## Legend
Control Panel | Buttons to import data and run modules, and build final summary | Setup
|  | Pre-Defined | Gathers measure inputs from the Input Generators. Also serves as the control list for all measures in the study.
Results Exhibits |  | Unstacked Cache | Database of row lookups that accelerates the model run.
Summary | Sector level results for highlight years and overall projection of potential vs baseline | Ramp Rates | Available ramps for customer participation. Should be separate for Lost Opportunity (LO) and Retrofit (Retro_) measures.
Baseline Exhibits | Utility forecast comparison, projection by end use, and projection per customer. Also Naturally Occurring impacts | Purchase Override | Defines a customized market size for some measures.
Savings by End Use | Exhibits of potential by end use
Top Measures | Top measures for selected years (usually incl. comparison to previous study) | Results Database
|  | Unstacked Savings | Output from Unstacked engines (EQ and NEM) - standalone savings per unit, incremental and cumulative savings and purchases.
Measure Summary | One-line-per-measure output of complete study incl. definitions, costs, and all case levels of potential (Technical, ATP, TRC, etc) | Measure Def | Definition information needed for summary - Baseline and Efficient labels and units of measure
|  | Final Savings | Output from Stacking Engine - final savings per unit, incremental and cumulative savings and purchases.
Module Engines |  | Econ Ratios | BC Ratio results of all cost tests evaluated (TRC, UCT, RVT, RIM). Standalone values - does not consider stacking of savings.
Unstacked EQ Potential | Uses Tech Data and Baseline projection to estimate standalone potential for each equipment measures. | CCE | The cost of conserved energy for all cost test, in $/kWh, $/therm or similar units as appropriate.
Unstacked NEM Potential | Uses NEM Data and Baseline projection to estimate standalone potential for non-equipment measures.
Stacking Engine | Layers the measures that apply within an end use based on their standalone % savings. By default, equipment measures are applied before non-equipment, and measures are applied in ascending order of standalone cost of energy. | External File Imports
LCOE Engine | Calculates final Levelized Cost of Energy for each measure based on stacked savings across all end uses. | from Baseline module | Variables, Market Size, UECs & EUIs, Tech Data, Avoided Costs, Program Costs, Utilization, Tech Cache, Technology Economics, Equipment Purchases, Baseline Projection
|  | from NEM Input Generator | Special Markets, NEM Data
|  | Optional | "Final Results - C&S" is a counterfactual used to estimate naturally occurring efficiency. This should be a duplicate baseline projection but with all purchase shares identical to the base year, and no tech data standards active.

## Ramp Rates
Key | 2021 | 2022 | 2023 | 2024 | 2025 | 2026 | 2027 | 2028 | 2029 | 2030 | 2031 | 2032 | 2033 | 2034 | 2035 | 2036 | 2037 | 2038 | 2039 | 2040 | 2041 | 2042 | 2043 | 2044 | 2045 | 2046 | 2047 | 2048
Retro12Med_OR | 0% | 0% | 10.94% | 10.94% | 10.94% | 10.94% | 10.94% | 9.844% | 7.875% | 6.3% | 5.04% | 4.032% | 3.226% | 2.58% | 2.064% | 1.652% | 1.321% | 1.057% | 0.007209% | 0.002575% | 0.0008778% | 0.0002862% | 0% | 0% | 0% | 0% | 0% | 0%
Retro5Med_OR | 0% | 0% | 4.3% | 5.28% | 6.461% | 7.5% | 8.555% | 10% | 10.97% | 11.21% | 10.56% | 9.079% | 7.026% | 4.822% | 2.885% | 1.348% | 0% | 0% | 0% | 0% | 0% | 0% | 0% | 0% | 0% | 0% | 0% | 0%
Retro1Slow_OR | 0% | 0% | 0.5% | 0.269% | 0.9102% | 1.48% | 2.247% | 3.218% | 4.378% | 5.675% | 7.02% | 8.278% | 9.287% | 9.88% | 9.921% | 9.352% | 8.223% | 6.693% | 5.003% | 3.665% | 2% | 1.6% | 0% | 0% | 0% | 0% | 0% | 0%
Retro50Fast_OR | 0% | 0% | 45% | 21% | 14% | 9% | 5.954% | 2.977% | 1.323% | 0.5292% | 0.1925% | 0.02413% | 0% | 0% | 0% | 0% | 0% | 0% | 0% | 0% | 0% | 0% | 0% | 0% | 0% | 0% | 0% | 0%
Retro20Fast_OR | 0% | 0% | 22.12% | 15.5% | 10.73% | 8.359% | 7.324% | 6.337% | 5.429% | 4.613% | 3.892% | 3.264% | 2.724% | 2.121% | 1.652% | 1.287% | 1.002% | 0.7803% | 0.6077% | 0.6519% | 0.5% | 0.7% | 0% | 0% | 0% | 0% | 0% | 0%
RetroEven20_OR | 0% | 0% | 2.5% | 5.132% | 5.132% | 5.132% | 5.132% | 5.132% | 5.132% | 5.132% | 5.132% | 5.132% | 5.132% | 5.132% | 5.132% | 5.132% | 5.132% | 5.132% | 5.132% | 5.132% | 5.132% | 5.132% | 0% | 0% | 0% | 0% | 0% | 0%
Retro3Slow_OR | 0% | 0% | 0.5532% | 0.8696% | 1.739% | 3.044% | 4.734% | 6.628% | 8.436% | 9.842% | 10.6% | 10.6% | 9.892% | 8.656% | 7.128% | 5.544% | 4.085% | 2.86% | 1.906% | 1.213% | 0.7385% | 0.5328% | 0% | 0% | 0% | 0% | 0% | 0%
LO12Med_OR | 0% | 0% | 10.94% | 21.87% | 32.81% | 43.75% | 54.69% | 64.53% | 72.41% | 78.71% | 83.75% | 87.78% | 91% | 93.58% | 95.65% | 97.3% | 98.62% | 99.68% | 99.69% | 99.69% | 99.69% | 99.69% | 99.69% | 99.69% | 99.69% | 99.69% | 99.69% | 99.69%
LO5Med_OR | 0% | 0% | 4.3% | 9.58% | 16.04% | 23.54% | 32.1% | 42.1% | 53.07% | 64.28% | 74.84% | 83.92% | 90.95% | 95.77% | 98.65% | 100% | 100% | 100% | 100% | 100% | 100% | 100% | 100% | 100% | 100% | 100% | 100% | 100%
LO1Slow_OR | 0% | 0% | 0.5% | 0.769% | 1.679% | 3.16% | 5.407% | 8.625% | 13% | 18.68% | 25.7% | 33.98% | 43.26% | 53.14% | 63.06% | 72.42% | 80.64% | 87.33% | 92.33% | 96% | 98% | 99.6% | 99.6% | 99.6% | 99.6% | 99.6% | 99.6% | 99.6%
LO50Fast_OR | 0% | 0% | 45% | 66% | 80% | 89% | 94.95% | 97.93% | 99.25% | 99.78% | 99.98% | 100% | 100% | 100% | 100% | 100% | 100% | 100% | 100% | 100% | 100% | 100% | 100% | 100% | 100% | 100% | 100% | 100%
LO20Fast_OR | 0% | 0% | 22.12% | 37.62% | 48.36% | 56.72% | 64.04% | 70.38% | 75.81% | 80.42% | 84.31% | 87.58% | 90.3% | 92.42% | 94.07% | 95.36% | 96.36% | 97.14% | 97.75% | 98.4% | 98.9% | 99.6% | 99.6% | 99.6% | 99.6% | 99.6% | 99.6% | 99.6%
LOEven20_OR | 0% | 0% | 2.5% | 7.632% | 12.76% | 17.89% | 23.03% | 28.16% | 33.29% | 38.42% | 43.55% | 48.68% | 53.82% | 58.95% | 64.08% | 69.21% | 74.34% | 79.47% | 84.61% | 89.74% | 94.87% | 100% | 100% | 100% | 100% | 100% | 100% | 100%
LO3Slow_OR | 0% | 0% | 0.5532% | 1.423% | 3.162% | 6.206% | 10.94% | 17.57% | 26% | 35.85% | 46.44% | 57.04% | 66.94% | 75.59% | 82.72% | 88.26% | 92.35% | 95.21% | 97.12% | 98.33% | 99.07% | 99.6% | 99.6% | 99.6% | 99.6% | 99.6% | 99.6% | 99.6%
LO80Fast_OR | 0% | 0% | 76% | 83% | 88% | 92% | 95% | 97% | 98% | 99% | 99% | 100% | 100% | 100% | 100% | 100% | 100% | 100% | 100% | 100% | 100% | 100% | 100% | 100% | 100% | 100% | 100% | 100%
CustomBehav_OR | 0% | 0% | 0% | 0% | 0% | 0% | 0% | 0% | 0% | 0% | 0% | 0% | 0% | 0% | 0% | 0% | 0% | 0% | 0% | 0% | 0% | 0% | 0% | 0% | 0% | 0% | 0% | 0%
Retro12Med_WA | 0% | 0% | 0% | 10.94% | 10.94% | 10.94% | 10.94% | 10.94% | 9.844% | 7.875% | 6.3% | 5.04% | 4.032% | 3.226% | 2.58% | 2.064% | 1.652% | 1.321% | 1.057% | 0.007209% | 0.002575% | 0.0008778% | 0.0002862% | 0% | 0% | 0% | 0% | 0% | 0%
Retro5Med_WA | 0% | 0% | 0% | 4.3% | 5.28% | 6.461% | 7.5% | 8.555% | 10% | 10.97% | 11.21% | 10.56% | 9.079% | 7.026% | 4.822% | 2.885% | 1.348% | 0% | 0% | 0% | 0% | 0% | 0% | 0% | 0% | 0% | 0% | 0% | 0%
Retro1Slow_WA | 0% | 0% | 0% | 0.5% | 0.269% | 0.9102% | 1.48% | 2.247% | 3.218% | 4.378% | 5.675% | 7.02% | 8.278% | 9.287% | 9.88% | 9.921% | 9.352% | 8.223% | 6.693% | 5.003% | 3.665% | 2% | 1.6% | 0% | 0% | 0% | 0% | 0% | 0%
Retro50Fast_WA | 0% | 0% | 0% | 45% | 21% | 14% | 9% | 5.954% | 2.977% | 1.323% | 0.5292% | 0.1925% | 0.02413% | 0% | 0% | 0% | 0% | 0% | 0% | 0% | 0% | 0% | 0% | 0% | 0% | 0% | 0% | 0% | 0%
Retro20Fast_WA | 0% | 0% | 0% | 22.12% | 15.5% | 10.73% | 8.359% | 7.324% | 6.337% | 5.429% | 4.613% | 3.892% | 3.264% | 2.724% | 2.121% | 1.652% | 1.287% | 1.002% | 0.7803% | 0.6077% | 0.6519% | 0.5% | 0.7% | 0% | 0% | 0% | 0% | 0% | 0%
RetroEven20_WA | 0% | 0% | 0% | 2.5% | 5.132% | 5.132% | 5.132% | 5.132% | 5.132% | 5.132% | 5.132% | 5.132% | 5.132% | 5.132% | 5.132% | 5.132% | 5.132% | 5.132% | 5.132% | 5.132% | 5.132% | 5.132% | 5.132% | 0% | 0% | 0% | 0% | 0% | 0%
Retro3Slow_WA | 0% | 0% | 0% | 0.5532% | 0.8696% | 1.739% | 3.044% | 4.734% | 6.628% | 8.436% | 9.842% | 10.6% | 10.6% | 9.892% | 8.656% | 7.128% | 5.544% | 4.085% | 2.86% | 1.906% | 1.213% | 0.7385% | 0.5328% | 0% | 0% | 0% | 0% | 0% | 0%
LO12Med_WA | 0% | 0% | 0% | 10.94% | 21.87% | 32.81% | 43.75% | 54.69% | 64.53% | 72.41% | 78.71% | 83.75% | 87.78% | 91% | 93.58% | 95.65% | 97.3% | 98.62% | 99.68% | 99.69% | 99.69% | 99.69% | 99.69% | 99.69% | 99.69% | 99.69% | 99.69% | 99.69% | 99.69%
LO5Med_WA | 0% | 0% | 0% | 4.3% | 9.58% | 16.04% | 23.54% | 32.1% | 42.1% | 53.07% | 64.28% | 74.84% | 83.92% | 90.95% | 95.77% | 98.65% | 100% | 100% | 100% | 100% | 100% | 100% | 100% | 100% | 100% | 100% | 100% | 100% | 100%
LO1Slow_WA | 0% | 0% | 0% | 0.5% | 0.769% | 1.679% | 3.16% | 5.407% | 8.625% | 13% | 18.68% | 25.7% | 33.98% | 43.26% | 53.14% | 63.06% | 72.42% | 80.64% | 87.33% | 92.33% | 96% | 98% | 99.6% | 99.6% | 99.6% | 99.6% | 99.6% | 99.6% | 99.6%
LO50Fast_WA | 0% | 0% | 0% | 45% | 66% | 80% | 89% | 94.95% | 97.93% | 99.25% | 99.78% | 99.98% | 100% | 100% | 100% | 100% | 100% | 100% | 100% | 100% | 100% | 100% | 100% | 100% | 100% | 100% | 100% | 100% | 100%
LO20Fast_WA | 0% | 0% | 0% | 22.12% | 37.62% | 48.36% | 56.72% | 64.04% | 70.38% | 75.81% | 80.42% | 84.31% | 87.58% | 90.3% | 92.42% | 94.07% | 95.36% | 96.36% | 97.14% | 97.75% | 98.4% | 98.9% | 99.6% | 99.6% | 99.6% | 99.6% | 99.6% | 99.6% | 99.6%
LOEven20_WA | 0% | 0% | 0% | 2.5% | 7.632% | 12.76% | 17.89% | 23.03% | 28.16% | 33.29% | 38.42% | 43.55% | 48.68% | 53.82% | 58.95% | 64.08% | 69.21% | 74.34% | 79.47% | 84.61% | 89.74% | 94.87% | 100% | 100% | 100% | 100% | 100% | 100% | 100%
LO3Slow_WA | 0% | 0% | 0% | 0.5532% | 1.423% | 3.162% | 6.206% | 10.94% | 17.57% | 26% | 35.85% | 46.44% | 57.04% | 66.94% | 75.59% | 82.72% | 88.26% | 92.35% | 95.21% | 97.12% | 98.33% | 99.07% | 99.6% | 99.6% | 99.6% | 99.6% | 99.6% | 99.6% | 99.6%
LO80Fast_WA | 0% | 0% | 0% | 76% | 83% | 88% | 92% | 95% | 97% | 98% | 99% | 99% | 100% | 100% | 100% | 100% | 100% | 100% | 100% | 100% | 100% | 100% | 100% | 100% | 100% | 100% | 100% | 100% | 100%
CustomBehav_WA | 0% | 0% | 0% | 0% | 0% | 0% | 0% | 0% | 0% | 0% | 0% | 0% | 0% | 0% | 0% | 0% | 0% | 0% | 0% | 0% | 0% | 0% | 0% | 0% | 0% | 0% | 0% | 0% | 0%

## Achievability (PNW)
Return | Measure | Achievability
Electric | Air-Cooled Chiller | 85%
| Water-Cooled Chiller | 85%
| RTU | 85%
| Packaged Terminal AC | 95%
| Packaged Terminal HP | 95%
| Air-Source Heat Pump | 95%
| Geothermal Heat Pump | 95%
| Ventilation | 85%
| Water Heater | 85%
| General Service Lighting | 95%
| Exempted Lighting | 95%
| High-Bay Lighting | 95%
| Linear Lighting | 95%
| Area Lighting | 95%
| Reach-in Refrigerator/Freezer | 95%
| Icemaker | 85%
| Vending Machine | 85%
| Oven | 85%
| Fryer | 85%
| Hot Food Container | 85%
| Steamer | 85%
| Griddle | 85%
| Desktop Computer | 100%
| Laptop | 100%
| Server | 85%
| Monitor | 100%
| Printer/Copier/Fax | 100%
| POS Terminal | 100%
| Pool Pump | 85%
| Pool Heater | 85%
| Electric Vehicle Chargers | 85%
| Clothes Dryer | 95%
| Insulation - Ceiling | 85%
| Insulation - Ducting | 85%
| Insulation - Wall Cavity | 85%
| Building Shell - High Reflectivity Roofs | 85%
| Green Roof - Vegetated Rooftop | 85%
| Ducting - Repair and Sealing | 85%
| Windows - High Efficiency Glazing | 85%
| Windows - Secondary Glazing Systems | 85%
| Chiller - Chilled Water Reset | 85%
| Chiller - Variable Flow Chilled Water Pump | 85%
| Water-Cooled Chiller - Variable Flow Condenser Water Pump | 85%
| Water-Cooled Chiller - Condenser Water Temperature Reset | 85%
| Chiller - Variable Speed Fans | 85%
| Chiller - Thermal Energy Storage | 85%
| HVAC - Energy Recovery Ventilator | 85%
| Building Shell - Air Sealing (Infiltration Control) | 85%
| Ventilation - ECM on VAV Boxes | 85%
| Ventilation - Permanent Magnet Synchronous Fan Motor | 85%
| Ventilation - Fan Drive Improvements | 85%
| Ventilation - Variable Speed Control | 85%
| Ventilation - Demand Controlled | 85%
| Ventilation - Nighttime Air Purge | 85%
| HVAC - Dedicated Outdoor Air System (DOAS) | 85%
| Destratification Fans (HVLS) | 85%
| RTU - Advanced Controls | 85%
| RTU - Evaporative Precooler | 85%
| HVAC - Maintenance | 85%
| Ductless Mini Split Heat Pump | 85%
| Ductless Mini Split AC | 85%
| Thermostat - Connected | 85%
| Water Heater - Thermostatic Shower Restriction Valve | 85%
| Water Heater - Pre-Rinse Spray Valve | 85%
| Water Heater - Temperature Setback | 85%
| Water Heater - Faucet Aerators | 85%
| Water Heater - Low-Flow Showerheads | 85%
| Water Heater - Tank Blanket/Insulation | 85%
| Water Heater - Drainwater Heat Recovery | 85%
| Water Heater - Circulation Pump Controls | 85%
| Circulation Pump - High Efficiency Motor | 85%
| Water Heater - Pipe Insulation | 85%
| Water Heater - Motion Control Faucet | 85%
| Water Heater - Solar System | 85%
| Commercial Laundry - Ozone Treatment | 85%
| Commercial Laundry - ENERGY STAR Washer | 95%
| Water Heater - Efficient Dishwasher | 85%
| Commercial Laundry - Alternative Dry-Cleaning Methods | 85%
| Interior Lighting - Retrofit - Luminaire Level Lighting Controls | 85%
| Interior Lighting - Retrofit - Networked Lighting Controls | 85%
| Interior Lighting - LED/LEC Exit Lighting | 85%
| Interior Lighting - Photoluminescent Exit Lighting | 95%
| Interior Lighting - Skylights | 85%
| Exterior Lighting - Retrofit - Enhanced Controls | 85%
| Exterior Lighting - Photovoltaic Installation | 85%
| Refrigeration - Door Gasket Replacement | 85%
| Refrigeration - High Efficiency Compressor | 85%
| Refrigeration - Variable Speed Compressor | 85%
| Refrigeration - ECM Compressor Head Fan Motor | 85%
| Refrigeration - Replace Single-Compressor with Subcooled Multiplex | 85%
| Refrigeration - Demand Defrost | 85%
| Refrigeration - Automatic High Speed Doors | 85%
| Refrigeration - High Efficiency Condenser Coil | 85%
| Refrigeration - Mechanical Subcooling | 85%
| Refrigeration - Liquid-Suction Heat Exchange | 85%
| Refrigeration - Heat Recovery | 85%
| Refrigeration - Floating Suction Pressure | 85%
| Refrigeration - High Efficiency Evaporator Fan Motors | 85%
| Refrigeration - Evaporator Fan Controls | 85%
| Refrigeration - Permanent Magnet Synchronous Fan Motor | 85%
| Refrigeration - Suction Line Insulation | 85%
| Refrigeration - Floating Head Pressure | 85%
| Refrigeration - Evaporative Condenser | 85%
| Refrigeration - Strip Curtain | 85%
| Refrigeration - Air Curtain | 85%
| ENERGY STAR Ultra-Low Temperature Freezer | 85%
| Grocery - Display Case - Anti-Sweat Heater Controls | 85%
| Grocery - Display Case - Low-Heat/No-Heat Doors | 85%
| Grocery - Display Case - Door Retrofit | 85%
| Grocery - Display Case - LED Lighting | 85%
| Grocery - Display Case - Motion Sensors | 85%
| Grocery - Open Display Case - Night Covers | 85%
| Grocery - On-Demand Overwrappers | 85%
| Vending Machine - Occupancy Sensor | 85%
| Advanced Kitchen Ventilation Controls | 85%
| Optimized Variable Volume Lab Hood Design | 85%
| Lodging - Guest Room Controls | 85%
| Office Equipment - Advanced Power Strips | 85%
| Data Center - Best Practice Measures | 85%
| Data Center - Commercially Available Measures | 85%
| Infiltration Control - Loading Dock Sealing | 85%
| Greenhouse Heat Curtain | 85%
| Ventilation - Parking Garages, Demand Controlled | 85%
| Pool Pump - Timer | 85%
| Pool Heater - Night Covers | 85%
| ENERGY STAR (2.0) Water Coolers | 95%
| Water Cooler - Timer | 85%
| Controlled Atmosphere - Lighting Controls | 85%
| Controlled Atmosphere - Refrigeration Retrofit | 85%
| Controlled Atmosphere - Refrigeration Tuneup | 85%
| Controlled Atmosphere - CO2 Scrubber Retrofit | 85%
| Controlled Atmosphere - Nitrogen Membrane Retrofit | 85%
| Engine Block Heater Controls | 85%
| Circulating Engine Block Heater | 85%
| Improved Vertical Lift Technology | 85%
| High Efficiency Transformer | 85%
| High Frequency Battery Chargers | 85%
| Advanced New Construction Designs | 85%
| Strategic Energy Management | 85%
| Retrocommissioning | 85%
Natural Gas | Furnace | 85%
| Boiler | 85%
| Unit Heater | 85%
| Water Heater | 85%
| Oven | 85%
| Conveyor Oven | 85%
| Double Rack Oven | 85%
| Fryer | 85%
| Broiler | 85%
| Griddle | 85%
| Range | 85%
| Steamer | 85%
| Commercial Food Prep Other | 85%
| Pool Heater | 85%
| Insulation - Ceiling | 85%
| Insulation - Ducting | 85%
| Insulation - Wall Cavity | 85%
| Green Roof - Vegetated Rooftop | 85%
| Ducting - Repair and Sealing | 85%
| Windows - High Efficiency Glazing | 85%
| Windows - Secondary Glazing Systems | 85%
| HVAC - Energy Recovery Ventilator | 85%
| Building Shell - Air Sealing (Infiltration Control) | 85%
| Ventilation - Demand Controlled | 85%
| HVAC - Dedicated Outdoor Air System (DOAS) | 85%
| Destratification Fans (HVLS) | 85%
| Gas Boiler - Maintenance | 85%
| Gas Furnace - Maintenance | 85%
| Gas Boiler - Hot Water Reset | 85%
| Gas Boiler - Steam Trap Replacement | 85%
| Gas Boiler - High Turndown Burner | 85%
| Gas Boiler - Burner Control Optimization | 85%
| Gas Boiler - Stack Economizer | 85%
| Gas Boiler - Thermostatic Radiator Valves | 85%
| HVAC - Shut Off Damper | 85%
| Gas Furnace - Tube Inserts | 85%
| Gas Boiler - Insulate Steam Lines/Condensate Tank | 85%
| Gas Boiler - Insulate Hot Water Lines | 85%
| Condensing RTU | 85%
| Hydronic Heating Radiator Replacement | 85%
| Thermostat - Connected | 85%
| Water Heater - Thermostatic Shower Restriction Valve | 85%
| Water Heater - Pre-Rinse Spray Valve | 85%
| Water Heater - Temperature Setback | 85%
| Water Heater - Faucet Aerators | 85%
| Water Heater - Low-Flow Showerheads | 85%
| Water Heater - Tank Blanket/Insulation | 85%
| Water Heater - Drainwater Heat Recovery | 85%
| Water Heater - Circulation Pump Controls | 85%
| Water Heater - Pipe Insulation | 85%
| Water Heater - Motion Control Faucet | 85%
| Water Heater - Solar System | 85%
| Commercial Laundry - Ozone Treatment | 85%
| Commercial Laundry - ENERGY STAR Washer | 85%
| Water Heater - Efficient Dishwasher | 85%
| Commercial Laundry - Alternative Dry-Cleaning Methods | 85%
| Advanced Kitchen Ventilation Controls | 85%
| Infiltration Control - Loading Dock Sealing | 85%
| Greenhouse Heat Curtain | 85%
| Ventilation - Parking Garages, Demand Controlled | 85%
| Pool Heater - Night Covers | 85%
| Advanced New Construction Designs | 85%
| Strategic Energy Management | 85%
| Retrocommissioning | 85%
Used as a multiplier on adoption ramps. Looked up from Unstacked EQ and NEM engines.

## Measure Summary
[146 empty] | Technical Potential | [99 empty] | Achievable Technical Potential | [99 empty] | TRC Economic Potential | [99 empty] | UCT Economic Potential
| Measure | [8 empty] | 2022 Measure Information (Unstacked) | [24 empty] | Sources |  |  | Baseline Definitions - All Years | [26 empty] | Efficient Definitions - All Years | [26 empty] | Incremental Cost per Unit (2021$) - All Years | [26 empty] | Savings per Unit (kWh or therm, Stacked) - All Years | [26 empty] | Technical Potential Incremental Savings (MWh or mTherms) | [24 empty] | Technical Potential Cumulative Savings (MWh or mTherms) | [24 empty] | Technical Potential Incremental Purchases | [24 empty] | Technical Potential Cumulative Purchases | [24 empty] | Achievable Technical Potential Incremental Savings (MWh or mTherms) | [24 empty] | Achievable Technical Potential Cumulative Savings (MWh or mTherms) | [24 empty] | Achievable Technical Potential Incremental Purchases | [24 empty] | Achievable Technical Potential Cumulative Purchases | [24 empty] | TRC Economic Potential Incremental Savings (MWh or mTherms) | [24 empty] | TRC Economic Potential Cumulative Savings (MWh or mTherms) | [24 empty] | TRC Economic Potential Incremental Purchases | [24 empty] | TRC Economic Potential Cumulative Purchases | [24 empty] | UCT Economic Potential Incremental Savings (MWh or mTherms) | [24 empty] | UCT Economic Potential Cumulative Savings (MWh or mTherms) | [24 empty] | UCT Economic Potential Incremental Purchases | [24 empty] | UCT Economic Potential Cumulative Purchases | [24 empty] | TRC 20-yr Levelized Cost of Energy ($/MWh or $/mtherm) | [24 empty] | UCT 20-yr Levelized Cost of Energy ($/MWh or $/mtherm)
Key | State | Sector | Segment | Vintage | End Use | Fuel | Measure | Option | Measure Identifier | Baseline Definition | Efficient Definition | Measure Life (Years) | Unit Energy Savings (Annual kWh or therm) | Unit Summer Peak Savings (kW or n/a) | Unit Winter Peak Savings (kW or n/a) | Unit Incremental Cost (2021$) | Non-Energy Impacts (2021$) | Incr. O&M (2021$) | RVT-Only NEIs (2021$) | Incentive (2021$) | Admin Cost (2021$) | Unit of Measure | Base Saturation | Applicability | Discretionary/Lost Opportunity | Ramp Rate Name | 20 Year Technical Achievable % | Assigned Loadshape | T&D Losses | TRC LCOE ($/MWh or $/mtherm) | TRC LCOE Bundle | UCT LCOE ($/MWh or $/mtherm) | UCT LCOE Bundle | Cumulative Achievable Technical Potential in 2022 (MWh or mTherms) | Lifetime Source | Costs Source | Savings Source | 2021 Baseline Definition | 2022 Baseline Definition | 2023 Baseline Definition | 2024 Baseline Definition | 2025 Baseline Definition | 2026 Baseline Definition | 2027 Baseline Definition | 2028 Baseline Definition | 2029 Baseline Definition | 2030 Baseline Definition | 2031 Baseline Definition | 2032 Baseline Definition | 2033 Baseline Definition | 2034 Baseline Definition | 2035 Baseline Definition | 2036 Baseline Definition | 2037 Baseline Definition | 2038 Baseline Definition | 2039 Baseline Definition | 2040 Baseline Definition | 2041 Baseline Definition | 2042 Baseline Definition | 2043 Baseline Definition | 2044 Baseline Definition | 2045 Baseline Definition | 2046 Baseline Definition | 2047 Baseline Definition | 2021 Efficient Definition | 2022 Efficient Definition | 2023 Efficient Definition | 2024 Efficient Definition | 2025 Efficient Definition | 2026 Efficient Definition | 2027 Efficient Definition | 2028 Efficient Definition | 2029 Efficient Definition | 2030 Efficient Definition | 2031 Efficient Definition | 2032 Efficient Definition | 2033 Efficient Definition | 2034 Efficient Definition | 2035 Efficient Definition | 2036 Efficient Definition | 2037 Efficient Definition | 2038 Efficient Definition | 2039 Efficient Definition | 2040 Efficient Definition | 2041 Efficient Definition | 2042 Efficient Definition | 2043 Efficient Definition | 2044 Efficient Definition | 2045 Efficient Definition | 2046 Efficient Definition | 2047 Efficient Definition | 2021 Inc. Cost/Unit ($) | 2022 Inc. Cost/Unit ($) | 2023 Inc. Cost/Unit ($) | 2024 Inc. Cost/Unit ($) | 2025 Inc. Cost/Unit ($) | 2026 Inc. Cost/Unit ($) | 2027 Inc. Cost/Unit ($) | 2028 Inc. Cost/Unit ($) | 2029 Inc. Cost/Unit ($) | 2030 Inc. Cost/Unit ($) | 2031 Inc. Cost/Unit ($) | 2032 Inc. Cost/Unit ($) | 2033 Inc. Cost/Unit ($) | 2034 Inc. Cost/Unit ($) | 2035 Inc. Cost/Unit ($) | 2036 Inc. Cost/Unit ($) | 2037 Inc. Cost/Unit ($) | 2038 Inc. Cost/Unit ($) | 2039 Inc. Cost/Unit ($) | 2040 Inc. Cost/Unit ($) | 2041 Inc. Cost/Unit ($) | 2042 Inc. Cost/Unit ($) | 2043 Inc. Cost/Unit ($) | 2044 Inc. Cost/Unit ($) | 2045 Inc. Cost/Unit ($) | 2046 Inc. Cost/Unit ($) | 2047 Inc. Cost/Unit ($) | 2021 Savings/Unit (kWh or therm) | 2022 Savings/Unit (kWh or therm) | 2023 Savings/Unit (kWh or therm) | 2024 Savings/Unit (kWh or therm) | 2025 Savings/Unit (kWh or therm) | 2026 Savings/Unit (kWh or therm) | 2027 Savings/Unit (kWh or therm) | 2028 Savings/Unit (kWh or therm) | 2029 Savings/Unit (kWh or therm) | 2030 Savings/Unit (kWh or therm) | 2031 Savings/Unit (kWh or therm) | 2032 Savings/Unit (kWh or therm) | 2033 Savings/Unit (kWh or therm) | 2034 Savings/Unit (kWh or therm) | 2035 Savings/Unit (kWh or therm) | 2036 Savings/Unit (kWh or therm) | 2037 Savings/Unit (kWh or therm) | 2038 Savings/Unit (kWh or therm) | 2039 Savings/Unit (kWh or therm) | 2040 Savings/Unit (kWh or therm) | 2041 Savings/Unit (kWh or therm) | 2042 Savings/Unit (kWh or therm) | 2043 Savings/Unit (kWh or therm) | 2044 Savings/Unit (kWh or therm) | 2045 Savings/Unit (kWh or therm) | 2046 Savings/Unit (kWh or therm) | 2047 Savings/Unit (kWh or therm) | 2023 TP Incr. Savings (MWh or mTherms) | 2024 TP Incr. Savings (MWh or mTherms) | 2025 TP Incr. Savings (MWh or mTherms) | 2026 TP Incr. Savings (MWh or mTherms) | 2027 TP Incr. Savings (MWh or mTherms) | 2028 TP Incr. Savings (MWh or mTherms) | 2029 TP Incr. Savings (MWh or mTherms) | 2030 TP Incr. Savings (MWh or mTherms) | 2031 TP Incr. Savings (MWh or mTherms) | 2032 TP Incr. Savings (MWh or mTherms) | 2033 TP Incr. Savings (MWh or mTherms) | 2034 TP Incr. Savings (MWh or mTherms) | 2035 TP Incr. Savings (MWh or mTherms) | 2036 TP Incr. Savings (MWh or mTherms) | 2037 TP Incr. Savings (MWh or mTherms) | 2038 TP Incr. Savings (MWh or mTherms) | 2039 TP Incr. Savings (MWh or mTherms) | 2040 TP Incr. Savings (MWh or mTherms) | 2041 TP Incr. Savings (MWh or mTherms) | 2042 TP Incr. Savings (MWh or mTherms) | 2043 TP Incr. Savings (MWh or mTherms) | 2044 TP Incr. Savings (MWh or mTherms) | 2045 TP Incr. Savings (MWh or mTherms) | 2046 TP Incr. Savings (MWh or mTherms) | 2047 TP Incr. Savings (MWh or mTherms) | 2023 TP Cumul. Savings (MWh or mTherms) | 2024 TP Cumul. Savings (MWh or mTherms) | 2025 TP Cumul. Savings (MWh or mTherms) | 2026 TP Cumul. Savings (MWh or mTherms) | 2027 TP Cumul. Savings (MWh or mTherms) | 2028 TP Cumul. Savings (MWh or mTherms) | 2029 TP Cumul. Savings (MWh or mTherms) | 2030 TP Cumul. Savings (MWh or mTherms) | 2031 TP Cumul. Savings (MWh or mTherms) | 2032 TP Cumul. Savings (MWh or mTherms) | 2033 TP Cumul. Savings (MWh or mTherms) | 2034 TP Cumul. Savings (MWh or mTherms) | 2035 TP Cumul. Savings (MWh or mTherms) | 2036 TP Cumul. Savings (MWh or mTherms) | 2037 TP Cumul. Savings (MWh or mTherms) | 2038 TP Cumul. Savings (MWh or mTherms) | 2039 TP Cumul. Savings (MWh or mTherms) | 2040 TP Cumul. Savings (MWh or mTherms) | 2041 TP Cumul. Savings (MWh or mTherms) | 2042 TP Cumul. Savings (MWh or mTherms) | 2043 TP Cumul. Savings (MWh or mTherms) | 2044 TP Cumul. Savings (MWh or mTherms) | 2045 TP Cumul. Savings (MWh or mTherms) | 2046 TP Cumul. Savings (MWh or mTherms) | 2047 TP Cumul. Savings (MWh or mTherms) | 2023 TP Incr. Purchases | 2024 TP Incr. Purchases | 2025 TP Incr. Purchases | 2026 TP Incr. Purchases | 2027 TP Incr. Purchases | 2028 TP Incr. Purchases | 2029 TP Incr. Purchases | 2030 TP Incr. Purchases | 2031 TP Incr. Purchases | 2032 TP Incr. Purchases | 2033 TP Incr. Purchases | 2034 TP Incr. Purchases | 2035 TP Incr. Purchases | 2036 TP Incr. Purchases | 2037 TP Incr. Purchases | 2038 TP Incr. Purchases | 2039 TP Incr. Purchases | 2040 TP Incr. Purchases | 2041 TP Incr. Purchases | 2042 TP Incr. Purchases | 2043 TP Incr. Purchases | 2044 TP Incr. Purchases | 2045 TP Incr. Purchases | 2046 TP Incr. Purchases | 2047 TP Incr. Purchases | 2023 TP Cumul. Purchases | 2024 TP Cumul. Purchases | 2025 TP Cumul. Purchases | 2026 TP Cumul. Purchases | 2027 TP Cumul. Purchases | 2028 TP Cumul. Purchases | 2029 TP Cumul. Purchases | 2030 TP Cumul. Purchases | 2031 TP Cumul. Purchases | 2032 TP Cumul. Purchases | 2033 TP Cumul. Purchases | 2034 TP Cumul. Purchases | 2035 TP Cumul. Purchases | 2036 TP Cumul. Purchases | 2037 TP Cumul. Purchases | 2038 TP Cumul. Purchases | 2039 TP Cumul. Purchases | 2040 TP Cumul. Purchases | 2041 TP Cumul. Purchases | 2042 TP Cumul. Purchases | 2043 TP Cumul. Purchases | 2044 TP Cumul. Purchases | 2045 TP Cumul. Purchases | 2046 TP Cumul. Purchases | 2047 TP Cumul. Purchases | 2023 ATP Incr. Savings (MWh or mTherms) | 2024 ATP Incr. Savings (MWh or mTherms) | 2025 ATP Incr. Savings (MWh or mTherms) | 2026 ATP Incr. Savings (MWh or mTherms) | 2027 ATP Incr. Savings (MWh or mTherms) | 2028 ATP Incr. Savings (MWh or mTherms) | 2029 ATP Incr. Savings (MWh or mTherms) | 2030 ATP Incr. Savings (MWh or mTherms) | 2031 ATP Incr. Savings (MWh or mTherms) | 2032 ATP Incr. Savings (MWh or mTherms) | 2033 ATP Incr. Savings (MWh or mTherms) | 2034 ATP Incr. Savings (MWh or mTherms) | 2035 ATP Incr. Savings (MWh or mTherms) | 2036 ATP Incr. Savings (MWh or mTherms) | 2037 ATP Incr. Savings (MWh or mTherms) | 2038 ATP Incr. Savings (MWh or mTherms) | 2039 ATP Incr. Savings (MWh or mTherms) | 2040 ATP Incr. Savings (MWh or mTherms) | 2041 ATP Incr. Savings (MWh or mTherms) | 2042 ATP Incr. Savings (MWh or mTherms) | 2043 ATP Incr. Savings (MWh or mTherms) | 2044 ATP Incr. Savings (MWh or mTherms) | 2045 ATP Incr. Savings (MWh or mTherms) | 2046 ATP Incr. Savings (MWh or mTherms) | 2047 ATP Incr. Savings (MWh or mTherms) | 2023 ATP Cumul. Savings (MWh or mTherms) | 2024 ATP Cumul. Savings (MWh or mTherms) | 2025 ATP Cumul. Savings (MWh or mTherms) | 2026 ATP Cumul. Savings (MWh or mTherms) | 2027 ATP Cumul. Savings (MWh or mTherms) | 2028 ATP Cumul. Savings (MWh or mTherms) | 2029 ATP Cumul. Savings (MWh or mTherms) | 2030 ATP Cumul. Savings (MWh or mTherms) | 2031 ATP Cumul. Savings (MWh or mTherms) | 2032 ATP Cumul. Savings (MWh or mTherms) | 2033 ATP Cumul. Savings (MWh or mTherms) | 2034 ATP Cumul. Savings (MWh or mTherms) | 2035 ATP Cumul. Savings (MWh or mTherms) | 2036 ATP Cumul. Savings (MWh or mTherms) | 2037 ATP Cumul. Savings (MWh or mTherms) | 2038 ATP Cumul. Savings (MWh or mTherms) | 2039 ATP Cumul. Savings (MWh or mTherms) | 2040 ATP Cumul. Savings (MWh or mTherms) | 2041 ATP Cumul. Savings (MWh or mTherms) | 2042 ATP Cumul. Savings (MWh or mTherms) | 2043 ATP Cumul. Savings (MWh or mTherms) | 2044 ATP Cumul. Savings (MWh or mTherms) | 2045 ATP Cumul. Savings (MWh or mTherms) | 2046 ATP Cumul. Savings (MWh or mTherms) | 2047 ATP Cumul. Savings (MWh or mTherms) | 2023 ATP Incr. Purchases | 2024 ATP Incr. Purchases | 2025 ATP Incr. Purchases | 2026 ATP Incr. Purchases | 2027 ATP Incr. Purchases | 2028 ATP Incr. Purchases | 2029 ATP Incr. Purchases | 2030 ATP Incr. Purchases | 2031 ATP Incr. Purchases | 2032 ATP Incr. Purchases | 2033 ATP Incr. Purchases | 2034 ATP Incr. Purchases | 2035 ATP Incr. Purchases | 2036 ATP Incr. Purchases | 2037 ATP Incr. Purchases | 2038 ATP Incr. Purchases | 2039 ATP Incr. Purchases | 2040 ATP Incr. Purchases | 2041 ATP Incr. Purchases | 2042 ATP Incr. Purchases | 2043 ATP Incr. Purchases | 2044 ATP Incr. Purchases | 2045 ATP Incr. Purchases | 2046 ATP Incr. Purchases | 2047 ATP Incr. Purchases | 2023 ATP Cumul. Purchases | 2024 ATP Cumul. Purchases | 2025 ATP Cumul. Purchases | 2026 ATP Cumul. Purchases | 2027 ATP Cumul. Purchases | 2028 ATP Cumul. Purchases | 2029 ATP Cumul. Purchases | 2030 ATP Cumul. Purchases | 2031 ATP Cumul. Purchases | 2032 ATP Cumul. Purchases | 2033 ATP Cumul. Purchases | 2034 ATP Cumul. Purchases | 2035 ATP Cumul. Purchases | 2036 ATP Cumul. Purchases | 2037 ATP Cumul. Purchases | 2038 ATP Cumul. Purchases | 2039 ATP Cumul. Purchases | 2040 ATP Cumul. Purchases | 2041 ATP Cumul. Purchases | 2042 ATP Cumul. Purchases | 2043 ATP Cumul. Purchases | 2044 ATP Cumul. Purchases | 2045 ATP Cumul. Purchases | 2046 ATP Cumul. Purchases | 2047 ATP Cumul. Purchases | 2023 TRC Incr. Savings (MWh or mTherms) | 2024 TRC Incr. Savings (MWh or mTherms) | 2025 TRC Incr. Savings (MWh or mTherms) | 2026 TRC Incr. Savings (MWh or mTherms) | 2027 TRC Incr. Savings (MWh or mTherms) | 2028 TRC Incr. Savings (MWh or mTherms) | 2029 TRC Incr. Savings (MWh or mTherms) | 2030 TRC Incr. Savings (MWh or mTherms) | 2031 TRC Incr. Savings (MWh or mTherms) | 2032 TRC Incr. Savings (MWh or mTherms) | 2033 TRC Incr. Savings (MWh or mTherms) | 2034 TRC Incr. Savings (MWh or mTherms) | 2035 TRC Incr. Savings (MWh or mTherms) | 2036 TRC Incr. Savings (MWh or mTherms) | 2037 TRC Incr. Savings (MWh or mTherms) | 2038 TRC Incr. Savings (MWh or mTherms) | 2039 TRC Incr. Savings (MWh or mTherms) | 2040 TRC Incr. Savings (MWh or mTherms) | 2041 TRC Incr. Savings (MWh or mTherms) | 2042 TRC Incr. Savings (MWh or mTherms) | 2043 TRC Incr. Savings (MWh or mTherms) | 2044 TRC Incr. Savings (MWh or mTherms) | 2045 TRC Incr. Savings (MWh or mTherms) | 2046 TRC Incr. Savings (MWh or mTherms) | 2047 TRC Incr. Savings (MWh or mTherms) | 2023 TRC Cumul. Savings (MWh or mTherms) | 2024 TRC Cumul. Savings (MWh or mTherms) | 2025 TRC Cumul. Savings (MWh or mTherms) | 2026 TRC Cumul. Savings (MWh or mTherms) | 2027 TRC Cumul. Savings (MWh or mTherms) | 2028 TRC Cumul. Savings (MWh or mTherms) | 2029 TRC Cumul. Savings (MWh or mTherms) | 2030 TRC Cumul. Savings (MWh or mTherms) | 2031 TRC Cumul. Savings (MWh or mTherms) | 2032 TRC Cumul. Savings (MWh or mTherms) | 2033 TRC Cumul. Savings (MWh or mTherms) | 2034 TRC Cumul. Savings (MWh or mTherms) | 2035 TRC Cumul. Savings (MWh or mTherms) | 2036 TRC Cumul. Savings (MWh or mTherms) | 2037 TRC Cumul. Savings (MWh or mTherms) | 2038 TRC Cumul. Savings (MWh or mTherms) | 2039 TRC Cumul. Savings (MWh or mTherms) | 2040 TRC Cumul. Savings (MWh or mTherms) | 2041 TRC Cumul. Savings (MWh or mTherms) | 2042 TRC Cumul. Savings (MWh or mTherms) | 2043 TRC Cumul. Savings (MWh or mTherms) | 2044 TRC Cumul. Savings (MWh or mTherms) | 2045 TRC Cumul. Savings (MWh or mTherms) | 2046 TRC Cumul. Savings (MWh or mTherms) | 2047 TRC Cumul. Savings (MWh or mTherms) | 2023 TRC Incr. Purchases | 2024 TRC Incr. Purchases | 2025 TRC Incr. Purchases | 2026 TRC Incr. Purchases | 2027 TRC Incr. Purchases | 2028 TRC Incr. Purchases | 2029 TRC Incr. Purchases | 2030 TRC Incr. Purchases | 2031 TRC Incr. Purchases | 2032 TRC Incr. Purchases | 2033 TRC Incr. Purchases | 2034 TRC Incr. Purchases | 2035 TRC Incr. Purchases | 2036 TRC Incr. Purchases | 2037 TRC Incr. Purchases | 2038 TRC Incr. Purchases | 2039 TRC Incr. Purchases | 2040 TRC Incr. Purchases | 2041 TRC Incr. Purchases | 2042 TRC Incr. Purchases | 2043 TRC Incr. Purchases | 2044 TRC Incr. Purchases | 2045 TRC Incr. Purchases | 2046 TRC Incr. Purchases | 2047 TRC Incr. Purchases | 2023 TRC Cumul. Purchases | 2024 TRC Cumul. Purchases | 2025 TRC Cumul. Purchases | 2026 TRC Cumul. Purchases | 2027 TRC Cumul. Purchases | 2028 TRC Cumul. Purchases | 2029 TRC Cumul. Purchases | 2030 TRC Cumul. Purchases | 2031 TRC Cumul. Purchases | 2032 TRC Cumul. Purchases | 2033 TRC Cumul. Purchases | 2034 TRC Cumul. Purchases | 2035 TRC Cumul. Purchases | 2036 TRC Cumul. Purchases | 2037 TRC Cumul. Purchases | 2038 TRC Cumul. Purchases | 2039 TRC Cumul. Purchases | 2040 TRC Cumul. Purchases | 2041 TRC Cumul. Purchases | 2042 TRC Cumul. Purchases | 2043 TRC Cumul. Purchases | 2044 TRC Cumul. Purchases | 2045 TRC Cumul. Purchases | 2046 TRC Cumul. Purchases | 2047 TRC Cumul. Purchases | 2023 UCT Incr. Savings (MWh or mTherms) | 2024 UCT Incr. Savings (MWh or mTherms) | 2025 UCT Incr. Savings (MWh or mTherms) | 2026 UCT Incr. Savings (MWh or mTherms) | 2027 UCT Incr. Savings (MWh or mTherms) | 2028 UCT Incr. Savings (MWh or mTherms) | 2029 UCT Incr. Savings (MWh or mTherms) | 2030 UCT Incr. Savings (MWh or mTherms) | 2031 UCT Incr. Savings (MWh or mTherms) | 2032 UCT Incr. Savings (MWh or mTherms) | 2033 UCT Incr. Savings (MWh or mTherms) | 2034 UCT Incr. Savings (MWh or mTherms) | 2035 UCT Incr. Savings (MWh or mTherms) | 2036 UCT Incr. Savings (MWh or mTherms) | 2037 UCT Incr. Savings (MWh or mTherms) | 2038 UCT Incr. Savings (MWh or mTherms) | 2039 UCT Incr. Savings (MWh or mTherms) | 2040 UCT Incr. Savings (MWh or mTherms) | 2041 UCT Incr. Savings (MWh or mTherms) | 2042 UCT Incr. Savings (MWh or mTherms) | 2043 UCT Incr. Savings (MWh or mTherms) | 2044 UCT Incr. Savings (MWh or mTherms) | 2045 UCT Incr. Savings (MWh or mTherms) | 2046 UCT Incr. Savings (MWh or mTherms) | 2047 UCT Incr. Savings (MWh or mTherms) | 2023 UCT Cumul. Savings (MWh or mTherms) | 2024 UCT Cumul. Savings (MWh or mTherms) | 2025 UCT Cumul. Savings (MWh or mTherms) | 2026 UCT Cumul. Savings (MWh or mTherms) | 2027 UCT Cumul. Savings (MWh or mTherms) | 2028 UCT Cumul. Savings (MWh or mTherms) | 2029 UCT Cumul. Savings (MWh or mTherms) | 2030 UCT Cumul. Savings (MWh or mTherms) | 2031 UCT Cumul. Savings (MWh or mTherms) | 2032 UCT Cumul. Savings (MWh or mTherms) | 2033 UCT Cumul. Savings (MWh or mTherms) | 2034 UCT Cumul. Savings (MWh or mTherms) | 2035 UCT Cumul. Savings (MWh or mTherms) | 2036 UCT Cumul. Savings (MWh or mTherms) | 2037 UCT Cumul. Savings (MWh or mTherms) | 2038 UCT Cumul. Savings (MWh or mTherms) | 2039 UCT Cumul. Savings (MWh or mTherms) | 2040 UCT Cumul. Savings (MWh or mTherms) | 2041 UCT Cumul. Savings (MWh or mTherms) | 2042 UCT Cumul. Savings (MWh or mTherms) | 2043 UCT Cumul. Savings (MWh or mTherms) | 2044 UCT Cumul. Savings (MWh or mTherms) | 2045 UCT Cumul. Savings (MWh or mTherms) | 2046 UCT Cumul. Savings (MWh or mTherms) | 2047 UCT Cumul. Savings (MWh or mTherms) | 2023 UCT Incr. Purchases | 2024 UCT Incr. Purchases | 2025 UCT Incr. Purchases | 2026 UCT Incr. Purchases | 2027 UCT Incr. Purchases | 2028 UCT Incr. Purchases | 2029 UCT Incr. Purchases | 2030 UCT Incr. Purchases | 2031 UCT Incr. Purchases | 2032 UCT Incr. Purchases | 2033 UCT Incr. Purchases | 2034 UCT Incr. Purchases | 2035 UCT Incr. Purchases | 2036 UCT Incr. Purchases | 2037 UCT Incr. Purchases | 2038 UCT Incr. Purchases | 2039 UCT Incr. Purchases | 2040 UCT Incr. Purchases | 2041 UCT Incr. Purchases | 2042 UCT Incr. Purchases | 2043 UCT Incr. Purchases | 2044 UCT Incr. Purchases | 2045 UCT Incr. Purchases | 2046 UCT Incr. Purchases | 2047 UCT Incr. Purchases | 2023 UCT Cumul. Purchases | 2024 UCT Cumul. Purchases | 2025 UCT Cumul. Purchases | 2026 UCT Cumul. Purchases | 2027 UCT Cumul. Purchases | 2028 UCT Cumul. Purchases | 2029 UCT Cumul. Purchases | 2030 UCT Cumul. Purchases | 2031 UCT Cumul. Purchases | 2032 UCT Cumul. Purchases | 2033 UCT Cumul. Purchases | 2034 UCT Cumul. Purchases | 2035 UCT Cumul. Purchases | 2036 UCT Cumul. Purchases | 2037 UCT Cumul. Purchases | 2038 UCT Cumul. Purchases | 2039 UCT Cumul. Purchases | 2040 UCT Cumul. Purchases | 2041 UCT Cumul. Purchases | 2042 UCT Cumul. Purchases | 2043 UCT Cumul. Purchases | 2044 UCT Cumul. Purchases | 2045 UCT Cumul. Purchases | 2046 UCT Cumul. Purchases | 2047 UCT Cumul. Purchases | 2023 TRC LCOE ($/MWh or $/mtherm) | 2024 TRC LCOE ($/MWh or $/mtherm) | 2025 TRC LCOE ($/MWh or $/mtherm) | 2026 TRC LCOE ($/MWh or $/mtherm) | 2027 TRC LCOE ($/MWh or $/mtherm) | 2028 TRC LCOE ($/MWh or $/mtherm) | 2029 TRC LCOE ($/MWh or $/mtherm) | 2030 TRC LCOE ($/MWh or $/mtherm) | 2031 TRC LCOE ($/MWh or $/mtherm) | 2032 TRC LCOE ($/MWh or $/mtherm) | 2033 TRC LCOE ($/MWh or $/mtherm) | 2034 TRC LCOE ($/MWh or $/mtherm) | 2035 TRC LCOE ($/MWh or $/mtherm) | 2036 TRC LCOE ($/MWh or $/mtherm) | 2037 TRC LCOE ($/MWh or $/mtherm) | 2038 TRC LCOE ($/MWh or $/mtherm) | 2039 TRC LCOE ($/MWh or $/mtherm) | 2040 TRC LCOE ($/MWh or $/mtherm) | 2041 TRC LCOE ($/MWh or $/mtherm) | 2042 TRC LCOE ($/MWh or $/mtherm) | 2043 TRC LCOE ($/MWh or $/mtherm) | 2044 TRC LCOE ($/MWh or $/mtherm) | 2045 TRC LCOE ($/MWh or $/mtherm) | 2046 TRC LCOE ($/MWh or $/mtherm) | 2047 TRC LCOE ($/MWh or $/mtherm) | 2023 UCT LCOE ($/MWh or $/mtherm) | 2024 UCT LCOE ($/MWh or $/mtherm) | 2025 UCT LCOE ($/MWh or $/mtherm) | 2026 UCT LCOE ($/MWh or $/mtherm) | 2027 UCT LCOE ($/MWh or $/mtherm) | 2028 UCT LCOE ($/MWh or $/mtherm) | 2029 UCT LCOE ($/MWh or $/mtherm) | 2030 UCT LCOE ($/MWh or $/mtherm) | 2031 UCT LCOE ($/MWh or $/mtherm) | 2032 UCT LCOE ($/MWh or $/mtherm) | 2033 UCT LCOE ($/MWh or $/mtherm) | 2034 UCT LCOE ($/MWh or $/mtherm) | 2035 UCT LCOE ($/MWh or $/mtherm) | 2036 UCT LCOE ($/MWh or $/mtherm) | 2037 UCT LCOE ($/MWh or $/mtherm) | 2038 UCT LCOE ($/MWh or $/mtherm) | 2039 UCT LCOE ($/MWh or $/mtherm) | 2040 UCT LCOE ($/MWh or $/mtherm) | 2041 UCT LCOE ($/MWh or $/mtherm) | 2042 UCT LCOE ($/MWh or $/mtherm) | 2043 UCT LCOE ($/MWh or $/mtherm) | 2044 UCT LCOE ($/MWh or $/mtherm) | 2045 UCT LCOE ($/MWh or $/mtherm) | 2046 UCT LCOE ($/MWh or $/mtherm) | 2047 UCT LCOE ($/MWh or $/mtherm)
WA_Commercial_WA - College_Existing_Space Heating_Natural Gas_Furnace_A | WA | Commercial | WA - College | Existing | Space Heating | Natural Gas | Furnace | A | WCNG1 | AFUE 80% (Standard) | AFUE 96% | 23 | 246.556 | 0 | 0 | 956.79 | -5.72 | 0 | 0 | 0.7 | 0.2 | 400 kBtu/hr | 8.126% | 100% | Lost Opportunity | LO1Slow_WA | 84.66% | TBD | 0% | 1242.0793 |  | 883.8845 |  | 0 | EIA18_Tech Forecast Updates_p.90_2020 Typical | EIA18_Tech Forecast Updates_p.90_2020 Typical | AEG BEST | AFUE 80% (Standard) | AFUE 80% (Standard) | AFUE 80% (Standard) | AFUE 90% | AFUE 90% | AFUE 90% | AFUE 90% | AFUE 90% | AFUE 90% | AFUE 90% | AFUE 90% | AFUE 90% | AFUE 90% | AFUE 90% | AFUE 90% | AFUE 90% | AFUE 90% | AFUE 90% | AFUE 90% | AFUE 90% | AFUE 90% | AFUE 90% | AFUE 90% | AFUE 90% | AFUE 90% | AFUE 90% | AFUE 90% | AFUE 96% | AFUE 96% | AFUE 96% | AFUE 96% | AFUE 96% | AFUE 96% | AFUE 96% | AFUE 96% | AFUE 96% | AFUE 96% | AFUE 96% | AFUE 96% | AFUE 96% | AFUE 96% | AFUE 96% | AFUE 96% | AFUE 96% | AFUE 96% | AFUE 96% | AFUE 96% | AFUE 96% | AFUE 96% | AFUE 96% | AFUE 96% | AFUE 96% | AFUE 96% | AFUE 96% | 1913.58 | 1913.58 | 1913.58 | 956.79 | 956.79 | 956.79 | 956.79 | 956.79 | 956.79 | 956.79 | 956.79 | 956.79 | 956.79 | 956.79 | 956.79 | 956.79 | 956.79 | 956.79 | 956.79 | 956.79 | 956.79 | 956.79 | 956.79 | 956.7894 | 956.7894 | 956.7894 | 956.7894 | 0 | 243.0543 | 242.1118 | 81.8666 | 81.8666 | 81.8666 | 81.8666 | 81.8666 | 81.8666 | 81.8666 | 81.8666 | 81.8666 | 81.8666 | 81.8666 | 81.8666 | 81.8666 | 81.8666 | 81.8666 | 81.8666 | 81.8666 | 81.8666 | 81.8666 | 81.8666 | 81.8666 | 81.8666 | 81.8666 | 81.8666 | 1.4688 | 0.56446 | 0.63668 | 0.71298 | 0.79305 | 0.8766 | 0.96336 | 1.0531 | 1.1359 | 1.2123 | 1.2829 | 1.348 | 1.4082 | 1.4637 | 1.5149 | 1.5622 | 1.6059 | 1.5157 | 1.4373 | 1.3702 | 1.3137 | 1.2675 | 1.231 | 0.7071 | 0.62081 | 1.4688 | 1.0611 | 1.6978 | 2.4108 | 3.2038 | 4.0804 | 5.0438 | 6.0969 | 7.2328 | 8.4451 | 9.728 | 11.0761 | 12.4842 | 13.9479 | 15.4628 | 17.025 | 18.6309 | 20.1466 | 21.5839 | 22.954 | 24.2678 | 25.5353 | 26.7663 | 27.4734 | 28.0943 | 6.0667 | 6.8949 | 7.7771 | 8.7091 | 9.6871 | 10.7076 | 11.7674 | 12.8633 | 13.8749 | 14.8087 | 15.6707 | 16.4664 | 17.2008 | 17.8788 | 18.5046 | 19.0823 | 19.6156 | 18.5141 | 17.5566 | 16.7365 | 16.0473 | 15.4828 | 15.037 | 8.6373 | 7.5832 | 6.0667 | 12.9616 | 20.7386 | 29.4477 | 39.1348 | 49.8425 | 61.6099 | 74.4732 | 88.3481 | 103.1568 | 118.8276 | 135.2939 | 152.4948 | 170.3736 | 188.8782 | 207.9605 | 227.5761 | 246.0902 | 263.6469 | 280.3834 | 296.4307 | 311.9135 | 326.9505 | 335.5878 | 343.171 | 0 | 0.002399 | 0.0041619 | 0.010177 | 0.021299 | 0.040287 | 0.070629 | 0.11639 | 0.18034 | 0.26482 | 0.3705 | 0.49572 | 0.63609 | 0.78459 | 0.93248 | 1.0708 | 1.1921 | 1.1896 | 1.1728 | 1.1413 | 1.1122 | 1.0731 | 1.0422 | 1.0191 | 1.0011 | 0 | 0.002399 | 0.0065609 | 0.016737 | 0.038037 | 0.078324 | 0.14895 | 0.26535 | 0.44569 | 0.71051 | 1.081 | 1.5767 | 2.2128 | 2.9974 | 3.9299 | 5.0007 | 6.1927 | 7.3823 | 8.5551 | 9.6965 | 10.8087 | 11.8818 | 12.924 | 13.9431 | 14.9441 | 0 | 0.029303 | 0.050838 | 0.12431 | 0.26017 | 0.49211 | 0.86273 | 1.4218 | 2.2029 | 3.2347 | 4.5256 | 6.0553 | 7.7698 | 9.5838 | 11.3902 | 13.0795 | 14.561 | 14.5307 | 14.3262 | 13.9415 | 13.5857 | 13.1078 | 12.7303 | 12.4484 | 12.2278 | 0 | 0.029303 | 0.080141 | 0.20445 | 0.46462 | 0.95672 | 1.8195 | 3.2412 | 5.4441 | 8.6789 | 13.2045 | 19.2598 | 27.0296 | 36.6133 | 48.0035 | 61.083 | 75.644 | 90.1747 | 104.5009 | 118.4424 | 132.0281 | 145.1358 | 157.8662 | 170.3146 | 182.5424 | 0 | 0.002399 | 0.0041619 | 0.010177 | 0.021299 | 0.040287 | 0.070629 | 0.11639 | 0.18034 | 0.26482 | 0.3705 | 0.49572 | 0.63609 | 0.78459 | 0.93248 | 1.0708 | 1.1921 | 1.1896 | 1.1728 | 1.1413 | 1.1122 | 1.0731 | 1.0422 | 1.0191 | 1.0011 | 0 | 0.002399 | 0.0065609 | 0.016737 | 0.038037 | 0.078324 | 0.14895 | 0.26535 | 0.44569 | 0.71051 | 1.081 | 1.5767 | 2.2128 | 2.9974 | 3.9299 | 5.0007 | 6.1927 | 7.3823 | 8.5551 | 9.6965 | 10.8087 | 11.8818 | 12.924 | 13.9431 | 14.9441 | 0 | 0.029303 | 0.050838 | 0.12431 | 0.26017 | 0.49211 | 0.86273 | 1.4218 | 2.2029 | 3.2347 | 4.5256 | 6.0553 | 7.7698 | 9.5838 | 11.3902 | 13.0795 | 14.561 | 14.5307 | 14.3262 | 13.9415 | 13.5857 | 13.1078 | 12.7303 | 12.4484 | 12.2278 | 0 | 0.029303 | 0.080141 | 0.20445 | 0.46462 | 0.95672 | 1.8195 | 3.2412 | 5.4441 | 8.6789 | 13.2045 | 19.2598 | 27.0296 | 36.6133 | 48.0035 | 61.083 | 75.644 | 90.1747 | 104.5009 | 118.4424 | 132.0281 | 145.1358 | 157.8662 | 170.3146 | 182.5424 | 0 | 0.002399 | 0.0041619 | 0.010177 | 0.021299 | 0.040287 | 0.070629 | 0.11639 | 0.18034 | 0.26482 | 0.3705 | 0.49572 | 0.63609 | 0.78459 | 0.93248 | 1.0708 | 1.1921 | 1.1896 | 1.1728 | 1.1413 | 1.1122 | 1.0731 | 1.0422 | 1.0191 | 1.0011 | 0 | 0.002399 | 0.0065609 | 0.016737 | 0.038037 | 0.078324 | 0.14895 | 0.26535 | 0.44569 | 0.71051 | 1.081 | 1.5767 | 2.2128 | 2.9974 | 3.9299 | 5.0007 | 6.1927 | 7.3823 | 8.5551 | 9.6965 | 10.8087 | 11.8818 | 12.924 | 13.9431 | 14.9441 | 0 | 0.029303 | 0.050838 | 0.12431 | 0.26017 | 0.49211 | 0.86273 | 1.4218 | 2.2029 | 3.2347 | 4.5256 | 6.0553 | 7.7698 | 9.5838 | 11.3902 | 13.0795 | 14.561 | 14.5307 | 14.3262 | 13.9415 | 13.5857 | 13.1078 | 12.7303 | 12.4484 | 12.2278 | 0 | 0.029303 | 0.080141 | 0.20445 | 0.46462 | 0.95672 | 1.8195 | 3.2412 | 5.4441 | 8.6789 | 13.2045 | 19.2598 | 27.0296 | 36.6133 | 48.0035 | 61.083 | 75.644 | 90.1747 | 104.5009 | 118.4424 | 132.0281 | 145.1358 | 157.8662 | 170.3146 | 182.5424 | 846.396 | 1304.5556 | 1304.5556 | 1304.5556 | 1304.5556 | 1304.5556 | 1304.5556 | 1304.5556 | 1304.5556 | 1304.5556 | 1304.5556 | 1304.5556 | 1304.5556 | 1304.5556 | 1304.5556 | 1304.5556 | 1304.5556 | 1304.5556 | 1304.5556 | 1304.5556 | 1304.5556 | 1304.5549 | 1304.5549 | 1304.5549 | 1304.5549 | 617.3162 | 925.9743 | 925.9743 | 925.9743 | 925.9743 | 925.9743 | 925.9743 | 925.9743 | 925.9743 | 925.9743 | 925.9743 | 925.9743 | 925.9743 | 925.9743 | 925.9743 | 925.9743 | 925.9743 | 925.9743 | 925.9743 | 925.9743 | 925.9743 | 925.9737 | 925.9737 | 925.9737 | 925.9737
WA_Commercial_WA - College_Existing_Space Heating_Natural Gas_Boiler_A | WA | Commercial | WA - College | Existing | Space Heating | Natural Gas | Boiler | A | WCNG2 | AFUE 80% (Standard) | AFUE 85% | 25 | 375.9733 | 0 | 0 | 6982.75 | 0 | 0 | 0 | 0.7 | 0.2 | 800 kBtu/hr | 69.31% | 100% | Lost Opportunity | LO20Fast_WA | 84.66% | TBD | 0% | 1904.3597 |  | 1428.2698 |  | 0 | EIA 2018 Tech Forecast | EIA 2018 Tech Forecast | AEG BEST | AFUE 80% (Standard) | AFUE 80% (Standard) | AFUE 80% (Standard) | AFUE 80% (Standard) | AFUE 80% (Standard) | AFUE 80% (Standard) | AFUE 80% (Standard) | AFUE 80% (Standard) | AFUE 80% (Standard) | AFUE 80% (Standard) | AFUE 80% (Standard) | AFUE 80% (Standard) | AFUE 80% (Standard) | AFUE 80% (Standard) | AFUE 80% (Standard) | AFUE 80% (Standard) | AFUE 80% (Standard) | AFUE 80% (Standard) | AFUE 80% (Standard) | AFUE 80% (Standard) | AFUE 80% (Standard) | AFUE 80% (Standard) | AFUE 80% (Standard) | AFUE 80% (Standard) | AFUE 80% (Standard) | AFUE 80% (Standard) | AFUE 80% (Standard) | AFUE 85% | AFUE 85% | AFUE 85% | AFUE 85% | AFUE 85% | AFUE 85% | AFUE 85% | AFUE 85% | AFUE 85% | AFUE 85% | AFUE 85% | AFUE 85% | AFUE 85% | AFUE 85% | AFUE 85% | AFUE 85% | AFUE 85% | AFUE 85% | AFUE 85% | AFUE 85% | AFUE 85% | AFUE 85% | AFUE 85% | AFUE 85% | AFUE 85% | AFUE 85% | AFUE 85% | 6982.75 | 6982.75 | 6982.75 | 6982.75 | 6982.75 | 6982.75 | 6982.75 | 6982.75 | 6982.75 | 6982.75 | 6982.75 | 6982.75 | 6982.75 | 6982.75 | 6982.75 | 6982.75 | 6982.75 | 6982.75 | 6982.75 | 6982.75 | 6982.75 | 6982.75 | 6982.75 | 6982.7461 | 6982.7461 | 6982.7461 | 6982.7461 | 0 | 2671.5591 | 2661.1996 | 2661.1996 | 2661.1996 | 2661.1996 | 2661.1996 | 2661.1996 | 2661.1996 | 2661.1996 | 2661.1996 | 2661.1996 | 2661.1996 | 2661.1996 | 2661.1996 | 2661.1996 | 2661.1996 | 2661.1996 | 2661.1996 | 2661.1996 | 2661.1996 | 2661.1996 | 2661.1996 | 2661.1996 | 2661.1996 | 2661.1996 | 2661.1996 | 162.506 | 163.8369 | 165.0469 | 166.1468 | 167.1468 | 168.0558 | 168.8822 | 169.6335 | 170.3164 | 170.9373 | 171.5018 | 172.0149 | 172.4814 | 172.9055 | 173.291 | 173.6415 | 173.9601 | 174.2497 | 174.513 | 174.7524 | 173.506 | 172.506 | 171.7179 | 171.1115 | 170.6601 | 162.506 | 326.3429 | 491.3898 | 657.5366 | 824.6834 | 992.7392 | 1161.6214 | 1331.2548 | 1501.5713 | 1672.5086 | 1844.0104 | 2016.0253 | 2188.5066 | 2361.4121 | 2534.7031 | 2708.3445 | 2882.3046 | 3056.5543 | 3231.0673 | 3405.8197 | 3579.3257 | 3751.8317 | 3923.5497 | 4094.6611 | 4265.3212 | 61.0649 | 61.5651 | 62.0197 | 62.4331 | 62.8088 | 63.1504 | 63.4609 | 63.7432 | 63.9999 | 64.2332 | 64.4453 | 64.6381 | 64.8134 | 64.9727 | 65.1176 | 65.2493 | 65.369 | 65.4779 | 65.5768 | 65.6668 | 65.1984 | 64.8226 | 64.5265 | 64.2986 | 64.129 | 61.0649 | 122.63 | 184.6497 | 247.0828 | 309.8916 | 373.042 | 436.5029 | 500.2461 | 564.246 | 628.4792 | 692.9245 | 757.5626 | 822.376 | 887.3487 | 952.4664 | 1017.7157 | 1083.0847 | 1148.5626 | 1214.1394 | 1279.8062 | 1345.0046 | 1409.8273 | 1474.3538 | 1538.6524 | 1602.7814 | 0 | 3.5548 | 6.0912 | 7.881 | 9.2989 | 10.5567 | 11.6585 | 12.6137 | 13.4351 | 14.1366 | 14.7324 | 15.236 | 15.6362 | 15.9548 | 16.2091 | 16.4125 | 16.5758 | 16.7073 | 16.8441 | 16.9529 | 16.9511 | 16.8534 | 16.7764 | 16.7172 | 16.6731 | 0 | 3.5548 | 9.646 | 17.527 | 26.8259 | 37.3826 | 49.0411 | 61.6549 | 75.09 | 89.2266 | 103.9591 | 119.1951 | 134.8313 | 150.7862 | 166.9952 | 183.4078 | 199.9836 | 216.6909 | 233.535 | 250.4879 | 267.439 | 284.2925 | 301.0689 | 317.7861 | 334.4592 | 0 | 9.4918 | 16.2641 | 21.0431 | 24.8291 | 28.1878 | 31.1296 | 33.6802 | 35.8734 | 37.7465 | 39.3373 | 40.682 | 41.7505 | 42.6013 | 43.2802 | 43.8234 | 44.2593 | 44.6104 | 44.9757 | 45.2663 | 45.2615 | 45.0007 | 44.7951 | 44.6369 | 44.5191 | 0 | 9.4918 | 25.756 | 46.7991 | 71.6282 | 99.8159 | 130.9455 | 164.6257 | 200.4991 | 238.2456 | 277.5828 | 318.2648 | 360.0154 | 402.6167 | 445.8969 | 489.7203 | 533.9796 | 578.59 | 623.5657 | 668.832 | 714.0935 | 759.0942 | 803.8892 | 848.5261 | 893.0452 | 0 | 0 | 0 | 0 | 0 | 0 | 0 | 0 | 0 | 0 | 0 | 0 | 0 | 0 | 0 | 0 | 0 | 0 | 0 | 0 | 0 | 0 | 0 | 0 | 0 | 0 | 0 | 0 | 0 | 0 | 0 | 0 | 0 | 0 | 0 | 0 | 0 | 0 | 0 | 0 | 0 | 0 | 0 | 0 | 0 | 0 | 0 | 0 | 0 | 0 | 0 | 0 | 0 | 0 | 0 | 0 | 0 | 0 | 0 | 0 | 0 | 0 | 0 | 0 | 0 | 0 | 0 | 0 | 0 | 0 | 0 | 0 | 0 | 0 | 0 | 0 | 0 | 0 | 0 | 0 | 0 | 0 | 0 | 0 | 0 | 0 | 0 | 0 | 0 | 0 | 0 | 0 | 0 | 0 | 0 | 0 | 0 | 0 | 0 | 0 | 0 | 0 | 0 | 0 | 0 | 0 | 0 | 0 | 0 | 0 | 0 | 0 | 0 | 0 | 0 | 0 | 0 | 0 | 0 | 0 | 0 | 0 | 0 | 0 | 0 | 0 | 0 | 0 | 0 | 0 | 0 | 0 | 0 | 0 | 0 | 0 | 0 | 0 | 0 | 0 | 0 | 0 | 0 | 0 | 0 | 0 | 0 | 0 | 0 | 0 | 0 | 0 | 0 | 0 | 0 | 0 | 0 | 0 | 0 | 0 | 0 | 0 | 0 | 0 | 0 | 0 | 0 | 0 | 0 | 0 | 0 | 0 | 0 | 0 | 0 | 0 | 0 | 0 | 0 | 0 | 0 | 0 | 0 | 0 | 0 | 0 | 0 | 0 | 0 | 0 | 0 | 0 | 0 | 0 | 0 | 0 | 0 | 0 | 0 | 0 | 1904.3597 | 1904.3597 | 1904.3597 | 1904.3597 | 1904.3597 | 1904.3597 | 1904.3597 | 1904.3597 | 1904.3597 | 1904.3597 | 1904.3597 | 1904.3597 | 1904.3597 | 1904.3597 | 1904.3597 | 1904.3597 | 1904.3597 | 1904.3597 | 1904.3597 | 1904.3597 | 1904.3597 | 1904.3587 | 1904.3587 | 1904.3587 | 1904.3587 | 1428.2698 | 1428.2698 | 1428.2698 | 1428.2698 | 1428.2698 | 1428.2698 | 1428.2698 | 1428.2698 | 1428.2698 | 1428.2698 | 1428.2698 | 1428.2698 | 1428.2698 | 1428.2698 | 1428.2698 | 1428.2698 | 1428.2698 | 1428.2698 | 1428.2698 | 1428.2698 | 1428.2698 | 1428.269 | 1428.269 | 1428.269 | 1428.269
WA_Commercial_WA - College_Existing_Space Heating_Natural Gas_Unit Heater_A | WA | Commercial | WA - College | Existing | Space Heating | Natural Gas | Unit Heater | A | WCNG3 | Standard | Infrared Radiant | 15 | 0 | 0 | 0 | 16127.37 | -2197.29 | 0 | 0 | 0.7 | 0.2 | 120 kBtu/Hr | 0% | 100% | Lost Opportunity | LO5Med_WA | 85% | TBD | 0% | 0 |  | 0 |  | 0 | Xcel CO 2021/22 DSM Plan/TRM p.424 | Xcel CO 2021/22 DSM Plan/TRM p.416 | Xcel CO 2021/22 DSM Plan/TRM p.416 | Standard | Standard | Standard | Standard | Standard | Standard | Standard | Standard | Standard | Standard | Standard | Standard | Standard | Standard | Standard | Standard | Standard | Standard | Standard | Standard | Standard | Standard | Standard | Standard | Standard | Standard | Standard | Infrared Radiant | Infrared Radiant | Infrared Radiant | Infrared Radiant | Infrared Radiant | Infrared Radiant | Infrared Radiant | Infrared Radiant | Infrared Radiant | Infrared Radiant | Infrared Radiant | Infrared Radiant | Infrared Radiant | Infrared Radiant | Infrared Radiant | Infrared Radiant | Infrared Radiant | Infrared Radiant | Infrared Radiant | Infrared Radiant | Infrared Radiant | Infrared Radiant | Infrared Radiant | Infrared Radiant | Infrared Radiant | Infrared Radiant | Infrared Radiant | 16127.37 | 16127.37 | 16127.37 | 16127.37 | 16127.37 | 16127.37 | 16127.37 | 16127.37 | 16127.37 | 16127.37 | 16127.37 | 16127.37 | 16127.37 | 16127.37 | 16127.37 | 16127.37 | 16127.37 | 16127.37 | 16127.37 | 16127.37 | 16127.37 | 16127.37 | 16127.37 | 16127.3721 | 16127.3721 | 16127.3721 | 16127.3721 | 0 | 0 | 0 | 0 | 0 | 0 | 0 | 0 | 0 | 0 | 0 | 0 | 0 | 0 | 0 | 0 | 0 | 0 | 0 | 0 | 0 | 0 | 0 | 0 | 0 | 0 | 0 | 0 | 0 | 0 | 0 | 0 | 0 | 0 | 0 | 0 | 0 | 0 | 0 | 0 | 0 | 0 | 0 | 0 | 0 | 0 | 0 | 0 | 0 | 0 | 0 | 0 | 0 | 0 | 0 | 0 | 0 | 0 | 0 | 0 | 0 | 0 | 0 | 0 | 0 | 0 | 0 | 0 | 0 | 0 | 0 | 0 | 0 | 0 | 0 | 0 | 0 | 0 | 0 | 0 | 0 | 0 | 0 | 0 | 0 | 0 | 0 | 0 | 0 | 0 | 0 | 0 | 0 | 0 | 0 | 0 | 0 | 0 | 0 | 0 | 0 | 0 | 0 | 0 | 0 | 0 | 0 | 0 | 0 | 0 | 0 | 0 | 0 | 0 | 0 | 0 | 0 | 0 | 0 | 0 | 0 | 0 | 0 | 0 | 0 | 0 | 0 | 0 | 0 | 0 | 0 | 0 | 0 | 0 | 0 | 0 | 0 | 0 | 0 | 0 | 0 | 0 | 0 | 0 | 0 | 0 | 0 | 0 | 0 | 0 | 0 | 0 | 0 | 0 | 0 | 0 | 0 | 0 | 0 | 0 | 0 | 0 | 0 | 0 | 0 | 0 | 0 | 0 | 0 | 0 | 0 | 0 | 0 | 0 | 0 | 0 | 0 | 0 | 0 | 0 | 0 | 0 | 0 | 0 | 0 | 0 | 0 | 0 | 0 | 0 | 0 | 0 | 0 | 0 | 0 | 0 | 0 | 0 | 0 | 0 | 0 | 0 | 0 | 0 | 0 | 0 | 0 | 0 | 0 | 0 | 0 | 0 | 0 | 0 | 0 | 0 | 0 | 0 | 0 | 0 | 0 | 0 | 0 | 0 | 0 | 0 | 0 | 0 | 0 | 0 | 0 | 0 | 0 | 0 | 0 | 0 | 0 | 0 | 0 | 0 | 0 | 0 | 0 | 0 | 0 | 0 | 0 | 0 | 0 | 0 | 0 | 0 | 0 | 0 | 0 | 0 | 0 | 0 | 0 | 0 | 0 | 0 | 0 | 0 | 0 | 0 | 0 | 0 | 0 | 0 | 0 | 0 | 0 | 0 | 0 | 0 | 0 | 0 | 0 | 0 | 0 | 0 | 0 | 0 | 0 | 0 | 0 | 0 | 0 | 0 | 0 | 0 | 0 | 0 | 0 | 0 | 0 | 0 | 0 | 0 | 0 | 0 | 0 | 0 | 0 | 0 | 0 | 0 | 0 | 0 | 0 | 0 | 0 | 0 | 0 | 0 | 0 | 0 | 0 | 0 | 0 | 0 | 0 | 0 | 0 | 0 | 0 | 0 | 0 | 0 | 0 | 0 | 0 | 0 | 0 | 0 | 0 | 0 | 0 | 0 | 0 | 0 | 0 | 0 | 0 | 0 | 0 | 0 | 0 | 0 | 0 | 0 | 0 | 0 | 0 | 0 | 0 | 0 | 0 | 0 | 0 | 0 | 0 | 0 | 0 | 0 | 0 | 0 | 0 | 0 | 0 | 0 | 0 | 0 | 0 | 0 | 0 | 0 | 0 | 0 | 0 | 0 | 0 | 0 | 0 | 0 | 0 | 0 | 0 | 0 | 0 | 0 | 0 | 0 | 0 | 0 | 0 | 0 | 0 | 0 | 0 | 0 | 0 | 0 | 0 | 0 | 0 | 0 | 0 | 0 | 0 | 0 | 0 | 0 | 0 | 0 | 0 | 0 | 0 | 0 | 0 | 0 | 0 | 0 | 0 | 0 | 0 | 0 | 0 | 0 | 0 | 0 | 0 | 0 | 0 | 0 | 0 | 0 | 0 | 0 | 0 | 0 | 0 | 0 | 0 | 0 | 0 | 0 | 0 | 0 | 0 | 0 | 0 | 0 | 0 | 0 | 0 | 0 | 0 | 0 | 0 | 0 | 0 | 0 | 0 | 0 | 0 | 0 | 0 | 0 | 0 | 0 | 0 | 0 | 0 | 0 | 0
WA_Commercial_WA - College_Existing_Water Heating_Natural Gas_Water Heater_A | WA | Commercial | WA - College | Existing | Water Heating | Natural Gas | Water Heater | A | WCNG4 | TE 88% | Tankless | 10 | 4.8851 | 0 | 0 | 4.9 | 1.3 | 0 | 0 | 0.7 | 0.2 | 1 kBtu/hr | 87.23% | 100% | Lost Opportunity | LO12Med_WA | 84.74% | TBD | 0% | -96.1446 |  | 127.996 |  | 0 | AEO 2021 - gas_water_heater 2017 ENERGY STAR | AEO 2021 - gas_water_heater 2017 ENERGY STAR | DHW_WH-Water Heating-NMTRM-2016-7 | TE 88% | TE 88% | TE 88% | TE 88% | TE 88% | TE 88% | TE 88% | TE 88% | TE 88% | TE 88% | TE 88% | TE 88% | TE 88% | TE 88% | TE 88% | TE 88% | TE 88% | TE 88% | TE 88% | TE 88% | TE 88% | TE 88% | TE 88% | TE 88% | TE 88% | TE 88% | TE 88% | Tankless | Tankless | Tankless | Tankless | Tankless | Tankless | Tankless | Tankless | Tankless | Tankless | Tankless | Tankless | Tankless | Tankless | Tankless | Tankless | Tankless | Tankless | Tankless | Tankless | Tankless | Tankless | Tankless | Tankless | Tankless | Tankless | Tankless | 4.9 | 4.9 | 4.9 | 4.9 | 4.9 | 4.9 | 4.9 | 4.9 | 4.9 | 4.9 | 4.9 | 4.9 | 4.9 | 4.9 | 4.9 | 4.9 | 4.9 | 4.9 | 4.9 | 4.9 | 4.9 | 4.9 | 4.9 | 4.8991 | 4.8991 | 4.8991 | 4.8991 | 0 | 2.8505 | 6.0949 | 6.0949 | 6.0949 | 6.0949 | 6.0949 | 6.0949 | 6.0949 | 6.0949 | 6.0949 | 6.0949 | 6.0949 | 6.0949 | 6.0949 | 6.0949 | 6.0949 | 6.0949 | 6.0949 | 6.0949 | 6.0949 | 6.0949 | 6.0949 | 6.0949 | 6.0949 | 6.0949 | 6.0949 | 69.8837 | 66.4954 | 63.7847 | 61.6162 | 59.8814 | 58.4936 | 57.3833 | 56.4951 | 60.0199 | 61.9926 | 0 | 0 | 0 | 20.0143 | 16.0114 | 12.8091 | 10.2473 | 9.0449 | 4.3559 | 1.7228 | 0 | 0 | 3.8331 | 0 | 0 | 69.8837 | 136.3791 | 200.1638 | 261.78 | 321.6615 | 380.155 | 437.5383 | 494.0334 | 554.0533 | 616.0459 | 616.0459 | 616.0459 | 616.0459 | 636.0602 | 652.0716 | 664.8808 | 675.1281 | 684.173 | 688.5289 | 690.2517 | 690.2517 | 690.2517 | 694.0848 | 694.0848 | 694.0848 | 11465.8939 | 10909.9717 | 10465.234 | 10109.4439 | 9824.8117 | 9597.106 | 9414.9415 | 9269.2098 | 9847.5272 | 10171.2005 | 0 | 0 | 0 | 3283.7641 | 2627.0113 | 2101.609 | 1681.2872 | 1484.0103 | 714.6744 | 282.6601 | 0 | 0 | 628.9064 | 0 | 0 | 11465.8939 | 22375.8656 | 32841.0996 | 42950.5435 | 52775.3552 | 62372.4612 | 71787.4027 | 81056.6125 | 90904.1397 | 101075.3402 | 101075.3402 | 101075.3402 | 101075.3402 | 104359.1043 | 106986.1156 | 109087.7247 | 110769.0119 | 112253.0222 | 112967.6966 | 113250.3567 | 113250.3567 | 113250.3567 | 113879.2631 | 113879.2631 | 113879.2631 | 0 | 2.8912 | 5.5466 | 8.0371 | 10.4144 | 12.7163 | 14.7204 | 16.2612 | 18.7789 | 20.6381 | 21.946 | 19.9258 | 17.809 | 23.0011 | 18.9404 | 15.2376 | 12.078 | 9.7107 | 6.7323 | 4.6116 | 3.1374 | 2.1334 | 3.4406 | 0 | 0 | 0 | 2.8912 | 8.4378 | 16.4749 | 26.8893 | 39.6057 | 54.3261 | 70.5873 | 89.3661 | 110.0043 | 131.9503 | 151.8761 | 169.6851 | 192.6862 | 211.6266 | 226.8642 | 238.9422 | 248.653 | 255.3853 | 259.9969 | 263.1344 | 265.2677 | 268.7084 | 268.7084 | 268.7084 | 0 | 1014.2827 | 1945.8722 | 2819.5766 | 3653.5883 | 4461.1382 | 5164.2234 | 5704.743 | 6588.002 | 7240.2723 | 7699.0997 | 6990.3672 | 6247.7692 | 8069.2495 | 6644.6772 | 5345.6492 | 4237.2027 | 3406.7235 | 2361.841 | 1617.8463 | 1100.6756 | 748.4305 | 1207.0478 | 0 | 0 | 0 | 1014.2827 | 2960.1549 | 5779.7315 | 9433.3199 | 13894.4581 | 19058.6815 | 24763.4245 | 31351.4265 | 38591.6988 | 46290.7985 | 53281.1657 | 59528.9349 | 67598.1845 | 74242.8616 | 79588.5108 | 83825.7136 | 87232.4371 | 89594.2781 | 91212.1244 | 92312.8 | 93061.2305 | 94268.2782 | 94268.2782 | 94268.2782 | 0 | 2.8912 | 5.5466 | 8.0371 | 10.4144 | 12.7163 | 14.7204 | 16.2612 | 18.7789 | 20.6381 | 21.946 | 19.9258 | 17.809 | 23.0011 | 18.9404 | 15.2376 | 12.078 | 9.7107 | 6.7323 | 4.6116 | 3.1374 | 2.1334 | 3.4406 | 0 | 0 | 0 | 2.8912 | 8.4378 | 16.4749 | 26.8893 | 39.6057 | 54.3261 | 70.5873 | 89.3661 | 110.0043 | 131.9503 | 151.8761 | 169.6851 | 192.6862 | 211.6266 | 226.8642 | 238.9422 | 248.653 | 255.3853 | 259.9969 | 263.1344 | 265.2677 | 268.7084 | 268.7084 | 268.7084 | 0 | 1014.2827 | 1945.8722 | 2819.5766 | 3653.5883 | 4461.1382 | 5164.2234 | 5704.743 | 6588.002 | 7240.2723 | 7699.0997 | 6990.3672 | 6247.7692 | 8069.2495 | 6644.6772 | 5345.6492 | 4237.2027 | 3406.7235 | 2361.841 | 1617.8463 | 1100.6756 | 748.4305 | 1207.0478 | 0 | 0 | 0 | 1014.2827 | 2960.1549 | 5779.7315 | 9433.3199 | 13894.4581 | 19058.6815 | 24763.4245 | 31351.4265 | 38591.6988 | 46290.7985 | 53281.1657 | 59528.9349 | 67598.1845 | 74242.8616 | 79588.5108 | 83825.7136 | 87232.4371 | 89594.2781 | 91212.1244 | 92312.8 | 93061.2305 | 94268.2782 | 94268.2782 | 94268.2782 | 0 | 2.8912 | 5.5466 | 8.0371 | 10.4144 | 12.7163 | 14.7204 | 16.2612 | 18.7789 | 20.6381 | 21.946 | 19.9258 | 17.809 | 23.0011 | 18.9404 | 15.2376 | 12.078 | 9.7107 | 6.7323 | 4.6116 | 3.1374 | 2.1334 | 3.4406 | 0 | 0 | 0 | 2.8912 | 8.4378 | 16.4749 | 26.8893 | 39.6057 | 54.3261 | 70.5873 | 89.3661 | 110.0043 | 131.9503 | 151.8761 | 169.6851 | 192.6862 | 211.6266 | 226.8642 | 238.9422 | 248.653 | 255.3853 | 259.9969 | 263.1344 | 265.2677 | 268.7084 | 268.7084 | 268.7084 | 0 | 1014.2827 | 1945.8722 | 2819.5766 | 3653.5883 | 4461.1382 | 5164.2234 | 5704.743 | 6588.002 | 7240.2723 | 7699.0997 | 6990.3672 | 6247.7692 | 8069.2495 | 6644.6772 | 5345.6492 | 4237.2027 | 3406.7235 | 2361.841 | 1617.8463 | 1100.6756 | 748.4305 | 1207.0478 | 0 | 0 | 0 | 1014.2827 | 2960.1549 | 5779.7315 | 9433.3199 | 13894.4581 | 19058.6815 | 24763.4245 | 31351.4265 | 38591.6988 | 46290.7985 | 53281.1657 | 59528.9349 | 67598.1845 | 74242.8616 | 79588.5108 | 83825.7136 | 87232.4371 | 89594.2781 | 91212.1244 | 92312.8 | 93061.2305 | 94268.2782 | 94268.2782 | 94268.2782 | -96.1446 | -96.1446 | -96.1446 | -96.1446 | -96.1446 | -96.1446 | -96.1446 | -96.1446 | -96.1446 | -96.1446 | -96.1446 | -96.1446 | -96.1446 | -96.1446 | -96.1446 | -96.1446 | -96.1446 | -96.1446 | -96.1446 | -96.1446 | -96.1446 | -96.1772 | -96.1772 | -96.1772 | -96.1772 | 127.996 | 127.996 | 127.996 | 127.996 | 127.996 | 127.996 | 127.996 | 127.996 | 127.996 | 127.996 | 127.996 | 127.996 | 127.996 | 127.996 | 127.996 | 127.996 | 127.996 | 127.996 | 127.996 | 127.996 | 127.996 | 127.9716 | 127.9716 | 127.9716 | 127.9716
WA_Commercial_WA - College_Existing_Food Preparation_Natural Gas_Oven_A | WA | Commercial | WA - College | Existing | Food Preparation | Natural Gas | Oven | A | WCNG5 | Standard | ENERGY STAR (>42% Baking Efficiency) | 12 | 106.6752 | 0 | 0 | 436.37 | 0 | 0 | 0 | 0.7 | 0.2 | 1 units | 8.361% | 100% | Lost Opportunity | LOEven20_WA | 85% | TBD | 0% | 615.0627 |  | 461.297 |  | 0 | IL TRM - 4.2.1 - CI-FSE-CBOV-V02-160601 | EIA 2018 Tech Forecast | ETO Measure Input Sheet | Standard | Standard | Standard | Standard | Standard | Standard | Standard | Standard | Standard | Standard | Standard | Standard | Standard | Standard | Standard | Standard | Standard | Standard | Standard | Standard | Standard | Standard | Standard | Standard | Standard | Standard | Standard | ENERGY STAR (>42% Baking Efficiency) | ENERGY STAR (>42% Baking Efficiency) | ENERGY STAR (>42% Baking Efficiency) | ENERGY STAR (>42% Baking Efficiency) | ENERGY STAR (>42% Baking Efficiency) | ENERGY STAR (>42% Baking Efficiency) | ENERGY STAR (>42% Baking Efficiency) | ENERGY STAR (>42% Baking Efficiency) | ENERGY STAR (>42% Baking Efficiency) | ENERGY STAR (>42% Baking Efficiency) | ENERGY STAR (>42% Baking Efficiency) | ENERGY STAR (>42% Baking Efficiency) | ENERGY STAR (>42% Baking Efficiency) | ENERGY STAR (>42% Baking Efficiency) | ENERGY STAR (>42% Baking Efficiency) | ENERGY STAR (>42% Baking Efficiency) | ENERGY STAR (>42% Baking Efficiency) | ENERGY STAR (>42% Baking Efficiency) | ENERGY STAR (>42% Baking Efficiency) | ENERGY STAR (>42% Baking Efficiency) | ENERGY STAR (>42% Baking Efficiency) | ENERGY STAR (>42% Baking Efficiency) | ENERGY STAR (>42% Baking Efficiency) | ENERGY STAR (>42% Baking Efficiency) | ENERGY STAR (>42% Baking Efficiency) | ENERGY STAR (>42% Baking Efficiency) | ENERGY STAR (>42% Baking Efficiency) | 436.37 | 436.37 | 436.37 | 436.37 | 436.37 | 436.37 | 436.37 | 436.37 | 436.37 | 436.37 | 436.37 | 436.37 | 436.37 | 436.37 | 436.37 | 436.37 | 436.37 | 436.37 | 436.37 | 436.37 | 436.37 | 436.37 | 436.37 | 436.3686 | 436.3686 | 436.3686 | 436.3686 | 0 | 106.6752 | 106.6752 | 106.6752 | 106.6752 | 106.6752 | 106.6752 | 106.6752 | 106.6752 | 106.6752 | 106.6752 | 106.6752 | 106.6752 | 106.6752 | 106.6752 | 106.6752 | 106.6752 | 106.6752 | 106.6752 | 106.6752 | 106.6752 | 106.6752 | 106.6752 | 106.6752 | 106.6752 | 106.6752 | 106.6752 | 0.056729 | 0.087404 | 0.12245 | 0.15049 | 0.17292 | 0.19086 | 0.20521 | 0.2167 | 0.22589 | 0.23324 | 0.19289 | 0.16566 | 0.093279 | 0.057092 | 0.023244 | 0.0089136 | 0 | 0 | 0 | 0 | 0 | 0 | 0.021907 | 0.039192 | 0.04518 | 0.056729 | 0.14413 | 0.26658 | 0.41707 | 0.58999 | 0.78085 | 0.98606 | 1.2028 | 1.4286 | 1.6619 | 1.8548 | 2.0204 | 2.1137 | 2.1708 | 2.194 | 2.203 | 2.203 | 2.203 | 2.203 | 2.203 | 2.203 | 2.203 | 2.2249 | 2.2641 | 2.3092 | 0.53179 | 0.81935 | 1.1479 | 1.4107 | 1.621 | 1.7892 | 1.9237 | 2.0314 | 2.1175 | 2.1864 | 1.8082 | 1.5529 | 0.87442 | 0.53519 | 0.2179 | 0.083559 | 0 | 0 | 0 | 0 | 0 | 0 | 0.20536 | 0.36739 | 0.42353 | 0.53179 | 1.3511 | 2.499 | 3.9097 | 5.5307 | 7.3199 | 9.2436 | 11.275 | 13.3925 | 15.5789 | 17.3871 | 18.94 | 19.8144 | 20.3496 | 20.5675 | 20.6511 | 20.6511 | 20.6511 | 20.6511 | 20.6511 | 20.6511 | 20.6511 | 20.8564 | 21.2238 | 21.6474 | 0 | 0.0018573 | 0.0079432 | 0.016326 | 0.026301 | 0.037356 | 0.049116 | 0.061317 | 0.073769 | 0.086343 | 0.079821 | 0.075778 | 0.075162 | 0.076846 | 0.077767 | 0.084401 | 0.090093 | 0.097071 | 0.10501 | 0.11139 | 0.11652 | 0.10268 | 0.10276 | 0.098345 | 0.090748 | 0 | 0.0018573 | 0.0098005 | 0.026126 | 0.052428 | 0.089784 | 0.1389 | 0.20022 | 0.27399 | 0.36033 | 0.44015 | 0.51593 | 0.59109 | 0.66794 | 0.7457 | 0.8301 | 0.9202 | 1.0173 | 1.1223 | 1.2337 | 1.3502 | 1.4529 | 1.5556 | 1.654 | 1.7447 | 0 | 0.017411 | 0.074461 | 0.15304 | 0.24656 | 0.35018 | 0.46043 | 0.5748 | 0.69153 | 0.8094 | 0.74827 | 0.71036 | 0.70459 | 0.72037 | 0.72901 | 0.79119 | 0.84455 | 0.90997 | 0.98442 | 1.0442 | 1.0923 | 0.96254 | 0.96327 | 0.92191 | 0.85069 | 0 | 0.017411 | 0.091872 | 0.24491 | 0.49147 | 0.84165 | 1.3021 | 1.8769 | 2.5684 | 3.3778 | 4.1261 | 4.8364 | 5.541 | 6.2614 | 6.9904 | 7.7816 | 8.6262 | 9.5361 | 10.5205 | 11.5648 | 12.6571 | 13.6196 | 14.5829 | 15.5048 | 16.3555 | 0 | 0.0018573 | 0.0079432 | 0.016326 | 0.026301 | 0.037356 | 0.049116 | 0.061317 | 0.073769 | 0.086343 | 0.079821 | 0.075778 | 0.075162 | 0.076846 | 0.077767 | 0.084401 | 0.090093 | 0.097071 | 0.10501 | 0.11139 | 0.11652 | 0.10268 | 0.10276 | 0.098345 | 0.090748 | 0 | 0.0018573 | 0.0098005 | 0.026126 | 0.052428 | 0.089784 | 0.1389 | 0.20022 | 0.27399 | 0.36033 | 0.44015 | 0.51593 | 0.59109 | 0.66794 | 0.7457 | 0.8301 | 0.9202 | 1.0173 | 1.1223 | 1.2337 | 1.3502 | 1.4529 | 1.5556 | 1.654 | 1.7447 | 0 | 0.017411 | 0.074461 | 0.15304 | 0.24656 | 0.35018 | 0.46043 | 0.5748 | 0.69153 | 0.8094 | 0.74827 | 0.71036 | 0.70459 | 0.72037 | 0.72901 | 0.79119 | 0.84455 | 0.90997 | 0.98442 | 1.0442 | 1.0923 | 0.96254 | 0.96327 | 0.92191 | 0.85069 | 0 | 0.017411 | 0.091872 | 0.24491 | 0.49147 | 0.84165 | 1.3021 | 1.8769 | 2.5684 | 3.3778 | 4.1261 | 4.8364 | 5.541 | 6.2614 | 6.9904 | 7.7816 | 8.6262 | 9.5361 | 10.5205 | 11.5648 | 12.6571 | 13.6196 | 14.5829 | 15.5048 | 16.3555 | 0 | 0.0018573 | 0.0079432 | 0.016326 | 0.026301 | 0.037356 | 0.049116 | 0.061317 | 0.073769 | 0.086343 | 0.079821 | 0.075778 | 0.075162 | 0.076846 | 0.077767 | 0.084401 | 0.090093 | 0.097071 | 0.10501 | 0.11139 | 0.11652 | 0.10268 | 0.10276 | 0.098345 | 0.090748 | 0 | 0.0018573 | 0.0098005 | 0.026126 | 0.052428 | 0.089784 | 0.1389 | 0.20022 | 0.27399 | 0.36033 | 0.44015 | 0.51593 | 0.59109 | 0.66794 | 0.7457 | 0.8301 | 0.9202 | 1.0173 | 1.1223 | 1.2337 | 1.3502 | 1.4529 | 1.5556 | 1.654 | 1.7447 | 0 | 0.017411 | 0.074461 | 0.15304 | 0.24656 | 0.35018 | 0.46043 | 0.5748 | 0.69153 | 0.8094 | 0.74827 | 0.71036 | 0.70459 | 0.72037 | 0.72901 | 0.79119 | 0.84455 | 0.90997 | 0.98442 | 1.0442 | 1.0923 | 0.96254 | 0.96327 | 0.92191 | 0.85069 | 0 | 0.017411 | 0.091872 | 0.24491 | 0.49147 | 0.84165 | 1.3021 | 1.8769 | 2.5684 | 3.3778 | 4.1261 | 4.8364 | 5.541 | 6.2614 | 6.9904 | 7.7816 | 8.6262 | 9.5361 | 10.5205 | 11.5648 | 12.6571 | 13.6196 | 14.5829 | 15.5048 | 16.3555 | 615.0627 | 615.0627 | 615.0627 | 615.0627 | 615.0627 | 615.0627 | 615.0627 | 615.0627 | 615.0627 | 615.0627 | 615.0627 | 615.0627 | 615.0627 | 615.0627 | 615.0627 | 615.0627 | 615.0627 | 615.0627 | 615.0627 | 615.0627 | 615.0627 | 615.0607 | 615.0607 | 615.0607 | 615.0607 | 461.297 | 461.297 | 461.297 | 461.297 | 461.297 | 461.297 | 461.297 | 461.297 | 461.297 | 461.297 | 461.297 | 461.297 | 461.297 | 461.297 | 461.297 | 461.297 | 461.297 | 461.297 | 461.297 | 461.297 | 461.297 | 461.2955 | 461.2955 | 461.2955 | 461.2955
WA_Commercial_WA - College_Existing_Food Preparation_Natural Gas_Conveyor Oven_A | WA | Commercial | WA - College | Existing | Food Preparation | Natural Gas | Conveyor Oven | A | WCNG6 | Standard | Efficient (>42% Baking Efficiency) | 17 | 692.0657 | 0 | 0 | 2424.76 | 0 | 0 | 0 | 0.7 | 0.2 | 1 units | 4.18% | 100% | Lost Opportunity | LOEven20_WA | 85% | TBD | 0% | 427.9545 |  | 320.9659 |  | 0 | IL TRM - 4.2.4 - CI-FSE-CVOV-V02-180101 | PGE Workpaper, PGECOFST117 R5, 2015 | MN TRM 3.1 - Gas Conveyor Oven v1.1 | Standard | Standard | Standard | Standard | Standard | Standard | Standard | Standard | Standard | Standard | Standard | Standard | Standard | Standard | Standard | Standard | Standard | Standard | Standard | Standard | Standard | Standard | Standard | Standard | Standard | Standard | Standard | Efficient (>42% Baking Efficiency) | Efficient (>42% Baking Efficiency) | Efficient (>42% Baking Efficiency) | Efficient (>42% Baking Efficiency) | Efficient (>42% Baking Efficiency) | Efficient (>42% Baking Efficiency) | Efficient (>42% Baking Efficiency) | Efficient (>42% Baking Efficiency) | Efficient (>42% Baking Efficiency) | Efficient (>42% Baking Efficiency) | Efficient (>42% Baking Efficiency) | Efficient (>42% Baking Efficiency) | Efficient (>42% Baking Efficiency) | Efficient (>42% Baking Efficiency) | Efficient (>42% Baking Efficiency) | Efficient (>42% Baking Efficiency) | Efficient (>42% Baking Efficiency) | Efficient (>42% Baking Efficiency) | Efficient (>42% Baking Efficiency) | Efficient (>42% Baking Efficiency) | Efficient (>42% Baking Efficiency) | Efficient (>42% Baking Efficiency) | Efficient (>42% Baking Efficiency) | Efficient (>42% Baking Efficiency) | Efficient (>42% Baking Efficiency) | Efficient (>42% Baking Efficiency) | Efficient (>42% Baking Efficiency) | 2424.76 | 2424.76 | 2424.76 | 2424.76 | 2424.76 | 2424.76 | 2424.76 | 2424.76 | 2424.76 | 2424.76 | 2424.76 | 2424.76 | 2424.76 | 2424.76 | 2424.76 | 2424.76 | 2424.76 | 2424.76 | 2424.76 | 2424.76 | 2424.76 | 2424.76 | 2424.76 | 2424.76 | 2424.76 | 2424.76 | 2424.76 | 0 | 0 | 0 | 0 | 0 | 692.0657 | 692.0657 | 692.0657 | 692.0657 | 692.0657 | 692.0657 | 692.0657 | 692.0657 | 692.0657 | 692.0657 | 692.0657 | 692.0657 | 692.0657 | 692.0657 | 692.0657 | 692.0657 | 692.0657 | 692.0657 | 692.0657 | 692.0657 | 692.0657 | 692.0657 | 0 | 0 | 0 | 0.017546 | 0.049127 | 0.091938 | 0.14373 | 0.20271 | 0.2499 | 0.28765 | 0.31784 | 0.342 | 0.36133 | 0.37679 | 0.38916 | 0.31133 | 0.24906 | 0.19925 | 0.1594 | 0.13103 | 0.097103 | 0.060979 | 0.024894 | 0 | 0 | 0 | 0 | 0 | 0.017546 | 0.066673 | 0.15861 | 0.30234 | 0.50506 | 0.75496 | 1.0426 | 1.3604 | 1.7025 | 2.0638 | 2.4406 | 2.8297 | 3.1411 | 3.3901 | 3.5894 | 3.7488 | 3.8798 | 3.9769 | 4.0379 | 4.0628 | 4.0628 | 4.0628 | 0 | 0 | 0 | 0.025352 | 0.070987 | 0.13285 | 0.20769 | 0.29291 | 0.36109 | 0.41563 | 0.45927 | 0.49418 | 0.5221 | 0.54444 | 0.56232 | 0.44985 | 0.35988 | 0.28791 | 0.23033 | 0.18933 | 0.14031 | 0.088112 | 0.03597 | 0 | 0 | 0 | 0 | 0 | 0.025352 | 0.096339 | 0.22919 | 0.43687 | 0.72978 | 1.0909 | 1.5065 | 1.9658 | 2.46 | 2.9821 | 3.5265 | 4.0888 | 4.5387 | 4.8986 | 5.1865 | 5.4168 | 5.6061 | 5.7464 | 5.8345 | 5.8705 | 5.8705 | 5.8705 | 0 | 0 | 0 | 0.0019035 | 0.0074725 | 0.017995 | 0.034401 | 0.05736 | 0.081612 | 0.10649 | 0.13153 | 0.15644 | 0.18105 | 0.20523 | 0.22894 | 0.19673 | 0.16825 | 0.14329 | 0.12158 | 0.10566 | 0.095548 | 0.086118 | 0.081313 | 0.079506 | 0.080158 | 0 | 0 | 0 | 0.0019035 | 0.009376 | 0.027371 | 0.061772 | 0.11913 | 0.20074 | 0.30723 | 0.43876 | 0.5952 | 0.77625 | 0.98148 | 1.2104 | 1.4071 | 1.5754 | 1.7187 | 1.8403 | 1.9459 | 2.0415 | 2.1276 | 2.2089 | 2.2884 | 2.3686 | 0 | 0 | 0 | 0.0027504 | 0.010797 | 0.026001 | 0.049708 | 0.082882 | 0.11792 | 0.15387 | 0.19005 | 0.22605 | 0.2616 | 0.29654 | 0.33081 | 0.28427 | 0.24311 | 0.20705 | 0.17568 | 0.15267 | 0.13806 | 0.12444 | 0.11749 | 0.11488 | 0.11582 | 0 | 0 | 0 | 0.0027504 | 0.013548 | 0.039549 | 0.089257 | 0.17214 | 0.29006 | 0.44393 | 0.63398 | 0.86004 | 1.1216 | 1.4182 | 1.749 | 2.0333 | 2.2764 | 2.4834 | 2.6591 | 2.8118 | 2.9498 | 3.0743 | 3.1918 | 3.3066 | 3.4225 | 0 | 0 | 0 | 0.0019035 | 0.0074725 | 0.017995 | 0.034401 | 0.05736 | 0.081612 | 0.10649 | 0.13153 | 0.15644 | 0.18105 | 0.20523 | 0.22894 | 0.19673 | 0.16825 | 0.14329 | 0.12158 | 0.10566 | 0.095548 | 0.086118 | 0.081313 | 0.079506 | 0.080158 | 0 | 0 | 0 | 0.0019035 | 0.009376 | 0.027371 | 0.061772 | 0.11913 | 0.20074 | 0.30723 | 0.43876 | 0.5952 | 0.77625 | 0.98148 | 1.2104 | 1.4071 | 1.5754 | 1.7187 | 1.8403 | 1.9459 | 2.0415 | 2.1276 | 2.2089 | 2.2884 | 2.3686 | 0 | 0 | 0 | 0.0027504 | 0.010797 | 0.026001 | 0.049708 | 0.082882 | 0.11792 | 0.15387 | 0.19005 | 0.22605 | 0.2616 | 0.29654 | 0.33081 | 0.28427 | 0.24311 | 0.20705 | 0.17568 | 0.15267 | 0.13806 | 0.12444 | 0.11749 | 0.11488 | 0.11582 | 0 | 0 | 0 | 0.0027504 | 0.013548 | 0.039549 | 0.089257 | 0.17214 | 0.29006 | 0.44393 | 0.63398 | 0.86004 | 1.1216 | 1.4182 | 1.749 | 2.0333 | 2.2764 | 2.4834 | 2.6591 | 2.8118 | 2.9498 | 3.0743 | 3.1918 | 3.3066 | 3.4225 | 0 | 0 | 0 | 0.0019035 | 0.0074725 | 0.017995 | 0.034401 | 0.05736 | 0.081612 | 0.10649 | 0.13153 | 0.15644 | 0.18105 | 0.20523 | 0.22894 | 0.19673 | 0.16825 | 0.14329 | 0.12158 | 0.10566 | 0.095548 | 0.086118 | 0.081313 | 0.079506 | 0.080158 | 0 | 0 | 0 | 0.0019035 | 0.009376 | 0.027371 | 0.061772 | 0.11913 | 0.20074 | 0.30723 | 0.43876 | 0.5952 | 0.77625 | 0.98148 | 1.2104 | 1.4071 | 1.5754 | 1.7187 | 1.8403 | 1.9459 | 2.0415 | 2.1276 | 2.2089 | 2.2884 | 2.3686 | 0 | 0 | 0 | 0.0027504 | 0.010797 | 0.026001 | 0.049708 | 0.082882 | 0.11792 | 0.15387 | 0.19005 | 0.22605 | 0.2616 | 0.29654 | 0.33081 | 0.28427 | 0.24311 | 0.20705 | 0.17568 | 0.15267 | 0.13806 | 0.12444 | 0.11749 | 0.11488 | 0.11582 | 0 | 0 | 0 | 0.0027504 | 0.013548 | 0.039549 | 0.089257 | 0.17214 | 0.29006 | 0.44393 | 0.63398 | 0.86004 | 1.1216 | 1.4182 | 1.749 | 2.0333 | 2.2764 | 2.4834 | 2.6591 | 2.8118 | 2.9498 | 3.0743 | 3.1918 | 3.3066 | 3.4225 | 0 | 0 | 0 | 427.9545 | 427.9545 | 427.9545 | 427.9545 | 427.9545 | 427.9545 | 427.9545 | 427.9545 | 427.9545 | 427.9545 | 427.9545 | 427.9545 | 427.9545 | 427.9545 | 427.9545 | 427.9545 | 427.9545 | 427.9545 | 427.9545 | 427.9545 | 427.9545 | 427.9545 | 0 | 0 | 0 | 320.9659 | 320.9659 | 320.9659 | 320.9659 | 320.9659 | 320.9659 | 320.9659 | 320.9659 | 320.9659 | 320.9659 | 320.9659 | 320.9659 | 320.9659 | 320.9659 | 320.9659 | 320.9659 | 320.9659 | 320.9659 | 320.9659 | 320.9659 | 320.9659 | 320.9659
WA_Commercial_WA - College_Existing_Food Preparation_Natural Gas_Double Rack Oven_A | WA | Commercial | WA - College | Existing | Food Preparation | Natural Gas | Double Rack Oven | A | WCNG7 | Standard | FTSC Qualified (>50% Cooking Efficiency) | 12 | 1621.62 | 0 | 0 | 5342.47 | 0 | 0 | 0 | 0.7 | 0.2 | 1 units | 4.18% | 100% | Lost Opportunity | LOEven20_WA | 85% | TBD | 0% | 495.3602 |  | 371.5201 |  | 0 | IL TRM - 4.2.18 - CI-FSE-RKOV-VO2-180101 | PGE Workpaper, PGECOFST109 R6, 2016 | IL TRM - 4.2.18 - CI-FSE-RKOV-VO2-180101 | Standard | Standard | Standard | Standard | Standard | Standard | Standard | Standard | Standard | Standard | Standard | Standard | Standard | Standard | Standard | Standard | Standard | Standard | Standard | Standard | Standard | Standard | Standard | Standard | Standard | Standard | Standard | FTSC Qualified (>50% Cooking Efficiency) | FTSC Qualified (>50% Cooking Efficiency) | FTSC Qualified (>50% Cooking Efficiency) | FTSC Qualified (>50% Cooking Efficiency) | FTSC Qualified (>50% Cooking Efficiency) | FTSC Qualified (>50% Cooking Efficiency) | FTSC Qualified (>50% Cooking Efficiency) | FTSC Qualified (>50% Cooking Efficiency) | FTSC Qualified (>50% Cooking Efficiency) | FTSC Qualified (>50% Cooking Efficiency) | FTSC Qualified (>50% Cooking Efficiency) | FTSC Qualified (>50% Cooking Efficiency) | FTSC Qualified (>50% Cooking Efficiency) | FTSC Qualified (>50% Cooking Efficiency) | FTSC Qualified (>50% Cooking Efficiency) | FTSC Qualified (>50% Cooking Efficiency) | FTSC Qualified (>50% Cooking Efficiency) | FTSC Qualified (>50% Cooking Efficiency) | FTSC Qualified (>50% Cooking Efficiency) | FTSC Qualified (>50% Cooking Efficiency) | FTSC Qualified (>50% Cooking Efficiency) | FTSC Qualified (>50% Cooking Efficiency) | FTSC Qualified (>50% Cooking Efficiency) | FTSC Qualified (>50% Cooking Efficiency) | FTSC Qualified (>50% Cooking Efficiency) | FTSC Qualified (>50% Cooking Efficiency) | FTSC Qualified (>50% Cooking Efficiency) | 5342.47 | 5342.47 | 5342.47 | 5342.47 | 5342.47 | 5342.47 | 5342.47 | 5342.47 | 5342.47 | 5342.47 | 5342.47 | 5342.47 | 5342.47 | 5342.47 | 5342.47 | 5342.47 | 5342.47 | 5342.47 | 5342.47 | 5342.47 | 5342.47 | 5342.47 | 5342.47 | 5342.4659 | 5342.4659 | 5342.4659 | 5342.4659 | 0 | 1621.62 | 1621.62 | 1621.62 | 1621.62 | 1621.62 | 1621.62 | 1621.62 | 1621.62 | 1621.62 | 1621.62 | 1621.62 | 1621.62 | 1621.62 | 1621.62 | 1621.62 | 1621.62 | 1621.62 | 1621.62 | 1621.62 | 1621.62 | 1621.62 | 1621.62 | 1621.62 | 1621.62 | 1621.62 | 1621.62 | 0.39525 | 0.49362 | 0.58106 | 0.65879 | 0.72788 | 0.78929 | 0.84388 | 0.89241 | 0.82487 | 0.77713 | 0.74563 | 0.72735 | 0.32448 | 0.22701 | 0.1472 | 0.082321 | 0.030042 | 0.063702 | 0.034763 | 0.0017532 | 0.077682 | 0.12904 | 0.1612 | 0.17856 | 0.18468 | 0.39525 | 0.88887 | 1.4699 | 2.1287 | 2.8566 | 3.6459 | 4.4898 | 5.3822 | 6.207 | 6.9842 | 7.7298 | 8.4571 | 8.7816 | 9.0086 | 9.1558 | 9.2382 | 9.2682 | 9.3319 | 9.3667 | 9.3684 | 9.4461 | 9.5752 | 9.7364 | 9.9149 | 10.0996 | 0.24374 | 0.3044 | 0.35832 | 0.40625 | 0.44886 | 0.48673 | 0.52039 | 0.55032 | 0.50867 | 0.47923 | 0.45981 | 0.44853 | 0.2001 | 0.13999 | 0.090774 | 0.050765 | 0.018526 | 0.039283 | 0.021437 | 0.0010811 | 0.047904 | 0.079575 | 0.099408 | 0.11011 | 0.11388 | 0.24374 | 0.54813 | 0.90646 | 1.3127 | 1.7616 | 2.2483 | 2.7687 | 3.319 | 3.8277 | 4.3069 | 4.7667 | 5.2152 | 5.4153 | 5.5553 | 5.6461 | 5.6969 | 5.7154 | 5.7547 | 5.7761 | 5.7772 | 5.8251 | 5.9047 | 6.0041 | 6.1142 | 6.2281 | 0 | 0.010489 | 0.037693 | 0.07147 | 0.11071 | 0.15448 | 0.20198 | 0.25252 | 0.26938 | 0.28769 | 0.30855 | 0.33271 | 0.36062 | 0.38202 | 0.39074 | 0.39684 | 0.40128 | 0.45894 | 0.46822 | 0.46852 | 0.49778 | 0.48255 | 0.46225 | 0.43731 | 0.40812 | 0 | 0.010489 | 0.048182 | 0.11965 | 0.23037 | 0.38485 | 0.58683 | 0.83934 | 1.1087 | 1.3964 | 1.705 | 2.0377 | 2.3983 | 2.7803 | 3.1711 | 3.5679 | 3.9692 | 4.4281 | 4.8963 | 5.3649 | 5.8627 | 6.3452 | 6.8075 | 7.2448 | 7.6529 | 0 | 0.0064685 | 0.023244 | 0.044073 | 0.068274 | 0.095265 | 0.12455 | 0.15572 | 0.16612 | 0.17741 | 0.19028 | 0.20517 | 0.22238 | 0.23558 | 0.24095 | 0.24472 | 0.24746 | 0.28301 | 0.28874 | 0.28892 | 0.30697 | 0.29758 | 0.28506 | 0.26967 | 0.25168 | 0 | 0.0064685 | 0.029712 | 0.073785 | 0.14206 | 0.23732 | 0.36188 | 0.51759 | 0.68371 | 0.86113 | 1.0514 | 1.2566 | 1.479 | 1.7145 | 1.9555 | 2.2002 | 2.4477 | 2.7307 | 3.0194 | 3.3083 | 3.6153 | 3.9129 | 4.1979 | 4.4676 | 4.7193 | 0 | 0.010489 | 0.037693 | 0.07147 | 0.11071 | 0.15448 | 0.20198 | 0.25252 | 0.26938 | 0.28769 | 0.30855 | 0.33271 | 0.36062 | 0.38202 | 0.39074 | 0.39684 | 0.40128 | 0.45894 | 0.46822 | 0.46852 | 0.49778 | 0.48255 | 0.46225 | 0.43731 | 0.40812 | 0 | 0.010489 | 0.048182 | 0.11965 | 0.23037 | 0.38485 | 0.58683 | 0.83934 | 1.1087 | 1.3964 | 1.705 | 2.0377 | 2.3983 | 2.7803 | 3.1711 | 3.5679 | 3.9692 | 4.4281 | 4.8963 | 5.3649 | 5.8627 | 6.3452 | 6.8075 | 7.2448 | 7.6529 | 0 | 0.0064685 | 0.023244 | 0.044073 | 0.068274 | 0.095265 | 0.12455 | 0.15572 | 0.16612 | 0.17741 | 0.19028 | 0.20517 | 0.22238 | 0.23558 | 0.24095 | 0.24472 | 0.24746 | 0.28301 | 0.28874 | 0.28892 | 0.30697 | 0.29758 | 0.28506 | 0.26967 | 0.25168 | 0 | 0.0064685 | 0.029712 | 0.073785 | 0.14206 | 0.23732 | 0.36188 | 0.51759 | 0.68371 | 0.86113 | 1.0514 | 1.2566 | 1.479 | 1.7145 | 1.9555 | 2.2002 | 2.4477 | 2.7307 | 3.0194 | 3.3083 | 3.6153 | 3.9129 | 4.1979 | 4.4676 | 4.7193 | 0 | 0.010489 | 0.037693 | 0.07147 | 0.11071 | 0.15448 | 0.20198 | 0.25252 | 0.26938 | 0.28769 | 0.30855 | 0.33271 | 0.36062 | 0.38202 | 0.39074 | 0.39684 | 0.40128 | 0.45894 | 0.46822 | 0.46852 | 0.49778 | 0.48255 | 0.46225 | 0.43731 | 0.40812 | 0 | 0.010489 | 0.048182 | 0.11965 | 0.23037 | 0.38485 | 0.58683 | 0.83934 | 1.1087 | 1.3964 | 1.705 | 2.0377 | 2.3983 | 2.7803 | 3.1711 | 3.5679 | 3.9692 | 4.4281 | 4.8963 | 5.3649 | 5.8627 | 6.3452 | 6.8075 | 7.2448 | 7.6529 | 0 | 0.0064685 | 0.023244 | 0.044073 | 0.068274 | 0.095265 | 0.12455 | 0.15572 | 0.16612 | 0.17741 | 0.19028 | 0.20517 | 0.22238 | 0.23558 | 0.24095 | 0.24472 | 0.24746 | 0.28301 | 0.28874 | 0.28892 | 0.30697 | 0.29758 | 0.28506 | 0.26967 | 0.25168 | 0 | 0.0064685 | 0.029712 | 0.073785 | 0.14206 | 0.23732 | 0.36188 | 0.51759 | 0.68371 | 0.86113 | 1.0514 | 1.2566 | 1.479 | 1.7145 | 1.9555 | 2.2002 | 2.4477 | 2.7307 | 3.0194 | 3.3083 | 3.6153 | 3.9129 | 4.1979 | 4.4676 | 4.7193 | 495.3602 | 495.3602 | 495.3602 | 495.3602 | 495.3602 | 495.3602 | 495.3602 | 495.3602 | 495.3602 | 495.3602 | 495.3602 | 495.3602 | 495.3602 | 495.3602 | 495.3602 | 495.3602 | 495.3602 | 495.3602 | 495.3602 | 495.3602 | 495.3602 | 495.3598 | 495.3598 | 495.3598 | 495.3598 | 371.5201 | 371.5201 | 371.5201 | 371.5201 | 371.5201 | 371.5201 | 371.5201 | 371.5201 | 371.5201 | 371.5201 | 371.5201 | 371.5201 | 371.5201 | 371.5201 | 371.5201 | 371.5201 | 371.5201 | 371.5201 | 371.5201 | 371.5201 | 371.5201 | 371.5198 | 371.5198 | 371.5198 | 371.5198
WA_Commercial_WA - College_Existing_Food Preparation_Natural Gas_Fryer_A | WA | Commercial | WA - College | Existing | Food Preparation | Natural Gas | Fryer | A | WCNG8 | Standard | ENERGY STAR | 9 | 395.2691 | 0 | 0 | 933.12 | 0 | 0 | 0 | 0.7 | 0.2 | 1 units | 10.82% | 100% | Lost Opportunity | LO5Med_WA | 85% | TBD | 0% | 433.1432 |  | 324.8574 |  | 0 | RTF Wkbk - ComCookingFryer_v5_0 | RTF Wkbk - ComCookingFryer_v5_0 | RTF Wkbk - ComCookingFryer_v5_0 | Standard | Standard | Standard | Standard | Standard | Standard | Standard | Standard | Standard | Standard | Standard | Standard | Standard | Standard | Standard | Standard | Standard | Standard | Standard | Standard | Standard | Standard | Standard | Standard | Standard | Standard | Standard | ENERGY STAR | ENERGY STAR | ENERGY STAR | ENERGY STAR | ENERGY STAR | ENERGY STAR | ENERGY STAR | ENERGY STAR | ENERGY STAR | ENERGY STAR | ENERGY STAR | ENERGY STAR | ENERGY STAR | ENERGY STAR | ENERGY STAR | ENERGY STAR | ENERGY STAR | ENERGY STAR | ENERGY STAR | ENERGY STAR | ENERGY STAR | ENERGY STAR | ENERGY STAR | ENERGY STAR | ENERGY STAR | ENERGY STAR | ENERGY STAR | 933.12 | 933.12 | 933.12 | 933.12 | 933.12 | 933.12 | 933.12 | 933.12 | 933.12 | 933.12 | 933.12 | 933.12 | 933.12 | 933.12 | 933.12 | 933.12 | 933.12 | 933.12 | 933.12 | 933.12 | 933.12 | 933.12 | 933.12 | 933.1211 | 933.1211 | 933.1211 | 933.1211 | 0 | 395.2691 | 395.2691 | 395.2691 | 395.2691 | 395.2691 | 395.2691 | 395.2691 | 395.2691 | 395.2691 | 395.2691 | 395.2691 | 395.2691 | 395.2691 | 395.2691 | 395.2691 | 395.2691 | 395.2691 | 395.2691 | 395.2691 | 395.2691 | 395.2691 | 395.2691 | 395.2691 | 395.2691 | 395.2691 | 395.2691 | 2.5341 | 2.3697 | 2.2382 | 2.133 | 2.0488 | 1.9815 | 1.9276 | 2.09 | 2.1788 | 0 | 0 | 0 | 0.75779 | 0.60624 | 0.48499 | 0.42908 | 0.20355 | 0.077368 | 0 | 0 | 0.15201 | 0 | 0 | 0 | 0.060263 | 2.5341 | 4.9037 | 7.1419 | 9.2749 | 11.3237 | 13.3052 | 15.2329 | 17.3229 | 19.5017 | 19.5017 | 19.5017 | 19.5017 | 20.2595 | 20.8658 | 21.3507 | 21.7798 | 21.9834 | 22.0607 | 22.0607 | 22.0607 | 22.2128 | 22.2128 | 22.2128 | 22.2128 | 22.273 | 6.411 | 5.9951 | 5.6624 | 5.3963 | 5.1834 | 5.013 | 4.8768 | 5.2876 | 5.5123 | 0 | 0 | 0 | 1.9172 | 1.5337 | 1.227 | 1.0855 | 0.51497 | 0.19574 | 0 | 0 | 0.38457 | 0 | 0 | 0 | 0.15246 | 6.411 | 12.4061 | 18.0685 | 23.4648 | 28.6482 | 33.6612 | 38.538 | 43.8256 | 49.3378 | 49.3378 | 49.3378 | 49.3378 | 51.255 | 52.7887 | 54.0157 | 55.1013 | 55.6162 | 55.812 | 55.812 | 55.812 | 56.1965 | 56.1965 | 56.1965 | 56.1965 | 56.349 | 0 | 0.086612 | 0.18225 | 0.29082 | 0.40996 | 0.54057 | 0.68975 | 0.94277 | 1.1904 | 1.4103 | 1.4978 | 1.5212 | 2.0623 | 1.8164 | 1.5559 | 1.3135 | 1.0068 | 0.72735 | 0.48651 | 0.29563 | 0.32822 | 0 | 0 | 0 | 0.051223 | 0 | 0.086612 | 0.26886 | 0.55968 | 0.96964 | 1.5102 | 2.2 | 3.1427 | 4.3331 | 5.7435 | 7.2413 | 8.7625 | 10.8248 | 12.6412 | 14.1972 | 15.5106 | 16.5174 | 17.2448 | 17.7313 | 18.0269 | 18.3551 | 18.3551 | 18.3551 | 18.3551 | 18.4063 | 0 | 0.21912 | 0.46108 | 0.73576 | 1.0372 | 1.3676 | 1.745 | 2.3851 | 3.0116 | 3.568 | 3.7894 | 3.8485 | 5.2175 | 4.5954 | 3.9364 | 3.323 | 2.547 | 1.8402 | 1.2308 | 0.74792 | 0.83037 | 0 | 0 | 0 | 0.12959 | 0 | 0.21912 | 0.6802 | 1.416 | 2.4531 | 3.8207 | 5.5657 | 7.9509 | 10.9625 | 14.5305 | 18.3199 | 22.1684 | 27.3859 | 31.9813 | 35.9177 | 39.2407 | 41.7877 | 43.6279 | 44.8587 | 45.6066 | 46.437 | 46.437 | 46.437 | 46.437 | 46.5666 | 0 | 0.086612 | 0.18225 | 0.29082 | 0.40996 | 0.54057 | 0.68975 | 0.94277 | 1.1904 | 1.4103 | 1.4978 | 1.5212 | 2.0623 | 1.8164 | 1.5559 | 1.3135 | 1.0068 | 0.72735 | 0.48651 | 0.29563 | 0.32822 | 0 | 0 | 0 | 0.051223 | 0 | 0.086612 | 0.26886 | 0.55968 | 0.96964 | 1.5102 | 2.2 | 3.1427 | 4.3331 | 5.7435 | 7.2413 | 8.7625 | 10.8248 | 12.6412 | 14.1972 | 15.5106 | 16.5174 | 17.2448 | 17.7313 | 18.0269 | 18.3551 | 18.3551 | 18.3551 | 18.3551 | 18.4063 | 0 | 0.21912 | 0.46108 | 0.73576 | 1.0372 | 1.3676 | 1.745 | 2.3851 | 3.0116 | 3.568 | 3.7894 | 3.8485 | 5.2175 | 4.5954 | 3.9364 | 3.323 | 2.547 | 1.8402 | 1.2308 | 0.74792 | 0.83037 | 0 | 0 | 0 | 0.12959 | 0 | 0.21912 | 0.6802 | 1.416 | 2.4531 | 3.8207 | 5.5657 | 7.9509 | 10.9625 | 14.5305 | 18.3199 | 22.1684 | 27.3859 | 31.9813 | 35.9177 | 39.2407 | 41.7877 | 43.6279 | 44.8587 | 45.6066 | 46.437 | 46.437 | 46.437 | 46.437 | 46.5666 | 0 | 0.086612 | 0.18225 | 0.29082 | 0.40996 | 0.54057 | 0.68975 | 0.94277 | 1.1904 | 1.4103 | 1.4978 | 1.5212 | 2.0623 | 1.8164 | 1.5559 | 1.3135 | 1.0068 | 0.72735 | 0.48651 | 0.29563 | 0.32822 | 0 | 0 | 0 | 0.051223 | 0 | 0.086612 | 0.26886 | 0.55968 | 0.96964 | 1.5102 | 2.2 | 3.1427 | 4.3331 | 5.7435 | 7.2413 | 8.7625 | 10.8248 | 12.6412 | 14.1972 | 15.5106 | 16.5174 | 17.2448 | 17.7313 | 18.0269 | 18.3551 | 18.3551 | 18.3551 | 18.3551 | 18.4063 | 0 | 0.21912 | 0.46108 | 0.73576 | 1.0372 | 1.3676 | 1.745 | 2.3851 | 3.0116 | 3.568 | 3.7894 | 3.8485 | 5.2175 | 4.5954 | 3.9364 | 3.323 | 2.547 | 1.8402 | 1.2308 | 0.74792 | 0.83037 | 0 | 0 | 0 | 0.12959 | 0 | 0.21912 | 0.6802 | 1.416 | 2.4531 | 3.8207 | 5.5657 | 7.9509 | 10.9625 | 14.5305 | 18.3199 | 22.1684 | 27.3859 | 31.9813 | 35.9177 | 39.2407 | 41.7877 | 43.6279 | 44.8587 | 45.6066 | 46.437 | 46.437 | 46.437 | 46.437 | 46.5666 | 433.1432 | 433.1432 | 433.1432 | 433.1432 | 433.1432 | 433.1432 | 433.1432 | 433.1432 | 433.1432 | 433.1432 | 433.1432 | 433.1432 | 433.1432 | 433.1432 | 433.1432 | 433.1432 | 433.1432 | 433.1432 | 433.1432 | 433.1432 | 433.1432 | 433.1437 | 433.1437 | 433.1437 | 433.1437 | 324.8574 | 324.8574 | 324.8574 | 324.8574 | 324.8574 | 324.8574 | 324.8574 | 324.8574 | 324.8574 | 324.8574 | 324.8574 | 324.8574 | 324.8574 | 324.8574 | 324.8574 | 324.8574 | 324.8574 | 324.8574 | 324.8574 | 324.8574 | 324.8574 | 324.8578 | 324.8578 | 324.8578 | 324.8578
WA_Commercial_WA - College_Existing_Food Preparation_Natural Gas_Broiler_A | WA | Commercial | WA - College | Existing | Food Preparation | Natural Gas | Broiler | A | WCNG9 | Standard | Infrared Burners | 12 | 240.24 | 0 | 0 | 1166.72 | 0 | 0 | 0 | 0.7 | 0.2 | 1 units | 16.72% | 100% | Lost Opportunity | LOEven20_WA | 85% | TBD | 0% | 730.2128 |  | 547.6596 |  | 0 | IL TRM - 4.2.14 - CI-FSE-IRBL-V02-180101 | IL TRM - 4.2.14 - CI-FSE-IRBL-V02-180101 | IL TRM - 4.2.14 - CI-FSE-IRBL-V02-180101 | Standard | Standard | Standard | Standard | Standard | Standard | Standard | Standard | Standard | Standard | Standard | Standard | Standard | Standard | Standard | Standard | Standard | Standard | Standard | Standard | Standard | Standard | Standard | Standard | Standard | Standard | Standard | Infrared Burners | Infrared Burners | Infrared Burners | Infrared Burners | Infrared Burners | Infrared Burners | Infrared Burners | Infrared Burners | Infrared Burners | Infrared Burners | Infrared Burners | Infrared Burners | Infrared Burners | Infrared Burners | Infrared Burners | Infrared Burners | Infrared Burners | Infrared Burners | Infrared Burners | Infrared Burners | Infrared Burners | Infrared Burners | Infrared Burners | Infrared Burners | Infrared Burners | Infrared Burners | Infrared Burners | 1166.72 | 1166.72 | 1166.72 | 1166.72 | 1166.72 | 1166.72 | 1166.72 | 1166.72 | 1166.72 | 1166.72 | 1166.72 | 1166.72 | 1166.72 | 1166.72 | 1166.72 | 1166.72 | 1166.72 | 1166.72 | 1166.72 | 1166.72 | 1166.72 | 1166.72 | 1166.72 | 1166.7179 | 1166.7179 | 1166.7179 | 1166.7179 | 0 | 240.24 | 240.24 | 240.24 | 240.24 | 240.24 | 240.24 | 240.24 | 240.24 | 240.24 | 240.24 | 240.24 | 240.24 | 240.24 | 240.24 | 240.24 | 240.24 | 240.24 | 240.24 | 240.24 | 240.24 | 240.24 | 240.24 | 240.24 | 240.24 | 240.24 | 240.24 | 2.0179 | 2.2366 | 2.4311 | 2.6039 | 2.7575 | 2.8941 | 3.0155 | 3.1234 | 2.9732 | 2.8671 | 2.797 | 2.7564 | 0.72152 | 0.50479 | 0.32732 | 0.18305 | 0.066801 | 0.49241 | 0.38908 | 0.28104 | 0.41908 | 0.50591 | 0.5531 | 0.57006 | 0.56444 | 2.0179 | 4.2545 | 6.6856 | 9.2895 | 12.0471 | 14.9412 | 17.9567 | 21.0801 | 24.0533 | 26.9204 | 29.7174 | 32.4737 | 33.1953 | 33.7001 | 34.0274 | 34.2104 | 34.2772 | 34.7696 | 35.1587 | 35.4398 | 35.8588 | 36.3648 | 36.9179 | 37.4879 | 38.0524 | 8.3995 | 9.31 | 10.1194 | 10.8388 | 11.4783 | 12.0467 | 12.552 | 13.0011 | 12.376 | 11.9342 | 11.6426 | 11.4734 | 3.0033 | 2.1012 | 1.3625 | 0.76195 | 0.27806 | 2.0496 | 1.6196 | 1.1698 | 1.7444 | 2.1059 | 2.3023 | 2.3729 | 2.3495 | 8.3995 | 17.7096 | 27.8289 | 38.6678 | 50.146 | 62.1928 | 74.7448 | 87.7459 | 100.1219 | 112.0561 | 123.6987 | 135.1721 | 138.1754 | 140.2766 | 141.6391 | 142.4011 | 142.6791 | 144.7288 | 146.3483 | 147.5182 | 149.2626 | 151.3685 | 153.6707 | 156.0436 | 158.3931 | 0 | 0.047529 | 0.1577 | 0.28249 | 0.41944 | 0.56644 | 0.72173 | 0.8838 | 0.97099 | 1.0614 | 1.1575 | 1.2609 | 1.3726 | 1.4457 | 1.465 | 1.4786 | 1.4885 | 1.8689 | 1.8752 | 1.8615 | 1.9125 | 1.8057 | 1.6901 | 1.5666 | 1.4357 | 0 | 0.047529 | 0.20523 | 0.48772 | 0.90716 | 1.4736 | 2.1953 | 3.0791 | 4.0501 | 5.1115 | 6.269 | 7.5298 | 8.9024 | 10.3481 | 11.8131 | 13.2917 | 14.7802 | 16.6491 | 18.5243 | 20.3858 | 22.2982 | 24.1039 | 25.794 | 27.3606 | 28.7963 | 0 | 0.19784 | 0.65643 | 1.1759 | 1.7459 | 2.3578 | 3.0042 | 3.6788 | 4.0417 | 4.418 | 4.8179 | 5.2483 | 5.7134 | 6.0175 | 6.0982 | 6.1547 | 6.1958 | 7.7795 | 7.8053 | 7.7484 | 7.9606 | 7.516 | 7.0353 | 6.521 | 5.9761 | 0 | 0.19784 | 0.85427 | 2.0301 | 3.776 | 6.1339 | 9.1381 | 12.8169 | 16.8586 | 21.2767 | 26.0946 | 31.3429 | 37.0563 | 43.0738 | 49.1721 | 55.3268 | 61.5226 | 69.3021 | 77.1074 | 84.8558 | 92.8165 | 100.3325 | 107.3678 | 113.8888 | 119.8649 | 0 | 0.047529 | 0.1577 | 0.28249 | 0.41944 | 0.56644 | 0.72173 | 0.8838 | 0.97099 | 1.0614 | 1.1575 | 1.2609 | 1.3726 | 1.4457 | 1.465 | 1.4786 | 1.4885 | 1.8689 | 1.8752 | 1.8615 | 1.9125 | 1.8057 | 1.6901 | 1.5666 | 1.4357 | 0 | 0.047529 | 0.20523 | 0.48772 | 0.90716 | 1.4736 | 2.1953 | 3.0791 | 4.0501 | 5.1115 | 6.269 | 7.5298 | 8.9024 | 10.3481 | 11.8131 | 13.2917 | 14.7802 | 16.6491 | 18.5243 | 20.3858 | 22.2982 | 24.1039 | 25.794 | 27.3606 | 28.7963 | 0 | 0.19784 | 0.65643 | 1.1759 | 1.7459 | 2.3578 | 3.0042 | 3.6788 | 4.0417 | 4.418 | 4.8179 | 5.2483 | 5.7134 | 6.0175 | 6.0982 | 6.1547 | 6.1958 | 7.7795 | 7.8053 | 7.7484 | 7.9606 | 7.516 | 7.0353 | 6.521 | 5.9761 | 0 | 0.19784 | 0.85427 | 2.0301 | 3.776 | 6.1339 | 9.1381 | 12.8169 | 16.8586 | 21.2767 | 26.0946 | 31.3429 | 37.0563 | 43.0738 | 49.1721 | 55.3268 | 61.5226 | 69.3021 | 77.1074 | 84.8558 | 92.8165 | 100.3325 | 107.3678 | 113.8888 | 119.8649 | 0 | 0.047529 | 0.1577 | 0.28249 | 0.41944 | 0.56644 | 0.72173 | 0.8838 | 0.97099 | 1.0614 | 1.1575 | 1.2609 | 1.3726 | 1.4457 | 1.465 | 1.4786 | 1.4885 | 1.8689 | 1.8752 | 1.8615 | 1.9125 | 1.8057 | 1.6901 | 1.5666 | 1.4357 | 0 | 0.047529 | 0.20523 | 0.48772 | 0.90716 | 1.4736 | 2.1953 | 3.0791 | 4.0501 | 5.1115 | 6.269 | 7.5298 | 8.9024 | 10.3481 | 11.8131 | 13.2917 | 14.7802 | 16.6491 | 18.5243 | 20.3858 | 22.2982 | 24.1039 | 25.794 | 27.3606 | 28.7963 | 0 | 0.19784 | 0.65643 | 1.1759 | 1.7459 | 2.3578 | 3.0042 | 3.6788 | 4.0417 | 4.418 | 4.8179 | 5.2483 | 5.7134 | 6.0175 | 6.0982 | 6.1547 | 6.1958 | 7.7795 | 7.8053 | 7.7484 | 7.9606 | 7.516 | 7.0353 | 6.521 | 5.9761 | 0 | 0.19784 | 0.85427 | 2.0301 | 3.776 | 6.1339 | 9.1381 | 12.8169 | 16.8586 | 21.2767 | 26.0946 | 31.3429 | 37.0563 | 43.0738 | 49.1721 | 55.3268 | 61.5226 | 69.3021 | 77.1074 | 84.8558 | 92.8165 | 100.3325 | 107.3678 | 113.8888 | 119.8649 | 730.2128 | 730.2128 | 730.2128 | 730.2128 | 730.2128 | 730.2128 | 730.2128 | 730.2128 | 730.2128 | 730.2128 | 730.2128 | 730.2128 | 730.2128 | 730.2128 | 730.2128 | 730.2128 | 730.2128 | 730.2128 | 730.2128 | 730.2128 | 730.2128 | 730.2114 | 730.2114 | 730.2114 | 730.2114 | 547.6596 | 547.6596 | 547.6596 | 547.6596 | 547.6596 | 547.6596 | 547.6596 | 547.6596 | 547.6596 | 547.6596 | 547.6596 | 547.6596 | 547.6596 | 547.6596 | 547.6596 | 547.6596 | 547.6596 | 547.6596 | 547.6596 | 547.6596 | 547.6596 | 547.6586 | 547.6586 | 547.6586 | 547.6586
WA_Commercial_WA - College_Existing_Food Preparation_Natural Gas_Griddle_A | WA | Commercial | WA - College | Existing | Food Preparation | Natural Gas | Griddle | A | WCNG10 | Standard | ENERGY STAR | 12 | 167.9465 | 0 | 0 | 1405.83 | 0 | 0 | 0 | 0.7 | 0.2 | 1 units | 23.61% | 100% | Lost Opportunity | LOEven20_WA | 85% | TBD | 0% | 1258.6067 |  | 943.955 |  | 0 | IL TRM - 4.2.8 - CI-FSE-ESGR-V04-200101 | IL TRM - 4.2.8 - CI-FSE-ESGR-V04-200101 | IL TRM - 4.2.8 - CI-FSE-ESGR-V04-200101 | Standard | Standard | Standard | Standard | Standard | Standard | Standard | Standard | Standard | Standard | Standard | Standard | Standard | Standard | Standard | Standard | Standard | Standard | Standard | Standard | Standard | Standard | Standard | Standard | Standard | Standard | Standard | ENERGY STAR | ENERGY STAR | ENERGY STAR | ENERGY STAR | ENERGY STAR | ENERGY STAR | ENERGY STAR | ENERGY STAR | ENERGY STAR | ENERGY STAR | ENERGY STAR | ENERGY STAR | ENERGY STAR | ENERGY STAR | ENERGY STAR | ENERGY STAR | ENERGY STAR | ENERGY STAR | ENERGY STAR | ENERGY STAR | ENERGY STAR | ENERGY STAR | ENERGY STAR | ENERGY STAR | ENERGY STAR | ENERGY STAR | ENERGY STAR | 1405.83 | 1405.83 | 1405.83 | 1405.83 | 1405.83 | 1405.83 | 1405.83 | 1405.83 | 1405.83 | 1405.83 | 1405.83 | 1405.83 | 1405.83 | 1405.83 | 1405.83 | 1405.83 | 1405.83 | 1405.83 | 1405.83 | 1405.83 | 1405.83 | 1405.83 | 1405.83 | 1405.8266 | 1405.8266 | 1405.8266 | 1405.8266 | 0 | 167.9465 | 167.9465 | 167.9465 | 167.9465 | 167.9465 | 167.9465 | 167.9465 | 167.9465 | 167.9465 | 167.9465 | 167.9465 | 167.9465 | 167.9465 | 167.9465 | 167.9465 | 167.9465 | 167.9465 | 167.9465 | 167.9465 | 167.9465 | 167.9465 | 167.9465 | 167.9465 | 167.9465 | 167.9465 | 167.9465 | 0.63714 | 0.70621 | 0.7676 | 0.82218 | 0.87068 | 0.9138 | 0.95213 | 0.9862 | 0.93878 | 0.90527 | 0.88315 | 0.87031 | 0.22782 | 0.15939 | 0.10335 | 0.057798 | 0.021092 | 0.15548 | 0.12285 | 0.088737 | 0.13232 | 0.15974 | 0.17464 | 0.18 | 0.17822 | 0.63714 | 1.3434 | 2.111 | 2.9331 | 3.8038 | 4.7176 | 5.6698 | 6.6559 | 7.5947 | 8.5 | 9.3831 | 10.2535 | 10.4813 | 10.6407 | 10.744 | 10.8018 | 10.8229 | 10.9784 | 11.1012 | 11.19 | 11.3223 | 11.482 | 11.6567 | 11.8367 | 12.0149 | 3.7937 | 4.205 | 4.5705 | 4.8955 | 5.1843 | 5.441 | 5.6692 | 5.8721 | 5.5898 | 5.3902 | 5.2585 | 5.1821 | 1.3565 | 0.94903 | 0.61537 | 0.34414 | 0.12559 | 0.92574 | 0.7315 | 0.52837 | 0.7879 | 0.95113 | 1.0398 | 1.0717 | 1.0612 | 3.7937 | 7.9987 | 12.5692 | 17.4647 | 22.649 | 28.09 | 33.7593 | 39.6314 | 45.2211 | 50.6113 | 55.8699 | 61.0519 | 62.4084 | 63.3575 | 63.9728 | 64.317 | 64.4426 | 65.3683 | 66.0998 | 66.6282 | 67.4161 | 68.3672 | 69.407 | 70.4788 | 71.54 | 0 | 0.015007 | 0.049793 | 0.089195 | 0.13244 | 0.17885 | 0.22788 | 0.27906 | 0.30659 | 0.33513 | 0.36546 | 0.39811 | 0.43339 | 0.45646 | 0.46258 | 0.46687 | 0.46998 | 0.59011 | 0.59207 | 0.58775 | 0.60385 | 0.57013 | 0.53366 | 0.49465 | 0.45331 | 0 | 0.015007 | 0.0648 | 0.154 | 0.28643 | 0.46528 | 0.69317 | 0.97222 | 1.2788 | 1.6139 | 1.9794 | 2.3775 | 2.8109 | 3.2674 | 3.7299 | 4.1968 | 4.6668 | 5.2569 | 5.849 | 6.4367 | 7.0406 | 7.6107 | 8.1444 | 8.639 | 9.0923 | 0 | 0.089356 | 0.29648 | 0.53109 | 0.78856 | 1.0649 | 1.3569 | 1.6616 | 1.8255 | 1.9954 | 2.1761 | 2.3705 | 2.5805 | 2.7179 | 2.7543 | 2.7799 | 2.7984 | 3.5137 | 3.5254 | 3.4996 | 3.5955 | 3.3947 | 3.1775 | 2.9453 | 2.6992 | 0 | 0.089356 | 0.38584 | 0.91693 | 1.7055 | 2.7704 | 4.1273 | 5.7889 | 7.6144 | 9.6098 | 11.7859 | 14.1563 | 16.7369 | 19.4548 | 22.2091 | 24.9889 | 27.7874 | 31.301 | 34.8264 | 38.3261 | 41.9216 | 45.3163 | 48.4938 | 51.4391 | 54.1383 | 0 | 0.015007 | 0.049793 | 0.089195 | 0.13244 | 0.17885 | 0.22788 | 0.27906 | 0.30659 | 0.33513 | 0.36546 | 0.39811 | 0.43339 | 0.45646 | 0.46258 | 0.46687 | 0.46998 | 0.59011 | 0.59207 | 0.58775 | 0.60385 | 0.57013 | 0.53366 | 0.49465 | 0.45331 | 0 | 0.015007 | 0.0648 | 0.154 | 0.28643 | 0.46528 | 0.69317 | 0.97222 | 1.2788 | 1.6139 | 1.9794 | 2.3775 | 2.8109 | 3.2674 | 3.7299 | 4.1968 | 4.6668 | 5.2569 | 5.849 | 6.4367 | 7.0406 | 7.6107 | 8.1444 | 8.639 | 9.0923 | 0 | 0.089356 | 0.29648 | 0.53109 | 0.78856 | 1.0649 | 1.3569 | 1.6616 | 1.8255 | 1.9954 | 2.1761 | 2.3705 | 2.5805 | 2.7179 | 2.7543 | 2.7799 | 2.7984 | 3.5137 | 3.5254 | 3.4996 | 3.5955 | 3.3947 | 3.1775 | 2.9453 | 2.6992 | 0 | 0.089356 | 0.38584 | 0.91693 | 1.7055 | 2.7704 | 4.1273 | 5.7889 | 7.6144 | 9.6098 | 11.7859 | 14.1563 | 16.7369 | 19.4548 | 22.2091 | 24.9889 | 27.7874 | 31.301 | 34.8264 | 38.3261 | 41.9216 | 45.3163 | 48.4938 | 51.4391 | 54.1383 | 0 | 0.015007 | 0.049793 | 0.089195 | 0.13244 | 0.17885 | 0.22788 | 0.27906 | 0.30659 | 0.33513 | 0.36546 | 0.39811 | 0.43339 | 0.45646 | 0.46258 | 0.46687 | 0.46998 | 0.59011 | 0.59207 | 0.58775 | 0.60385 | 0.57013 | 0.53366 | 0.49465 | 0.45331 | 0 | 0.015007 | 0.0648 | 0.154 | 0.28643 | 0.46528 | 0.69317 | 0.97222 | 1.2788 | 1.6139 | 1.9794 | 2.3775 | 2.8109 | 3.2674 | 3.7299 | 4.1968 | 4.6668 | 5.2569 | 5.849 | 6.4367 | 7.0406 | 7.6107 | 8.1444 | 8.639 | 9.0923 | 0 | 0.089356 | 0.29648 | 0.53109 | 0.78856 | 1.0649 | 1.3569 | 1.6616 | 1.8255 | 1.9954 | 2.1761 | 2.3705 | 2.5805 | 2.7179 | 2.7543 | 2.7799 | 2.7984 | 3.5137 | 3.5254 | 3.4996 | 3.5955 | 3.3947 | 3.1775 | 2.9453 | 2.6992 | 0 | 0.089356 | 0.38584 | 0.91693 | 1.7055 | 2.7704 | 4.1273 | 5.7889 | 7.6144 | 9.6098 | 11.7859 | 14.1563 | 16.7369 | 19.4548 | 22.2091 | 24.9889 | 27.7874 | 31.301 | 34.8264 | 38.3261 | 41.9216 | 45.3163 | 48.4938 | 51.4391 | 54.1383 | 1258.6067 | 1258.6067 | 1258.6067 | 1258.6067 | 1258.6067 | 1258.6067 | 1258.6067 | 1258.6067 | 1258.6067 | 1258.6067 | 1258.6067 | 1258.6067 | 1258.6067 | 1258.6067 | 1258.6067 | 1258.6067 | 1258.6067 | 1258.6067 | 1258.6067 | 1258.6067 | 1258.6067 | 1258.6037 | 1258.6037 | 1258.6037 | 1258.6037 | 943.955 | 943.955 | 943.955 | 943.955 | 943.955 | 943.955 | 943.955 | 943.955 | 943.955 | 943.955 | 943.955 | 943.955 | 943.955 | 943.955 | 943.955 | 943.955 | 943.955 | 943.955 | 943.955 | 943.955 | 943.955 | 943.9527 | 943.9527 | 943.9527 | 943.9527
WA_Commercial_WA - College_Existing_Food Preparation_Natural Gas_Range_A | WA | Commercial | WA - College | Existing | Food Preparation | Natural Gas | Range | A | WCNG11 | Standard | High Efficiency | 10 | 171.4286 | 0 | 0 | 0.01 | 0 | 0 | 0 | 0.7 | 0.2 | 1 units | 29.18% | 100% | Lost Opportunity | LOEven20_WA | 85% | TBD | 0% | 0.009925 |  | 0.0074438 |  | 0 | COOK_OVN-Food Preparation-AEO17-1 | EIA 2018 Tech Forecast | EIA 2018 Tech Forecast | Standard | Standard | Standard | Standard | Standard | Standard | Standard | Standard | Standard | Standard | Standard | Standard | Standard | Standard | Standard | Standard | Standard | Standard | Standard | Standard | Standard | Standard | Standard | Standard | Standard | Standard | Standard | High Efficiency | High Efficiency | High Efficiency | High Efficiency | High Efficiency | High Efficiency | High Efficiency | High Efficiency | High Efficiency | High Efficiency | High Efficiency | High Efficiency | High Efficiency | High Efficiency | High Efficiency | High Efficiency | High Efficiency | High Efficiency | High Efficiency | High Efficiency | High Efficiency | High Efficiency | High Efficiency | High Efficiency | High Efficiency | High Efficiency | High Efficiency | 0.01 | 0.01 | 0.01 | 0.01 | 0.01 | 0.01 | 0.01 | 0.01 | 0.01 | 0.01 | 0.01 | 0.01 | 0.01 | 0.01 | 0.01 | 0.01 | 0.01 | 0.01 | 0.01 | 0.01 | 0.01 | 0.01 | 0.01 | 0.010631 | 0.010631 | 0.010631 | 0.010631 | 0 | 171.4286 | 171.4286 | 171.4286 | 171.4286 | 171.4286 | 171.4286 | 171.4286 | 171.4286 | 171.4286 | 171.4286 | 171.4286 | 171.4286 | 171.4286 | 171.4286 | 171.4286 | 171.4286 | 171.4286 | 171.4286 | 171.4286 | 171.4286 | 171.4286 | 171.4286 | 171.4286 | 171.4286 | 171.4286 | 171.4286 | 1.1956 | 1.4164 | 1.593 | 1.7342 | 1.8473 | 1.9377 | 2.01 | 2.0679 | 1.8382 | 1.7097 | 0.4554 | 0.22305 | 0.065426 | 0.20303 | 0.16242 | 0.12994 | 0.10395 | 0.027977 | 0.21001 | 0.28279 | 0.2898 | 0.26009 | 0.18849 | 0 | 0 | 1.1956 | 2.612 | 4.205 | 5.9392 | 7.7865 | 9.7241 | 11.7341 | 13.802 | 15.6402 | 17.3499 | 17.8053 | 18.0284 | 18.0938 | 18.2969 | 18.4593 | 18.5892 | 18.6932 | 18.7211 | 18.9311 | 19.2139 | 19.5037 | 19.7638 | 19.9523 | 19.9523 | 19.9523 | 6.9746 | 8.2622 | 9.2923 | 10.1164 | 10.7756 | 11.303 | 11.725 | 12.0625 | 10.723 | 9.9733 | 2.6565 | 1.3011 | 0.38165 | 1.1843 | 0.94747 | 0.75797 | 0.60638 | 0.1632 | 1.225 | 1.6496 | 1.6905 | 1.5172 | 1.0995 | 0 | 0 | 6.9746 | 15.2368 | 24.5291 | 34.6455 | 45.4211 | 56.7242 | 68.4491 | 80.5116 | 91.2347 | 101.208 | 103.8645 | 105.1657 | 105.5473 | 106.7316 | 107.6791 | 108.4371 | 109.0435 | 109.2067 | 110.4317 | 112.0813 | 113.7718 | 115.289 | 116.3885 | 116.3885 | 116.3885 | 0 | 0.030098 | 0.10333 | 0.18814 | 0.28098 | 0.37925 | 0.48108 | 0.58512 | 0.60033 | 0.63293 | 0.68323 | 0.71983 | 0.72761 | 0.86703 | 0.90129 | 0.92729 | 0.94695 | 0.92209 | 0.96199 | 0.97378 | 0.96649 | 0.86466 | 0.7389 | 0.51371 | 0.41126 | 0 | 0.030098 | 0.13343 | 0.32157 | 0.60255 | 0.9818 | 1.4629 | 2.048 | 2.6483 | 3.2813 | 3.9645 | 4.6843 | 5.4119 | 6.279 | 7.1803 | 8.1075 | 9.0545 | 9.9766 | 10.9386 | 11.9124 | 12.8788 | 13.7435 | 14.4824 | 14.9961 | 15.4074 | 0 | 0.17557 | 0.60278 | 1.0975 | 1.639 | 2.2123 | 2.8063 | 3.4132 | 3.5019 | 3.6921 | 3.9855 | 4.199 | 4.2444 | 5.0577 | 5.2575 | 5.4092 | 5.5239 | 5.3788 | 5.6116 | 5.6804 | 5.6379 | 5.0439 | 4.3103 | 2.9967 | 2.399 | 0 | 0.17557 | 0.77835 | 1.8758 | 3.5149 | 5.7271 | 8.5334 | 11.9466 | 15.4486 | 19.1407 | 23.1262 | 27.3252 | 31.5696 | 36.6273 | 41.8848 | 47.294 | 52.8179 | 58.1967 | 63.8083 | 69.4887 | 75.1266 | 80.1705 | 84.4808 | 87.4774 | 89.8764 | 0 | 0.030098 | 0.10333 | 0.18814 | 0.28098 | 0.37925 | 0.48108 | 0.58512 | 0.60033 | 0.63293 | 0.68323 | 0.71983 | 0.72761 | 0.86703 | 0.90129 | 0.92729 | 0.94695 | 0.92209 | 0.96199 | 0.97378 | 0.96649 | 0.86466 | 0.7389 | 0.51371 | 0.41126 | 0 | 0.030098 | 0.13343 | 0.32157 | 0.60255 | 0.9818 | 1.4629 | 2.048 | 2.6483 | 3.2813 | 3.9645 | 4.6843 | 5.4119 | 6.279 | 7.1803 | 8.1075 | 9.0545 | 9.9766 | 10.9386 | 11.9124 | 12.8788 | 13.7435 | 14.4824 | 14.9961 | 15.4074 | 0 | 0.17557 | 0.60278 | 1.0975 | 1.639 | 2.2123 | 2.8063 | 3.4132 | 3.5019 | 3.6921 | 3.9855 | 4.199 | 4.2444 | 5.0577 | 5.2575 | 5.4092 | 5.5239 | 5.3788 | 5.6116 | 5.6804 | 5.6379 | 5.0439 | 4.3103 | 2.9967 | 2.399 | 0 | 0.17557 | 0.77835 | 1.8758 | 3.5149 | 5.7271 | 8.5334 | 11.9466 | 15.4486 | 19.1407 | 23.1262 | 27.3252 | 31.5696 | 36.6273 | 41.8848 | 47.294 | 52.8179 | 58.1967 | 63.8083 | 69.4887 | 75.1266 | 80.1705 | 84.4808 | 87.4774 | 89.8764 | 0 | 0.030098 | 0.10333 | 0.18814 | 0.28098 | 0.37925 | 0.48108 | 0.58512 | 0.60033 | 0.63293 | 0.68323 | 0.71983 | 0.72761 | 0.86703 | 0.90129 | 0.92729 | 0.94695 | 0.92209 | 0.96199 | 0.97378 | 0.96649 | 0.86466 | 0.7389 | 0.51371 | 0.41126 | 0 | 0.030098 | 0.13343 | 0.32157 | 0.60255 | 0.9818 | 1.4629 | 2.048 | 2.6483 | 3.2813 | 3.9645 | 4.6843 | 5.4119 | 6.279 | 7.1803 | 8.1075 | 9.0545 | 9.9766 | 10.9386 | 11.9124 | 12.8788 | 13.7435 | 14.4824 | 14.9961 | 15.4074 | 0 | 0.17557 | 0.60278 | 1.0975 | 1.639 | 2.2123 | 2.8063 | 3.4132 | 3.5019 | 3.6921 | 3.9855 | 4.199 | 4.2444 | 5.0577 | 5.2575 | 5.4092 | 5.5239 | 5.3788 | 5.6116 | 5.6804 | 5.6379 | 5.0439 | 4.3103 | 2.9967 | 2.399 | 0 | 0.17557 | 0.77835 | 1.8758 | 3.5149 | 5.7271 | 8.5334 | 11.9466 | 15.4486 | 19.1407 | 23.1262 | 27.3252 | 31.5696 | 36.6273 | 41.8848 | 47.294 | 52.8179 | 58.1967 | 63.8083 | 69.4887 | 75.1266 | 80.1705 | 84.4808 | 87.4774 | 89.8764 | 0.009925 | 0.009925 | 0.009925 | 0.009925 | 0.009925 | 0.009925 | 0.009925 | 0.009925 | 0.009925 | 0.009925 | 0.009925 | 0.009925 | 0.009925 | 0.009925 | 0.009925 | 0.009925 | 0.009925 | 0.009925 | 0.009925 | 0.009925 | 0.009925 | 0.010551 | 0.010551 | 0.010551 | 0.010551 | 0.0074438 | 0.0074438 | 0.0074438 | 0.0074438 | 0.0074438 | 0.0074438 | 0.0074438 | 0.0074438 | 0.0074438 | 0.0074438 | 0.0074438 | 0.0074438 | 0.0074438 | 0.0074438 | 0.0074438 | 0.0074438 | 0.0074438 | 0.0074438 | 0.0074438 | 0.0074438 | 0.0074438 | 0.0079134 | 0.0079134 | 0.0079134 | 0.0079134
WA_Commercial_WA - College_Existing_Food Preparation_Natural Gas_Steamer_A | WA | Commercial | WA - College | Existing | Food Preparation | Natural Gas | Steamer | A | WCNG12 | Standard | ENERGY STAR | 8 | 1215.1419 | 0 | 0 | 0.01 | 737.87 | 0 | 0 | 0.7 | 0.2 | 1 units | 10.49% | 100% | Lost Opportunity | LOEven20_WA | 85% | TBD | 0% | -607.2266 |  | 0.001236 |  | 0 | RTF Wkbk - ComCookingSteamer_v5_0 | RTF Wkbk - ComCookingSteamer_v5_0 | RTF Wkbk - ComCookingSteamer_v5_0 | Standard | Standard | Standard | Standard | Standard | Standard | Standard | Standard | Standard | Standard | Standard | Standard | Standard | Standard | Standard | Standard | Standard | Standard | Standard | Standard | Standard | Standard | Standard | Standard | Standard | Standard | Standard | ENERGY STAR | ENERGY STAR | ENERGY STAR | ENERGY STAR | ENERGY STAR | ENERGY STAR | ENERGY STAR | ENERGY STAR | ENERGY STAR | ENERGY STAR | ENERGY STAR | ENERGY STAR | ENERGY STAR | ENERGY STAR | ENERGY STAR | ENERGY STAR | ENERGY STAR | ENERGY STAR | ENERGY STAR | ENERGY STAR | ENERGY STAR | ENERGY STAR | ENERGY STAR | ENERGY STAR | ENERGY STAR | ENERGY STAR | ENERGY STAR | 0.01 | 0.01 | 0.01 | 0.01 | 0.01 | 0.01 | 0.01 | 0.01 | 0.01 | 0.01 | 0.01 | 0.01 | 0.01 | 0.01 | 0.01 | 0.01 | 0.01 | 0.01 | 0.01 | 0.01 | 0.01 | 0.01 | 0.01 | 0.010743 | 0.010743 | 0.010743 | 0.010743 | 0 | 1215.1419 | 1215.1419 | 1215.1419 | 1215.1419 | 1215.1419 | 1215.1419 | 1215.1419 | 1215.1419 | 1215.1419 | 1215.1419 | 1215.1419 | 1215.1419 | 1215.1419 | 1215.1419 | 1215.1419 | 1215.1419 | 1215.1419 | 1215.1419 | 1215.1419 | 1215.1419 | 1215.1419 | 1215.1419 | 1215.1419 | 1215.1419 | 1215.1419 | 1215.1419 | 4.6381 | 4.5102 | 4.4078 | 4.3259 | 4.2604 | 4.208 | 4.326 | 4.3884 | 0 | 0 | 0 | 1.2996 | 1.0397 | 0.86375 | 0.58224 | 0.39926 | 0.057227 | 0.11129 | 0.4454 | 0 | 0 | 0 | 0.022147 | 0.41838 | 0 | 4.6381 | 9.1483 | 13.5561 | 17.882 | 22.1424 | 26.3504 | 30.6764 | 35.0649 | 35.0649 | 35.0649 | 35.0649 | 36.3645 | 37.4042 | 38.2679 | 38.8502 | 39.2495 | 39.3067 | 39.418 | 39.8634 | 39.8634 | 39.8634 | 39.8634 | 39.8855 | 40.3039 | 40.3039 | 3.8169 | 3.7116 | 3.6274 | 3.56 | 3.5061 | 3.463 | 3.5601 | 3.6115 | 0 | 0 | 0 | 1.0695 | 0.85562 | 0.71082 | 0.47916 | 0.32857 | 0.047095 | 0.091587 | 0.36654 | 0 | 0 | 0 | 0.018226 | 0.3443 | 0 | 3.8169 | 7.5286 | 11.156 | 14.716 | 18.2221 | 21.6851 | 25.2451 | 28.8566 | 28.8566 | 28.8566 | 28.8566 | 29.9261 | 30.7817 | 31.4926 | 31.9717 | 32.3003 | 32.3474 | 32.439 | 32.8055 | 32.8055 | 32.8055 | 32.8055 | 32.8238 | 33.1681 | 33.1681 | 0 | 0.095841 | 0.28593 | 0.46931 | 0.64803 | 0.82361 | 1.0354 | 1.2418 | 1.4411 | 1.5374 | 1.5326 | 2.104 | 2.0076 | 1.9388 | 1.8521 | 1.7836 | 1.7307 | 1.6903 | 1.8833 | 1.4255 | 1.5841 | 1.4635 | 1.3034 | 1.3998 | 1.0814 | 0 | 0.095841 | 0.38177 | 0.85107 | 1.4991 | 2.3227 | 3.3581 | 4.5999 | 6.041 | 7.5784 | 9.111 | 11.215 | 13.2226 | 15.1615 | 17.0135 | 18.7972 | 20.5279 | 22.2181 | 24.1014 | 25.5269 | 27.111 | 28.5745 | 29.8779 | 31.2776 | 32.3591 | 0 | 0.078872 | 0.2353 | 0.38621 | 0.5333 | 0.67779 | 0.85208 | 1.0219 | 1.186 | 1.2652 | 1.2613 | 1.7315 | 1.6522 | 1.5956 | 1.5242 | 1.4678 | 1.4243 | 1.391 | 1.5499 | 1.1731 | 1.3036 | 1.2044 | 1.0726 | 1.1519 | 0.88997 | 0 | 0.078872 | 0.31418 | 0.70039 | 1.2337 | 1.9115 | 2.7636 | 3.7855 | 4.9714 | 6.2366 | 7.4979 | 9.2294 | 10.8815 | 12.4771 | 14.0013 | 15.4691 | 16.8934 | 18.2844 | 19.8342 | 21.0073 | 22.311 | 23.5154 | 24.588 | 25.7399 | 26.6299 | 0 | 0.095841 | 0.28593 | 0.46931 | 0.64803 | 0.82361 | 1.0354 | 1.2418 | 1.4411 | 1.5374 | 1.5326 | 2.104 | 2.0076 | 1.9388 | 1.8521 | 1.7836 | 1.7307 | 1.6903 | 1.8833 | 1.4255 | 1.5841 | 1.4635 | 1.3034 | 1.3998 | 1.0814 | 0 | 0.095841 | 0.38177 | 0.85107 | 1.4991 | 2.3227 | 3.3581 | 4.5999 | 6.041 | 7.5784 | 9.111 | 11.215 | 13.2226 | 15.1615 | 17.0135 | 18.7972 | 20.5279 | 22.2181 | 24.1014 | 25.5269 | 27.111 | 28.5745 | 29.8779 | 31.2776 | 32.3591 | 0 | 0.078872 | 0.2353 | 0.38621 | 0.5333 | 0.67779 | 0.85208 | 1.0219 | 1.186 | 1.2652 | 1.2613 | 1.7315 | 1.6522 | 1.5956 | 1.5242 | 1.4678 | 1.4243 | 1.391 | 1.5499 | 1.1731 | 1.3036 | 1.2044 | 1.0726 | 1.1519 | 0.88997 | 0 | 0.078872 | 0.31418 | 0.70039 | 1.2337 | 1.9115 | 2.7636 | 3.7855 | 4.9714 | 6.2366 | 7.4979 | 9.2294 | 10.8815 | 12.4771 | 14.0013 | 15.4691 | 16.8934 | 18.2844 | 19.8342 | 21.0073 | 22.311 | 23.5154 | 24.588 | 25.7399 | 26.6299 | 0 | 0.095841 | 0.28593 | 0.46931 | 0.64803 | 0.82361 | 1.0354 | 1.2418 | 1.4411 | 1.5374 | 1.5326 | 2.104 | 2.0076 | 1.9388 | 1.8521 | 1.7836 | 1.7307 | 1.6903 | 1.8833 | 1.4255 | 1.5841 | 1.4635 | 1.3034 | 1.3998 | 1.0814 | 0 | 0.095841 | 0.38177 | 0.85107 | 1.4991 | 2.3227 | 3.3581 | 4.5999 | 6.041 | 7.5784 | 9.111 | 11.215 | 13.2226 | 15.1615 | 17.0135 | 18.7972 | 20.5279 | 22.2181 | 24.1014 | 25.5269 | 27.111 | 28.5745 | 29.8779 | 31.2776 | 32.3591 | 0 | 0.078872 | 0.2353 | 0.38621 | 0.5333 | 0.67779 | 0.85208 | 1.0219 | 1.186 | 1.2652 | 1.2613 | 1.7315 | 1.6522 | 1.5956 | 1.5242 | 1.4678 | 1.4243 | 1.391 | 1.5499 | 1.1731 | 1.3036 | 1.2044 | 1.0726 | 1.1519 | 0.88997 | 0 | 0.078872 | 0.31418 | 0.70039 | 1.2337 | 1.9115 | 2.7636 | 3.7855 | 4.9714 | 6.2366 | 7.4979 | 9.2294 | 10.8815 | 12.4771 | 14.0013 | 15.4691 | 16.8934 | 18.2844 | 19.8342 | 21.0073 | 22.311 | 23.5154 | 24.588 | 25.7399 | 26.6299 | -607.2266 | -607.2266 | -607.2266 | -607.2266 | -607.2266 | -607.2266 | -607.2266 | -607.2266 | -607.2266 | -607.2266 | -607.2266 | -607.2266 | -607.2266 | -607.2266 | -607.2266 | -607.2266 | -607.2266 | -607.2266 | -607.2266 | -607.2266 | -607.2266 | -607.2265 | -607.2265 | -607.2265 | -607.2265 | 0.001236 | 0.001236 | 0.001236 | 0.001236 | 0.001236 | 0.001236 | 0.001236 | 0.001236 | 0.001236 | 0.001236 | 0.001236 | 0.001236 | 0.001236 | 0.001236 | 0.001236 | 0.001236 | 0.001236 | 0.001236 | 0.001236 | 0.001236 | 0.001236 | 0.0013278 | 0.0013278 | 0.0013278 | 0.0013278
WA_Commercial_WA - College_Existing_Food Preparation_Natural Gas_Commercial Food Prep Other_A | WA | Commercial | WA - College | Existing | Food Preparation | Natural Gas | Commercial Food Prep Other | A | WCNG13 | Standard | ENERGY STAR | 10 | 366.1618 | 0 | 0 | 254.64 | 0 | 0 | 0 | 0.7 | 0.2 | 1 units | 1.311% | 100% | Lost Opportunity | LOEven20_WA | 85% | TBD | 0% | 118.3225 |  | 88.7419 |  | 0 | N/A | N/A | N/A | Standard | Standard | Standard | Standard | Standard | Standard | Standard | Standard | Standard | Standard | Standard | Standard | Standard | Standard | Standard | Standard | Standard | Standard | Standard | Standard | Standard | Standard | Standard | Standard | Standard | Standard | Standard | ENERGY STAR | ENERGY STAR | ENERGY STAR | ENERGY STAR | ENERGY STAR | ENERGY STAR | ENERGY STAR | ENERGY STAR | ENERGY STAR | ENERGY STAR | ENERGY STAR | ENERGY STAR | ENERGY STAR | ENERGY STAR | ENERGY STAR | ENERGY STAR | ENERGY STAR | ENERGY STAR | ENERGY STAR | ENERGY STAR | ENERGY STAR | ENERGY STAR | ENERGY STAR | ENERGY STAR | ENERGY STAR | ENERGY STAR | ENERGY STAR | 254.64 | 254.64 | 254.64 | 254.64 | 254.64 | 254.64 | 254.64 | 254.64 | 254.64 | 254.64 | 254.64 | 254.64 | 254.64 | 254.64 | 254.64 | 254.64 | 254.64 | 254.64 | 254.64 | 254.64 | 254.64 | 254.64 | 254.64 | 254.6373 | 254.6373 | 254.6373 | 254.6373 | 0 | 366.1618 | 366.1618 | 366.1618 | 366.1618 | 366.1618 | 366.1618 | 366.1618 | 366.1618 | 366.1618 | 366.1618 | 366.1618 | 366.1618 | 366.1618 | 366.1618 | 366.1618 | 366.1618 | 366.1618 | 366.1618 | 366.1618 | 366.1618 | 366.1618 | 366.1618 | 366.1618 | 366.1618 | 366.1618 | 366.1618 | 0.032374 | 0.038351 | 0.043133 | 0.046958 | 0.050018 | 0.052466 | 0.054425 | 0.055991 | 0.049774 | 0.046294 | 0.012331 | 0.0060396 | 0.0017715 | 0.0054974 | 0.0043979 | 0.0035183 | 0.0028147 | 0.00075753 | 0.0056863 | 0.007657 | 0.0078469 | 0.0070426 | 0.0051036 | 0 | 0 | 0.032374 | 0.070726 | 0.11386 | 0.16082 | 0.21083 | 0.2633 | 0.31772 | 0.37372 | 0.42349 | 0.46978 | 0.48211 | 0.48815 | 0.48993 | 0.49542 | 0.49982 | 0.50334 | 0.50615 | 0.50691 | 0.5126 | 0.52025 | 0.5281 | 0.53514 | 0.54025 | 0.54025 | 0.54025 | 0.088416 | 0.10474 | 0.1178 | 0.12824 | 0.1366 | 0.14329 | 0.14864 | 0.15291 | 0.13593 | 0.12643 | 0.033676 | 0.016494 | 0.0048381 | 0.015014 | 0.012011 | 0.0096087 | 0.007687 | 0.0020689 | 0.01553 | 0.020912 | 0.02143 | 0.019233 | 0.013938 | 0 | 0 | 0.088416 | 0.19315 | 0.31095 | 0.43919 | 0.57579 | 0.71908 | 0.86772 | 1.0206 | 1.1566 | 1.283 | 1.3167 | 1.3332 | 1.338 | 1.353 | 1.365 | 1.3746 | 1.3823 | 1.3844 | 1.3999 | 1.4208 | 1.4423 | 1.4615 | 1.4754 | 1.4754 | 1.4754 | 0 | 0.00081496 | 0.0027979 | 0.0050943 | 0.007608 | 0.010269 | 0.013026 | 0.015843 | 0.016255 | 0.017138 | 0.0185 | 0.019491 | 0.019701 | 0.023477 | 0.024404 | 0.025108 | 0.025641 | 0.024967 | 0.026048 | 0.026367 | 0.02617 | 0.023412 | 0.020007 | 0.01391 | 0.011136 | 0 | 0.00081496 | 0.0036129 | 0.0087072 | 0.016315 | 0.026584 | 0.03961 | 0.055453 | 0.071709 | 0.088846 | 0.10735 | 0.12684 | 0.14654 | 0.17002 | 0.19442 | 0.21953 | 0.24517 | 0.27014 | 0.29618 | 0.32255 | 0.34872 | 0.37213 | 0.39214 | 0.40605 | 0.41719 | 0 | 0.0022257 | 0.0076413 | 0.013913 | 0.020778 | 0.028045 | 0.035575 | 0.043269 | 0.044393 | 0.046804 | 0.050524 | 0.05323 | 0.053805 | 0.064115 | 0.066649 | 0.068571 | 0.070025 | 0.068187 | 0.071137 | 0.072009 | 0.07147 | 0.06394 | 0.054641 | 0.037988 | 0.030412 | 0 | 0.0022257 | 0.009867 | 0.02378 | 0.044557 | 0.072602 | 0.10818 | 0.15145 | 0.19584 | 0.24264 | 0.29317 | 0.3464 | 0.4002 | 0.46432 | 0.53097 | 0.59954 | 0.66956 | 0.73775 | 0.80889 | 0.8809 | 0.95237 | 1.0163 | 1.0709 | 1.1089 | 1.1393 | 0 | 0.00081496 | 0.0027979 | 0.0050943 | 0.007608 | 0.010269 | 0.013026 | 0.015843 | 0.016255 | 0.017138 | 0.0185 | 0.019491 | 0.019701 | 0.023477 | 0.024404 | 0.025108 | 0.025641 | 0.024967 | 0.026048 | 0.026367 | 0.02617 | 0.023412 | 0.020007 | 0.01391 | 0.011136 | 0 | 0.00081496 | 0.0036129 | 0.0087072 | 0.016315 | 0.026584 | 0.03961 | 0.055453 | 0.071709 | 0.088846 | 0.10735 | 0.12684 | 0.14654 | 0.17002 | 0.19442 | 0.21953 | 0.24517 | 0.27014 | 0.29618 | 0.32255 | 0.34872 | 0.37213 | 0.39214 | 0.40605 | 0.41719 | 0 | 0.0022257 | 0.0076413 | 0.013913 | 0.020778 | 0.028045 | 0.035575 | 0.043269 | 0.044393 | 0.046804 | 0.050524 | 0.05323 | 0.053805 | 0.064115 | 0.066649 | 0.068571 | 0.070025 | 0.068187 | 0.071137 | 0.072009 | 0.07147 | 0.06394 | 0.054641 | 0.037988 | 0.030412 | 0 | 0.0022257 | 0.009867 | 0.02378 | 0.044557 | 0.072602 | 0.10818 | 0.15145 | 0.19584 | 0.24264 | 0.29317 | 0.3464 | 0.4002 | 0.46432 | 0.53097 | 0.59954 | 0.66956 | 0.73775 | 0.80889 | 0.8809 | 0.95237 | 1.0163 | 1.0709 | 1.1089 | 1.1393 | 0 | 0.00081496 | 0.0027979 | 0.0050943 | 0.007608 | 0.010269 | 0.013026 | 0.015843 | 0.016255 | 0.017138 | 0.0185 | 0.019491 | 0.019701 | 0.023477 | 0.024404 | 0.025108 | 0.025641 | 0.024967 | 0.026048 | 0.026367 | 0.02617 | 0.023412 | 0.020007 | 0.01391 | 0.011136 | 0 | 0.00081496 | 0.0036129 | 0.0087072 | 0.016315 | 0.026584 | 0.03961 | 0.055453 | 0.071709 | 0.088846 | 0.10735 | 0.12684 | 0.14654 | 0.17002 | 0.19442 | 0.21953 | 0.24517 | 0.27014 | 0.29618 | 0.32255 | 0.34872 | 0.37213 | 0.39214 | 0.40605 | 0.41719 | 0 | 0.0022257 | 0.0076413 | 0.013913 | 0.020778 | 0.028045 | 0.035575 | 0.043269 | 0.044393 | 0.046804 | 0.050524 | 0.05323 | 0.053805 | 0.064115 | 0.066649 | 0.068571 | 0.070025 | 0.068187 | 0.071137 | 0.072009 | 0.07147 | 0.06394 | 0.054641 | 0.037988 | 0.030412 | 0 | 0.0022257 | 0.009867 | 0.02378 | 0.044557 | 0.072602 | 0.10818 | 0.15145 | 0.19584 | 0.24264 | 0.29317 | 0.3464 | 0.4002 | 0.46432 | 0.53097 | 0.59954 | 0.66956 | 0.73775 | 0.80889 | 0.8809 | 0.95237 | 1.0163 | 1.0709 | 1.1089 | 1.1393 | 118.3225 | 118.3225 | 118.3225 | 118.3225 | 118.3225 | 118.3225 | 118.3225 | 118.3225 | 118.3225 | 118.3225 | 118.3225 | 118.3225 | 118.3225 | 118.3225 | 118.3225 | 118.3225 | 118.3225 | 118.3225 | 118.3225 | 118.3225 | 118.3225 | 118.3213 | 118.3213 | 118.3213 | 118.3213 | 88.7419 | 88.7419 | 88.7419 | 88.7419 | 88.7419 | 88.7419 | 88.7419 | 88.7419 | 88.7419 | 88.7419 | 88.7419 | 88.7419 | 88.7419 | 88.7419 | 88.7419 | 88.7419 | 88.7419 | 88.7419 | 88.7419 | 88.7419 | 88.7419 | 88.741 | 88.741 | 88.741 | 88.741
WA_Commercial_WA - College_Existing_Miscellaneous_Natural Gas_Pool Heater_A | WA | Commercial | WA - College | Existing | Miscellaneous | Natural Gas | Pool Heater | A | WCNG14 | Standard (EF .78) | Condensing (EF .90) | 6 | 2233.5 | 0 | 0 | 12715.41 | 0 | 0 | 0 | 0.7 | 0.2 | 1 units | 1.215% | 100% | Lost Opportunity | LO1Slow_WA | 84.66% | TBD | 0% | 1429.2719 |  | 1071.9539 |  | 0 | DOE Commercial R&D 2016 - Table 7-6 | DOE Commercial R&D 2016 - Table 7-7 | DOE Commercial R&D 2016 - Table 7-9 | Standard (EF .78) | Standard (EF .78) | Standard (EF .78) | Standard (EF .78) | Standard (EF .78) | Standard (EF .78) | Standard (EF .78) | Standard (EF .78) | Standard (EF .78) | Standard (EF .78) | Standard (EF .78) | Standard (EF .78) | Standard (EF .78) | Standard (EF .78) | Standard (EF .78) | Standard (EF .78) | Standard (EF .78) | Standard (EF .78) | Standard (EF .78) | Standard (EF .78) | Standard (EF .78) | Standard (EF .78) | Standard (EF .78) | Standard (EF .78) | Standard (EF .78) | Standard (EF .78) | Standard (EF .78) | Condensing (EF .90) | Condensing (EF .90) | Condensing (EF .90) | Condensing (EF .90) | Condensing (EF .90) | Condensing (EF .90) | Condensing (EF .90) | Condensing (EF .90) | Condensing (EF .90) | Condensing (EF .90) | Condensing (EF .90) | Condensing (EF .90) | Condensing (EF .90) | Condensing (EF .90) | Condensing (EF .90) | Condensing (EF .90) | Condensing (EF .90) | Condensing (EF .90) | Condensing (EF .90) | Condensing (EF .90) | Condensing (EF .90) | Condensing (EF .90) | Condensing (EF .90) | Condensing (EF .90) | Condensing (EF .90) | Condensing (EF .90) | Condensing (EF .90) | 12715.41 | 12715.41 | 12715.41 | 12715.41 | 12715.41 | 12715.41 | 12715.41 | 12715.41 | 12715.41 | 12715.41 | 12715.41 | 12715.41 | 12715.41 | 12715.41 | 12715.41 | 12715.41 | 12715.41 | 12715.41 | 12715.41 | 12715.41 | 12715.41 | 12715.41 | 12715.41 | 12715.4132 | 12715.4132 | 12715.4132 | 12715.4132 | 0 | 2233.5 | 2233.5 | 2233.5 | 2233.5 | 2233.5 | 2233.5 | 2233.5 | 2233.5 | 2233.5 | 2233.5 | 2233.5 | 2233.5 | 2233.5 | 2233.5 | 2233.5 | 2233.5 | 2233.5 | 2233.5 | 2233.5 | 2233.5 | 2233.5 | 2233.5 | 2233.5 | 2233.5 | 2233.5 | 2233.5 | 0.017227 | 0.016751 | 0.016371 | 0.016067 | 0.016418 | 0.01658 | 0 | 0 | 9.4502e-05 | 0.0050607 | 0.0036446 | 0.0026686 | 0.0013853 | 0.0013515 | 0.0023341 | 0 | 0 | 0 | 0 | 0 | 0 | 0 | 0 | 0 | 0 | 0.017227 | 0.033978 | 0.050349 | 0.066417 | 0.082834 | 0.099414 | 0.099414 | 0.099414 | 0.099509 | 0.10457 | 0.10821 | 0.11088 | 0.11227 | 0.11362 | 0.11595 | 0.11595 | 0.11595 | 0.11595 | 0.11595 | 0.11595 | 0.11595 | 0.11595 | 0.11595 | 0.11595 | 0.11595 | 0.0077129 | 0.0075001 | 0.0073299 | 0.0071937 | 0.0073507 | 0.0074232 | 0 | 0 | 4.2311e-05 | 0.0022658 | 0.0016318 | 0.0011948 | 0.00062023 | 0.00060512 | 0.001045 | 0 | 0 | 0 | 0 | 0 | 0 | 0 | 0 | 0 | 0 | 0.0077129 | 0.015213 | 0.022543 | 0.029737 | 0.037087 | 0.04451 | 0.04451 | 0.04451 | 0.044553 | 0.046819 | 0.04845 | 0.049645 | 0.050265 | 0.05087 | 0.051916 | 0.051916 | 0.051916 | 0.051916 | 0.051916 | 0.051916 | 0.051916 | 0.051916 | 0.051916 | 0.051916 | 0.051916 | 0 | 7.1194e-05 | 0.00010702 | 0.00022933 | 0.00044094 | 0.00076197 | 0.0012181 | 0.0017598 | 0.0025072 | 0.0043857 | 0.005353 | 0.0063163 | 0.0071892 | 0.007873 | 0.0089577 | 0.008473 | 0.00841 | 0.0078474 | 0.0069403 | 0.0069088 | 0.0048828 | 0.0029912 | 0.0014808 | 0.00028463 | 0 | 0 | 7.1194e-05 | 0.00017821 | 0.00040754 | 0.00084848 | 0.0016105 | 0.0028285 | 0.0045883 | 0.0070955 | 0.011481 | 0.016834 | 0.02315 | 0.03034 | 0.038213 | 0.04717 | 0.055643 | 0.064053 | 0.071901 | 0.078841 | 0.08575 | 0.090633 | 0.093624 | 0.095105 | 0.095389 | 0.095389 | 0 | 3.1875e-05 | 4.7915e-05 | 0.00010268 | 0.00019742 | 0.00034116 | 0.00054536 | 0.00078789 | 0.0011226 | 0.0019636 | 0.0023967 | 0.002828 | 0.0032188 | 0.003525 | 0.0040106 | 0.0037936 | 0.0037654 | 0.0035135 | 0.0031074 | 0.0030933 | 0.0021862 | 0.0013392 | 0.000663 | 0.00012744 | 0 | 0 | 3.1875e-05 | 7.979e-05 | 0.00018247 | 0.00037989 | 0.00072105 | 0.0012664 | 0.0020543 | 0.0031769 | 0.0051405 | 0.0075372 | 0.010365 | 0.013584 | 0.017109 | 0.021119 | 0.024913 | 0.028678 | 0.032192 | 0.035299 | 0.038393 | 0.040579 | 0.041918 | 0.042581 | 0.042708 | 0.042708 | 0 | 0 | 0 | 0 | 0 | 0 | 0 | 0 | 0 | 8.9793e-05 | 0.00013115 | 0.00027473 | 0.00049987 | 0.00083199 | 0.0013783 | 0.0020207 | 0.0029068 | 0.0038793 | 0.0049319 | 0.0065333 | 0.0074584 | 0.0082155 | 0.0086864 | 0.0087774 | 0.0088812 | 0 | 0 | 0 | 0 | 0 | 0 | 0 | 0 | 0 | 8.9793e-05 | 0.00022094 | 0.00049567 | 0.00099554 | 0.0018275 | 0.0032058 | 0.0052266 | 0.0081334 | 0.012013 | 0.016945 | 0.023478 | 0.030936 | 0.039152 | 0.047838 | 0.056616 | 0.065497 | 0 | 0 | 0 | 0 | 0 | 0 | 0 | 0 | 0 | 4.0203e-05 | 5.8718e-05 | 0.00012301 | 0.00022381 | 0.0003725 | 0.00061711 | 0.00090473 | 0.0013015 | 0.0017369 | 0.0022081 | 0.0029251 | 0.0033393 | 0.0036783 | 0.0038892 | 0.0039299 | 0.0039764 | 0 | 0 | 0 | 0 | 0 | 0 | 0 | 0 | 0 | 4.0203e-05 | 9.8921e-05 | 0.00022193 | 0.00044573 | 0.00081824 | 0.0014353 | 0.0023401 | 0.0036415 | 0.0053784 | 0.0075866 | 0.010512 | 0.013851 | 0.017529 | 0.021418 | 0.025348 | 0.029325 | 0 | 7.1194e-05 | 0.00010702 | 0.00022933 | 0.00044094 | 0.00076197 | 0.0012181 | 0.0017598 | 0.0025072 | 0.0043857 | 0.005353 | 0.0063163 | 0.0071892 | 0.007873 | 0.0089577 | 0.008473 | 0.00841 | 0.0078474 | 0.0069403 | 0.0069088 | 0.0048828 | 0.0029912 | 0.0014808 | 0.00028463 | 0 | 0 | 7.1194e-05 | 0.00017821 | 0.00040754 | 0.00084848 | 0.0016105 | 0.0028285 | 0.0045883 | 0.0070955 | 0.011481 | 0.016834 | 0.02315 | 0.03034 | 0.038213 | 0.04717 | 0.055643 | 0.064053 | 0.071901 | 0.078841 | 0.08575 | 0.090633 | 0.093624 | 0.095105 | 0.095389 | 0.095389 | 0 | 3.1875e-05 | 4.7915e-05 | 0.00010268 | 0.00019742 | 0.00034116 | 0.00054536 | 0.00078789 | 0.0011226 | 0.0019636 | 0.0023967 | 0.002828 | 0.0032188 | 0.003525 | 0.0040106 | 0.0037936 | 0.0037654 | 0.0035135 | 0.0031074 | 0.0030933 | 0.0021862 | 0.0013392 | 0.000663 | 0.00012744 | 0 | 0 | 3.1875e-05 | 7.979e-05 | 0.00018247 | 0.00037989 | 0.00072105 | 0.0012664 | 0.0020543 | 0.0031769 | 0.0051405 | 0.0075372 | 0.010365 | 0.013584 | 0.017109 | 0.021119 | 0.024913 | 0.028678 | 0.032192 | 0.035299 | 0.038393 | 0.040579 | 0.041918 | 0.042581 | 0.042708 | 0.042708 | 1429.2719 | 1429.2719 | 1429.2719 | 1429.2719 | 1429.2719 | 1429.2719 | 1429.2719 | 1429.2719 | 1429.2719 | 1429.2719 | 1429.2719 | 1429.2719 | 1429.2719 | 1429.2719 | 1429.2719 | 1429.2719 | 1429.2719 | 1429.2719 | 1429.2719 | 1429.2719 | 1429.2719 | 1429.2722 | 1429.2722 | 1429.2722 | 1429.2722 | 1071.9539 | 1071.9539 | 1071.9539 | 1071.9539 | 1071.9539 | 1071.9539 | 1071.9539 | 1071.9539 | 1071.9539 | 1071.9539 | 1071.9539 | 1071.9539 | 1071.9539 | 1071.9539 | 1071.9539 | 1071.9539 | 1071.9539 | 1071.9539 | 1071.9539 | 1071.9539 | 1071.9539 | 1071.9542 | 1071.9542 | 1071.9542 | 1071.9542
WA_Commercial_WA - College_New_Space Heating_Natural Gas_Furnace_A | WA | Commercial | WA - College | New | Space Heating | Natural Gas | Furnace | A | WCNG15 | AFUE 80% (Standard) | AFUE 96% | 23 | 0 | 0 | 0 | 956.79 | -5.72 | 0 | 0 | 0.7 | 0.2 | 400 kBtu/hr | 8.126% | 100% | Lost Opportunity | LO1Slow_WA | 84.66% | TBD | 0% | 0 |  | 0 |  | 0 | EIA18_Tech Forecast Updates_p.90_2020 Typical | EIA18_Tech Forecast Updates_p.90_2020 Typical | AEG BEST | AFUE 80% (Standard) | AFUE 80% (Standard) | AFUE 80% (Standard) | AFUE 90% | AFUE 90% | AFUE 90% | AFUE 90% | AFUE 90% | AFUE 90% | AFUE 90% | AFUE 90% | AFUE 90% | AFUE 90% | AFUE 90% | AFUE 90% | AFUE 90% | AFUE 90% | AFUE 90% | AFUE 90% | AFUE 90% | AFUE 90% | AFUE 90% | AFUE 90% | AFUE 90% | AFUE 90% | AFUE 90% | AFUE 90% | AFUE 96% | AFUE 96% | AFUE 96% | AFUE 96% | AFUE 96% | AFUE 96% | AFUE 96% | AFUE 96% | AFUE 96% | AFUE 96% | AFUE 96% | AFUE 96% | AFUE 96% | AFUE 96% | AFUE 96% | AFUE 96% | AFUE 96% | AFUE 96% | AFUE 96% | AFUE 96% | AFUE 96% | AFUE 96% | AFUE 96% | AFUE 96% | AFUE 96% | AFUE 96% | AFUE 96% | 1913.58 | 1913.58 | 1913.58 | 956.79 | 956.79 | 956.79 | 956.79 | 956.79 | 956.79 | 956.79 | 956.79 | 956.79 | 956.79 | 956.79 | 956.79 | 956.79 | 956.79 | 956.79 | 956.79 | 956.79 | 956.79 | 956.79 | 956.79 | 956.7894 | 956.7894 | 956.7894 | 956.7894 | 0 | 0 | 0 | 0 | 0 | 0 | 0 | 0 | 0 | 0 | 0 | 0 | 0 | 0 | 0 | 0 | 0 | 0 | 0 | 0 | 0 | 0 | 0 | 0 | 0 | 0 | 0 | 0 | 0 | 0 | 0 | 0 | 0 | 0 | 0 | 0 | 0 | 0 | 0 | 0 | 0 | 0 | 0 | 0 | 0 | 0 | 0 | 0 | 0 | 0 | 0 | 0 | 0 | 0 | 0 | 0 | 0 | 0 | 0 | 0 | 0 | 0 | 0 | 0 | 0 | 0 | 0 | 0 | 0 | 0 | 0 | 0 | 0 | 0 | 0 | 0 | 0 | 0 | 0 | 0 | 0 | 0 | 0 | 0 | 0 | 0 | 0 | 0 | 0 | 0 | 0 | 0 | 0 | 0 | 0 | 0 | 0 | 0 | 0 | 0 | 0 | 0 | 0 | 0 | 0 | 0 | 0 | 0 | 0 | 0 | 0 | 0 | 0 | 0 | 0 | 0 | 0 | 0 | 0 | 0 | 0 | 0 | 0 | 0 | 0 | 0 | 0 | 0 | 0 | 0 | 0 | 0 | 0 | 0 | 0 | 0 | 0 | 0 | 0 | 0 | 0 | 0 | 0 | 0 | 0 | 0 | 0 | 0 | 0 | 0 | 0 | 0 | 0 | 0 | 0 | 0 | 0 | 0 | 0 | 0 | 0 | 0 | 0 | 0 | 0 | 0 | 0 | 0 | 0 | 0 | 0 | 0 | 0 | 0 | 0 | 0 | 0 | 0 | 0 | 0 | 0 | 0 | 0 | 0 | 0 | 0 | 0 | 0 | 0 | 0 | 0 | 0 | 0 | 0 | 0 | 0 | 0 | 0 | 0 | 0 | 0 | 0 | 0 | 0 | 0 | 0 | 0 | 0 | 0 | 0 | 0 | 0 | 0 | 0 | 0 | 0 | 0 | 0 | 0 | 0 | 0 | 0 | 0 | 0 | 0 | 0 | 0 | 0 | 0 | 0 | 0 | 0 | 0 | 0 | 0 | 0 | 0 | 0 | 0 | 0 | 0 | 0 | 0 | 0 | 0 | 0 | 0 | 0 | 0 | 0 | 0 | 0 | 0 | 0 | 0 | 0 | 0 | 0 | 0 | 0 | 0 | 0 | 0 | 0 | 0 | 0 | 0 | 0 | 0 | 0 | 0 | 0 | 0 | 0 | 0 | 0 | 0 | 0 | 0 | 0 | 0 | 0 | 0 | 0 | 0 | 0 | 0 | 0 | 0 | 0 | 0 | 0 | 0 | 0 | 0 | 0 | 0 | 0 | 0 | 0 | 0 | 0 | 0 | 0 | 0 | 0 | 0 | 0 | 0 | 0 | 0 | 0 | 0 | 0 | 0 | 0 | 0 | 0 | 0 | 0 | 0 | 0 | 0 | 0 | 0 | 0 | 0 | 0 | 0 | 0 | 0 | 0 | 0 | 0 | 0 | 0 | 0 | 0 | 0 | 0 | 0 | 0 | 0 | 0 | 0 | 0 | 0 | 0 | 0 | 0 | 0 | 0 | 0 | 0 | 0 | 0 | 0 | 0 | 0 | 0 | 0 | 0 | 0 | 0 | 0 | 0 | 0 | 0 | 0 | 0 | 0 | 0 | 0 | 0 | 0 | 0 | 0 | 0 | 0 | 0 | 0 | 0 | 0 | 0 | 0 | 0 | 0 | 0 | 0 | 0 | 0 | 0 | 0 | 0 | 0 | 0 | 0 | 0 | 0 | 0 | 0 | 0 | 0 | 0 | 0 | 0 | 0 | 0 | 0 | 0 | 0 | 0 | 0 | 0 | 0 | 0 | 0 | 0 | 0 | 0 | 0 | 0 | 0 | 0 | 0 | 0 | 0 | 0 | 0 | 0 | 0 | 0 | 0 | 0 | 0 | 0 | 0 | 0 | 0 | 0 | 0 | 0 | 0 | 0 | 0 | 0 | 0 | 0 | 0 | 0 | 0 | 0 | 0 | 0 | 0 | 0 | 0 | 0 | 0 | 0 | 0 | 0 | 0 | 0 | 0 | 0 | 0 | 0 | 0 | 0 | 0 | 0 | 0 | 0 | 0 | 0 | 0
WA_Commercial_WA - College_New_Space Heating_Natural Gas_Boiler_A | WA | Commercial | WA - College | New | Space Heating | Natural Gas | Boiler | A | WCNG16 | AFUE 80% (Standard) | AFUE 85% | 25 | 0 | 0 | 0 | 6982.75 | 0 | 0 | 0 | 0.7 | 0.2 | 800 kBtu/hr | 69.31% | 100% | Lost Opportunity | LO20Fast_WA | 84.66% | TBD | 0% | 0 |  | 0 |  | 0 | EIA 2018 Tech Forecast | EIA 2018 Tech Forecast | AEG BEST | AFUE 80% (Standard) | AFUE 80% (Standard) | AFUE 80% (Standard) | AFUE 80% (Standard) | AFUE 80% (Standard) | AFUE 80% (Standard) | AFUE 80% (Standard) | AFUE 80% (Standard) | AFUE 80% (Standard) | AFUE 80% (Standard) | AFUE 80% (Standard) | AFUE 80% (Standard) | AFUE 80% (Standard) | AFUE 80% (Standard) | AFUE 80% (Standard) | AFUE 80% (Standard) | AFUE 80% (Standard) | AFUE 80% (Standard) | AFUE 80% (Standard) | AFUE 80% (Standard) | AFUE 80% (Standard) | AFUE 80% (Standard) | AFUE 80% (Standard) | AFUE 80% (Standard) | AFUE 80% (Standard) | AFUE 80% (Standard) | AFUE 80% (Standard) | AFUE 85% | AFUE 85% | AFUE 85% | AFUE 85% | AFUE 85% | AFUE 85% | AFUE 85% | AFUE 85% | AFUE 85% | AFUE 85% | AFUE 85% | AFUE 85% | AFUE 85% | AFUE 85% | AFUE 85% | AFUE 85% | AFUE 85% | AFUE 85% | AFUE 85% | AFUE 85% | AFUE 85% | AFUE 85% | AFUE 85% | AFUE 85% | AFUE 85% | AFUE 85% | AFUE 85% | 6982.75 | 6982.75 | 6982.75 | 6982.75 | 6982.75 | 6982.75 | 6982.75 | 6982.75 | 6982.75 | 6982.75 | 6982.75 | 6982.75 | 6982.75 | 6982.75 | 6982.75 | 6982.75 | 6982.75 | 6982.75 | 6982.75 | 6982.75 | 6982.75 | 6982.75 | 6982.75 | 6982.7461 | 6982.7461 | 6982.7461 | 6982.7461 | 0 | 0 | 0 | 0 | 0 | 0 | 0 | 0 | 0 | 0 | 0 | 0 | 0 | 0 | 0 | 0 | 0 | 0 | 0 | 0 | 0 | 0 | 0 | 0 | 0 | 0 | 0 | 0 | 0 | 0 | 0 | 0 | 0 | 0 | 0 | 0 | 0 | 0 | 0 | 0 | 0 | 0 | 0 | 0 | 0 | 0 | 0 | 0 | 0 | 0 | 0 | 0 | 0 | 0 | 0 | 0 | 0 | 0 | 0 | 0 | 0 | 0 | 0 | 0 | 0 | 0 | 0 | 0 | 0 | 0 | 0 | 0 | 0 | 0 | 0 | 0 | 0 | 0 | 0 | 0 | 0 | 0 | 0 | 0 | 0 | 0 | 0 | 0 | 0 | 0 | 0 | 0 | 0 | 0 | 0 | 0 | 0 | 0 | 0 | 0 | 0 | 0 | 0 | 0 | 0 | 0 | 0 | 0 | 0 | 0 | 0 | 0 | 0 | 0 | 0 | 0 | 0 | 0 | 0 | 0 | 0 | 0 | 0 | 0 | 0 | 0 | 0 | 0 | 0 | 0 | 0 | 0 | 0 | 0 | 0 | 0 | 0 | 0 | 0 | 0 | 0 | 0 | 0 | 0 | 0 | 0 | 0 | 0 | 0 | 0 | 0 | 0 | 0 | 0 | 0 | 0 | 0 | 0 | 0 | 0 | 0 | 0 | 0 | 0 | 0 | 0 | 0 | 0 | 0 | 0 | 0 | 0 | 0 | 0 | 0 | 0 | 0 | 0 | 0 | 0 | 0 | 0 | 0 | 0 | 0 | 0 | 0 | 0 | 0 | 0 | 0 | 0 | 0 | 0 | 0 | 0 | 0 | 0 | 0 | 0 | 0 | 0 | 0 | 0 | 0 | 0 | 0 | 0 | 0 | 0 | 0 | 0 | 0 | 0 | 0 | 0 | 0 | 0 | 0 | 0 | 0 | 0 | 0 | 0 | 0 | 0 | 0 | 0 | 0 | 0 | 0 | 0 | 0 | 0 | 0 | 0 | 0 | 0 | 0 | 0 | 0 | 0 | 0 | 0 | 0 | 0 | 0 | 0 | 0 | 0 | 0 | 0 | 0 | 0 | 0 | 0 | 0 | 0 | 0 | 0 | 0 | 0 | 0 | 0 | 0 | 0 | 0 | 0 | 0 | 0 | 0 | 0 | 0 | 0 | 0 | 0 | 0 | 0 | 0 | 0 | 0 | 0 | 0 | 0 | 0 | 0 | 0 | 0 | 0 | 0 | 0 | 0 | 0 | 0 | 0 | 0 | 0 | 0 | 0 | 0 | 0 | 0 | 0 | 0 | 0 | 0 | 0 | 0 | 0 | 0 | 0 | 0 | 0 | 0 | 0 | 0 | 0 | 0 | 0 | 0 | 0 | 0 | 0 | 0 | 0 | 0 | 0 | 0 | 0 | 0 | 0 | 0 | 0 | 0 | 0 | 0 | 0 | 0 | 0 | 0 | 0 | 0 | 0 | 0 | 0 | 0 | 0 | 0 | 0 | 0 | 0 | 0 | 0 | 0 | 0 | 0 | 0 | 0 | 0 | 0 | 0 | 0 | 0 | 0 | 0 | 0 | 0 | 0 | 0 | 0 | 0 | 0 | 0 | 0 | 0 | 0 | 0 | 0 | 0 | 0 | 0 | 0 | 0 | 0 | 0 | 0 | 0 | 0 | 0 | 0 | 0 | 0 | 0 | 0 | 0 | 0 | 0 | 0 | 0 | 0 | 0 | 0 | 0 | 0 | 0 | 0 | 0 | 0 | 0 | 0 | 0 | 0 | 0 | 0 | 0 | 0 | 0 | 0 | 0 | 0 | 0 | 0 | 0 | 0 | 0 | 0 | 0 | 0 | 0 | 0 | 0 | 0 | 0 | 0 | 0 | 0 | 0 | 0 | 0 | 0 | 0 | 0 | 0 | 0 | 0 | 0 | 0 | 0 | 0 | 0 | 0 | 0 | 0 | 0 | 0 | 0 | 0 | 0 | 0 | 0 | 0 | 0 | 0 | 0 | 0 | 0 | 0 | 0 | 0 | 0 | 0 | 0 | 0 | 0 | 0 | 0 | 0
WA_Commercial_WA - College_New_Space Heating_Natural Gas_Unit Heater_A | WA | Commercial | WA - College | New | Space Heating | Natural Gas | Unit Heater | A | WCNG17 | Standard | Infrared Radiant | 15 | 0 | 0 | 0 | 16127.37 | -2197.29 | 0 | 0 | 0.7 | 0.2 | 120 kBtu/Hr | 0% | 100% | Lost Opportunity | LO5Med_WA | 85% | TBD | 0% | 0 |  | 0 |  | 0 | Xcel CO 2021/22 DSM Plan/TRM p.424 | Xcel CO 2021/22 DSM Plan/TRM p.416 | Xcel CO 2021/22 DSM Plan/TRM p.416 | Standard | Standard | Standard | Standard | Standard | Standard | Standard | Standard | Standard | Standard | Standard | Standard | Standard | Standard | Standard | Standard | Standard | Standard | Standard | Standard | Standard | Standard | Standard | Standard | Standard | Standard | Standard | Infrared Radiant | Infrared Radiant | Infrared Radiant | Infrared Radiant | Infrared Radiant | Infrared Radiant | Infrared Radiant | Infrared Radiant | Infrared Radiant | Infrared Radiant | Infrared Radiant | Infrared Radiant | Infrared Radiant | Infrared Radiant | Infrared Radiant | Infrared Radiant | Infrared Radiant | Infrared Radiant | Infrared Radiant | Infrared Radiant | Infrared Radiant | Infrared Radiant | Infrared Radiant | Infrared Radiant | Infrared Radiant | Infrared Radiant | Infrared Radiant | 16127.37 | 16127.37 | 16127.37 | 16127.37 | 16127.37 | 16127.37 | 16127.37 | 16127.37 | 16127.37 | 16127.37 | 16127.37 | 16127.37 | 16127.37 | 16127.37 | 16127.37 | 16127.37 | 16127.37 | 16127.37 | 16127.37 | 16127.37 | 16127.37 | 16127.37 | 16127.37 | 16127.3721 | 16127.3721 | 16127.3721 | 16127.3721 | 0 | 0 | 0 | 0 | 0 | 0 | 0 | 0 | 0 | 0 | 0 | 0 | 0 | 0 | 0 | 0 | 0 | 0 | 0 | 0 | 0 | 0 | 0 | 0 | 0 | 0 | 0 | 0 | 0 | 0 | 0 | 0 | 0 | 0 | 0 | 0 | 0 | 0 | 0 | 0 | 0 | 0 | 0 | 0 | 0 | 0 | 0 | 0 | 0 | 0 | 0 | 0 | 0 | 0 | 0 | 0 | 0 | 0 | 0 | 0 | 0 | 0 | 0 | 0 | 0 | 0 | 0 | 0 | 0 | 0 | 0 | 0 | 0 | 0 | 0 | 0 | 0 | 0 | 0 | 0 | 0 | 0 | 0 | 0 | 0 | 0 | 0 | 0 | 0 | 0 | 0 | 0 | 0 | 0 | 0 | 0 | 0 | 0 | 0 | 0 | 0 | 0 | 0 | 0 | 0 | 0 | 0 | 0 | 0 | 0 | 0 | 0 | 0 | 0 | 0 | 0 | 0 | 0 | 0 | 0 | 0 | 0 | 0 | 0 | 0 | 0 | 0 | 0 | 0 | 0 | 0 | 0 | 0 | 0 | 0 | 0 | 0 | 0 | 0 | 0 | 0 | 0 | 0 | 0 | 0 | 0 | 0 | 0 | 0 | 0 | 0 | 0 | 0 | 0 | 0 | 0 | 0 | 0 | 0 | 0 | 0 | 0 | 0 | 0 | 0 | 0 | 0 | 0 | 0 | 0 | 0 | 0 | 0 | 0 | 0 | 0 | 0 | 0 | 0 | 0 | 0 | 0 | 0 | 0 | 0 | 0 | 0 | 0 | 0 | 0 | 0 | 0 | 0 | 0 | 0 | 0 | 0 | 0 | 0 | 0 | 0 | 0 | 0 | 0 | 0 | 0 | 0 | 0 | 0 | 0 | 0 | 0 | 0 | 0 | 0 | 0 | 0 | 0 | 0 | 0 | 0 | 0 | 0 | 0 | 0 | 0 | 0 | 0 | 0 | 0 | 0 | 0 | 0 | 0 | 0 | 0 | 0 | 0 | 0 | 0 | 0 | 0 | 0 | 0 | 0 | 0 | 0 | 0 | 0 | 0 | 0 | 0 | 0 | 0 | 0 | 0 | 0 | 0 | 0 | 0 | 0 | 0 | 0 | 0 | 0 | 0 | 0 | 0 | 0 | 0 | 0 | 0 | 0 | 0 | 0 | 0 | 0 | 0 | 0 | 0 | 0 | 0 | 0 | 0 | 0 | 0 | 0 | 0 | 0 | 0 | 0 | 0 | 0 | 0 | 0 | 0 | 0 | 0 | 0 | 0 | 0 | 0 | 0 | 0 | 0 | 0 | 0 | 0 | 0 | 0 | 0 | 0 | 0 | 0 | 0 | 0 | 0 | 0 | 0 | 0 | 0 | 0 | 0 | 0 | 0 | 0 | 0 | 0 | 0 | 0 | 0 | 0 | 0 | 0 | 0 | 0 | 0 | 0 | 0 | 0 | 0 | 0 | 0 | 0 | 0 | 0 | 0 | 0 | 0 | 0 | 0 | 0 | 0 | 0 | 0 | 0 | 0 | 0 | 0 | 0 | 0 | 0 | 0 | 0 | 0 | 0 | 0 | 0 | 0 | 0 | 0 | 0 | 0 | 0 | 0 | 0 | 0 | 0 | 0 | 0 | 0 | 0 | 0 | 0 | 0 | 0 | 0 | 0 | 0 | 0 | 0 | 0 | 0 | 0 | 0 | 0 | 0 | 0 | 0 | 0 | 0 | 0 | 0 | 0 | 0 | 0 | 0 | 0 | 0 | 0 | 0 | 0 | 0 | 0 | 0 | 0 | 0 | 0 | 0 | 0 | 0 | 0 | 0 | 0 | 0 | 0 | 0 | 0 | 0 | 0 | 0 | 0 | 0 | 0 | 0 | 0 | 0 | 0 | 0 | 0 | 0 | 0 | 0 | 0 | 0 | 0 | 0 | 0 | 0 | 0 | 0 | 0 | 0 | 0 | 0 | 0 | 0 | 0 | 0 | 0 | 0 | 0 | 0 | 0 | 0 | 0 | 0 | 0 | 0 | 0 | 0 | 0 | 0 | 0 | 0 | 0 | 0
WA_Commercial_WA - College_New_Water Heating_Natural Gas_Water Heater_A | WA | Commercial | WA - College | New | Water Heating | Natural Gas | Water Heater | A | WCNG18 | TE 88% | Tankless | 10 | 0 | 0 | 0 | 4.9 | 1.3 | 0 | 0 | 0.7 | 0.2 | 1 kBtu/hr | 87.23% | 100% | Lost Opportunity | LO12Med_WA | 84.74% | TBD | 0% | 0 |  | 0 |  | 0 | AEO 2021 - gas_water_heater 2017 ENERGY STAR | AEO 2021 - gas_water_heater 2017 ENERGY STAR | DHW_WH-Water Heating-NMTRM-2016-7 | TE 88% | TE 88% | TE 88% | TE 88% | TE 88% | TE 88% | TE 88% | TE 88% | TE 88% | TE 88% | TE 88% | TE 88% | TE 88% | TE 88% | TE 88% | TE 88% | TE 88% | TE 88% | TE 88% | TE 88% | TE 88% | TE 88% | TE 88% | TE 88% | TE 88% | TE 88% | TE 88% | Tankless | Tankless | Tankless | Tankless | Tankless | Tankless | Tankless | Tankless | Tankless | Tankless | Tankless | Tankless | Tankless | Tankless | Tankless | Tankless | Tankless | Tankless | Tankless | Tankless | Tankless | Tankless | Tankless | Tankless | Tankless | Tankless | Tankless | 4.9 | 4.9 | 4.9 | 4.9 | 4.9 | 4.9 | 4.9 | 4.9 | 4.9 | 4.9 | 4.9 | 4.9 | 4.9 | 4.9 | 4.9 | 4.9 | 4.9 | 4.9 | 4.9 | 4.9 | 4.9 | 4.9 | 4.9 | 4.8991 | 4.8991 | 4.8991 | 4.8991 | 0 | 0 | 0 | 0 | 0 | 0 | 0 | 0 | 0 | 0 | 0 | 0 | 0 | 0 | 0 | 0 | 0 | 0 | 0 | 0 | 0 | 0 | 0 | 0 | 0 | 0 | 0 | 0 | 0 | 0 | 0 | 0 | 0 | 0 | 0 | 0 | 0 | 0 | 0 | 0 | 0 | 0 | 0 | 0 | 0 | 0 | 0 | 0 | 0 | 0 | 0 | 0 | 0 | 0 | 0 | 0 | 0 | 0 | 0 | 0 | 0 | 0 | 0 | 0 | 0 | 0 | 0 | 0 | 0 | 0 | 0 | 0 | 0 | 0 | 0 | 0 | 0 | 0 | 0 | 0 | 0 | 0 | 0 | 0 | 0 | 0 | 0 | 0 | 0 | 0 | 0 | 0 | 0 | 0 | 0 | 0 | 0 | 0 | 0 | 0 | 0 | 0 | 0 | 0 | 0 | 0 | 0 | 0 | 0 | 0 | 0 | 0 | 0 | 0 | 0 | 0 | 0 | 0 | 0 | 0 | 0 | 0 | 0 | 0 | 0 | 0 | 0 | 0 | 0 | 0 | 0 | 0 | 0 | 0 | 0 | 0 | 0 | 0 | 0 | 0 | 0 | 0 | 0 | 0 | 0 | 0 | 0 | 0 | 0 | 0 | 0 | 0 | 0 | 0 | 0 | 0 | 0 | 0 | 0 | 0 | 0 | 0 | 0 | 0 | 0 | 0 | 0 | 0 | 0 | 0 | 0 | 0 | 0 | 0 | 0 | 0 | 0 | 0 | 0 | 0 | 0 | 0 | 0 | 0 | 0 | 0 | 0 | 0 | 0 | 0 | 0 | 0 | 0 | 0 | 0 | 0 | 0 | 0 | 0 | 0 | 0 | 0 | 0 | 0 | 0 | 0 | 0 | 0 | 0 | 0 | 0 | 0 | 0 | 0 | 0 | 0 | 0 | 0 | 0 | 0 | 0 | 0 | 0 | 0 | 0 | 0 | 0 | 0 | 0 | 0 | 0 | 0 | 0 | 0 | 0 | 0 | 0 | 0 | 0 | 0 | 0 | 0 | 0 | 0 | 0 | 0 | 0 | 0 | 0 | 0 | 0 | 0 | 0 | 0 | 0 | 0 | 0 | 0 | 0 | 0 | 0 | 0 | 0 | 0 | 0 | 0 | 0 | 0 | 0 | 0 | 0 | 0 | 0 | 0 | 0 | 0 | 0 | 0 | 0 | 0 | 0 | 0 | 0 | 0 | 0 | 0 | 0 | 0 | 0 | 0 | 0 | 0 | 0 | 0 | 0 | 0 | 0 | 0 | 0 | 0 | 0 | 0 | 0 | 0 | 0 | 0 | 0 | 0 | 0 | 0 | 0 | 0 | 0 | 0 | 0 | 0 | 0 | 0 | 0 | 0 | 0 | 0 | 0 | 0 | 0 | 0 | 0 | 0 | 0 | 0 | 0 | 0 | 0 | 0 | 0 | 0 | 0 | 0 | 0 | 0 | 0 | 0 | 0 | 0 | 0 | 0 | 0 | 0 | 0 | 0 | 0 | 0 | 0 | 0 | 0 | 0 | 0 | 0 | 0 | 0 | 0 | 0 | 0 | 0 | 0 | 0 | 0 | 0 | 0 | 0 | 0 | 0 | 0 | 0 | 0 | 0 | 0 | 0 | 0 | 0 | 0 | 0 | 0 | 0 | 0 | 0 | 0 | 0 | 0 | 0 | 0 | 0 | 0 | 0 | 0 | 0 | 0 | 0 | 0 | 0 | 0 | 0 | 0 | 0 | 0 | 0 | 0 | 0 | 0 | 0 | 0 | 0 | 0 | 0 | 0 | 0 | 0 | 0 | 0 | 0 | 0 | 0 | 0 | 0 | 0 | 0 | 0 | 0 | 0 | 0 | 0 | 0 | 0 | 0 | 0 | 0 | 0 | 0 | 0 | 0 | 0 | 0 | 0 | 0 | 0 | 0 | 0 | 0 | 0 | 0 | 0 | 0 | 0 | 0 | 0 | 0 | 0 | 0 | 0 | 0 | 0 | 0 | 0 | 0 | 0 | 0 | 0 | 0 | 0 | 0 | 0 | 0 | 0 | 0 | 0 | 0 | 0
WA_Commercial_WA - College_New_Food Preparation_Natural Gas_Oven_A | WA | Commercial | WA - College | New | Food Preparation | Natural Gas | Oven | A | WCNG19 | Standard | ENERGY STAR (>42% Baking Efficiency) | 12 | 0 | 0 | 0 | 436.37 | 0 | 0 | 0 | 0.7 | 0.2 | 1 units | 8.361% | 100% | Lost Opportunity | LOEven20_WA | 85% | TBD | 0% | 0 |  | 0 |  | 0 | IL TRM - 4.2.1 - CI-FSE-CBOV-V02-160601 | EIA 2018 Tech Forecast | ETO Measure Input Sheet | Standard | Standard | Standard | Standard | Standard | Standard | Standard | Standard | Standard | Standard | Standard | Standard | Standard | Standard | Standard | Standard | Standard | Standard | Standard | Standard | Standard | Standard | Standard | Standard | Standard | Standard | Standard | ENERGY STAR (>42% Baking Efficiency) | ENERGY STAR (>42% Baking Efficiency) | ENERGY STAR (>42% Baking Efficiency) | ENERGY STAR (>42% Baking Efficiency) | ENERGY STAR (>42% Baking Efficiency) | ENERGY STAR (>42% Baking Efficiency) | ENERGY STAR (>42% Baking Efficiency) | ENERGY STAR (>42% Baking Efficiency) | ENERGY STAR (>42% Baking Efficiency) | ENERGY STAR (>42% Baking Efficiency) | ENERGY STAR (>42% Baking Efficiency) | ENERGY STAR (>42% Baking Efficiency) | ENERGY STAR (>42% Baking Efficiency) | ENERGY STAR (>42% Baking Efficiency) | ENERGY STAR (>42% Baking Efficiency) | ENERGY STAR (>42% Baking Efficiency) | ENERGY STAR (>42% Baking Efficiency) | ENERGY STAR (>42% Baking Efficiency) | ENERGY STAR (>42% Baking Efficiency) | ENERGY STAR (>42% Baking Efficiency) | ENERGY STAR (>42% Baking Efficiency) | ENERGY STAR (>42% Baking Efficiency) | ENERGY STAR (>42% Baking Efficiency) | ENERGY STAR (>42% Baking Efficiency) | ENERGY STAR (>42% Baking Efficiency) | ENERGY STAR (>42% Baking Efficiency) | ENERGY STAR (>42% Baking Efficiency) | 436.37 | 436.37 | 436.37 | 436.37 | 436.37 | 436.37 | 436.37 | 436.37 | 436.37 | 436.37 | 436.37 | 436.37 | 436.37 | 436.37 | 436.37 | 436.37 | 436.37 | 436.37 | 436.37 | 436.37 | 436.37 | 436.37 | 436.37 | 436.3686 | 436.3686 | 436.3686 | 436.3686 | 0 | 0 | 0 | 0 | 0 | 0 | 0 | 0 | 0 | 0 | 0 | 0 | 0 | 0 | 0 | 0 | 0 | 0 | 0 | 0 | 0 | 0 | 0 | 0 | 0 | 0 | 0 | 0 | 0 | 0 | 0 | 0 | 0 | 0 | 0 | 0 | 0 | 0 | 0 | 0 | 0 | 0 | 0 | 0 | 0 | 0 | 0 | 0 | 0 | 0 | 0 | 0 | 0 | 0 | 0 | 0 | 0 | 0 | 0 | 0 | 0 | 0 | 0 | 0 | 0 | 0 | 0 | 0 | 0 | 0 | 0 | 0 | 0 | 0 | 0 | 0 | 0 | 0 | 0 | 0 | 0 | 0 | 0 | 0 | 0 | 0 | 0 | 0 | 0 | 0 | 0 | 0 | 0 | 0 | 0 | 0 | 0 | 0 | 0 | 0 | 0 | 0 | 0 | 0 | 0 | 0 | 0 | 0 | 0 | 0 | 0 | 0 | 0 | 0 | 0 | 0 | 0 | 0 | 0 | 0 | 0 | 0 | 0 | 0 | 0 | 0 | 0 | 0 | 0 | 0 | 0 | 0 | 0 | 0 | 0 | 0 | 0 | 0 | 0 | 0 | 0 | 0 | 0 | 0 | 0 | 0 | 0 | 0 | 0 | 0 | 0 | 0 | 0 | 0 | 0 | 0 | 0 | 0 | 0 | 0 | 0 | 0 | 0 | 0 | 0 | 0 | 0 | 0 | 0 | 0 | 0 | 0 | 0 | 0 | 0 | 0 | 0 | 0 | 0 | 0 | 0 | 0 | 0 | 0 | 0 | 0 | 0 | 0 | 0 | 0 | 0 | 0 | 0 | 0 | 0 | 0 | 0 | 0 | 0 | 0 | 0 | 0 | 0 | 0 | 0 | 0 | 0 | 0 | 0 | 0 | 0 | 0 | 0 | 0 | 0 | 0 | 0 | 0 | 0 | 0 | 0 | 0 | 0 | 0 | 0 | 0 | 0 | 0 | 0 | 0 | 0 | 0 | 0 | 0 | 0 | 0 | 0 | 0 | 0 | 0 | 0 | 0 | 0 | 0 | 0 | 0 | 0 | 0 | 0 | 0 | 0 | 0 | 0 | 0 | 0 | 0 | 0 | 0 | 0 | 0 | 0 | 0 | 0 | 0 | 0 | 0 | 0 | 0 | 0 | 0 | 0 | 0 | 0 | 0 | 0 | 0 | 0 | 0 | 0 | 0 | 0 | 0 | 0 | 0 | 0 | 0 | 0 | 0 | 0 | 0 | 0 | 0 | 0 | 0 | 0 | 0 | 0 | 0 | 0 | 0 | 0 | 0 | 0 | 0 | 0 | 0 | 0 | 0 | 0 | 0 | 0 | 0 | 0 | 0 | 0 | 0 | 0 | 0 | 0 | 0 | 0 | 0 | 0 | 0 | 0 | 0 | 0 | 0 | 0 | 0 | 0 | 0 | 0 | 0 | 0 | 0 | 0 | 0 | 0 | 0 | 0 | 0 | 0 | 0 | 0 | 0 | 0 | 0 | 0 | 0 | 0 | 0 | 0 | 0 | 0 | 0 | 0 | 0 | 0 | 0 | 0 | 0 | 0 | 0 | 0 | 0 | 0 | 0 | 0 | 0 | 0 | 0 | 0 | 0 | 0 | 0 | 0 | 0 | 0 | 0 | 0 | 0 | 0 | 0 | 0 | 0 | 0 | 0 | 0 | 0 | 0 | 0 | 0 | 0 | 0 | 0 | 0 | 0 | 0 | 0 | 0 | 0 | 0 | 0 | 0 | 0 | 0 | 0 | 0 | 0 | 0 | 0 | 0 | 0 | 0 | 0 | 0 | 0 | 0 | 0 | 0 | 0 | 0 | 0 | 0 | 0 | 0 | 0 | 0 | 0 | 0 | 0 | 0 | 0 | 0 | 0 | 0 | 0 | 0 | 0 | 0 | 0 | 0 | 0 | 0 | 0 | 0 | 0 | 0 | 0 | 0 | 0 | 0 | 0 | 0 | 0 | 0 | 0 | 0 | 0 | 0 | 0 | 0 | 0 | 0 | 0 | 0 | 0 | 0 | 0 | 0 | 0 | 0 | 0 | 0 | 0 | 0
WA_Commercial_WA - College_New_Food Preparation_Natural Gas_Conveyor Oven_A | WA | Commercial | WA - College | New | Food Preparation | Natural Gas | Conveyor Oven | A | WCNG20 | Standard | Efficient (>42% Baking Efficiency) | 17 | 0 | 0 | 0 | 2424.76 | 0 | 0 | 0 | 0.7 | 0.2 | 1 units | 4.18% | 100% | Lost Opportunity | LOEven20_WA | 85% | TBD | 0% | 0 |  | 0 |  | 0 | IL TRM - 4.2.4 - CI-FSE-CVOV-V02-180101 | PGE Workpaper, PGECOFST117 R5, 2015 | MN TRM 3.1 - Gas Conveyor Oven v1.1 | Standard | Standard | Standard | Standard | Standard | Standard | Standard | Standard | Standard | Standard | Standard | Standard | Standard | Standard | Standard | Standard | Standard | Standard | Standard | Standard | Standard | Standard | Standard | Standard | Standard | Standard | Standard | Efficient (>42% Baking Efficiency) | Efficient (>42% Baking Efficiency) | Efficient (>42% Baking Efficiency) | Efficient (>42% Baking Efficiency) | Efficient (>42% Baking Efficiency) | Efficient (>42% Baking Efficiency) | Efficient (>42% Baking Efficiency) | Efficient (>42% Baking Efficiency) | Efficient (>42% Baking Efficiency) | Efficient (>42% Baking Efficiency) | Efficient (>42% Baking Efficiency) | Efficient (>42% Baking Efficiency) | Efficient (>42% Baking Efficiency) | Efficient (>42% Baking Efficiency) | Efficient (>42% Baking Efficiency) | Efficient (>42% Baking Efficiency) | Efficient (>42% Baking Efficiency) | Efficient (>42% Baking Efficiency) | Efficient (>42% Baking Efficiency) | Efficient (>42% Baking Efficiency) | Efficient (>42% Baking Efficiency) | Efficient (>42% Baking Efficiency) | Efficient (>42% Baking Efficiency) | Efficient (>42% Baking Efficiency) | Efficient (>42% Baking Efficiency) | Efficient (>42% Baking Efficiency) | Efficient (>42% Baking Efficiency) | 2424.76 | 2424.76 | 2424.76 | 2424.76 | 2424.76 | 2424.76 | 2424.76 | 2424.76 | 2424.76 | 2424.76 | 2424.76 | 2424.76 | 2424.76 | 2424.76 | 2424.76 | 2424.76 | 2424.76 | 2424.76 | 2424.76 | 2424.76 | 2424.76 | 2424.76 | 2424.76 | 2424.76 | 2424.76 | 2424.76 | 2424.76 | 0 | 0 | 0 | 0 | 0 | 0 | 0 | 0 | 0 | 0 | 0 | 0 | 0 | 0 | 0 | 0 | 0 | 0 | 0 | 0 | 0 | 0 | 0 | 0 | 0 | 0 | 0 | 0 | 0 | 0 | 0 | 0 | 0 | 0 | 0 | 0 | 0 | 0 | 0 | 0 | 0 | 0 | 0 | 0 | 0 | 0 | 0 | 0 | 0 | 0 | 0 | 0 | 0 | 0 | 0 | 0 | 0 | 0 | 0 | 0 | 0 | 0 | 0 | 0 | 0 | 0 | 0 | 0 | 0 | 0 | 0 | 0 | 0 | 0 | 0 | 0 | 0 | 0 | 0 | 0 | 0 | 0 | 0 | 0 | 0 | 0 | 0 | 0 | 0 | 0 | 0 | 0 | 0 | 0 | 0 | 0 | 0 | 0 | 0 | 0 | 0 | 0 | 0 | 0 | 0 | 0 | 0 | 0 | 0 | 0 | 0 | 0 | 0 | 0 | 0 | 0 | 0 | 0 | 0 | 0 | 0 | 0 | 0 | 0 | 0 | 0 | 0 | 0 | 0 | 0 | 0 | 0 | 0 | 0 | 0 | 0 | 0 | 0 | 0 | 0 | 0 | 0 | 0 | 0 | 0 | 0 | 0 | 0 | 0 | 0 | 0 | 0 | 0 | 0 | 0 | 0 | 0 | 0 | 0 | 0 | 0 | 0 | 0 | 0 | 0 | 0 | 0 | 0 | 0 | 0 | 0 | 0 | 0 | 0 | 0 | 0 | 0 | 0 | 0 | 0 | 0 | 0 | 0 | 0 | 0 | 0 | 0 | 0 | 0 | 0 | 0 | 0 | 0 | 0 | 0 | 0 | 0 | 0 | 0 | 0 | 0 | 0 | 0 | 0 | 0 | 0 | 0 | 0 | 0 | 0 | 0 | 0 | 0 | 0 | 0 | 0 | 0 | 0 | 0 | 0 | 0 | 0 | 0 | 0 | 0 | 0 | 0 | 0 | 0 | 0 | 0 | 0 | 0 | 0 | 0 | 0 | 0 | 0 | 0 | 0 | 0 | 0 | 0 | 0 | 0 | 0 | 0 | 0 | 0 | 0 | 0 | 0 | 0 | 0 | 0 | 0 | 0 | 0 | 0 | 0 | 0 | 0 | 0 | 0 | 0 | 0 | 0 | 0 | 0 | 0 | 0 | 0 | 0 | 0 | 0 | 0 | 0 | 0 | 0 | 0 | 0 | 0 | 0 | 0 | 0 | 0 | 0 | 0 | 0 | 0 | 0 | 0 | 0 | 0 | 0 | 0 | 0 | 0 | 0 | 0 | 0 | 0 | 0 | 0 | 0 | 0 | 0 | 0 | 0 | 0 | 0 | 0 | 0 | 0 | 0 | 0 | 0 | 0 | 0 | 0 | 0 | 0 | 0 | 0 | 0 | 0 | 0 | 0 | 0 | 0 | 0 | 0 | 0 | 0 | 0 | 0 | 0 | 0 | 0 | 0 | 0 | 0 | 0 | 0 | 0 | 0 | 0 | 0 | 0 | 0 | 0 | 0 | 0 | 0 | 0 | 0 | 0 | 0 | 0 | 0 | 0 | 0 | 0 | 0 | 0 | 0 | 0 | 0 | 0 | 0 | 0 | 0 | 0 | 0 | 0 | 0 | 0 | 0 | 0 | 0 | 0 | 0 | 0 | 0 | 0 | 0 | 0 | 0 | 0 | 0 | 0 | 0 | 0 | 0 | 0 | 0 | 0 | 0 | 0 | 0 | 0 | 0 | 0 | 0 | 0 | 0 | 0 | 0 | 0 | 0 | 0 | 0 | 0 | 0 | 0 | 0 | 0 | 0 | 0 | 0 | 0 | 0 | 0 | 0 | 0 | 0 | 0 | 0 | 0 | 0 | 0 | 0 | 0 | 0 | 0 | 0 | 0 | 0 | 0 | 0 | 0 | 0 | 0 | 0 | 0 | 0 | 0 | 0 | 0 | 0 | 0 | 0 | 0 | 0 | 0 | 0 | 0 | 0 | 0 | 0 | 0 | 0 | 0 | 0 | 0 | 0 | 0 | 0 | 0 | 0 | 0 | 0 | 0 | 0 | 0 | 0 | 0
WA_Commercial_WA - College_New_Food Preparation_Natural Gas_Double Rack Oven_A | WA | Commercial | WA - College | New | Food Preparation | Natural Gas | Double Rack Oven | A | WCNG21 | Standard | FTSC Qualified (>50% Cooking Efficiency) | 12 | 0 | 0 | 0 | 5342.47 | 0 | 0 | 0 | 0.7 | 0.2 | 1 units | 4.18% | 100% | Lost Opportunity | LOEven20_WA | 85% | TBD | 0% | 0 |  | 0 |  | 0 | IL TRM - 4.2.18 - CI-FSE-RKOV-VO2-180101 | PGE Workpaper, PGECOFST109 R6, 2016 | IL TRM - 4.2.18 - CI-FSE-RKOV-VO2-180101 | Standard | Standard | Standard | Standard | Standard | Standard | Standard | Standard | Standard | Standard | Standard | Standard | Standard | Standard | Standard | Standard | Standard | Standard | Standard | Standard | Standard | Standard | Standard | Standard | Standard | Standard | Standard | FTSC Qualified (>50% Cooking Efficiency) | FTSC Qualified (>50% Cooking Efficiency) | FTSC Qualified (>50% Cooking Efficiency) | FTSC Qualified (>50% Cooking Efficiency) | FTSC Qualified (>50% Cooking Efficiency) | FTSC Qualified (>50% Cooking Efficiency) | FTSC Qualified (>50% Cooking Efficiency) | FTSC Qualified (>50% Cooking Efficiency) | FTSC Qualified (>50% Cooking Efficiency) | FTSC Qualified (>50% Cooking Efficiency) | FTSC Qualified (>50% Cooking Efficiency) | FTSC Qualified (>50% Cooking Efficiency) | FTSC Qualified (>50% Cooking Efficiency) | FTSC Qualified (>50% Cooking Efficiency) | FTSC Qualified (>50% Cooking Efficiency) | FTSC Qualified (>50% Cooking Efficiency) | FTSC Qualified (>50% Cooking Efficiency) | FTSC Qualified (>50% Cooking Efficiency) | FTSC Qualified (>50% Cooking Efficiency) | FTSC Qualified (>50% Cooking Efficiency) | FTSC Qualified (>50% Cooking Efficiency) | FTSC Qualified (>50% Cooking Efficiency) | FTSC Qualified (>50% Cooking Efficiency) | FTSC Qualified (>50% Cooking Efficiency) | FTSC Qualified (>50% Cooking Efficiency) | FTSC Qualified (>50% Cooking Efficiency) | FTSC Qualified (>50% Cooking Efficiency) | 5342.47 | 5342.47 | 5342.47 | 5342.47 | 5342.47 | 5342.47 | 5342.47 | 5342.47 | 5342.47 | 5342.47 | 5342.47 | 5342.47 | 5342.47 | 5342.47 | 5342.47 | 5342.47 | 5342.47 | 5342.47 | 5342.47 | 5342.47 | 5342.47 | 5342.47 | 5342.47 | 5342.4659 | 5342.4659 | 5342.4659 | 5342.4659 | 0 | 0 | 0 | 0 | 0 | 0 | 0 | 0 | 0 | 0 | 0 | 0 | 0 | 0 | 0 | 0 | 0 | 0 | 0 | 0 | 0 | 0 | 0 | 0 | 0 | 0 | 0 | 0 | 0 | 0 | 0 | 0 | 0 | 0 | 0 | 0 | 0 | 0 | 0 | 0 | 0 | 0 | 0 | 0 | 0 | 0 | 0 | 0 | 0 | 0 | 0 | 0 | 0 | 0 | 0 | 0 | 0 | 0 | 0 | 0 | 0 | 0 | 0 | 0 | 0 | 0 | 0 | 0 | 0 | 0 | 0 | 0 | 0 | 0 | 0 | 0 | 0 | 0 | 0 | 0 | 0 | 0 | 0 | 0 | 0 | 0 | 0 | 0 | 0 | 0 | 0 | 0 | 0 | 0 | 0 | 0 | 0 | 0 | 0 | 0 | 0 | 0 | 0 | 0 | 0 | 0 | 0 | 0 | 0 | 0 | 0 | 0 | 0 | 0 | 0 | 0 | 0 | 0 | 0 | 0 | 0 | 0 | 0 | 0 | 0 | 0 | 0 | 0 | 0 | 0 | 0 | 0 | 0 | 0 | 0 | 0 | 0 | 0 | 0 | 0 | 0 | 0 | 0 | 0 | 0 | 0 | 0 | 0 | 0 | 0 | 0 | 0 | 0 | 0 | 0 | 0 | 0 | 0 | 0 | 0 | 0 | 0 | 0 | 0 | 0 | 0 | 0 | 0 | 0 | 0 | 0 | 0 | 0 | 0 | 0 | 0 | 0 | 0 | 0 | 0 | 0 | 0 | 0 | 0 | 0 | 0 | 0 | 0 | 0 | 0 | 0 | 0 | 0 | 0 | 0 | 0 | 0 | 0 | 0 | 0 | 0 | 0 | 0 | 0 | 0 | 0 | 0 | 0 | 0 | 0 | 0 | 0 | 0 | 0 | 0 | 0 | 0 | 0 | 0 | 0 | 0 | 0 | 0 | 0 | 0 | 0 | 0 | 0 | 0 | 0 | 0 | 0 | 0 | 0 | 0 | 0 | 0 | 0 | 0 | 0 | 0 | 0 | 0 | 0 | 0 | 0 | 0 | 0 | 0 | 0 | 0 | 0 | 0 | 0 | 0 | 0 | 0 | 0 | 0 | 0 | 0 | 0 | 0 | 0 | 0 | 0 | 0 | 0 | 0 | 0 | 0 | 0 | 0 | 0 | 0 | 0 | 0 | 0 | 0 | 0 | 0 | 0 | 0 | 0 | 0 | 0 | 0 | 0 | 0 | 0 | 0 | 0 | 0 | 0 | 0 | 0 | 0 | 0 | 0 | 0 | 0 | 0 | 0 | 0 | 0 | 0 | 0 | 0 | 0 | 0 | 0 | 0 | 0 | 0 | 0 | 0 | 0 | 0 | 0 | 0 | 0 | 0 | 0 | 0 | 0 | 0 | 0 | 0 | 0 | 0 | 0 | 0 | 0 | 0 | 0 | 0 | 0 | 0 | 0 | 0 | 0 | 0 | 0 | 0 | 0 | 0 | 0 | 0 | 0 | 0 | 0 | 0 | 0 | 0 | 0 | 0 | 0 | 0 | 0 | 0 | 0 | 0 | 0 | 0 | 0 | 0 | 0 | 0 | 0 | 0 | 0 | 0 | 0 | 0 | 0 | 0 | 0 | 0 | 0 | 0 | 0 | 0 | 0 | 0 | 0 | 0 | 0 | 0 | 0 | 0 | 0 | 0 | 0 | 0 | 0 | 0 | 0 | 0 | 0 | 0 | 0 | 0 | 0 | 0 | 0 | 0 | 0 | 0 | 0 | 0 | 0 | 0 | 0 | 0 | 0 | 0 | 0 | 0 | 0 | 0 | 0 | 0 | 0 | 0 | 0 | 0 | 0 | 0 | 0 | 0 | 0 | 0 | 0 | 0 | 0 | 0 | 0 | 0 | 0 | 0 | 0 | 0 | 0 | 0 | 0 | 0 | 0 | 0 | 0 | 0 | 0 | 0 | 0 | 0 | 0 | 0 | 0 | 0 | 0 | 0 | 0 | 0 | 0 | 0 | 0 | 0 | 0 | 0 | 0 | 0 | 0 | 0 | 0 | 0 | 0 | 0 | 0
WA_Commercial_WA - College_New_Food Preparation_Natural Gas_Fryer_A | WA | Commercial | WA - College | New | Food Preparation | Natural Gas | Fryer | A | WCNG22 | Standard | ENERGY STAR | 9 | 0 | 0 | 0 | 933.12 | 0 | 0 | 0 | 0.7 | 0.2 | 1 units | 10.82% | 100% | Lost Opportunity | LO5Med_WA | 85% | TBD | 0% | 0 |  | 0 |  | 0 | RTF Wkbk - ComCookingFryer_v5_0 | RTF Wkbk - ComCookingFryer_v5_0 | RTF Wkbk - ComCookingFryer_v5_0 | Standard | Standard | Standard | Standard | Standard | Standard | Standard | Standard | Standard | Standard | Standard | Standard | Standard | Standard | Standard | Standard | Standard | Standard | Standard | Standard | Standard | Standard | Standard | Standard | Standard | Standard | Standard | ENERGY STAR | ENERGY STAR | ENERGY STAR | ENERGY STAR | ENERGY STAR | ENERGY STAR | ENERGY STAR | ENERGY STAR | ENERGY STAR | ENERGY STAR | ENERGY STAR | ENERGY STAR | ENERGY STAR | ENERGY STAR | ENERGY STAR | ENERGY STAR | ENERGY STAR | ENERGY STAR | ENERGY STAR | ENERGY STAR | ENERGY STAR | ENERGY STAR | ENERGY STAR | ENERGY STAR | ENERGY STAR | ENERGY STAR | ENERGY STAR | 933.12 | 933.12 | 933.12 | 933.12 | 933.12 | 933.12 | 933.12 | 933.12 | 933.12 | 933.12 | 933.12 | 933.12 | 933.12 | 933.12 | 933.12 | 933.12 | 933.12 | 933.12 | 933.12 | 933.12 | 933.12 | 933.12 | 933.12 | 933.1211 | 933.1211 | 933.1211 | 933.1211 | 0 | 0 | 0 | 0 | 0 | 0 | 0 | 0 | 0 | 0 | 0 | 0 | 0 | 0 | 0 | 0 | 0 | 0 | 0 | 0 | 0 | 0 | 0 | 0 | 0 | 0 | 0 | 0 | 0 | 0 | 0 | 0 | 0 | 0 | 0 | 0 | 0 | 0 | 0 | 0 | 0 | 0 | 0 | 0 | 0 | 0 | 0 | 0 | 0 | 0 | 0 | 0 | 0 | 0 | 0 | 0 | 0 | 0 | 0 | 0 | 0 | 0 | 0 | 0 | 0 | 0 | 0 | 0 | 0 | 0 | 0 | 0 | 0 | 0 | 0 | 0 | 0 | 0 | 0 | 0 | 0 | 0 | 0 | 0 | 0 | 0 | 0 | 0 | 0 | 0 | 0 | 0 | 0 | 0 | 0 | 0 | 0 | 0 | 0 | 0 | 0 | 0 | 0 | 0 | 0 | 0 | 0 | 0 | 0 | 0 | 0 | 0 | 0 | 0 | 0 | 0 | 0 | 0 | 0 | 0 | 0 | 0 | 0 | 0 | 0 | 0 | 0 | 0 | 0 | 0 | 0 | 0 | 0 | 0 | 0 | 0 | 0 | 0 | 0 | 0 | 0 | 0 | 0 | 0 | 0 | 0 | 0 | 0 | 0 | 0 | 0 | 0 | 0 | 0 | 0 | 0 | 0 | 0 | 0 | 0 | 0 | 0 | 0 | 0 | 0 | 0 | 0 | 0 | 0 | 0 | 0 | 0 | 0 | 0 | 0 | 0 | 0 | 0 | 0 | 0 | 0 | 0 | 0 | 0 | 0 | 0 | 0 | 0 | 0 | 0 | 0 | 0 | 0 | 0 | 0 | 0 | 0 | 0 | 0 | 0 | 0 | 0 | 0 | 0 | 0 | 0 | 0 | 0 | 0 | 0 | 0 | 0 | 0 | 0 | 0 | 0 | 0 | 0 | 0 | 0 | 0 | 0 | 0 | 0 | 0 | 0 | 0 | 0 | 0 | 0 | 0 | 0 | 0 | 0 | 0 | 0 | 0 | 0 | 0 | 0 | 0 | 0 | 0 | 0 | 0 | 0 | 0 | 0 | 0 | 0 | 0 | 0 | 0 | 0 | 0 | 0 | 0 | 0 | 0 | 0 | 0 | 0 | 0 | 0 | 0 | 0 | 0 | 0 | 0 | 0 | 0 | 0 | 0 | 0 | 0 | 0 | 0 | 0 | 0 | 0 | 0 | 0 | 0 | 0 | 0 | 0 | 0 | 0 | 0 | 0 | 0 | 0 | 0 | 0 | 0 | 0 | 0 | 0 | 0 | 0 | 0 | 0 | 0 | 0 | 0 | 0 | 0 | 0 | 0 | 0 | 0 | 0 | 0 | 0 | 0 | 0 | 0 | 0 | 0 | 0 | 0 | 0 | 0 | 0 | 0 | 0 | 0 | 0 | 0 | 0 | 0 | 0 | 0 | 0 | 0 | 0 | 0 | 0 | 0 | 0 | 0 | 0 | 0 | 0 | 0 | 0 | 0 | 0 | 0 | 0 | 0 | 0 | 0 | 0 | 0 | 0 | 0 | 0 | 0 | 0 | 0 | 0 | 0 | 0 | 0 | 0 | 0 | 0 | 0 | 0 | 0 | 0 | 0 | 0 | 0 | 0 | 0 | 0 | 0 | 0 | 0 | 0 | 0 | 0 | 0 | 0 | 0 | 0 | 0 | 0 | 0 | 0 | 0 | 0 | 0 | 0 | 0 | 0 | 0 | 0 | 0 | 0 | 0 | 0 | 0 | 0 | 0 | 0 | 0 | 0 | 0 | 0 | 0 | 0 | 0 | 0 | 0 | 0 | 0 | 0 | 0 | 0 | 0 | 0 | 0 | 0 | 0 | 0 | 0 | 0 | 0 | 0 | 0 | 0 | 0 | 0 | 0 | 0 | 0 | 0 | 0 | 0 | 0 | 0 | 0 | 0 | 0 | 0 | 0 | 0 | 0 | 0 | 0 | 0 | 0 | 0 | 0 | 0 | 0 | 0 | 0 | 0 | 0 | 0 | 0 | 0 | 0 | 0 | 0 | 0 | 0 | 0 | 0 | 0 | 0 | 0 | 0
WA_Commercial_WA - College_New_Food Preparation_Natural Gas_Broiler_A | WA | Commercial | WA - College | New | Food Preparation | Natural Gas | Broiler | A | WCNG23 | Standard | Infrared Burners | 12 | 0 | 0 | 0 | 1166.72 | 0 | 0 | 0 | 0.7 | 0.2 | 1 units | 16.72% | 100% | Lost Opportunity | LOEven20_WA | 85% | TBD | 0% | 0 |  | 0 |  | 0 | IL TRM - 4.2.14 - CI-FSE-IRBL-V02-180101 | IL TRM - 4.2.14 - CI-FSE-IRBL-V02-180101 | IL TRM - 4.2.14 - CI-FSE-IRBL-V02-180101 | Standard | Standard | Standard | Standard | Standard | Standard | Standard | Standard | Standard | Standard | Standard | Standard | Standard | Standard | Standard | Standard | Standard | Standard | Standard | Standard | Standard | Standard | Standard | Standard | Standard | Standard | Standard | Infrared Burners | Infrared Burners | Infrared Burners | Infrared Burners | Infrared Burners | Infrared Burners | Infrared Burners | Infrared Burners | Infrared Burners | Infrared Burners | Infrared Burners | Infrared Burners | Infrared Burners | Infrared Burners | Infrared Burners | Infrared Burners | Infrared Burners | Infrared Burners | Infrared Burners | Infrared Burners | Infrared Burners | Infrared Burners | Infrared Burners | Infrared Burners | Infrared Burners | Infrared Burners | Infrared Burners | 1166.72 | 1166.72 | 1166.72 | 1166.72 | 1166.72 | 1166.72 | 1166.72 | 1166.72 | 1166.72 | 1166.72 | 1166.72 | 1166.72 | 1166.72 | 1166.72 | 1166.72 | 1166.72 | 1166.72 | 1166.72 | 1166.72 | 1166.72 | 1166.72 | 1166.72 | 1166.72 | 1166.7179 | 1166.7179 | 1166.7179 | 1166.7179 | 0 | 0 | 0 | 0 | 0 | 0 | 0 | 0 | 0 | 0 | 0 | 0 | 0 | 0 | 0 | 0 | 0 | 0 | 0 | 0 | 0 | 0 | 0 | 0 | 0 | 0 | 0 | 0 | 0 | 0 | 0 | 0 | 0 | 0 | 0 | 0 | 0 | 0 | 0 | 0 | 0 | 0 | 0 | 0 | 0 | 0 | 0 | 0 | 0 | 0 | 0 | 0 | 0 | 0 | 0 | 0 | 0 | 0 | 0 | 0 | 0 | 0 | 0 | 0 | 0 | 0 | 0 | 0 | 0 | 0 | 0 | 0 | 0 | 0 | 0 | 0 | 0 | 0 | 0 | 0 | 0 | 0 | 0 | 0 | 0 | 0 | 0 | 0 | 0 | 0 | 0 | 0 | 0 | 0 | 0 | 0 | 0 | 0 | 0 | 0 | 0 | 0 | 0 | 0 | 0 | 0 | 0 | 0 | 0 | 0 | 0 | 0 | 0 | 0 | 0 | 0 | 0 | 0 | 0 | 0 | 0 | 0 | 0 | 0 | 0 | 0 | 0 | 0 | 0 | 0 | 0 | 0 | 0 | 0 | 0 | 0 | 0 | 0 | 0 | 0 | 0 | 0 | 0 | 0 | 0 | 0 | 0 | 0 | 0 | 0 | 0 | 0 | 0 | 0 | 0 | 0 | 0 | 0 | 0 | 0 | 0 | 0 | 0 | 0 | 0 | 0 | 0 | 0 | 0 | 0 | 0 | 0 | 0 | 0 | 0 | 0 | 0 | 0 | 0 | 0 | 0 | 0 | 0 | 0 | 0 | 0 | 0 | 0 | 0 | 0 | 0 | 0 | 0 | 0 | 0 | 0 | 0 | 0 | 0 | 0 | 0 | 0 | 0 | 0 | 0 | 0 | 0 | 0 | 0 | 0 | 0 | 0 | 0 | 0 | 0 | 0 | 0 | 0 | 0 | 0 | 0 | 0 | 0 | 0 | 0 | 0 | 0 | 0 | 0 | 0 | 0 | 0 | 0 | 0 | 0 | 0 | 0 | 0 | 0 | 0 | 0 | 0 | 0 | 0 | 0 | 0 | 0 | 0 | 0 | 0 | 0 | 0 | 0 | 0 | 0 | 0 | 0 | 0 | 0 | 0 | 0 | 0 | 0 | 0 | 0 | 0 | 0 | 0 | 0 | 0 | 0 | 0 | 0 | 0 | 0 | 0 | 0 | 0 | 0 | 0 | 0 | 0 | 0 | 0 | 0 | 0 | 0 | 0 | 0 | 0 | 0 | 0 | 0 | 0 | 0 | 0 | 0 | 0 | 0 | 0 | 0 | 0 | 0 | 0 | 0 | 0 | 0 | 0 | 0 | 0 | 0 | 0 | 0 | 0 | 0 | 0 | 0 | 0 | 0 | 0 | 0 | 0 | 0 | 0 | 0 | 0 | 0 | 0 | 0 | 0 | 0 | 0 | 0 | 0 | 0 | 0 | 0 | 0 | 0 | 0 | 0 | 0 | 0 | 0 | 0 | 0 | 0 | 0 | 0 | 0 | 0 | 0 | 0 | 0 | 0 | 0 | 0 | 0 | 0 | 0 | 0 | 0 | 0 | 0 | 0 | 0 | 0 | 0 | 0 | 0 | 0 | 0 | 0 | 0 | 0 | 0 | 0 | 0 | 0 | 0 | 0 | 0 | 0 | 0 | 0 | 0 | 0 | 0 | 0 | 0 | 0 | 0 | 0 | 0 | 0 | 0 | 0 | 0 | 0 | 0 | 0 | 0 | 0 | 0 | 0 | 0 | 0 | 0 | 0 | 0 | 0 | 0 | 0 | 0 | 0 | 0 | 0 | 0 | 0 | 0 | 0 | 0 | 0 | 0 | 0 | 0 | 0 | 0 | 0 | 0 | 0 | 0 | 0 | 0 | 0 | 0 | 0 | 0 | 0 | 0 | 0 | 0 | 0 | 0 | 0 | 0 | 0 | 0 | 0 | 0 | 0 | 0 | 0 | 0 | 0 | 0 | 0 | 0 | 0 | 0 | 0 | 0 | 0 | 0 | 0 | 0 | 0 | 0 | 0 | 0 | 0 | 0 | 0 | 0 | 0 | 0 | 0
WA_Commercial_WA - College_New_Food Preparation_Natural Gas_Griddle_A | WA | Commercial | WA - College | New | Food Preparation | Natural Gas | Griddle | A | WCNG24 | Standard | ENERGY STAR | 12 | 0 | 0 | 0 | 1405.83 | 0 | 0 | 0 | 0.7 | 0.2 | 1 units | 23.61% | 100% | Lost Opportunity | LOEven20_WA | 85% | TBD | 0% | 0 |  | 0 |  | 0 | IL TRM - 4.2.8 - CI-FSE-ESGR-V04-200101 | IL TRM - 4.2.8 - CI-FSE-ESGR-V04-200101 | IL TRM - 4.2.8 - CI-FSE-ESGR-V04-200101 | Standard | Standard | Standard | Standard | Standard | Standard | Standard | Standard | Standard | Standard | Standard | Standard | Standard | Standard | Standard | Standard | Standard | Standard | Standard | Standard | Standard | Standard | Standard | Standard | Standard | Standard | Standard | ENERGY STAR | ENERGY STAR | ENERGY STAR | ENERGY STAR | ENERGY STAR | ENERGY STAR | ENERGY STAR | ENERGY STAR | ENERGY STAR | ENERGY STAR | ENERGY STAR | ENERGY STAR | ENERGY STAR | ENERGY STAR | ENERGY STAR | ENERGY STAR | ENERGY STAR | ENERGY STAR | ENERGY STAR | ENERGY STAR | ENERGY STAR | ENERGY STAR | ENERGY STAR | ENERGY STAR | ENERGY STAR | ENERGY STAR | ENERGY STAR | 1405.83 | 1405.83 | 1405.83 | 1405.83 | 1405.83 | 1405.83 | 1405.83 | 1405.83 | 1405.83 | 1405.83 | 1405.83 | 1405.83 | 1405.83 | 1405.83 | 1405.83 | 1405.83 | 1405.83 | 1405.83 | 1405.83 | 1405.83 | 1405.83 | 1405.83 | 1405.83 | 1405.8266 | 1405.8266 | 1405.8266 | 1405.8266 | 0 | 0 | 0 | 0 | 0 | 0 | 0 | 0 | 0 | 0 | 0 | 0 | 0 | 0 | 0 | 0 | 0 | 0 | 0 | 0 | 0 | 0 | 0 | 0 | 0 | 0 | 0 | 0 | 0 | 0 | 0 | 0 | 0 | 0 | 0 | 0 | 0 | 0 | 0 | 0 | 0 | 0 | 0 | 0 | 0 | 0 | 0 | 0 | 0 | 0 | 0 | 0 | 0 | 0 | 0 | 0 | 0 | 0 | 0 | 0 | 0 | 0 | 0 | 0 | 0 | 0 | 0 | 0 | 0 | 0 | 0 | 0 | 0 | 0 | 0 | 0 | 0 | 0 | 0 | 0 | 0 | 0 | 0 | 0 | 0 | 0 | 0 | 0 | 0 | 0 | 0 | 0 | 0 | 0 | 0 | 0 | 0 | 0 | 0 | 0 | 0 | 0 | 0 | 0 | 0 | 0 | 0 | 0 | 0 | 0 | 0 | 0 | 0 | 0 | 0 | 0 | 0 | 0 | 0 | 0 | 0 | 0 | 0 | 0 | 0 | 0 | 0 | 0 | 0 | 0 | 0 | 0 | 0 | 0 | 0 | 0 | 0 | 0 | 0 | 0 | 0 | 0 | 0 | 0 | 0 | 0 | 0 | 0 | 0 | 0 | 0 | 0 | 0 | 0 | 0 | 0 | 0 | 0 | 0 | 0 | 0 | 0 | 0 | 0 | 0 | 0 | 0 | 0 | 0 | 0 | 0 | 0 | 0 | 0 | 0 | 0 | 0 | 0 | 0 | 0 | 0 | 0 | 0 | 0 | 0 | 0 | 0 | 0 | 0 | 0 | 0 | 0 | 0 | 0 | 0 | 0 | 0 | 0 | 0 | 0 | 0 | 0 | 0 | 0 | 0 | 0 | 0 | 0 | 0 | 0 | 0 | 0 | 0 | 0 | 0 | 0 | 0 | 0 | 0 | 0 | 0 | 0 | 0 | 0 | 0 | 0 | 0 | 0 | 0 | 0 | 0 | 0 | 0 | 0 | 0 | 0 | 0 | 0 | 0 | 0 | 0 | 0 | 0 | 0 | 0 | 0 | 0 | 0 | 0 | 0 | 0 | 0 | 0 | 0 | 0 | 0 | 0 | 0 | 0 | 0 | 0 | 0 | 0 | 0 | 0 | 0 | 0 | 0 | 0 | 0 | 0 | 0 | 0 | 0 | 0 | 0 | 0 | 0 | 0 | 0 | 0 | 0 | 0 | 0 | 0 | 0 | 0 | 0 | 0 | 0 | 0 | 0 | 0 | 0 | 0 | 0 | 0 | 0 | 0 | 0 | 0 | 0 | 0 | 0 | 0 | 0 | 0 | 0 | 0 | 0 | 0 | 0 | 0 | 0 | 0 | 0 | 0 | 0 | 0 | 0 | 0 | 0 | 0 | 0 | 0 | 0 | 0 | 0 | 0 | 0 | 0 | 0 | 0 | 0 | 0 | 0 | 0 | 0 | 0 | 0 | 0 | 0 | 0 | 0 | 0 | 0 | 0 | 0 | 0 | 0 | 0 | 0 | 0 | 0 | 0 | 0 | 0 | 0 | 0 | 0 | 0 | 0 | 0 | 0 | 0 | 0 | 0 | 0 | 0 | 0 | 0 | 0 | 0 | 0 | 0 | 0 | 0 | 0 | 0 | 0 | 0 | 0 | 0 | 0 | 0 | 0 | 0 | 0 | 0 | 0 | 0 | 0 | 0 | 0 | 0 | 0 | 0 | 0 | 0 | 0 | 0 | 0 | 0 | 0 | 0 | 0 | 0 | 0 | 0 | 0 | 0 | 0 | 0 | 0 | 0 | 0 | 0 | 0 | 0 | 0 | 0 | 0 | 0 | 0 | 0 | 0 | 0 | 0 | 0 | 0 | 0 | 0 | 0 | 0 | 0 | 0 | 0 | 0 | 0 | 0 | 0 | 0 | 0 | 0 | 0 | 0 | 0 | 0 | 0 | 0 | 0 | 0 | 0 | 0 | 0 | 0 | 0 | 0 | 0 | 0 | 0 | 0 | 0 | 0 | 0 | 0 | 0 | 0 | 0 | 0 | 0 | 0 | 0 | 0 | 0 | 0 | 0
WA_Commercial_WA - College_New_Food Preparation_Natural Gas_Range_A | WA | Commercial | WA - College | New | Food Preparation | Natural Gas | Range | A | WCNG25 | Standard | High Efficiency | 10 | 0 | 0 | 0 | 0.01 | 0 | 0 | 0 | 0.7 | 0.2 | 1 units | 29.18% | 100% | Lost Opportunity | LOEven20_WA | 85% | TBD | 0% | 0 |  | 0 |  | 0 | COOK_OVN-Food Preparation-AEO17-1 | EIA 2018 Tech Forecast | EIA 2018 Tech Forecast | Standard | Standard | Standard | Standard | Standard | Standard | Standard | Standard | Standard | Standard | Standard | Standard | Standard | Standard | Standard | Standard | Standard | Standard | Standard | Standard | Standard | Standard | Standard | Standard | Standard | Standard | Standard | High Efficiency | High Efficiency | High Efficiency | High Efficiency | High Efficiency | High Efficiency | High Efficiency | High Efficiency | High Efficiency | High Efficiency | High Efficiency | High Efficiency | High Efficiency | High Efficiency | High Efficiency | High Efficiency | High Efficiency | High Efficiency | High Efficiency | High Efficiency | High Efficiency | High Efficiency | High Efficiency | High Efficiency | High Efficiency | High Efficiency | High Efficiency | 0.01 | 0.01 | 0.01 | 0.01 | 0.01 | 0.01 | 0.01 | 0.01 | 0.01 | 0.01 | 0.01 | 0.01 | 0.01 | 0.01 | 0.01 | 0.01 | 0.01 | 0.01 | 0.01 | 0.01 | 0.01 | 0.01 | 0.01 | 0.010631 | 0.010631 | 0.010631 | 0.010631 | 0 | 0 | 0 | 0 | 0 | 0 | 0 | 0 | 0 | 0 | 0 | 0 | 0 | 0 | 0 | 0 | 0 | 0 | 0 | 0 | 0 | 0 | 0 | 0 | 0 | 0 | 0 | 0 | 0 | 0 | 0 | 0 | 0 | 0 | 0 | 0 | 0 | 0 | 0 | 0 | 0 | 0 | 0 | 0 | 0 | 0 | 0 | 0 | 0 | 0 | 0 | 0 | 0 | 0 | 0 | 0 | 0 | 0 | 0 | 0 | 0 | 0 | 0 | 0 | 0 | 0 | 0 | 0 | 0 | 0 | 0 | 0 | 0 | 0 | 0 | 0 | 0 | 0 | 0 | 0 | 0 | 0 | 0 | 0 | 0 | 0 | 0 | 0 | 0 | 0 | 0 | 0 | 0 | 0 | 0 | 0 | 0 | 0 | 0 | 0 | 0 | 0 | 0 | 0 | 0 | 0 | 0 | 0 | 0 | 0 | 0 | 0 | 0 | 0 | 0 | 0 | 0 | 0 | 0 | 0 | 0 | 0 | 0 | 0 | 0 | 0 | 0 | 0 | 0 | 0 | 0 | 0 | 0 | 0 | 0 | 0 | 0 | 0 | 0 | 0 | 0 | 0 | 0 | 0 | 0 | 0 | 0 | 0 | 0 | 0 | 0 | 0 | 0 | 0 | 0 | 0 | 0 | 0 | 0 | 0 | 0 | 0 | 0 | 0 | 0 | 0 | 0 | 0 | 0 | 0 | 0 | 0 | 0 | 0 | 0 | 0 | 0 | 0 | 0 | 0 | 0 | 0 | 0 | 0 | 0 | 0 | 0 | 0 | 0 | 0 | 0 | 0 | 0 | 0 | 0 | 0 | 0 | 0 | 0 | 0 | 0 | 0 | 0 | 0 | 0 | 0 | 0 | 0 | 0 | 0 | 0 | 0 | 0 | 0 | 0 | 0 | 0 | 0 | 0 | 0 | 0 | 0 | 0 | 0 | 0 | 0 | 0 | 0 | 0 | 0 | 0 | 0 | 0 | 0 | 0 | 0 | 0 | 0 | 0 | 0 | 0 | 0 | 0 | 0 | 0 | 0 | 0 | 0 | 0 | 0 | 0 | 0 | 0 | 0 | 0 | 0 | 0 | 0 | 0 | 0 | 0 | 0 | 0 | 0 | 0 | 0 | 0 | 0 | 0 | 0 | 0 | 0 | 0 | 0 | 0 | 0 | 0 | 0 | 0 | 0 | 0 | 0 | 0 | 0 | 0 | 0 | 0 | 0 | 0 | 0 | 0 | 0 | 0 | 0 | 0 | 0 | 0 | 0 | 0 | 0 | 0 | 0 | 0 | 0 | 0 | 0 | 0 | 0 | 0 | 0 | 0 | 0 | 0 | 0 | 0 | 0 | 0 | 0 | 0 | 0 | 0 | 0 | 0 | 0 | 0 | 0 | 0 | 0 | 0 | 0 | 0 | 0 | 0 | 0 | 0 | 0 | 0 | 0 | 0 | 0 | 0 | 0 | 0 | 0 | 0 | 0 | 0 | 0 | 0 | 0 | 0 | 0 | 0 | 0 | 0 | 0 | 0 | 0 | 0 | 0 | 0 | 0 | 0 | 0 | 0 | 0 | 0 | 0 | 0 | 0 | 0 | 0 | 0 | 0 | 0 | 0 | 0 | 0 | 0 | 0 | 0 | 0 | 0 | 0 | 0 | 0 | 0 | 0 | 0 | 0 | 0 | 0 | 0 | 0 | 0 | 0 | 0 | 0 | 0 | 0 | 0 | 0 | 0 | 0 | 0 | 0 | 0 | 0 | 0 | 0 | 0 | 0 | 0 | 0 | 0 | 0 | 0 | 0 | 0 | 0 | 0 | 0 | 0 | 0 | 0 | 0 | 0 | 0 | 0 | 0 | 0 | 0 | 0 | 0 | 0 | 0 | 0 | 0 | 0 | 0 | 0 | 0 | 0 | 0 | 0 | 0 | 0 | 0 | 0 | 0 | 0 | 0 | 0 | 0 | 0 | 0 | 0 | 0 | 0 | 0 | 0 | 0 | 0 | 0 | 0 | 0 | 0 | 0 | 0 | 0 | 0 | 0 | 0 | 0 | 0 | 0 | 0
WA_Commercial_WA - College_New_Food Preparation_Natural Gas_Steamer_A | WA | Commercial | WA - College | New | Food Preparation | Natural Gas | Steamer | A | WCNG26 | Standard | ENERGY STAR | 8 | 0 | 0 | 0 | 0.01 | 737.87 | 0 | 0 | 0.7 | 0.2 | 1 units | 10.49% | 100% | Lost Opportunity | LOEven20_WA | 85% | TBD | 0% | 0 |  | 0 |  | 0 | RTF Wkbk - ComCookingSteamer_v5_0 | RTF Wkbk - ComCookingSteamer_v5_0 | RTF Wkbk - ComCookingSteamer_v5_0 | Standard | Standard | Standard | Standard | Standard | Standard | Standard | Standard | Standard | Standard | Standard | Standard | Standard | Standard | Standard | Standard | Standard | Standard | Standard | Standard | Standard | Standard | Standard | Standard | Standard | Standard | Standard | ENERGY STAR | ENERGY STAR | ENERGY STAR | ENERGY STAR | ENERGY STAR | ENERGY STAR | ENERGY STAR | ENERGY STAR | ENERGY STAR | ENERGY STAR | ENERGY STAR | ENERGY STAR | ENERGY STAR | ENERGY STAR | ENERGY STAR | ENERGY STAR | ENERGY STAR | ENERGY STAR | ENERGY STAR | ENERGY STAR | ENERGY STAR | ENERGY STAR | ENERGY STAR | ENERGY STAR | ENERGY STAR | ENERGY STAR | ENERGY STAR | 0.01 | 0.01 | 0.01 | 0.01 | 0.01 | 0.01 | 0.01 | 0.01 | 0.01 | 0.01 | 0.01 | 0.01 | 0.01 | 0.01 | 0.01 | 0.01 | 0.01 | 0.01 | 0.01 | 0.01 | 0.01 | 0.01 | 0.01 | 0.010743 | 0.010743 | 0.010743 | 0.010743 | 0 | 0 | 0 | 0 | 0 | 0 | 0 | 0 | 0 | 0 | 0 | 0 | 0 | 0 | 0 | 0 | 0 | 0 | 0 | 0 | 0 | 0 | 0 | 0 | 0 | 0 | 0 | 0 | 0 | 0 | 0 | 0 | 0 | 0 | 0 | 0 | 0 | 0 | 0 | 0 | 0 | 0 | 0 | 0 | 0 | 0 | 0 | 0 | 0 | 0 | 0 | 0 | 0 | 0 | 0 | 0 | 0 | 0 | 0 | 0 | 0 | 0 | 0 | 0 | 0 | 0 | 0 | 0 | 0 | 0 | 0 | 0 | 0 | 0 | 0 | 0 | 0 | 0 | 0 | 0 | 0 | 0 | 0 | 0 | 0 | 0 | 0 | 0 | 0 | 0 | 0 | 0 | 0 | 0 | 0 | 0 | 0 | 0 | 0 | 0 | 0 | 0 | 0 | 0 | 0 | 0 | 0 | 0 | 0 | 0 | 0 | 0 | 0 | 0 | 0 | 0 | 0 | 0 | 0 | 0 | 0 | 0 | 0 | 0 | 0 | 0 | 0 | 0 | 0 | 0 | 0 | 0 | 0 | 0 | 0 | 0 | 0 | 0 | 0 | 0 | 0 | 0 | 0 | 0 | 0 | 0 | 0 | 0 | 0 | 0 | 0 | 0 | 0 | 0 | 0 | 0 | 0 | 0 | 0 | 0 | 0 | 0 | 0 | 0 | 0 | 0 | 0 | 0 | 0 | 0 | 0 | 0 | 0 | 0 | 0 | 0 | 0 | 0 | 0 | 0 | 0 | 0 | 0 | 0 | 0 | 0 | 0 | 0 | 0 | 0 | 0 | 0 | 0 | 0 | 0 | 0 | 0 | 0 | 0 | 0 | 0 | 0 | 0 | 0 | 0 | 0 | 0 | 0 | 0 | 0 | 0 | 0 | 0 | 0 | 0 | 0 | 0 | 0 | 0 | 0 | 0 | 0 | 0 | 0 | 0 | 0 | 0 | 0 | 0 | 0 | 0 | 0 | 0 | 0 | 0 | 0 | 0 | 0 | 0 | 0 | 0 | 0 | 0 | 0 | 0 | 0 | 0 | 0 | 0 | 0 | 0 | 0 | 0 | 0 | 0 | 0 | 0 | 0 | 0 | 0 | 0 | 0 | 0 | 0 | 0 | 0 | 0 | 0 | 0 | 0 | 0 | 0 | 0 | 0 | 0 | 0 | 0 | 0 | 0 | 0 | 0 | 0 | 0 | 0 | 0 | 0 | 0 | 0 | 0 | 0 | 0 | 0 | 0 | 0 | 0 | 0 | 0 | 0 | 0 | 0 | 0 | 0 | 0 | 0 | 0 | 0 | 0 | 0 | 0 | 0 | 0 | 0 | 0 | 0 | 0 | 0 | 0 | 0 | 0 | 0 | 0 | 0 | 0 | 0 | 0 | 0 | 0 | 0 | 0 | 0 | 0 | 0 | 0 | 0 | 0 | 0 | 0 | 0 | 0 | 0 | 0 | 0 | 0 | 0 | 0 | 0 | 0 | 0 | 0 | 0 | 0 | 0 | 0 | 0 | 0 | 0 | 0 | 0 | 0 | 0 | 0 | 0 | 0 | 0 | 0 | 0 | 0 | 0 | 0 | 0 | 0 | 0 | 0 | 0 | 0 | 0 | 0 | 0 | 0 | 0 | 0 | 0 | 0 | 0 | 0 | 0 | 0 | 0 | 0 | 0 | 0 | 0 | 0 | 0 | 0 | 0 | 0 | 0 | 0 | 0 | 0 | 0 | 0 | 0 | 0 | 0 | 0 | 0 | 0 | 0 | 0 | 0 | 0 | 0 | 0 | 0 | 0 | 0 | 0 | 0 | 0 | 0 | 0 | 0 | 0 | 0 | 0 | 0 | 0 | 0 | 0 | 0 | 0 | 0 | 0 | 0 | 0 | 0 | 0 | 0 | 0 | 0 | 0 | 0 | 0 | 0 | 0 | 0 | 0 | 0 | 0 | 0 | 0 | 0 | 0 | 0 | 0 | 0 | 0 | 0 | 0 | 0 | 0 | 0 | 0 | 0 | 0 | 0 | 0 | 0 | 0 | 0 | 0 | 0 | 0 | 0 | 0
WA_Commercial_WA - College_New_Food Preparation_Natural Gas_Commercial Food Prep Other_A | WA | Commercial | WA - College | New | Food Preparation | Natural Gas | Commercial Food Prep Other | A | WCNG27 | Standard | ENERGY STAR | 10 | 0 | 0 | 0 | 254.64 | 0 | 0 | 0 | 0.7 | 0.2 | 1 units | 1.311% | 100% | Lost Opportunity | LOEven20_WA | 85% | TBD | 0% | 0 |  | 0 |  | 0 | N/A | N/A | N/A | Standard | Standard | Standard | Standard | Standard | Standard | Standard | Standard | Standard | Standard | Standard | Standard | Standard | Standard | Standard | Standard | Standard | Standard | Standard | Standard | Standard | Standard | Standard | Standard | Standard | Standard | Standard | ENERGY STAR | ENERGY STAR | ENERGY STAR | ENERGY STAR | ENERGY STAR | ENERGY STAR | ENERGY STAR | ENERGY STAR | ENERGY STAR | ENERGY STAR | ENERGY STAR | ENERGY STAR | ENERGY STAR | ENERGY STAR | ENERGY STAR | ENERGY STAR | ENERGY STAR | ENERGY STAR | ENERGY STAR | ENERGY STAR | ENERGY STAR | ENERGY STAR | ENERGY STAR | ENERGY STAR | ENERGY STAR | ENERGY STAR | ENERGY STAR | 254.64 | 254.64 | 254.64 | 254.64 | 254.64 | 254.64 | 254.64 | 254.64 | 254.64 | 254.64 | 254.64 | 254.64 | 254.64 | 254.64 | 254.64 | 254.64 | 254.64 | 254.64 | 254.64 | 254.64 | 254.64 | 254.64 | 254.64 | 254.6373 | 254.6373 | 254.6373 | 254.6373 | 0 | 0 | 0 | 0 | 0 | 0 | 0 | 0 | 0 | 0 | 0 | 0 | 0 | 0 | 0 | 0 | 0 | 0 | 0 | 0 | 0 | 0 | 0 | 0 | 0 | 0 | 0 | 0 | 0 | 0 | 0 | 0 | 0 | 0 | 0 | 0 | 0 | 0 | 0 | 0 | 0 | 0 | 0 | 0 | 0 | 0 | 0 | 0 | 0 | 0 | 0 | 0 | 0 | 0 | 0 | 0 | 0 | 0 | 0 | 0 | 0 | 0 | 0 | 0 | 0 | 0 | 0 | 0 | 0 | 0 | 0 | 0 | 0 | 0 | 0 | 0 | 0 | 0 | 0 | 0 | 0 | 0 | 0 | 0 | 0 | 0 | 0 | 0 | 0 | 0 | 0 | 0 | 0 | 0 | 0 | 0 | 0 | 0 | 0 | 0 | 0 | 0 | 0 | 0 | 0 | 0 | 0 | 0 | 0 | 0 | 0 | 0 | 0 | 0 | 0 | 0 | 0 | 0 | 0 | 0 | 0 | 0 | 0 | 0 | 0 | 0 | 0 | 0 | 0 | 0 | 0 | 0 | 0 | 0 | 0 | 0 | 0 | 0 | 0 | 0 | 0 | 0 | 0 | 0 | 0 | 0 | 0 | 0 | 0 | 0 | 0 | 0 | 0 | 0 | 0 | 0 | 0 | 0 | 0 | 0 | 0 | 0 | 0 | 0 | 0 | 0 | 0 | 0 | 0 | 0 | 0 | 0 | 0 | 0 | 0 | 0 | 0 | 0 | 0 | 0 | 0 | 0 | 0 | 0 | 0 | 0 | 0 | 0 | 0 | 0 | 0 | 0 | 0 | 0 | 0 | 0 | 0 | 0 | 0 | 0 | 0 | 0 | 0 | 0 | 0 | 0 | 0 | 0 | 0 | 0 | 0 | 0 | 0 | 0 | 0 | 0 | 0 | 0 | 0 | 0 | 0 | 0 | 0 | 0 | 0 | 0 | 0 | 0 | 0 | 0 | 0 | 0 | 0 | 0 | 0 | 0 | 0 | 0 | 0 | 0 | 0 | 0 | 0 | 0 | 0 | 0 | 0 | 0 | 0 | 0 | 0 | 0 | 0 | 0 | 0 | 0 | 0 | 0 | 0 | 0 | 0 | 0 | 0 | 0 | 0 | 0 | 0 | 0 | 0 | 0 | 0 | 0 | 0 | 0 | 0 | 0 | 0 | 0 | 0 | 0 | 0 | 0 | 0 | 0 | 0 | 0 | 0 | 0 | 0 | 0 | 0 | 0 | 0 | 0 | 0 | 0 | 0 | 0 | 0 | 0 | 0 | 0 | 0 | 0 | 0 | 0 | 0 | 0 | 0 | 0 | 0 | 0 | 0 | 0 | 0 | 0 | 0 | 0 | 0 | 0 | 0 | 0 | 0 | 0 | 0 | 0 | 0 | 0 | 0 | 0 | 0 | 0 | 0 | 0 | 0 | 0 | 0 | 0 | 0 | 0 | 0 | 0 | 0 | 0 | 0 | 0 | 0 | 0 | 0 | 0 | 0 | 0 | 0 | 0 | 0 | 0 | 0 | 0 | 0 | 0 | 0 | 0 | 0 | 0 | 0 | 0 | 0 | 0 | 0 | 0 | 0 | 0 | 0 | 0 | 0 | 0 | 0 | 0 | 0 | 0 | 0 | 0 | 0 | 0 | 0 | 0 | 0 | 0 | 0 | 0 | 0 | 0 | 0 | 0 | 0 | 0 | 0 | 0 | 0 | 0 | 0 | 0 | 0 | 0 | 0 | 0 | 0 | 0 | 0 | 0 | 0 | 0 | 0 | 0 | 0 | 0 | 0 | 0 | 0 | 0 | 0 | 0 | 0 | 0 | 0 | 0 | 0 | 0 | 0 | 0 | 0 | 0 | 0 | 0 | 0 | 0 | 0 | 0 | 0 | 0 | 0 | 0 | 0 | 0 | 0 | 0 | 0 | 0 | 0 | 0 | 0 | 0 | 0 | 0 | 0 | 0 | 0 | 0 | 0 | 0 | 0 | 0 | 0 | 0 | 0 | 0 | 0 | 0 | 0 | 0 | 0 | 0 | 0 | 0 | 0 | 0 | 0
WA_Commercial_WA - College_New_Miscellaneous_Natural Gas_Pool Heater_A | WA | Commercial | WA - College | New | Miscellaneous | Natural Gas | Pool Heater | A | WCNG28 | Standard (EF .78) | Condensing (EF .90) | 6 | 0 | 0 | 0 | 12715.41 | 0 | 0 | 0 | 0.7 | 0.2 | 1 units | 1.215% | 100% | Lost Opportunity | LO1Slow_WA | 84.66% | TBD | 0% | 0 |  | 0 |  | 0 | DOE Commercial R&D 2016 - Table 7-6 | DOE Commercial R&D 2016 - Table 7-7 | DOE Commercial R&D 2016 - Table 7-9 | Standard (EF .78) | Standard (EF .78) | Standard (EF .78) | Standard (EF .78) | Standard (EF .78) | Standard (EF .78) | Standard (EF .78) | Standard (EF .78) | Standard (EF .78) | Standard (EF .78) | Standard (EF .78) | Standard (EF .78) | Standard (EF .78) | Standard (EF .78) | Standard (EF .78) | Standard (EF .78) | Standard (EF .78) | Standard (EF .78) | Standard (EF .78) | Standard (EF .78) | Standard (EF .78) | Standard (EF .78) | Standard (EF .78) | Standard (EF .78) | Standard (EF .78) | Standard (EF .78) | Standard (EF .78) | Condensing (EF .90) | Condensing (EF .90) | Condensing (EF .90) | Condensing (EF .90) | Condensing (EF .90) | Condensing (EF .90) | Condensing (EF .90) | Condensing (EF .90) | Condensing (EF .90) | Condensing (EF .90) | Condensing (EF .90) | Condensing (EF .90) | Condensing (EF .90) | Condensing (EF .90) | Condensing (EF .90) | Condensing (EF .90) | Condensing (EF .90) | Condensing (EF .90) | Condensing (EF .90) | Condensing (EF .90) | Condensing (EF .90) | Condensing (EF .90) | Condensing (EF .90) | Condensing (EF .90) | Condensing (EF .90) | Condensing (EF .90) | Condensing (EF .90) | 12715.41 | 12715.41 | 12715.41 | 12715.41 | 12715.41 | 12715.41 | 12715.41 | 12715.41 | 12715.41 | 12715.41 | 12715.41 | 12715.41 | 12715.41 | 12715.41 | 12715.41 | 12715.41 | 12715.41 | 12715.41 | 12715.41 | 12715.41 | 12715.41 | 12715.41 | 12715.41 | 12715.4132 | 12715.4132 | 12715.4132 | 12715.4132 | 0 | 0 | 0 | 0 | 0 | 0 | 0 | 0 | 0 | 0 | 0 | 0 | 0 | 0 | 0 | 0 | 0 | 0 | 0 | 0 | 0 | 0 | 0 | 0 | 0 | 0 | 0 | 0 | 0 | 0 | 0 | 0 | 0 | 0 | 0 | 0 | 0 | 0 | 0 | 0 | 0 | 0 | 0 | 0 | 0 | 0 | 0 | 0 | 0 | 0 | 0 | 0 | 0 | 0 | 0 | 0 | 0 | 0 | 0 | 0 | 0 | 0 | 0 | 0 | 0 | 0 | 0 | 0 | 0 | 0 | 0 | 0 | 0 | 0 | 0 | 0 | 0 | 0 | 0 | 0 | 0 | 0 | 0 | 0 | 0 | 0 | 0 | 0 | 0 | 0 | 0 | 0 | 0 | 0 | 0 | 0 | 0 | 0 | 0 | 0 | 0 | 0 | 0 | 0 | 0 | 0 | 0 | 0 | 0 | 0 | 0 | 0 | 0 | 0 | 0 | 0 | 0 | 0 | 0 | 0 | 0 | 0 | 0 | 0 | 0 | 0 | 0 | 0 | 0 | 0 | 0 | 0 | 0 | 0 | 0 | 0 | 0 | 0 | 0 | 0 | 0 | 0 | 0 | 0 | 0 | 0 | 0 | 0 | 0 | 0 | 0 | 0 | 0 | 0 | 0 | 0 | 0 | 0 | 0 | 0 | 0 | 0 | 0 | 0 | 0 | 0 | 0 | 0 | 0 | 0 | 0 | 0 | 0 | 0 | 0 | 0 | 0 | 0 | 0 | 0 | 0 | 0 | 0 | 0 | 0 | 0 | 0 | 0 | 0 | 0 | 0 | 0 | 0 | 0 | 0 | 0 | 0 | 0 | 0 | 0 | 0 | 0 | 0 | 0 | 0 | 0 | 0 | 0 | 0 | 0 | 0 | 0 | 0 | 0 | 0 | 0 | 0 | 0 | 0 | 0 | 0 | 0 | 0 | 0 | 0 | 0 | 0 | 0 | 0 | 0 | 0 | 0 | 0 | 0 | 0 | 0 | 0 | 0 | 0 | 0 | 0 | 0 | 0 | 0 | 0 | 0 | 0 | 0 | 0 | 0 | 0 | 0 | 0 | 0 | 0 | 0 | 0 | 0 | 0 | 0 | 0 | 0 | 0 | 0 | 0 | 0 | 0 | 0 | 0 | 0 | 0 | 0 | 0 | 0 | 0 | 0 | 0 | 0 | 0 | 0 | 0 | 0 | 0 | 0 | 0 | 0 | 0 | 0 | 0 | 0 | 0 | 0 | 0 | 0 | 0 | 0 | 0 | 0 | 0 | 0 | 0 | 0 | 0 | 0 | 0 | 0 | 0 | 0 | 0 | 0 | 0 | 0 | 0 | 0 | 0 | 0 | 0 | 0 | 0 | 0 | 0 | 0 | 0 | 0 | 0 | 0 | 0 | 0 | 0 | 0 | 0 | 0 | 0 | 0 | 0 | 0 | 0 | 0 | 0 | 0 | 0 | 0 | 0 | 0 | 0 | 0 | 0 | 0 | 0 | 0 | 0 | 0 | 0 | 0 | 0 | 0 | 0 | 0 | 0 | 0 | 0 | 0 | 0 | 0 | 0 | 0 | 0 | 0 | 0 | 0 | 0 | 0 | 0 | 0 | 0 | 0 | 0 | 0 | 0 | 0 | 0 | 0 | 0 | 0 | 0 | 0 | 0 | 0 | 0 | 0 | 0 | 0 | 0 | 0 | 0 | 0 | 0 | 0 | 0 | 0 | 0 | 0 | 0 | 0 | 0 | 0 | 0 | 0 | 0 | 0 | 0 | 0 | 0 | 0 | 0 | 0 | 0 | 0 | 0 | 0 | 0 | 0 | 0 | 0 | 0 | 0 | 0 | 0 | 0 | 0 | 0 | 0 | 0 | 0 | 0 | 0 | 0 | 0 | 0 | 0 | 0 | 0 | 0 | 0 | 0 | 0 | 0 | 0 | 0 | 0 | 0 | 0 | 0 | 0 | 0 | 0 | 0 | 0 | 0 | 0 | 0 | 0 | 0 | 0 | 0 | 0 | 0 | 0 | 0 | 0 | 0 | 0 | 0 | 0 | 0 | 0 | 0
WA_Commercial_WA - Health_Existing_Space Heating_Natural Gas_Furnace_A | WA | Commercial | WA - Health | Existing | Space Heating | Natural Gas | Furnace | A | WCNG29 | AFUE 80% (Standard) | AFUE 96% | 23 | 249.9184 | 0 | 0 | 956.79 | -5.72 | 0 | 0 | 0.7 | 0.2 | 400 kBtu/hr | 13.17% | 100% | Lost Opportunity | LO1Slow_WA | 84.66% | TBD | 0% | 1225.3681 |  | 871.9926 |  | 0 | EIA18_Tech Forecast Updates_p.90_2020 Typical | EIA18_Tech Forecast Updates_p.90_2020 Typical | AEG BEST | AFUE 80% (Standard) | AFUE 80% (Standard) | AFUE 80% (Standard) | AFUE 90% | AFUE 90% | AFUE 90% | AFUE 90% | AFUE 90% | AFUE 90% | AFUE 90% | AFUE 90% | AFUE 90% | AFUE 90% | AFUE 90% | AFUE 90% | AFUE 90% | AFUE 90% | AFUE 90% | AFUE 90% | AFUE 90% | AFUE 90% | AFUE 90% | AFUE 90% | AFUE 90% | AFUE 90% | AFUE 90% | AFUE 90% | AFUE 96% | AFUE 96% | AFUE 96% | AFUE 96% | AFUE 96% | AFUE 96% | AFUE 96% | AFUE 96% | AFUE 96% | AFUE 96% | AFUE 96% | AFUE 96% | AFUE 96% | AFUE 96% | AFUE 96% | AFUE 96% | AFUE 96% | AFUE 96% | AFUE 96% | AFUE 96% | AFUE 96% | AFUE 96% | AFUE 96% | AFUE 96% | AFUE 96% | AFUE 96% | AFUE 96% | 1913.58 | 1913.58 | 1913.58 | 956.79 | 956.79 | 956.79 | 956.79 | 956.79 | 956.79 | 956.79 | 956.79 | 956.79 | 956.79 | 956.79 | 956.79 | 956.79 | 956.79 | 956.79 | 956.79 | 956.79 | 956.79 | 956.79 | 956.79 | 956.7894 | 956.7894 | 956.7894 | 956.7894 | 0 | 122.2515 | 121.7774 | 82.9831 | 82.9831 | 82.9831 | 82.9831 | 82.9831 | 82.9831 | 82.9831 | 82.9831 | 82.9831 | 82.9831 | 82.9831 | 82.9831 | 82.9831 | 82.9831 | 82.9831 | 82.9831 | 82.9831 | 82.9831 | 82.9831 | 82.9831 | 82.9831 | 82.9831 | 82.9831 | 82.9831 | 0.18026 | 0.13961 | 0.15747 | 0.17634 | 0.19614 | 0.21681 | 0.23826 | 0.26045 | 0.28094 | 0.29984 | 0.3173 | 0.33341 | 0.34828 | 0.362 | 0.37468 | 0.38637 | 0.39717 | 0.37487 | 0.35548 | 0.33888 | 0.32492 | 0.31349 | 0.30446 | 0.17488 | 0.15354 | 0.18026 | 0.26244 | 0.41991 | 0.59625 | 0.79239 | 1.0092 | 1.2475 | 1.5079 | 1.7888 | 2.0887 | 2.406 | 2.7394 | 3.0877 | 3.4497 | 3.8244 | 4.2107 | 4.6079 | 4.9828 | 5.3382 | 5.6771 | 6.002 | 6.3155 | 6.62 | 6.7949 | 6.9484 | 1.4803 | 1.6823 | 1.8976 | 2.125 | 2.3636 | 2.6126 | 2.8712 | 3.1386 | 3.3855 | 3.6133 | 3.8236 | 4.0178 | 4.197 | 4.3624 | 4.5151 | 4.656 | 4.7862 | 4.5174 | 4.2838 | 4.0837 | 3.9155 | 3.7778 | 3.669 | 2.1075 | 1.8503 | 1.4803 | 3.1626 | 5.0602 | 7.1852 | 9.5488 | 12.1615 | 15.0327 | 18.1713 | 21.5568 | 25.1701 | 28.9937 | 33.0114 | 37.2084 | 41.5708 | 46.0859 | 50.7419 | 55.5281 | 60.0455 | 64.3293 | 68.413 | 72.3285 | 76.1062 | 79.7752 | 81.8827 | 83.733 | 0 | 0.00059332 | 0.0010293 | 0.0025169 | 0.0052679 | 0.009964 | 0.017468 | 0.028787 | 0.044604 | 0.065496 | 0.091634 | 0.12261 | 0.15732 | 0.19405 | 0.23063 | 0.26483 | 0.29483 | 0.29421 | 0.29007 | 0.28228 | 0.27508 | 0.2654 | 0.25776 | 0.25205 | 0.24759 | 0 | 0.00059332 | 0.0016227 | 0.0041396 | 0.0094075 | 0.019371 | 0.03684 | 0.065627 | 0.11023 | 0.17573 | 0.26736 | 0.38997 | 0.54729 | 0.74134 | 0.97196 | 1.2368 | 1.5316 | 1.8258 | 2.1159 | 2.3982 | 2.6733 | 2.9387 | 3.1964 | 3.4485 | 3.6961 | 0 | 0.0071499 | 0.012404 | 0.030331 | 0.063481 | 0.12007 | 0.2105 | 0.34691 | 0.53751 | 0.78927 | 1.1042 | 1.4775 | 1.8958 | 2.3384 | 2.7792 | 3.1914 | 3.5528 | 3.5455 | 3.4956 | 3.4017 | 3.3149 | 3.1983 | 3.1062 | 3.0374 | 2.9836 | 0 | 0.0071499 | 0.019554 | 0.049885 | 0.11337 | 0.23344 | 0.44394 | 0.79085 | 1.3284 | 2.1176 | 3.2219 | 4.6993 | 6.5952 | 8.9336 | 11.7128 | 14.9041 | 18.457 | 22.0024 | 25.498 | 28.8997 | 32.2146 | 35.4128 | 38.519 | 41.5564 | 44.54 | 0 | 0.00059332 | 0.0010293 | 0.0025169 | 0.0052679 | 0.009964 | 0.017468 | 0.028787 | 0.044604 | 0.065496 | 0.091634 | 0.12261 | 0.15732 | 0.19405 | 0.23063 | 0.26483 | 0.29483 | 0.29421 | 0.29007 | 0.28228 | 0.27508 | 0.2654 | 0.25776 | 0.25205 | 0.24759 | 0 | 0.00059332 | 0.0016227 | 0.0041396 | 0.0094075 | 0.019371 | 0.03684 | 0.065627 | 0.11023 | 0.17573 | 0.26736 | 0.38997 | 0.54729 | 0.74134 | 0.97196 | 1.2368 | 1.5316 | 1.8258 | 2.1159 | 2.3982 | 2.6733 | 2.9387 | 3.1964 | 3.4485 | 3.6961 | 0 | 0.0071499 | 0.012404 | 0.030331 | 0.063481 | 0.12007 | 0.2105 | 0.34691 | 0.53751 | 0.78927 | 1.1042 | 1.4775 | 1.8958 | 2.3384 | 2.7792 | 3.1914 | 3.5528 | 3.5455 | 3.4956 | 3.4017 | 3.3149 | 3.1983 | 3.1062 | 3.0374 | 2.9836 | 0 | 0.0071499 | 0.019554 | 0.049885 | 0.11337 | 0.23344 | 0.44394 | 0.79085 | 1.3284 | 2.1176 | 3.2219 | 4.6993 | 6.5952 | 8.9336 | 11.7128 | 14.9041 | 18.457 | 22.0024 | 25.498 | 28.8997 | 32.2146 | 35.4128 | 38.519 | 41.5564 | 44.54 | 0 | 0.00059332 | 0.0010293 | 0.0025169 | 0.0052679 | 0.009964 | 0.017468 | 0.028787 | 0.044604 | 0.065496 | 0.091634 | 0.12261 | 0.15732 | 0.19405 | 0.23063 | 0.26483 | 0.29483 | 0.29421 | 0.29007 | 0.28228 | 0.27508 | 0.2654 | 0.25776 | 0.25205 | 0.24759 | 0 | 0.00059332 | 0.0016227 | 0.0041396 | 0.0094075 | 0.019371 | 0.03684 | 0.065627 | 0.11023 | 0.17573 | 0.26736 | 0.38997 | 0.54729 | 0.74134 | 0.97196 | 1.2368 | 1.5316 | 1.8258 | 2.1159 | 2.3982 | 2.6733 | 2.9387 | 3.1964 | 3.4485 | 3.6961 | 0 | 0.0071499 | 0.012404 | 0.030331 | 0.063481 | 0.12007 | 0.2105 | 0.34691 | 0.53751 | 0.78927 | 1.1042 | 1.4775 | 1.8958 | 2.3384 | 2.7792 | 3.1914 | 3.5528 | 3.5455 | 3.4956 | 3.4017 | 3.3149 | 3.1983 | 3.1062 | 3.0374 | 2.9836 | 0 | 0.0071499 | 0.019554 | 0.049885 | 0.11337 | 0.23344 | 0.44394 | 0.79085 | 1.3284 | 2.1176 | 3.2219 | 4.6993 | 6.5952 | 8.9336 | 11.7128 | 14.9041 | 18.457 | 22.0024 | 25.498 | 28.8997 | 32.2146 | 35.4128 | 38.519 | 41.5564 | 44.54 | 835.0084 | 1287.0039 | 1287.0039 | 1287.0039 | 1287.0039 | 1287.0039 | 1287.0039 | 1287.0039 | 1287.0039 | 1287.0039 | 1287.0039 | 1287.0039 | 1287.0039 | 1287.0039 | 1287.0039 | 1287.0039 | 1287.0039 | 1287.0039 | 1287.0039 | 1287.0039 | 1287.0039 | 1287.0032 | 1287.0032 | 1287.0032 | 1287.0032 | 609.0107 | 913.516 | 913.516 | 913.516 | 913.516 | 913.516 | 913.516 | 913.516 | 913.516 | 913.516 | 913.516 | 913.516 | 913.516 | 913.516 | 913.516 | 913.516 | 913.516 | 913.516 | 913.516 | 913.516 | 913.516 | 913.5155 | 913.5155 | 913.5155 | 913.5155
WA_Commercial_WA - Health_Existing_Space Heating_Natural Gas_Boiler_A | WA | Commercial | WA - Health | Existing | Space Heating | Natural Gas | Boiler | A | WCNG30 | AFUE 80% (Standard) | AFUE 85% | 25 | 431.2043 | 0 | 0 | 6982.75 | 0 | 0 | 0 | 0.7 | 0.2 | 800 kBtu/hr | 74.23% | 100% | Lost Opportunity | LO20Fast_WA | 84.66% | TBD | 0% | 1660.439 |  | 1245.3292 |  | 0 | EIA 2018 Tech Forecast | EIA 2018 Tech Forecast | AEG BEST | AFUE 80% (Standard) | AFUE 80% (Standard) | AFUE 80% (Standard) | AFUE 80% (Standard) | AFUE 80% (Standard) | AFUE 80% (Standard) | AFUE 80% (Standard) | AFUE 80% (Standard) | AFUE 80% (Standard) | AFUE 80% (Standard) | AFUE 80% (Standard) | AFUE 80% (Standard) | AFUE 80% (Standard) | AFUE 80% (Standard) | AFUE 80% (Standard) | AFUE 80% (Standard) | AFUE 80% (Standard) | AFUE 80% (Standard) | AFUE 80% (Standard) | AFUE 80% (Standard) | AFUE 80% (Standard) | AFUE 80% (Standard) | AFUE 80% (Standard) | AFUE 80% (Standard) | AFUE 80% (Standard) | AFUE 80% (Standard) | AFUE 80% (Standard) | AFUE 85% | AFUE 85% | AFUE 85% | AFUE 85% | AFUE 85% | AFUE 85% | AFUE 85% | AFUE 85% | AFUE 85% | AFUE 85% | AFUE 85% | AFUE 85% | AFUE 85% | AFUE 85% | AFUE 85% | AFUE 85% | AFUE 85% | AFUE 85% | AFUE 85% | AFUE 85% | AFUE 85% | AFUE 85% | AFUE 85% | AFUE 85% | AFUE 85% | AFUE 85% | AFUE 85% | 6982.75 | 6982.75 | 6982.75 | 6982.75 | 6982.75 | 6982.75 | 6982.75 | 6982.75 | 6982.75 | 6982.75 | 6982.75 | 6982.75 | 6982.75 | 6982.75 | 6982.75 | 6982.75 | 6982.75 | 6982.75 | 6982.75 | 6982.75 | 6982.75 | 6982.75 | 6982.75 | 6982.7461 | 6982.7461 | 6982.7461 | 6982.7461 | 0 | 3064.0148 | 3052.1334 | 3052.1334 | 3052.1334 | 3052.1334 | 3052.1334 | 3052.1334 | 3052.1334 | 3052.1334 | 3052.1334 | 3052.1334 | 3052.1334 | 3052.1334 | 3052.1334 | 3052.1334 | 3052.1334 | 3052.1334 | 3052.1334 | 3052.1334 | 3052.1334 | 3052.1334 | 3052.1334 | 3052.1334 | 3052.1334 | 3052.1334 | 3052.1334 | 30.0491 | 30.2952 | 30.5189 | 30.7223 | 30.9072 | 31.0753 | 31.2281 | 31.367 | 31.4933 | 31.6081 | 31.7125 | 31.8074 | 31.8936 | 31.9721 | 32.0433 | 32.1081 | 32.1671 | 32.2206 | 32.2693 | 32.3136 | 32.0831 | 31.8982 | 31.7525 | 31.6403 | 31.5569 | 30.0491 | 60.3443 | 90.8632 | 121.5855 | 152.4927 | 183.568 | 214.7961 | 246.1631 | 277.6564 | 309.2646 | 340.9771 | 372.7844 | 404.6781 | 436.6501 | 468.6935 | 500.8016 | 532.9687 | 565.1893 | 597.4586 | 629.7722 | 661.8553 | 693.7535 | 725.5059 | 757.1462 | 788.7031 | 9.8453 | 9.9259 | 9.9992 | 10.0658 | 10.1264 | 10.1815 | 10.2316 | 10.2771 | 10.3185 | 10.3561 | 10.3903 | 10.4214 | 10.4496 | 10.4753 | 10.4987 | 10.5199 | 10.5392 | 10.5568 | 10.5727 | 10.5872 | 10.5117 | 10.4511 | 10.4034 | 10.3666 | 10.3393 | 9.8453 | 19.7712 | 29.7704 | 39.8362 | 49.9627 | 60.1442 | 70.3757 | 80.6528 | 90.9713 | 101.3273 | 111.7176 | 122.139 | 132.5886 | 143.0639 | 153.5626 | 164.0825 | 174.6217 | 185.1784 | 195.7511 | 206.3383 | 216.85 | 227.3012 | 237.7045 | 248.0711 | 258.4104 | 0 | 0.65733 | 1.1263 | 1.4573 | 1.7195 | 1.9521 | 2.1558 | 2.3324 | 2.4843 | 2.614 | 2.7242 | 2.8173 | 2.8913 | 2.9502 | 2.9972 | 3.0349 | 3.065 | 3.0894 | 3.1147 | 3.1348 | 3.1344 | 3.1164 | 3.1021 | 3.0912 | 3.083 | 0 | 0.65733 | 1.7836 | 3.2409 | 4.9604 | 6.9124 | 9.0682 | 11.4006 | 13.8849 | 16.499 | 19.2231 | 22.0404 | 24.9317 | 27.882 | 30.8792 | 33.914 | 36.9791 | 40.0684 | 43.1831 | 46.3179 | 49.4523 | 52.5687 | 55.6708 | 58.762 | 61.8451 | 0 | 1.5303 | 2.6222 | 3.3927 | 4.0031 | 4.5446 | 5.0189 | 5.4301 | 5.7837 | 6.0857 | 6.3422 | 6.559 | 6.7313 | 6.8684 | 6.9779 | 7.0655 | 7.1358 | 7.1924 | 7.2513 | 7.2981 | 7.2973 | 7.2553 | 7.2221 | 7.1966 | 7.1777 | 0 | 1.5303 | 4.1525 | 7.5452 | 11.5483 | 16.0929 | 21.1119 | 26.542 | 32.3257 | 38.4114 | 44.7536 | 51.3126 | 58.0439 | 64.9124 | 71.8903 | 78.9558 | 86.0915 | 93.2839 | 100.5352 | 107.8333 | 115.1306 | 122.3859 | 129.608 | 136.8047 | 143.9823 | 0 | 0 | 0 | 0 | 0 | 0 | 0 | 0 | 0 | 0 | 0 | 0 | 0 | 0 | 0 | 0 | 0 | 0 | 0 | 0 | 0 | 0 | 0 | 0 | 0 | 0 | 0 | 0 | 0 | 0 | 0 | 0 | 0 | 0 | 0 | 0 | 0 | 0 | 0 | 0 | 0 | 0 | 0 | 0 | 0 | 0 | 0 | 0 | 0 | 0 | 0 | 0 | 0 | 0 | 0 | 0 | 0 | 0 | 0 | 0 | 0 | 0 | 0 | 0 | 0 | 0 | 0 | 0 | 0 | 0 | 0 | 0 | 0 | 0 | 0 | 0 | 0 | 0 | 0 | 0 | 0 | 0 | 0 | 0 | 0 | 0 | 0 | 0 | 0 | 0 | 0 | 0 | 0 | 0 | 0 | 0 | 0 | 0 | 0 | 0 | 0 | 0.65733 | 1.1263 | 1.4573 | 1.7195 | 1.9521 | 2.1558 | 2.3324 | 2.4843 | 2.614 | 2.7242 | 2.8173 | 2.8913 | 2.9502 | 2.9972 | 3.0349 | 3.065 | 3.0894 | 3.1147 | 3.1348 | 3.1344 | 3.1164 | 3.1021 | 3.0912 | 3.083 | 0 | 0.65733 | 1.7836 | 3.2409 | 4.9604 | 6.9124 | 9.0682 | 11.4006 | 13.8849 | 16.499 | 19.2231 | 22.0404 | 24.9317 | 27.882 | 30.8792 | 33.914 | 36.9791 | 40.0684 | 43.1831 | 46.3179 | 49.4523 | 52.5687 | 55.6708 | 58.762 | 61.8451 | 0 | 1.5303 | 2.6222 | 3.3927 | 4.0031 | 4.5446 | 5.0189 | 5.4301 | 5.7837 | 6.0857 | 6.3422 | 6.559 | 6.7313 | 6.8684 | 6.9779 | 7.0655 | 7.1358 | 7.1924 | 7.2513 | 7.2981 | 7.2973 | 7.2553 | 7.2221 | 7.1966 | 7.1777 | 0 | 1.5303 | 4.1525 | 7.5452 | 11.5483 | 16.0929 | 21.1119 | 26.542 | 32.3257 | 38.4114 | 44.7536 | 51.3126 | 58.0439 | 64.9124 | 71.8903 | 78.9558 | 86.0915 | 93.2839 | 100.5352 | 107.8333 | 115.1306 | 122.3859 | 129.608 | 136.8047 | 143.9823 | 1660.439 | 1660.439 | 1660.439 | 1660.439 | 1660.439 | 1660.439 | 1660.439 | 1660.439 | 1660.439 | 1660.439 | 1660.439 | 1660.439 | 1660.439 | 1660.439 | 1660.439 | 1660.439 | 1660.439 | 1660.439 | 1660.439 | 1660.439 | 1660.439 | 1660.4381 | 1660.4381 | 1660.4381 | 1660.4381 | 1245.3292 | 1245.3292 | 1245.3292 | 1245.3292 | 1245.3292 | 1245.3292 | 1245.3292 | 1245.3292 | 1245.3292 | 1245.3292 | 1245.3292 | 1245.3292 | 1245.3292 | 1245.3292 | 1245.3292 | 1245.3292 | 1245.3292 | 1245.3292 | 1245.3292 | 1245.3292 | 1245.3292 | 1245.3286 | 1245.3286 | 1245.3286 | 1245.3286
WA_Commercial_WA - Health_Existing_Space Heating_Natural Gas_Unit Heater_A | WA | Commercial | WA - Health | Existing | Space Heating | Natural Gas | Unit Heater | A | WCNG31 | Standard | Infrared Radiant | 15 | 0 | 0 | 0 | 16127.37 | -2197.29 | 0 | 0 | 0.7 | 0.2 | 120 kBtu/Hr | 0% | 100% | Lost Opportunity | LO5Med_WA | 85% | TBD | 0% | 0 |  | 0 |  | 0 | Xcel CO 2021/22 DSM Plan/TRM p.424 | Xcel CO 2021/22 DSM Plan/TRM p.416 | Xcel CO 2021/22 DSM Plan/TRM p.416 | Standard | Standard | Standard | Standard | Standard | Standard | Standard | Standard | Standard | Standard | Standard | Standard | Standard | Standard | Standard | Standard | Standard | Standard | Standard | Standard | Standard | Standard | Standard | Standard | Standard | Standard | Standard | Infrared Radiant | Infrared Radiant | Infrared Radiant | Infrared Radiant | Infrared Radiant | Infrared Radiant | Infrared Radiant | Infrared Radiant | Infrared Radiant | Infrared Radiant | Infrared Radiant | Infrared Radiant | Infrared Radiant | Infrared Radiant | Infrared Radiant | Infrared Radiant | Infrared Radiant | Infrared Radiant | Infrared Radiant | Infrared Radiant | Infrared Radiant | Infrared Radiant | Infrared Radiant | Infrared Radiant | Infrared Radiant | Infrared Radiant | Infrared Radiant | 16127.37 | 16127.37 | 16127.37 | 16127.37 | 16127.37 | 16127.37 | 16127.37 | 16127.37 | 16127.37 | 16127.37 | 16127.37 | 16127.37 | 16127.37 | 16127.37 | 16127.37 | 16127.37 | 16127.37 | 16127.37 | 16127.37 | 16127.37 | 16127.37 | 16127.37 | 16127.37 | 16127.3721 | 16127.3721 | 16127.3721 | 16127.3721 | 0 | 0 | 0 | 0 | 0 | 0 | 0 | 0 | 0 | 0 | 0 | 0 | 0 | 0 | 0 | 0 | 0 | 0 | 0 | 0 | 0 | 0 | 0 | 0 | 0 | 0 | 0 | 0 | 0 | 0 | 0 | 0 | 0 | 0 | 0 | 0 | 0 | 0 | 0 | 0 | 0 | 0 | 0 | 0 | 0 | 0 | 0 | 0 | 0 | 0 | 0 | 0 | 0 | 0 | 0 | 0 | 0 | 0 | 0 | 0 | 0 | 0 | 0 | 0 | 0 | 0 | 0 | 0 | 0 | 0 | 0 | 0 | 0 | 0 | 0 | 0 | 0 | 0 | 0 | 0 | 0 | 0 | 0 | 0 | 0 | 0 | 0 | 0 | 0 | 0 | 0 | 0 | 0 | 0 | 0 | 0 | 0 | 0 | 0 | 0 | 0 | 0 | 0 | 0 | 0 | 0 | 0 | 0 | 0 | 0 | 0 | 0 | 0 | 0 | 0 | 0 | 0 | 0 | 0 | 0 | 0 | 0 | 0 | 0 | 0 | 0 | 0 | 0 | 0 | 0 | 0 | 0 | 0 | 0 | 0 | 0 | 0 | 0 | 0 | 0 | 0 | 0 | 0 | 0 | 0 | 0 | 0 | 0 | 0 | 0 | 0 | 0 | 0 | 0 | 0 | 0 | 0 | 0 | 0 | 0 | 0 | 0 | 0 | 0 | 0 | 0 | 0 | 0 | 0 | 0 | 0 | 0 | 0 | 0 | 0 | 0 | 0 | 0 | 0 | 0 | 0 | 0 | 0 | 0 | 0 | 0 | 0 | 0 | 0 | 0 | 0 | 0 | 0 | 0 | 0 | 0 | 0 | 0 | 0 | 0 | 0 | 0 | 0 | 0 | 0 | 0 | 0 | 0 | 0 | 0 | 0 | 0 | 0 | 0 | 0 | 0 | 0 | 0 | 0 | 0 | 0 | 0 | 0 | 0 | 0 | 0 | 0 | 0 | 0 | 0 | 0 | 0 | 0 | 0 | 0 | 0 | 0 | 0 | 0 | 0 | 0 | 0 | 0 | 0 | 0 | 0 | 0 | 0 | 0 | 0 | 0 | 0 | 0 | 0 | 0 | 0 | 0 | 0 | 0 | 0 | 0 | 0 | 0 | 0 | 0 | 0 | 0 | 0 | 0 | 0 | 0 | 0 | 0 | 0 | 0 | 0 | 0 | 0 | 0 | 0 | 0 | 0 | 0 | 0 | 0 | 0 | 0 | 0 | 0 | 0 | 0 | 0 | 0 | 0 | 0 | 0 | 0 | 0 | 0 | 0 | 0 | 0 | 0 | 0 | 0 | 0 | 0 | 0 | 0 | 0 | 0 | 0 | 0 | 0 | 0 | 0 | 0 | 0 | 0 | 0 | 0 | 0 | 0 | 0 | 0 | 0 | 0 | 0 | 0 | 0 | 0 | 0 | 0 | 0 | 0 | 0 | 0 | 0 | 0 | 0 | 0 | 0 | 0 | 0 | 0 | 0 | 0 | 0 | 0 | 0 | 0 | 0 | 0 | 0 | 0 | 0 | 0 | 0 | 0 | 0 | 0 | 0 | 0 | 0 | 0 | 0 | 0 | 0 | 0 | 0 | 0 | 0 | 0 | 0 | 0 | 0 | 0 | 0 | 0 | 0 | 0 | 0 | 0 | 0 | 0 | 0 | 0 | 0 | 0 | 0 | 0 | 0 | 0 | 0 | 0 | 0 | 0 | 0 | 0 | 0 | 0 | 0 | 0 | 0 | 0 | 0 | 0 | 0 | 0 | 0 | 0 | 0 | 0 | 0 | 0 | 0 | 0 | 0 | 0 | 0 | 0 | 0 | 0 | 0 | 0 | 0 | 0 | 0 | 0 | 0 | 0 | 0 | 0 | 0 | 0 | 0 | 0 | 0 | 0 | 0 | 0 | 0 | 0 | 0 | 0 | 0 | 0 | 0 | 0 | 0 | 0 | 0 | 0 | 0 | 0 | 0 | 0 | 0 | 0 | 0 | 0 | 0 | 0 | 0 | 0 | 0 | 0 | 0 | 0 | 0 | 0 | 0 | 0 | 0 | 0 | 0 | 0
WA_Commercial_WA - Health_Existing_Water Heating_Natural Gas_Water Heater_A | WA | Commercial | WA - Health | Existing | Water Heating | Natural Gas | Water Heater | A | WCNG32 | TE 88% | Tankless | 10 | 4.8851 | 0 | 0 | 4.9 | 1.3 | 0 | 0 | 0.7 | 0.2 | 1 kBtu/hr | 80.97% | 100% | Lost Opportunity | LO12Med_WA | 84.74% | TBD | 0% | -96.1446 |  | 127.996 |  | 0 | AEO 2021 - gas_water_heater 2017 ENERGY STAR | AEO 2021 - gas_water_heater 2017 ENERGY STAR | DHW_WH-Water Heating-NMTRM-2016-7 | TE 88% | TE 88% | TE 88% | TE 88% | TE 88% | TE 88% | TE 88% | TE 88% | TE 88% | TE 88% | TE 88% | TE 88% | TE 88% | TE 88% | TE 88% | TE 88% | TE 88% | TE 88% | TE 88% | TE 88% | TE 88% | TE 88% | TE 88% | TE 88% | TE 88% | TE 88% | TE 88% | Tankless | Tankless | Tankless | Tankless | Tankless | Tankless | Tankless | Tankless | Tankless | Tankless | Tankless | Tankless | Tankless | Tankless | Tankless | Tankless | Tankless | Tankless | Tankless | Tankless | Tankless | Tankless | Tankless | Tankless | Tankless | Tankless | Tankless | 4.9 | 4.9 | 4.9 | 4.9 | 4.9 | 4.9 | 4.9 | 4.9 | 4.9 | 4.9 | 4.9 | 4.9 | 4.9 | 4.9 | 4.9 | 4.9 | 4.9 | 4.9 | 4.9 | 4.9 | 4.9 | 4.9 | 4.9 | 4.8991 | 4.8991 | 4.8991 | 4.8991 | 0 | 2.8505 | 6.0949 | 6.0949 | 6.0949 | 6.0949 | 6.0949 | 6.0949 | 6.0949 | 6.0949 | 6.0949 | 6.0949 | 6.0949 | 6.0949 | 6.0949 | 6.0949 | 6.0949 | 6.0949 | 6.0949 | 6.0949 | 6.0949 | 6.0949 | 6.0949 | 6.0949 | 6.0949 | 6.0949 | 6.0949 | 23.8214 | 22.6664 | 21.7425 | 21.0033 | 20.4119 | 19.9388 | 19.5604 | 19.2576 | 20.4591 | 21.1316 | 0 | 0 | 0 | 6.8223 | 5.4578 | 4.3663 | 3.493 | 3.0832 | 1.4848 | 0.58725 | 0 | 0 | 1.3066 | 0 | 0 | 23.8214 | 46.4878 | 68.2303 | 89.2336 | 109.6455 | 129.5843 | 149.1447 | 168.4023 | 188.8614 | 209.993 | 209.993 | 209.993 | 209.993 | 216.8153 | 222.2732 | 226.6394 | 230.1325 | 233.2156 | 234.7004 | 235.2877 | 235.2877 | 235.2877 | 236.5943 | 236.5943 | 236.5943 | 3908.4058 | 3718.9073 | 3567.3086 | 3446.0295 | 3349.0063 | 3271.3878 | 3209.2929 | 3159.617 | 3356.7494 | 3467.0807 | 0 | 0 | 0 | 1119.3443 | 895.4754 | 716.3803 | 573.1043 | 505.858 | 243.6127 | 96.351 | 0 | 0 | 214.3768 | 0 | 0 | 3908.4058 | 7627.3131 | 11194.6217 | 14640.6513 | 17989.6576 | 21261.0454 | 24470.3383 | 27629.9553 | 30986.7047 | 34453.7854 | 34453.7854 | 34453.7854 | 34453.7854 | 35573.1296 | 36468.6051 | 37184.9854 | 37758.0897 | 38263.9477 | 38507.5605 | 38603.9114 | 38603.9114 | 38603.9114 | 38818.2882 | 38818.2882 | 38818.2882 | 0 | 0.98552 | 1.8907 | 2.7396 | 3.55 | 4.3346 | 5.0178 | 5.543 | 6.4012 | 7.035 | 7.4808 | 6.7922 | 6.0706 | 7.8404 | 6.4563 | 5.1941 | 4.1171 | 3.3101 | 2.2949 | 1.572 | 1.0695 | 0.72721 | 1.1728 | 0 | 0 | 0 | 0.98552 | 2.8762 | 5.6158 | 9.1658 | 13.5005 | 18.5183 | 24.0612 | 30.4624 | 37.4974 | 44.9782 | 51.7703 | 57.841 | 65.6814 | 72.1377 | 77.3317 | 81.4488 | 84.7589 | 87.0538 | 88.6258 | 89.6952 | 90.4224 | 91.5952 | 91.5952 | 91.5952 | 0 | 345.7409 | 663.294 | 961.1156 | 1245.4071 | 1520.6785 | 1760.3408 | 1944.589 | 2245.6675 | 2468.0084 | 2624.4099 | 2382.8227 | 2129.6916 | 2750.5838 | 2264.9865 | 1822.1838 | 1444.3451 | 1161.2577 | 805.0862 | 551.479 | 375.1899 | 255.1192 | 411.4492 | 0 | 0 | 0 | 345.7409 | 1009.0349 | 1970.1505 | 3215.5576 | 4736.2361 | 6496.5769 | 8441.1659 | 10686.8334 | 13154.8418 | 15779.2517 | 18162.0744 | 20291.766 | 23042.3497 | 25307.3362 | 27129.5201 | 28573.8652 | 29735.1229 | 30540.2091 | 31091.6881 | 31466.878 | 31721.9972 | 32133.4464 | 32133.4464 | 32133.4464 | 0 | 0.98552 | 1.8907 | 2.7396 | 3.55 | 4.3346 | 5.0178 | 5.543 | 6.4012 | 7.035 | 7.4808 | 6.7922 | 6.0706 | 7.8404 | 6.4563 | 5.1941 | 4.1171 | 3.3101 | 2.2949 | 1.572 | 1.0695 | 0.72721 | 1.1728 | 0 | 0 | 0 | 0.98552 | 2.8762 | 5.6158 | 9.1658 | 13.5005 | 18.5183 | 24.0612 | 30.4624 | 37.4974 | 44.9782 | 51.7703 | 57.841 | 65.6814 | 72.1377 | 77.3317 | 81.4488 | 84.7589 | 87.0538 | 88.6258 | 89.6952 | 90.4224 | 91.5952 | 91.5952 | 91.5952 | 0 | 345.7409 | 663.294 | 961.1156 | 1245.4071 | 1520.6785 | 1760.3408 | 1944.589 | 2245.6675 | 2468.0084 | 2624.4099 | 2382.8227 | 2129.6916 | 2750.5838 | 2264.9865 | 1822.1838 | 1444.3451 | 1161.2577 | 805.0862 | 551.479 | 375.1899 | 255.1192 | 411.4492 | 0 | 0 | 0 | 345.7409 | 1009.0349 | 1970.1505 | 3215.5576 | 4736.2361 | 6496.5769 | 8441.1659 | 10686.8334 | 13154.8418 | 15779.2517 | 18162.0744 | 20291.766 | 23042.3497 | 25307.3362 | 27129.5201 | 28573.8652 | 29735.1229 | 30540.2091 | 31091.6881 | 31466.878 | 31721.9972 | 32133.4464 | 32133.4464 | 32133.4464 | 0 | 0.98552 | 1.8907 | 2.7396 | 3.55 | 4.3346 | 5.0178 | 5.543 | 6.4012 | 7.035 | 7.4808 | 6.7922 | 6.0706 | 7.8404 | 6.4563 | 5.1941 | 4.1171 | 3.3101 | 2.2949 | 1.572 | 1.0695 | 0.72721 | 1.1728 | 0 | 0 | 0 | 0.98552 | 2.8762 | 5.6158 | 9.1658 | 13.5005 | 18.5183 | 24.0612 | 30.4624 | 37.4974 | 44.9782 | 51.7703 | 57.841 | 65.6814 | 72.1377 | 77.3317 | 81.4488 | 84.7589 | 87.0538 | 88.6258 | 89.6952 | 90.4224 | 91.5952 | 91.5952 | 91.5952 | 0 | 345.7409 | 663.294 | 961.1156 | 1245.4071 | 1520.6785 | 1760.3408 | 1944.589 | 2245.6675 | 2468.0084 | 2624.4099 | 2382.8227 | 2129.6916 | 2750.5838 | 2264.9865 | 1822.1838 | 1444.3451 | 1161.2577 | 805.0862 | 551.479 | 375.1899 | 255.1192 | 411.4492 | 0 | 0 | 0 | 345.7409 | 1009.0349 | 1970.1505 | 3215.5576 | 4736.2361 | 6496.5769 | 8441.1659 | 10686.8334 | 13154.8418 | 15779.2517 | 18162.0744 | 20291.766 | 23042.3497 | 25307.3362 | 27129.5201 | 28573.8652 | 29735.1229 | 30540.2091 | 31091.6881 | 31466.878 | 31721.9972 | 32133.4464 | 32133.4464 | 32133.4464 | -96.1446 | -96.1446 | -96.1446 | -96.1446 | -96.1446 | -96.1446 | -96.1446 | -96.1446 | -96.1446 | -96.1446 | -96.1446 | -96.1446 | -96.1446 | -96.1446 | -96.1446 | -96.1446 | -96.1446 | -96.1446 | -96.1446 | -96.1446 | -96.1446 | -96.1772 | -96.1772 | -96.1772 | -96.1772 | 127.996 | 127.996 | 127.996 | 127.996 | 127.996 | 127.996 | 127.996 | 127.996 | 127.996 | 127.996 | 127.996 | 127.996 | 127.996 | 127.996 | 127.996 | 127.996 | 127.996 | 127.996 | 127.996 | 127.996 | 127.996 | 127.9716 | 127.9716 | 127.9716 | 127.9716
WA_Commercial_WA - Health_Existing_Food Preparation_Natural Gas_Oven_A | WA | Commercial | WA - Health | Existing | Food Preparation | Natural Gas | Oven | A | WCNG33 | Standard | ENERGY STAR (>42% Baking Efficiency) | 12 | 106.6752 | 0 | 0 | 436.37 | 0 | 0 | 0 | 0.7 | 0.2 | 1 units | 1.976% | 100% | Lost Opportunity | LOEven20_WA | 85% | TBD | 0% | 615.0627 |  | 461.297 |  | 0 | IL TRM - 4.2.1 - CI-FSE-CBOV-V02-160601 | EIA 2018 Tech Forecast | ETO Measure Input Sheet | Standard | Standard | Standard | Standard | Standard | Standard | Standard | Standard | Standard | Standard | Standard | Standard | Standard | Standard | Standard | Standard | Standard | Standard | Standard | Standard | Standard | Standard | Standard | Standard | Standard | Standard | Standard | ENERGY STAR (>42% Baking Efficiency) | ENERGY STAR (>42% Baking Efficiency) | ENERGY STAR (>42% Baking Efficiency) | ENERGY STAR (>42% Baking Efficiency) | ENERGY STAR (>42% Baking Efficiency) | ENERGY STAR (>42% Baking Efficiency) | ENERGY STAR (>42% Baking Efficiency) | ENERGY STAR (>42% Baking Efficiency) | ENERGY STAR (>42% Baking Efficiency) | ENERGY STAR (>42% Baking Efficiency) | ENERGY STAR (>42% Baking Efficiency) | ENERGY STAR (>42% Baking Efficiency) | ENERGY STAR (>42% Baking Efficiency) | ENERGY STAR (>42% Baking Efficiency) | ENERGY STAR (>42% Baking Efficiency) | ENERGY STAR (>42% Baking Efficiency) | ENERGY STAR (>42% Baking Efficiency) | ENERGY STAR (>42% Baking Efficiency) | ENERGY STAR (>42% Baking Efficiency) | ENERGY STAR (>42% Baking Efficiency) | ENERGY STAR (>42% Baking Efficiency) | ENERGY STAR (>42% Baking Efficiency) | ENERGY STAR (>42% Baking Efficiency) | ENERGY STAR (>42% Baking Efficiency) | ENERGY STAR (>42% Baking Efficiency) | ENERGY STAR (>42% Baking Efficiency) | ENERGY STAR (>42% Baking Efficiency) | 436.37 | 436.37 | 436.37 | 436.37 | 436.37 | 436.37 | 436.37 | 436.37 | 436.37 | 436.37 | 436.37 | 436.37 | 436.37 | 436.37 | 436.37 | 436.37 | 436.37 | 436.37 | 436.37 | 436.37 | 436.37 | 436.37 | 436.37 | 436.3686 | 436.3686 | 436.3686 | 436.3686 | 0 | 106.6752 | 106.6752 | 106.6752 | 106.6752 | 106.6752 | 106.6752 | 106.6752 | 106.6752 | 106.6752 | 106.6752 | 106.6752 | 106.6752 | 106.6752 | 106.6752 | 106.6752 | 106.6752 | 106.6752 | 106.6752 | 106.6752 | 106.6752 | 106.6752 | 106.6752 | 106.6752 | 106.6752 | 106.6752 | 106.6752 | 0.03161 | 0.048702 | 0.06823 | 0.083852 | 0.09635 | 0.10635 | 0.11435 | 0.12075 | 0.12586 | 0.12996 | 0.10748 | 0.092306 | 0.051975 | 0.031812 | 0.012952 | 0.0049667 | 0 | 0 | 0 | 0 | 0 | 0 | 0.012206 | 0.021838 | 0.025174 | 0.03161 | 0.080312 | 0.14854 | 0.23239 | 0.32874 | 0.43509 | 0.54944 | 0.67018 | 0.79605 | 0.92601 | 1.0335 | 1.1258 | 1.1778 | 1.2096 | 1.2225 | 1.2275 | 1.2275 | 1.2275 | 1.2275 | 1.2275 | 1.2275 | 1.2275 | 1.2397 | 1.2615 | 1.2867 | 0.29632 | 0.45655 | 0.6396 | 0.78605 | 0.9032 | 0.99693 | 1.0719 | 1.1319 | 1.1799 | 1.2183 | 1.0075 | 0.8653 | 0.48723 | 0.29821 | 0.12141 | 0.046559 | 0 | 0 | 0 | 0 | 0 | 0 | 0.11443 | 0.20471 | 0.23599 | 0.29632 | 0.75286 | 1.3925 | 2.1785 | 3.0817 | 4.0786 | 5.1506 | 6.2824 | 7.4623 | 8.6806 | 9.6881 | 10.5534 | 11.0407 | 11.3389 | 11.4603 | 11.5069 | 11.5069 | 11.5069 | 11.5069 | 11.5069 | 11.5069 | 11.5069 | 11.6213 | 11.826 | 12.062 | 0 | 0.0010349 | 0.004426 | 0.0090968 | 0.014655 | 0.020815 | 0.027368 | 0.034166 | 0.041105 | 0.048111 | 0.044477 | 0.042224 | 0.04188 | 0.042819 | 0.043332 | 0.047028 | 0.0502 | 0.054088 | 0.058514 | 0.062069 | 0.064926 | 0.057213 | 0.057256 | 0.054798 | 0.050565 | 0 | 0.0010349 | 0.0054609 | 0.014558 | 0.029213 | 0.050028 | 0.077396 | 0.11156 | 0.15267 | 0.20078 | 0.24525 | 0.28748 | 0.32936 | 0.37218 | 0.41551 | 0.46254 | 0.51274 | 0.56683 | 0.62534 | 0.68741 | 0.75233 | 0.80955 | 0.8668 | 0.9216 | 0.97217 | 0 | 0.0097016 | 0.04149 | 0.085276 | 0.13738 | 0.19512 | 0.25655 | 0.32028 | 0.38532 | 0.451 | 0.41694 | 0.39582 | 0.3926 | 0.40139 | 0.40621 | 0.44086 | 0.47059 | 0.50704 | 0.54852 | 0.58185 | 0.60863 | 0.53633 | 0.53674 | 0.51369 | 0.47401 | 0 | 0.0097016 | 0.051192 | 0.13647 | 0.27385 | 0.46897 | 0.72553 | 1.0458 | 1.4311 | 1.8821 | 2.2991 | 2.6949 | 3.0875 | 3.4889 | 3.8951 | 4.3359 | 4.8065 | 5.3136 | 5.8621 | 6.4439 | 7.0526 | 7.5889 | 8.1256 | 8.6393 | 9.1133 | 0 | 0.0010349 | 0.004426 | 0.0090968 | 0.014655 | 0.020815 | 0.027368 | 0.034166 | 0.041105 | 0.048111 | 0.044477 | 0.042224 | 0.04188 | 0.042819 | 0.043332 | 0.047028 | 0.0502 | 0.054088 | 0.058514 | 0.062069 | 0.064926 | 0.057213 | 0.057256 | 0.054798 | 0.050565 | 0 | 0.0010349 | 0.0054609 | 0.014558 | 0.029213 | 0.050028 | 0.077396 | 0.11156 | 0.15267 | 0.20078 | 0.24525 | 0.28748 | 0.32936 | 0.37218 | 0.41551 | 0.46254 | 0.51274 | 0.56683 | 0.62534 | 0.68741 | 0.75233 | 0.80955 | 0.8668 | 0.9216 | 0.97217 | 0 | 0.0097016 | 0.04149 | 0.085276 | 0.13738 | 0.19512 | 0.25655 | 0.32028 | 0.38532 | 0.451 | 0.41694 | 0.39582 | 0.3926 | 0.40139 | 0.40621 | 0.44086 | 0.47059 | 0.50704 | 0.54852 | 0.58185 | 0.60863 | 0.53633 | 0.53674 | 0.51369 | 0.47401 | 0 | 0.0097016 | 0.051192 | 0.13647 | 0.27385 | 0.46897 | 0.72553 | 1.0458 | 1.4311 | 1.8821 | 2.2991 | 2.6949 | 3.0875 | 3.4889 | 3.8951 | 4.3359 | 4.8065 | 5.3136 | 5.8621 | 6.4439 | 7.0526 | 7.5889 | 8.1256 | 8.6393 | 9.1133 | 0 | 0.0010349 | 0.004426 | 0.0090968 | 0.014655 | 0.020815 | 0.027368 | 0.034166 | 0.041105 | 0.048111 | 0.044477 | 0.042224 | 0.04188 | 0.042819 | 0.043332 | 0.047028 | 0.0502 | 0.054088 | 0.058514 | 0.062069 | 0.064926 | 0.057213 | 0.057256 | 0.054798 | 0.050565 | 0 | 0.0010349 | 0.0054609 | 0.014558 | 0.029213 | 0.050028 | 0.077396 | 0.11156 | 0.15267 | 0.20078 | 0.24525 | 0.28748 | 0.32936 | 0.37218 | 0.41551 | 0.46254 | 0.51274 | 0.56683 | 0.62534 | 0.68741 | 0.75233 | 0.80955 | 0.8668 | 0.9216 | 0.97217 | 0 | 0.0097016 | 0.04149 | 0.085276 | 0.13738 | 0.19512 | 0.25655 | 0.32028 | 0.38532 | 0.451 | 0.41694 | 0.39582 | 0.3926 | 0.40139 | 0.40621 | 0.44086 | 0.47059 | 0.50704 | 0.54852 | 0.58185 | 0.60863 | 0.53633 | 0.53674 | 0.51369 | 0.47401 | 0 | 0.0097016 | 0.051192 | 0.13647 | 0.27385 | 0.46897 | 0.72553 | 1.0458 | 1.4311 | 1.8821 | 2.2991 | 2.6949 | 3.0875 | 3.4889 | 3.8951 | 4.3359 | 4.8065 | 5.3136 | 5.8621 | 6.4439 | 7.0526 | 7.5889 | 8.1256 | 8.6393 | 9.1133 | 615.0627 | 615.0627 | 615.0627 | 615.0627 | 615.0627 | 615.0627 | 615.0627 | 615.0627 | 615.0627 | 615.0627 | 615.0627 | 615.0627 | 615.0627 | 615.0627 | 615.0627 | 615.0627 | 615.0627 | 615.0627 | 615.0627 | 615.0627 | 615.0627 | 615.0607 | 615.0607 | 615.0607 | 615.0607 | 461.297 | 461.297 | 461.297 | 461.297 | 461.297 | 461.297 | 461.297 | 461.297 | 461.297 | 461.297 | 461.297 | 461.297 | 461.297 | 461.297 | 461.297 | 461.297 | 461.297 | 461.297 | 461.297 | 461.297 | 461.297 | 461.2955 | 461.2955 | 461.2955 | 461.2955
WA_Commercial_WA - Health_Existing_Food Preparation_Natural Gas_Conveyor Oven_A | WA | Commercial | WA - Health | Existing | Food Preparation | Natural Gas | Conveyor Oven | A | WCNG34 | Standard | Efficient (>42% Baking Efficiency) | 17 | 692.0657 | 0 | 0 | 2424.76 | 0 | 0 | 0 | 0.7 | 0.2 | 1 units | 0.988% | 100% | Lost Opportunity | LOEven20_WA | 85% | TBD | 0% | 427.9545 |  | 320.9659 |  | 0 | IL TRM - 4.2.4 - CI-FSE-CVOV-V02-180101 | PGE Workpaper, PGECOFST117 R5, 2015 | MN TRM 3.1 - Gas Conveyor Oven v1.1 | Standard | Standard | Standard | Standard | Standard | Standard | Standard | Standard | Standard | Standard | Standard | Standard | Standard | Standard | Standard | Standard | Standard | Standard | Standard | Standard | Standard | Standard | Standard | Standard | Standard | Standard | Standard | Efficient (>42% Baking Efficiency) | Efficient (>42% Baking Efficiency) | Efficient (>42% Baking Efficiency) | Efficient (>42% Baking Efficiency) | Efficient (>42% Baking Efficiency) | Efficient (>42% Baking Efficiency) | Efficient (>42% Baking Efficiency) | Efficient (>42% Baking Efficiency) | Efficient (>42% Baking Efficiency) | Efficient (>42% Baking Efficiency) | Efficient (>42% Baking Efficiency) | Efficient (>42% Baking Efficiency) | Efficient (>42% Baking Efficiency) | Efficient (>42% Baking Efficiency) | Efficient (>42% Baking Efficiency) | Efficient (>42% Baking Efficiency) | Efficient (>42% Baking Efficiency) | Efficient (>42% Baking Efficiency) | Efficient (>42% Baking Efficiency) | Efficient (>42% Baking Efficiency) | Efficient (>42% Baking Efficiency) | Efficient (>42% Baking Efficiency) | Efficient (>42% Baking Efficiency) | Efficient (>42% Baking Efficiency) | Efficient (>42% Baking Efficiency) | Efficient (>42% Baking Efficiency) | Efficient (>42% Baking Efficiency) | 2424.76 | 2424.76 | 2424.76 | 2424.76 | 2424.76 | 2424.76 | 2424.76 | 2424.76 | 2424.76 | 2424.76 | 2424.76 | 2424.76 | 2424.76 | 2424.76 | 2424.76 | 2424.76 | 2424.76 | 2424.76 | 2424.76 | 2424.76 | 2424.76 | 2424.76 | 2424.76 | 2424.76 | 2424.76 | 2424.76 | 2424.76 | 0 | 0 | 0 | 0 | 0 | 692.0657 | 692.0657 | 692.0657 | 692.0657 | 692.0657 | 692.0657 | 692.0657 | 692.0657 | 692.0657 | 692.0657 | 692.0657 | 692.0657 | 692.0657 | 692.0657 | 692.0657 | 692.0657 | 692.0657 | 692.0657 | 692.0657 | 692.0657 | 692.0657 | 692.0657 | 0 | 0 | 0 | 0.0097764 | 0.027374 | 0.051228 | 0.080088 | 0.11295 | 0.13924 | 0.16028 | 0.1771 | 0.19057 | 0.20133 | 0.20995 | 0.21684 | 0.17347 | 0.13878 | 0.11102 | 0.088818 | 0.07301 | 0.054106 | 0.033978 | 0.013871 | 0 | 0 | 0 | 0 | 0 | 0.0097764 | 0.03715 | 0.088379 | 0.16847 | 0.28142 | 0.42066 | 0.58094 | 0.75805 | 0.94861 | 1.1499 | 1.3599 | 1.5767 | 1.7502 | 1.889 | 2 | 2.0888 | 2.1618 | 2.2159 | 2.2499 | 2.2638 | 2.2638 | 2.2638 | 0 | 0 | 0 | 0.014126 | 0.039554 | 0.074022 | 0.11572 | 0.16321 | 0.2012 | 0.23159 | 0.25591 | 0.27536 | 0.29092 | 0.30337 | 0.31333 | 0.25066 | 0.20053 | 0.16042 | 0.12834 | 0.1055 | 0.078181 | 0.049096 | 0.020043 | 0 | 0 | 0 | 0 | 0 | 0.014126 | 0.05368 | 0.1277 | 0.24343 | 0.40664 | 0.60784 | 0.83943 | 1.0953 | 1.3707 | 1.6616 | 1.965 | 2.2783 | 2.529 | 2.7295 | 2.8899 | 3.0183 | 3.1237 | 3.2019 | 3.251 | 3.2711 | 3.2711 | 3.2711 | 0 | 0 | 0 | 0.0010606 | 0.0041637 | 0.010027 | 0.019169 | 0.031961 | 0.045474 | 0.059334 | 0.073288 | 0.087171 | 0.10088 | 0.11435 | 0.12757 | 0.10962 | 0.093749 | 0.079842 | 0.067747 | 0.058874 | 0.05324 | 0.047985 | 0.045308 | 0.044301 | 0.044664 | 0 | 0 | 0 | 0.0010606 | 0.0052243 | 0.015251 | 0.034419 | 0.066381 | 0.11185 | 0.17119 | 0.24448 | 0.33165 | 0.43253 | 0.54688 | 0.67445 | 0.78407 | 0.87781 | 0.95766 | 1.0254 | 1.0843 | 1.1375 | 1.1855 | 1.2308 | 1.2751 | 1.3198 | 0 | 0 | 0 | 0.0015325 | 0.0060164 | 0.014488 | 0.027698 | 0.046182 | 0.065708 | 0.085735 | 0.1059 | 0.12596 | 0.14577 | 0.16523 | 0.18433 | 0.15839 | 0.13546 | 0.11537 | 0.097892 | 0.08507 | 0.076929 | 0.069336 | 0.065467 | 0.064013 | 0.064538 | 0 | 0 | 0 | 0.0015325 | 0.0075489 | 0.022037 | 0.049734 | 0.095917 | 0.16162 | 0.24736 | 0.35326 | 0.47922 | 0.62498 | 0.79022 | 0.97454 | 1.1329 | 1.2684 | 1.3838 | 1.4817 | 1.5667 | 1.6437 | 1.713 | 1.7785 | 1.8425 | 1.907 | 0 | 0 | 0 | 0.0010606 | 0.0041637 | 0.010027 | 0.019169 | 0.031961 | 0.045474 | 0.059334 | 0.073288 | 0.087171 | 0.10088 | 0.11435 | 0.12757 | 0.10962 | 0.093749 | 0.079842 | 0.067747 | 0.058874 | 0.05324 | 0.047985 | 0.045308 | 0.044301 | 0.044664 | 0 | 0 | 0 | 0.0010606 | 0.0052243 | 0.015251 | 0.034419 | 0.066381 | 0.11185 | 0.17119 | 0.24448 | 0.33165 | 0.43253 | 0.54688 | 0.67445 | 0.78407 | 0.87781 | 0.95766 | 1.0254 | 1.0843 | 1.1375 | 1.1855 | 1.2308 | 1.2751 | 1.3198 | 0 | 0 | 0 | 0.0015325 | 0.0060164 | 0.014488 | 0.027698 | 0.046182 | 0.065708 | 0.085735 | 0.1059 | 0.12596 | 0.14577 | 0.16523 | 0.18433 | 0.15839 | 0.13546 | 0.11537 | 0.097892 | 0.08507 | 0.076929 | 0.069336 | 0.065467 | 0.064013 | 0.064538 | 0 | 0 | 0 | 0.0015325 | 0.0075489 | 0.022037 | 0.049734 | 0.095917 | 0.16162 | 0.24736 | 0.35326 | 0.47922 | 0.62498 | 0.79022 | 0.97454 | 1.1329 | 1.2684 | 1.3838 | 1.4817 | 1.5667 | 1.6437 | 1.713 | 1.7785 | 1.8425 | 1.907 | 0 | 0 | 0 | 0.0010606 | 0.0041637 | 0.010027 | 0.019169 | 0.031961 | 0.045474 | 0.059334 | 0.073288 | 0.087171 | 0.10088 | 0.11435 | 0.12757 | 0.10962 | 0.093749 | 0.079842 | 0.067747 | 0.058874 | 0.05324 | 0.047985 | 0.045308 | 0.044301 | 0.044664 | 0 | 0 | 0 | 0.0010606 | 0.0052243 | 0.015251 | 0.034419 | 0.066381 | 0.11185 | 0.17119 | 0.24448 | 0.33165 | 0.43253 | 0.54688 | 0.67445 | 0.78407 | 0.87781 | 0.95766 | 1.0254 | 1.0843 | 1.1375 | 1.1855 | 1.2308 | 1.2751 | 1.3198 | 0 | 0 | 0 | 0.0015325 | 0.0060164 | 0.014488 | 0.027698 | 0.046182 | 0.065708 | 0.085735 | 0.1059 | 0.12596 | 0.14577 | 0.16523 | 0.18433 | 0.15839 | 0.13546 | 0.11537 | 0.097892 | 0.08507 | 0.076929 | 0.069336 | 0.065467 | 0.064013 | 0.064538 | 0 | 0 | 0 | 0.0015325 | 0.0075489 | 0.022037 | 0.049734 | 0.095917 | 0.16162 | 0.24736 | 0.35326 | 0.47922 | 0.62498 | 0.79022 | 0.97454 | 1.1329 | 1.2684 | 1.3838 | 1.4817 | 1.5667 | 1.6437 | 1.713 | 1.7785 | 1.8425 | 1.907 | 0 | 0 | 0 | 427.9545 | 427.9545 | 427.9545 | 427.9545 | 427.9545 | 427.9545 | 427.9545 | 427.9545 | 427.9545 | 427.9545 | 427.9545 | 427.9545 | 427.9545 | 427.9545 | 427.9545 | 427.9545 | 427.9545 | 427.9545 | 427.9545 | 427.9545 | 427.9545 | 427.9545 | 0 | 0 | 0 | 320.9659 | 320.9659 | 320.9659 | 320.9659 | 320.9659 | 320.9659 | 320.9659 | 320.9659 | 320.9659 | 320.9659 | 320.9659 | 320.9659 | 320.9659 | 320.9659 | 320.9659 | 320.9659 | 320.9659 | 320.9659 | 320.9659 | 320.9659 | 320.9659 | 320.9659
WA_Commercial_WA - Health_Existing_Food Preparation_Natural Gas_Double Rack Oven_A | WA | Commercial | WA - Health | Existing | Food Preparation | Natural Gas | Double Rack Oven | A | WCNG35 | Standard | FTSC Qualified (>50% Cooking Efficiency) | 12 | 1621.62 | 0 | 0 | 5342.47 | 0 | 0 | 0 | 0.7 | 0.2 | 1 units | 0.988% | 100% | Lost Opportunity | LOEven20_WA | 85% | TBD | 0% | 495.3602 |  | 371.5201 |  | 0 | IL TRM - 4.2.18 - CI-FSE-RKOV-VO2-180101 | PGE Workpaper, PGECOFST109 R6, 2016 | IL TRM - 4.2.18 - CI-FSE-RKOV-VO2-180101 | Standard | Standard | Standard | Standard | Standard | Standard | Standard | Standard | Standard | Standard | Standard | Standard | Standard | Standard | Standard | Standard | Standard | Standard | Standard | Standard | Standard | Standard | Standard | Standard | Standard | Standard | Standard | FTSC Qualified (>50% Cooking Efficiency) | FTSC Qualified (>50% Cooking Efficiency) | FTSC Qualified (>50% Cooking Efficiency) | FTSC Qualified (>50% Cooking Efficiency) | FTSC Qualified (>50% Cooking Efficiency) | FTSC Qualified (>50% Cooking Efficiency) | FTSC Qualified (>50% Cooking Efficiency) | FTSC Qualified (>50% Cooking Efficiency) | FTSC Qualified (>50% Cooking Efficiency) | FTSC Qualified (>50% Cooking Efficiency) | FTSC Qualified (>50% Cooking Efficiency) | FTSC Qualified (>50% Cooking Efficiency) | FTSC Qualified (>50% Cooking Efficiency) | FTSC Qualified (>50% Cooking Efficiency) | FTSC Qualified (>50% Cooking Efficiency) | FTSC Qualified (>50% Cooking Efficiency) | FTSC Qualified (>50% Cooking Efficiency) | FTSC Qualified (>50% Cooking Efficiency) | FTSC Qualified (>50% Cooking Efficiency) | FTSC Qualified (>50% Cooking Efficiency) | FTSC Qualified (>50% Cooking Efficiency) | FTSC Qualified (>50% Cooking Efficiency) | FTSC Qualified (>50% Cooking Efficiency) | FTSC Qualified (>50% Cooking Efficiency) | FTSC Qualified (>50% Cooking Efficiency) | FTSC Qualified (>50% Cooking Efficiency) | FTSC Qualified (>50% Cooking Efficiency) | 5342.47 | 5342.47 | 5342.47 | 5342.47 | 5342.47 | 5342.47 | 5342.47 | 5342.47 | 5342.47 | 5342.47 | 5342.47 | 5342.47 | 5342.47 | 5342.47 | 5342.47 | 5342.47 | 5342.47 | 5342.47 | 5342.47 | 5342.47 | 5342.47 | 5342.47 | 5342.47 | 5342.4659 | 5342.4659 | 5342.4659 | 5342.4659 | 0 | 1621.62 | 1621.62 | 1621.62 | 1621.62 | 1621.62 | 1621.62 | 1621.62 | 1621.62 | 1621.62 | 1621.62 | 1621.62 | 1621.62 | 1621.62 | 1621.62 | 1621.62 | 1621.62 | 1621.62 | 1621.62 | 1621.62 | 1621.62 | 1621.62 | 1621.62 | 1621.62 | 1621.62 | 1621.62 | 1621.62 | 0.22023 | 0.27505 | 0.32377 | 0.36708 | 0.40558 | 0.4398 | 0.47021 | 0.49725 | 0.45962 | 0.43302 | 0.41547 | 0.40528 | 0.1808 | 0.12649 | 0.082021 | 0.04587 | 0.016739 | 0.035495 | 0.01937 | 0.00097689 | 0.043285 | 0.071902 | 0.089822 | 0.099493 | 0.1029 | 0.22023 | 0.49528 | 0.81905 | 1.1861 | 1.5917 | 2.0315 | 2.5017 | 2.999 | 3.4586 | 3.8916 | 4.3071 | 4.7124 | 4.8932 | 5.0196 | 5.1017 | 5.1475 | 5.1643 | 5.1998 | 5.2191 | 5.2201 | 5.2634 | 5.3353 | 5.4251 | 5.5246 | 5.6275 | 0.13581 | 0.16961 | 0.19966 | 0.22637 | 0.25011 | 0.27121 | 0.28997 | 0.30664 | 0.28343 | 0.26703 | 0.25621 | 0.24992 | 0.11149 | 0.078004 | 0.05058 | 0.028286 | 0.010323 | 0.021888 | 0.011945 | 0.00060242 | 0.026692 | 0.044339 | 0.055391 | 0.061354 | 0.063456 | 0.13581 | 0.30542 | 0.50508 | 0.73145 | 0.98155 | 1.2528 | 1.5427 | 1.8494 | 2.1328 | 2.3998 | 2.656 | 2.906 | 3.0174 | 3.0955 | 3.146 | 3.1743 | 3.1846 | 3.2065 | 3.2185 | 3.2191 | 3.2458 | 3.2901 | 3.3455 | 3.4069 | 3.4703 | 0 | 0.0058447 | 0.021002 | 0.039823 | 0.06169 | 0.086078 | 0.11254 | 0.1407 | 0.1501 | 0.1603 | 0.17193 | 0.18539 | 0.20094 | 0.21286 | 0.21772 | 0.22112 | 0.22359 | 0.25572 | 0.26089 | 0.26106 | 0.27737 | 0.26888 | 0.25757 | 0.24367 | 0.22741 | 0 | 0.0058447 | 0.026847 | 0.06667 | 0.12836 | 0.21444 | 0.32698 | 0.46768 | 0.61779 | 0.77809 | 0.95002 | 1.1354 | 1.3363 | 1.5492 | 1.7669 | 1.988 | 2.2116 | 2.4674 | 2.7283 | 2.9893 | 3.2667 | 3.5356 | 3.7931 | 4.0368 | 4.2642 | 0 | 0.0036043 | 0.012951 | 0.024558 | 0.038042 | 0.053082 | 0.069401 | 0.086767 | 0.092563 | 0.098854 | 0.10602 | 0.11432 | 0.12391 | 0.13127 | 0.13426 | 0.13636 | 0.13788 | 0.1577 | 0.16088 | 0.16099 | 0.17104 | 0.16581 | 0.15883 | 0.15026 | 0.14023 | 0 | 0.0036043 | 0.016556 | 0.041113 | 0.079156 | 0.13224 | 0.20164 | 0.2884 | 0.38097 | 0.47982 | 0.58584 | 0.70017 | 0.82408 | 0.95534 | 1.0896 | 1.226 | 1.3638 | 1.5215 | 1.6824 | 1.8434 | 2.0145 | 2.1803 | 2.3391 | 2.4894 | 2.6296 | 0 | 0.0058447 | 0.021002 | 0.039823 | 0.06169 | 0.086078 | 0.11254 | 0.1407 | 0.1501 | 0.1603 | 0.17193 | 0.18539 | 0.20094 | 0.21286 | 0.21772 | 0.22112 | 0.22359 | 0.25572 | 0.26089 | 0.26106 | 0.27737 | 0.26888 | 0.25757 | 0.24367 | 0.22741 | 0 | 0.0058447 | 0.026847 | 0.06667 | 0.12836 | 0.21444 | 0.32698 | 0.46768 | 0.61779 | 0.77809 | 0.95002 | 1.1354 | 1.3363 | 1.5492 | 1.7669 | 1.988 | 2.2116 | 2.4674 | 2.7283 | 2.9893 | 3.2667 | 3.5356 | 3.7931 | 4.0368 | 4.2642 | 0 | 0.0036043 | 0.012951 | 0.024558 | 0.038042 | 0.053082 | 0.069401 | 0.086767 | 0.092563 | 0.098854 | 0.10602 | 0.11432 | 0.12391 | 0.13127 | 0.13426 | 0.13636 | 0.13788 | 0.1577 | 0.16088 | 0.16099 | 0.17104 | 0.16581 | 0.15883 | 0.15026 | 0.14023 | 0 | 0.0036043 | 0.016556 | 0.041113 | 0.079156 | 0.13224 | 0.20164 | 0.2884 | 0.38097 | 0.47982 | 0.58584 | 0.70017 | 0.82408 | 0.95534 | 1.0896 | 1.226 | 1.3638 | 1.5215 | 1.6824 | 1.8434 | 2.0145 | 2.1803 | 2.3391 | 2.4894 | 2.6296 | 0 | 0.0058447 | 0.021002 | 0.039823 | 0.06169 | 0.086078 | 0.11254 | 0.1407 | 0.1501 | 0.1603 | 0.17193 | 0.18539 | 0.20094 | 0.21286 | 0.21772 | 0.22112 | 0.22359 | 0.25572 | 0.26089 | 0.26106 | 0.27737 | 0.26888 | 0.25757 | 0.24367 | 0.22741 | 0 | 0.0058447 | 0.026847 | 0.06667 | 0.12836 | 0.21444 | 0.32698 | 0.46768 | 0.61779 | 0.77809 | 0.95002 | 1.1354 | 1.3363 | 1.5492 | 1.7669 | 1.988 | 2.2116 | 2.4674 | 2.7283 | 2.9893 | 3.2667 | 3.5356 | 3.7931 | 4.0368 | 4.2642 | 0 | 0.0036043 | 0.012951 | 0.024558 | 0.038042 | 0.053082 | 0.069401 | 0.086767 | 0.092563 | 0.098854 | 0.10602 | 0.11432 | 0.12391 | 0.13127 | 0.13426 | 0.13636 | 0.13788 | 0.1577 | 0.16088 | 0.16099 | 0.17104 | 0.16581 | 0.15883 | 0.15026 | 0.14023 | 0 | 0.0036043 | 0.016556 | 0.041113 | 0.079156 | 0.13224 | 0.20164 | 0.2884 | 0.38097 | 0.47982 | 0.58584 | 0.70017 | 0.82408 | 0.95534 | 1.0896 | 1.226 | 1.3638 | 1.5215 | 1.6824 | 1.8434 | 2.0145 | 2.1803 | 2.3391 | 2.4894 | 2.6296 | 495.3602 | 495.3602 | 495.3602 | 495.3602 | 495.3602 | 495.3602 | 495.3602 | 495.3602 | 495.3602 | 495.3602 | 495.3602 | 495.3602 | 495.3602 | 495.3602 | 495.3602 | 495.3602 | 495.3602 | 495.3602 | 495.3602 | 495.3602 | 495.3602 | 495.3598 | 495.3598 | 495.3598 | 495.3598 | 371.5201 | 371.5201 | 371.5201 | 371.5201 | 371.5201 | 371.5201 | 371.5201 | 371.5201 | 371.5201 | 371.5201 | 371.5201 | 371.5201 | 371.5201 | 371.5201 | 371.5201 | 371.5201 | 371.5201 | 371.5201 | 371.5201 | 371.5201 | 371.5201 | 371.5198 | 371.5198 | 371.5198 | 371.5198
WA_Commercial_WA - Health_Existing_Food Preparation_Natural Gas_Fryer_A | WA | Commercial | WA - Health | Existing | Food Preparation | Natural Gas | Fryer | A | WCNG36 | Standard | ENERGY STAR | 9 | 395.2691 | 0 | 0 | 933.12 | 0 | 0 | 0 | 0.7 | 0.2 | 1 units | 22.87% | 100% | Lost Opportunity | LO5Med_WA | 85% | TBD | 0% | 433.1432 |  | 324.8574 |  | 0 | RTF Wkbk - ComCookingFryer_v5_0 | RTF Wkbk - ComCookingFryer_v5_0 | RTF Wkbk - ComCookingFryer_v5_0 | Standard | Standard | Standard | Standard | Standard | Standard | Standard | Standard | Standard | Standard | Standard | Standard | Standard | Standard | Standard | Standard | Standard | Standard | Standard | Standard | Standard | Standard | Standard | Standard | Standard | Standard | Standard | ENERGY STAR | ENERGY STAR | ENERGY STAR | ENERGY STAR | ENERGY STAR | ENERGY STAR | ENERGY STAR | ENERGY STAR | ENERGY STAR | ENERGY STAR | ENERGY STAR | ENERGY STAR | ENERGY STAR | ENERGY STAR | ENERGY STAR | ENERGY STAR | ENERGY STAR | ENERGY STAR | ENERGY STAR | ENERGY STAR | ENERGY STAR | ENERGY STAR | ENERGY STAR | ENERGY STAR | ENERGY STAR | ENERGY STAR | ENERGY STAR | 933.12 | 933.12 | 933.12 | 933.12 | 933.12 | 933.12 | 933.12 | 933.12 | 933.12 | 933.12 | 933.12 | 933.12 | 933.12 | 933.12 | 933.12 | 933.12 | 933.12 | 933.12 | 933.12 | 933.12 | 933.12 | 933.12 | 933.12 | 933.1211 | 933.1211 | 933.1211 | 933.1211 | 0 | 395.2691 | 395.2691 | 395.2691 | 395.2691 | 395.2691 | 395.2691 | 395.2691 | 395.2691 | 395.2691 | 395.2691 | 395.2691 | 395.2691 | 395.2691 | 395.2691 | 395.2691 | 395.2691 | 395.2691 | 395.2691 | 395.2691 | 395.2691 | 395.2691 | 395.2691 | 395.2691 | 395.2691 | 395.2691 | 395.2691 | 12.63 | 11.8108 | 11.1554 | 10.6311 | 10.2116 | 9.8761 | 9.6076 | 10.4169 | 10.8595 | 0 | 0 | 0 | 3.7769 | 3.0216 | 2.4172 | 2.1386 | 1.0145 | 0.38561 | 0 | 0 | 0.75763 | 0 | 0 | 0 | 0.30036 | 12.63 | 24.4408 | 35.5963 | 46.2273 | 56.439 | 66.315 | 75.9227 | 86.3396 | 97.1991 | 97.1991 | 97.1991 | 97.1991 | 100.9761 | 103.9976 | 106.4149 | 108.5535 | 109.568 | 109.9536 | 109.9536 | 109.9536 | 110.7112 | 110.7112 | 110.7112 | 110.7112 | 111.0116 | 31.953 | 29.8804 | 28.2223 | 26.8958 | 25.8346 | 24.9857 | 24.3065 | 26.354 | 27.4738 | 0 | 0 | 0 | 9.5554 | 7.6443 | 6.1154 | 5.4105 | 2.5667 | 0.97557 | 0 | 0 | 1.9167 | 0 | 0 | 0 | 0.75988 | 31.953 | 61.8334 | 90.0557 | 116.9516 | 142.7862 | 167.7719 | 192.0784 | 218.4324 | 245.9062 | 245.9062 | 245.9062 | 245.9062 | 255.4615 | 263.1058 | 269.2213 | 274.6318 | 277.1984 | 278.174 | 278.174 | 278.174 | 280.0907 | 280.0907 | 280.0907 | 280.0907 | 280.8506 | 0 | 0.43168 | 0.90836 | 1.4495 | 2.0433 | 2.6943 | 3.4378 | 4.6989 | 5.9332 | 7.0292 | 7.4653 | 7.5818 | 10.2789 | 9.0533 | 7.755 | 6.5465 | 5.0178 | 3.6252 | 2.4248 | 1.4735 | 1.6359 | 0 | 0 | 0 | 0.2553 | 0 | 0.43168 | 1.34 | 2.7895 | 4.8328 | 7.5271 | 10.9649 | 15.6638 | 21.597 | 28.6261 | 36.0915 | 43.6733 | 53.9522 | 63.0055 | 70.7605 | 77.307 | 82.3249 | 85.9501 | 88.3749 | 89.8484 | 91.4843 | 91.4843 | 91.4843 | 91.4843 | 91.7396 | 0 | 1.0921 | 2.2981 | 3.6671 | 5.1694 | 6.8163 | 8.6974 | 11.8878 | 15.0104 | 17.7833 | 18.8867 | 19.1814 | 26.0048 | 22.9042 | 19.6196 | 16.5621 | 12.6947 | 9.1715 | 6.1346 | 3.7278 | 4.1387 | 0 | 0 | 0 | 0.6459 | 0 | 1.0921 | 3.3902 | 7.0573 | 12.2267 | 19.043 | 27.7404 | 39.6282 | 54.6386 | 72.4219 | 91.3086 | 110.49 | 136.4948 | 159.3991 | 179.0187 | 195.5807 | 208.2755 | 217.447 | 223.5816 | 227.3094 | 231.4481 | 231.4481 | 231.4481 | 231.4481 | 232.094 | 0 | 0.43168 | 0.90836 | 1.4495 | 2.0433 | 2.6943 | 3.4378 | 4.6989 | 5.9332 | 7.0292 | 7.4653 | 7.5818 | 10.2789 | 9.0533 | 7.755 | 6.5465 | 5.0178 | 3.6252 | 2.4248 | 1.4735 | 1.6359 | 0 | 0 | 0 | 0.2553 | 0 | 0.43168 | 1.34 | 2.7895 | 4.8328 | 7.5271 | 10.9649 | 15.6638 | 21.597 | 28.6261 | 36.0915 | 43.6733 | 53.9522 | 63.0055 | 70.7605 | 77.307 | 82.3249 | 85.9501 | 88.3749 | 89.8484 | 91.4843 | 91.4843 | 91.4843 | 91.4843 | 91.7396 | 0 | 1.0921 | 2.2981 | 3.6671 | 5.1694 | 6.8163 | 8.6974 | 11.8878 | 15.0104 | 17.7833 | 18.8867 | 19.1814 | 26.0048 | 22.9042 | 19.6196 | 16.5621 | 12.6947 | 9.1715 | 6.1346 | 3.7278 | 4.1387 | 0 | 0 | 0 | 0.6459 | 0 | 1.0921 | 3.3902 | 7.0573 | 12.2267 | 19.043 | 27.7404 | 39.6282 | 54.6386 | 72.4219 | 91.3086 | 110.49 | 136.4948 | 159.3991 | 179.0187 | 195.5807 | 208.2755 | 217.447 | 223.5816 | 227.3094 | 231.4481 | 231.4481 | 231.4481 | 231.4481 | 232.094 | 0 | 0.43168 | 0.90836 | 1.4495 | 2.0433 | 2.6943 | 3.4378 | 4.6989 | 5.9332 | 7.0292 | 7.4653 | 7.5818 | 10.2789 | 9.0533 | 7.755 | 6.5465 | 5.0178 | 3.6252 | 2.4248 | 1.4735 | 1.6359 | 0 | 0 | 0 | 0.2553 | 0 | 0.43168 | 1.34 | 2.7895 | 4.8328 | 7.5271 | 10.9649 | 15.6638 | 21.597 | 28.6261 | 36.0915 | 43.6733 | 53.9522 | 63.0055 | 70.7605 | 77.307 | 82.3249 | 85.9501 | 88.3749 | 89.8484 | 91.4843 | 91.4843 | 91.4843 | 91.4843 | 91.7396 | 0 | 1.0921 | 2.2981 | 3.6671 | 5.1694 | 6.8163 | 8.6974 | 11.8878 | 15.0104 | 17.7833 | 18.8867 | 19.1814 | 26.0048 | 22.9042 | 19.6196 | 16.5621 | 12.6947 | 9.1715 | 6.1346 | 3.7278 | 4.1387 | 0 | 0 | 0 | 0.6459 | 0 | 1.0921 | 3.3902 | 7.0573 | 12.2267 | 19.043 | 27.7404 | 39.6282 | 54.6386 | 72.4219 | 91.3086 | 110.49 | 136.4948 | 159.3991 | 179.0187 | 195.5807 | 208.2755 | 217.447 | 223.5816 | 227.3094 | 231.4481 | 231.4481 | 231.4481 | 231.4481 | 232.094 | 433.1432 | 433.1432 | 433.1432 | 433.1432 | 433.1432 | 433.1432 | 433.1432 | 433.1432 | 433.1432 | 433.1432 | 433.1432 | 433.1432 | 433.1432 | 433.1432 | 433.1432 | 433.1432 | 433.1432 | 433.1432 | 433.1432 | 433.1432 | 433.1432 | 433.1437 | 433.1437 | 433.1437 | 433.1437 | 324.8574 | 324.8574 | 324.8574 | 324.8574 | 324.8574 | 324.8574 | 324.8574 | 324.8574 | 324.8574 | 324.8574 | 324.8574 | 324.8574 | 324.8574 | 324.8574 | 324.8574 | 324.8574 | 324.8574 | 324.8574 | 324.8574 | 324.8574 | 324.8574 | 324.8578 | 324.8578 | 324.8578 | 324.8578
WA_Commercial_WA - Health_Existing_Food Preparation_Natural Gas_Broiler_A | WA | Commercial | WA - Health | Existing | Food Preparation | Natural Gas | Broiler | A | WCNG37 | Standard | Infrared Burners | 12 | 240.24 | 0 | 0 | 1166.72 | 0 | 0 | 0 | 0.7 | 0.2 | 1 units | 5.15% | 100% | Lost Opportunity | LOEven20_WA | 85% | TBD | 0% | 730.2128 |  | 547.6596 |  | 0 | IL TRM - 4.2.14 - CI-FSE-IRBL-V02-180101 | IL TRM - 4.2.14 - CI-FSE-IRBL-V02-180101 | IL TRM - 4.2.14 - CI-FSE-IRBL-V02-180101 | Standard | Standard | Standard | Standard | Standard | Standard | Standard | Standard | Standard | Standard | Standard | Standard | Standard | Standard | Standard | Standard | Standard | Standard | Standard | Standard | Standard | Standard | Standard | Standard | Standard | Standard | Standard | Infrared Burners | Infrared Burners | Infrared Burners | Infrared Burners | Infrared Burners | Infrared Burners | Infrared Burners | Infrared Burners | Infrared Burners | Infrared Burners | Infrared Burners | Infrared Burners | Infrared Burners | Infrared Burners | Infrared Burners | Infrared Burners | Infrared Burners | Infrared Burners | Infrared Burners | Infrared Burners | Infrared Burners | Infrared Burners | Infrared Burners | Infrared Burners | Infrared Burners | Infrared Burners | Infrared Burners | 1166.72 | 1166.72 | 1166.72 | 1166.72 | 1166.72 | 1166.72 | 1166.72 | 1166.72 | 1166.72 | 1166.72 | 1166.72 | 1166.72 | 1166.72 | 1166.72 | 1166.72 | 1166.72 | 1166.72 | 1166.72 | 1166.72 | 1166.72 | 1166.72 | 1166.72 | 1166.72 | 1166.7179 | 1166.7179 | 1166.7179 | 1166.7179 | 0 | 240.24 | 240.24 | 240.24 | 240.24 | 240.24 | 240.24 | 240.24 | 240.24 | 240.24 | 240.24 | 240.24 | 240.24 | 240.24 | 240.24 | 240.24 | 240.24 | 240.24 | 240.24 | 240.24 | 240.24 | 240.24 | 240.24 | 240.24 | 240.24 | 240.24 | 240.24 | 1.4651 | 1.6239 | 1.7651 | 1.8906 | 2.0021 | 2.1013 | 2.1894 | 2.2677 | 2.1587 | 2.0816 | 2.0308 | 2.0013 | 0.52386 | 0.36651 | 0.23765 | 0.1329 | 0.048501 | 0.35751 | 0.2825 | 0.20405 | 0.30428 | 0.36732 | 0.40158 | 0.4139 | 0.40982 | 1.4651 | 3.089 | 4.8541 | 6.7447 | 8.7468 | 10.8481 | 13.0375 | 15.3052 | 17.464 | 19.5456 | 21.5764 | 23.5776 | 24.1015 | 24.468 | 24.7057 | 24.8386 | 24.8871 | 25.2446 | 25.5271 | 25.7311 | 26.0354 | 26.4027 | 26.8043 | 27.2182 | 27.628 | 6.0985 | 6.7596 | 7.3472 | 7.8695 | 8.3338 | 8.7466 | 9.1134 | 9.4395 | 8.9856 | 8.6648 | 8.4532 | 8.3303 | 2.1806 | 1.5256 | 0.98922 | 0.55322 | 0.20189 | 1.4881 | 1.1759 | 0.84936 | 1.2666 | 1.529 | 1.6716 | 1.7228 | 1.7059 | 6.0985 | 12.8581 | 20.2053 | 28.0748 | 36.4087 | 45.1552 | 54.2686 | 63.7081 | 72.6938 | 81.3586 | 89.8118 | 98.1421 | 100.3226 | 101.8482 | 102.8374 | 103.3907 | 103.5925 | 105.0807 | 106.2566 | 107.1059 | 108.3725 | 109.9015 | 111.573 | 113.2959 | 115.0017 | 0 | 0.034508 | 0.1145 | 0.2051 | 0.30453 | 0.41127 | 0.52402 | 0.64168 | 0.70499 | 0.77062 | 0.84037 | 0.91545 | 0.99658 | 1.0496 | 1.0637 | 1.0736 | 1.0807 | 1.357 | 1.3615 | 1.3515 | 1.3886 | 1.311 | 1.2271 | 1.1374 | 1.0424 | 0 | 0.034508 | 0.14901 | 0.35411 | 0.65864 | 1.0699 | 1.5939 | 2.2356 | 2.9406 | 3.7112 | 4.5516 | 5.467 | 6.4636 | 7.5132 | 8.5769 | 9.6505 | 10.7312 | 12.0882 | 13.4496 | 14.8011 | 16.1897 | 17.5007 | 18.7278 | 19.8653 | 20.9077 | 0 | 0.14364 | 0.4766 | 0.85374 | 1.2676 | 1.7119 | 2.1812 | 2.671 | 2.9345 | 3.2077 | 3.498 | 3.8106 | 4.1483 | 4.369 | 4.4276 | 4.4687 | 4.4985 | 5.6483 | 5.6671 | 5.6257 | 5.7798 | 5.457 | 5.108 | 4.7346 | 4.3389 | 0 | 0.14364 | 0.62024 | 1.474 | 2.7416 | 4.4535 | 6.6347 | 9.3057 | 12.2403 | 15.448 | 18.946 | 22.7566 | 26.9048 | 31.2739 | 35.7015 | 40.1702 | 44.6687 | 50.317 | 55.9841 | 61.6098 | 67.3897 | 72.8467 | 77.9547 | 82.6893 | 87.0282 | 0 | 0.034508 | 0.1145 | 0.2051 | 0.30453 | 0.41127 | 0.52402 | 0.64168 | 0.70499 | 0.77062 | 0.84037 | 0.91545 | 0.99658 | 1.0496 | 1.0637 | 1.0736 | 1.0807 | 1.357 | 1.3615 | 1.3515 | 1.3886 | 1.311 | 1.2271 | 1.1374 | 1.0424 | 0 | 0.034508 | 0.14901 | 0.35411 | 0.65864 | 1.0699 | 1.5939 | 2.2356 | 2.9406 | 3.7112 | 4.5516 | 5.467 | 6.4636 | 7.5132 | 8.5769 | 9.6505 | 10.7312 | 12.0882 | 13.4496 | 14.8011 | 16.1897 | 17.5007 | 18.7278 | 19.8653 | 20.9077 | 0 | 0.14364 | 0.4766 | 0.85374 | 1.2676 | 1.7119 | 2.1812 | 2.671 | 2.9345 | 3.2077 | 3.498 | 3.8106 | 4.1483 | 4.369 | 4.4276 | 4.4687 | 4.4985 | 5.6483 | 5.6671 | 5.6257 | 5.7798 | 5.457 | 5.108 | 4.7346 | 4.3389 | 0 | 0.14364 | 0.62024 | 1.474 | 2.7416 | 4.4535 | 6.6347 | 9.3057 | 12.2403 | 15.448 | 18.946 | 22.7566 | 26.9048 | 31.2739 | 35.7015 | 40.1702 | 44.6687 | 50.317 | 55.9841 | 61.6098 | 67.3897 | 72.8467 | 77.9547 | 82.6893 | 87.0282 | 0 | 0.034508 | 0.1145 | 0.2051 | 0.30453 | 0.41127 | 0.52402 | 0.64168 | 0.70499 | 0.77062 | 0.84037 | 0.91545 | 0.99658 | 1.0496 | 1.0637 | 1.0736 | 1.0807 | 1.357 | 1.3615 | 1.3515 | 1.3886 | 1.311 | 1.2271 | 1.1374 | 1.0424 | 0 | 0.034508 | 0.14901 | 0.35411 | 0.65864 | 1.0699 | 1.5939 | 2.2356 | 2.9406 | 3.7112 | 4.5516 | 5.467 | 6.4636 | 7.5132 | 8.5769 | 9.6505 | 10.7312 | 12.0882 | 13.4496 | 14.8011 | 16.1897 | 17.5007 | 18.7278 | 19.8653 | 20.9077 | 0 | 0.14364 | 0.4766 | 0.85374 | 1.2676 | 1.7119 | 2.1812 | 2.671 | 2.9345 | 3.2077 | 3.498 | 3.8106 | 4.1483 | 4.369 | 4.4276 | 4.4687 | 4.4985 | 5.6483 | 5.6671 | 5.6257 | 5.7798 | 5.457 | 5.108 | 4.7346 | 4.3389 | 0 | 0.14364 | 0.62024 | 1.474 | 2.7416 | 4.4535 | 6.6347 | 9.3057 | 12.2403 | 15.448 | 18.946 | 22.7566 | 26.9048 | 31.2739 | 35.7015 | 40.1702 | 44.6687 | 50.317 | 55.9841 | 61.6098 | 67.3897 | 72.8467 | 77.9547 | 82.6893 | 87.0282 | 730.2128 | 730.2128 | 730.2128 | 730.2128 | 730.2128 | 730.2128 | 730.2128 | 730.2128 | 730.2128 | 730.2128 | 730.2128 | 730.2128 | 730.2128 | 730.2128 | 730.2128 | 730.2128 | 730.2128 | 730.2128 | 730.2128 | 730.2128 | 730.2128 | 730.2114 | 730.2114 | 730.2114 | 730.2114 | 547.6596 | 547.6596 | 547.6596 | 547.6596 | 547.6596 | 547.6596 | 547.6596 | 547.6596 | 547.6596 | 547.6596 | 547.6596 | 547.6596 | 547.6596 | 547.6596 | 547.6596 | 547.6596 | 547.6596 | 547.6596 | 547.6596 | 547.6596 | 547.6596 | 547.6586 | 547.6586 | 547.6586 | 547.6586
WA_Commercial_WA - Health_Existing_Food Preparation_Natural Gas_Griddle_A | WA | Commercial | WA - Health | Existing | Food Preparation | Natural Gas | Griddle | A | WCNG38 | Standard | ENERGY STAR | 12 | 167.9465 | 0 | 0 | 1405.83 | 0 | 0 | 0 | 0.7 | 0.2 | 1 units | 5.15% | 100% | Lost Opportunity | LOEven20_WA | 85% | TBD | 0% | 1258.6067 |  | 943.955 |  | 0 | IL TRM - 4.2.8 - CI-FSE-ESGR-V04-200101 | IL TRM - 4.2.8 - CI-FSE-ESGR-V04-200101 | IL TRM - 4.2.8 - CI-FSE-ESGR-V04-200101 | Standard | Standard | Standard | Standard | Standard | Standard | Standard | Standard | Standard | Standard | Standard | Standard | Standard | Standard | Standard | Standard | Standard | Standard | Standard | Standard | Standard | Standard | Standard | Standard | Standard | Standard | Standard | ENERGY STAR | ENERGY STAR | ENERGY STAR | ENERGY STAR | ENERGY STAR | ENERGY STAR | ENERGY STAR | ENERGY STAR | ENERGY STAR | ENERGY STAR | ENERGY STAR | ENERGY STAR | ENERGY STAR | ENERGY STAR | ENERGY STAR | ENERGY STAR | ENERGY STAR | ENERGY STAR | ENERGY STAR | ENERGY STAR | ENERGY STAR | ENERGY STAR | ENERGY STAR | ENERGY STAR | ENERGY STAR | ENERGY STAR | ENERGY STAR | 1405.83 | 1405.83 | 1405.83 | 1405.83 | 1405.83 | 1405.83 | 1405.83 | 1405.83 | 1405.83 | 1405.83 | 1405.83 | 1405.83 | 1405.83 | 1405.83 | 1405.83 | 1405.83 | 1405.83 | 1405.83 | 1405.83 | 1405.83 | 1405.83 | 1405.83 | 1405.83 | 1405.8266 | 1405.8266 | 1405.8266 | 1405.8266 | 0 | 167.9465 | 167.9465 | 167.9465 | 167.9465 | 167.9465 | 167.9465 | 167.9465 | 167.9465 | 167.9465 | 167.9465 | 167.9465 | 167.9465 | 167.9465 | 167.9465 | 167.9465 | 167.9465 | 167.9465 | 167.9465 | 167.9465 | 167.9465 | 167.9465 | 167.9465 | 167.9465 | 167.9465 | 167.9465 | 167.9465 | 0.32768 | 0.3632 | 0.39477 | 0.42283 | 0.44778 | 0.46996 | 0.48967 | 0.50719 | 0.4828 | 0.46557 | 0.45419 | 0.44759 | 0.11716 | 0.08197 | 0.053151 | 0.029725 | 0.010847 | 0.079959 | 0.063181 | 0.045637 | 0.068053 | 0.082152 | 0.089814 | 0.092569 | 0.091657 | 0.32768 | 0.69087 | 1.0856 | 1.5085 | 1.9563 | 2.4262 | 2.9159 | 3.4231 | 3.9059 | 4.3714 | 4.8256 | 5.2732 | 5.3904 | 5.4724 | 5.5255 | 5.5552 | 5.5661 | 5.646 | 5.7092 | 5.7549 | 5.8229 | 5.9051 | 5.9949 | 6.0874 | 6.1791 | 1.9511 | 2.1626 | 2.3506 | 2.5177 | 2.6662 | 2.7983 | 2.9156 | 3.0199 | 2.8747 | 2.7721 | 2.7044 | 2.6651 | 0.69763 | 0.48808 | 0.31648 | 0.17699 | 0.064589 | 0.4761 | 0.3762 | 0.27173 | 0.4052 | 0.48916 | 0.53478 | 0.55118 | 0.54575 | 1.9511 | 4.1136 | 6.4642 | 8.9819 | 11.6481 | 14.4463 | 17.362 | 20.3819 | 23.2567 | 26.0288 | 28.7332 | 31.3982 | 32.0959 | 32.5839 | 32.9004 | 33.0774 | 33.142 | 33.6181 | 33.9943 | 34.266 | 34.6712 | 35.1604 | 35.6952 | 36.2463 | 36.7921 | 0 | 0.0077179 | 0.025608 | 0.045872 | 0.06811 | 0.091982 | 0.1172 | 0.14351 | 0.15767 | 0.17235 | 0.18795 | 0.20474 | 0.22289 | 0.23475 | 0.2379 | 0.2401 | 0.24171 | 0.30349 | 0.30449 | 0.30227 | 0.31055 | 0.29321 | 0.27445 | 0.25439 | 0.23313 | 0 | 0.0077179 | 0.033326 | 0.079198 | 0.14731 | 0.23929 | 0.35649 | 0.5 | 0.65768 | 0.83003 | 1.018 | 1.2227 | 1.4456 | 1.6804 | 1.9183 | 2.1584 | 2.4001 | 2.7036 | 3.0081 | 3.3103 | 3.6209 | 3.9141 | 4.1885 | 4.4429 | 4.6761 | 0 | 0.045955 | 0.15248 | 0.27313 | 0.40555 | 0.54768 | 0.69783 | 0.85453 | 0.93883 | 1.0262 | 1.1191 | 1.2191 | 1.3271 | 1.3978 | 1.4165 | 1.4296 | 1.4392 | 1.807 | 1.813 | 1.7998 | 1.8491 | 1.7459 | 1.6342 | 1.5147 | 1.3881 | 0 | 0.045955 | 0.19843 | 0.47157 | 0.87711 | 1.4248 | 2.1226 | 2.9772 | 3.916 | 4.9422 | 6.0613 | 7.2804 | 8.6076 | 10.0053 | 11.4219 | 12.8515 | 14.2907 | 16.0977 | 17.9108 | 19.7106 | 21.5597 | 23.3056 | 24.9398 | 26.4545 | 27.8426 | 0 | 0 | 0 | 0.0089852 | 0.029047 | 0.050984 | 0.074481 | 0.099269 | 0.11556 | 0.13174 | 0.14833 | 0.1657 | 0.18408 | 0.20363 | 0.22443 | 0.23751 | 0.24076 | 0.29651 | 0.29898 | 0.29829 | 0.30462 | 0.30993 | 0.31408 | 0.29344 | 0.27194 | 0 | 0 | 0 | 0.0089852 | 0.038032 | 0.089016 | 0.1635 | 0.26277 | 0.37832 | 0.51006 | 0.65839 | 0.82408 | 1.0082 | 1.2118 | 1.4362 | 1.6737 | 1.9145 | 2.211 | 2.51 | 2.8083 | 3.1129 | 3.4228 | 3.7369 | 4.0304 | 4.3023 | 0 | 0 | 0 | 0.053501 | 0.17295 | 0.30357 | 0.44348 | 0.59107 | 0.68805 | 0.7844 | 0.8832 | 0.9866 | 1.0961 | 1.2125 | 1.3363 | 1.4142 | 1.4336 | 1.7655 | 1.7802 | 1.7761 | 1.8138 | 1.8454 | 1.8701 | 1.7472 | 1.6192 | 0 | 0 | 0 | 0.053501 | 0.22645 | 0.53003 | 0.97351 | 1.5646 | 2.2526 | 3.037 | 3.9202 | 4.9068 | 6.0029 | 7.2154 | 8.5517 | 9.9659 | 11.3995 | 13.165 | 14.9452 | 16.7213 | 18.5351 | 20.3805 | 22.2506 | 23.9979 | 25.6171 | 0 | 0.0077179 | 0.025608 | 0.045872 | 0.06811 | 0.091982 | 0.1172 | 0.14351 | 0.15767 | 0.17235 | 0.18795 | 0.20474 | 0.22289 | 0.23475 | 0.2379 | 0.2401 | 0.24171 | 0.30349 | 0.30449 | 0.30227 | 0.31055 | 0.29321 | 0.27445 | 0.25439 | 0.23313 | 0 | 0.0077179 | 0.033326 | 0.079198 | 0.14731 | 0.23929 | 0.35649 | 0.5 | 0.65768 | 0.83003 | 1.018 | 1.2227 | 1.4456 | 1.6804 | 1.9183 | 2.1584 | 2.4001 | 2.7036 | 3.0081 | 3.3103 | 3.6209 | 3.9141 | 4.1885 | 4.4429 | 4.6761 | 0 | 0.045955 | 0.15248 | 0.27313 | 0.40555 | 0.54768 | 0.69783 | 0.85453 | 0.93883 | 1.0262 | 1.1191 | 1.2191 | 1.3271 | 1.3978 | 1.4165 | 1.4296 | 1.4392 | 1.807 | 1.813 | 1.7998 | 1.8491 | 1.7459 | 1.6342 | 1.5147 | 1.3881 | 0 | 0.045955 | 0.19843 | 0.47157 | 0.87711 | 1.4248 | 2.1226 | 2.9772 | 3.916 | 4.9422 | 6.0613 | 7.2804 | 8.6076 | 10.0053 | 11.4219 | 12.8515 | 14.2907 | 16.0977 | 17.9108 | 19.7106 | 21.5597 | 23.3056 | 24.9398 | 26.4545 | 27.8426 | 1258.6067 | 1258.6067 | 1258.6067 | 1258.6067 | 1258.6067 | 1258.6067 | 1258.6067 | 1258.6067 | 1258.6067 | 1258.6067 | 1258.6067 | 1258.6067 | 1258.6067 | 1258.6067 | 1258.6067 | 1258.6067 | 1258.6067 | 1258.6067 | 1258.6067 | 1258.6067 | 1258.6067 | 1258.6037 | 1258.6037 | 1258.6037 | 1258.6037 | 943.955 | 943.955 | 943.955 | 943.955 | 943.955 | 943.955 | 943.955 | 943.955 | 943.955 | 943.955 | 943.955 | 943.955 | 943.955 | 943.955 | 943.955 | 943.955 | 943.955 | 943.955 | 943.955 | 943.955 | 943.955 | 943.9527 | 943.9527 | 943.9527 | 943.9527
WA_Commercial_WA - Health_Existing_Food Preparation_Natural Gas_Range_A | WA | Commercial | WA - Health | Existing | Food Preparation | Natural Gas | Range | A | WCNG39 | Standard | High Efficiency | 10 | 171.4286 | 0 | 0 | 0.01 | 0 | 0 | 0 | 0.7 | 0.2 | 1 units | 21.77% | 100% | Lost Opportunity | LOEven20_WA | 85% | TBD | 0% | 0.009925 |  | 0.0074438 |  | 0 | COOK_OVN-Food Preparation-AEO17-1 | EIA 2018 Tech Forecast | EIA 2018 Tech Forecast | Standard | Standard | Standard | Standard | Standard | Standard | Standard | Standard | Standard | Standard | Standard | Standard | Standard | Standard | Standard | Standard | Standard | Standard | Standard | Standard | Standard | Standard | Standard | Standard | Standard | Standard | Standard | High Efficiency | High Efficiency | High Efficiency | High Efficiency | High Efficiency | High Efficiency | High Efficiency | High Efficiency | High Efficiency | High Efficiency | High Efficiency | High Efficiency | High Efficiency | High Efficiency | High Efficiency | High Efficiency | High Efficiency | High Efficiency | High Efficiency | High Efficiency | High Efficiency | High Efficiency | High Efficiency | High Efficiency | High Efficiency | High Efficiency | High Efficiency | 0.01 | 0.01 | 0.01 | 0.01 | 0.01 | 0.01 | 0.01 | 0.01 | 0.01 | 0.01 | 0.01 | 0.01 | 0.01 | 0.01 | 0.01 | 0.01 | 0.01 | 0.01 | 0.01 | 0.01 | 0.01 | 0.01 | 0.01 | 0.010631 | 0.010631 | 0.010631 | 0.010631 | 0 | 171.4286 | 171.4286 | 171.4286 | 171.4286 | 171.4286 | 171.4286 | 171.4286 | 171.4286 | 171.4286 | 171.4286 | 171.4286 | 171.4286 | 171.4286 | 171.4286 | 171.4286 | 171.4286 | 171.4286 | 171.4286 | 171.4286 | 171.4286 | 171.4286 | 171.4286 | 171.4286 | 171.4286 | 171.4286 | 171.4286 | 2.103 | 2.4912 | 2.8018 | 3.0503 | 3.2491 | 3.4081 | 3.5353 | 3.6371 | 3.2332 | 3.0072 | 0.80099 | 0.39232 | 0.11508 | 0.3571 | 0.28568 | 0.22854 | 0.18283 | 0.049208 | 0.36937 | 0.49738 | 0.50972 | 0.45747 | 0.33152 | 0 | 0 | 2.103 | 4.5942 | 7.396 | 10.4463 | 13.6953 | 17.1034 | 20.6387 | 24.2758 | 27.509 | 30.5161 | 31.3171 | 31.7094 | 31.8245 | 32.1816 | 32.4673 | 32.6958 | 32.8787 | 32.9279 | 33.2973 | 33.7946 | 34.3044 | 34.7618 | 35.0933 | 35.0933 | 35.0933 | 12.2673 | 14.5321 | 16.3439 | 17.7933 | 18.9528 | 19.8805 | 20.6226 | 21.2163 | 18.8603 | 17.5417 | 4.6724 | 2.2885 | 0.67127 | 2.0831 | 1.6665 | 1.3332 | 1.0665 | 0.28705 | 2.1547 | 2.9014 | 2.9734 | 2.6686 | 1.9339 | 0 | 0 | 12.2673 | 26.7994 | 43.1433 | 60.9366 | 79.8894 | 99.7699 | 120.3925 | 141.6087 | 160.469 | 178.0108 | 182.6832 | 184.9717 | 185.643 | 187.7261 | 189.3926 | 190.7257 | 191.7923 | 192.0793 | 194.234 | 197.1354 | 200.1087 | 202.7773 | 204.7112 | 204.7112 | 204.7112 | 0 | 0.052938 | 0.18175 | 0.33092 | 0.4942 | 0.66704 | 0.84615 | 1.0291 | 1.0559 | 1.1132 | 1.2017 | 1.2661 | 1.2798 | 1.525 | 1.5853 | 1.631 | 1.6656 | 1.6218 | 1.692 | 1.7128 | 1.6999 | 1.5208 | 1.2996 | 0.90355 | 0.72335 | 0 | 0.052938 | 0.23469 | 0.5656 | 1.0598 | 1.7268 | 2.573 | 3.6021 | 4.658 | 5.7713 | 6.973 | 8.2391 | 9.5188 | 11.0438 | 12.6291 | 14.26 | 15.9256 | 17.5474 | 19.2394 | 20.9522 | 22.6521 | 24.1729 | 25.4725 | 26.3761 | 27.0994 | 0 | 0.30881 | 1.0602 | 1.9303 | 2.8828 | 3.8911 | 4.9359 | 6.0034 | 6.1594 | 6.4939 | 7.0099 | 7.3855 | 7.4653 | 8.8957 | 9.2473 | 9.514 | 9.7157 | 9.4606 | 9.8701 | 9.991 | 9.9162 | 8.8715 | 7.5812 | 5.2707 | 4.2195 | 0 | 0.30881 | 1.369 | 3.2993 | 6.1822 | 10.0733 | 15.0091 | 21.0125 | 27.1719 | 33.6657 | 40.6757 | 48.0612 | 55.5265 | 64.4222 | 73.6695 | 83.1835 | 92.8992 | 102.3599 | 112.2299 | 122.221 | 132.1372 | 141.0087 | 148.5899 | 153.8606 | 158.0801 | 0 | 0.052938 | 0.18175 | 0.33092 | 0.4942 | 0.66704 | 0.84615 | 1.0291 | 1.0559 | 1.1132 | 1.2017 | 1.2661 | 1.2798 | 1.525 | 1.5853 | 1.631 | 1.6656 | 1.6218 | 1.692 | 1.7128 | 1.6999 | 1.5208 | 1.2996 | 0.90355 | 0.72335 | 0 | 0.052938 | 0.23469 | 0.5656 | 1.0598 | 1.7268 | 2.573 | 3.6021 | 4.658 | 5.7713 | 6.973 | 8.2391 | 9.5188 | 11.0438 | 12.6291 | 14.26 | 15.9256 | 17.5474 | 19.2394 | 20.9522 | 22.6521 | 24.1729 | 25.4725 | 26.3761 | 27.0994 | 0 | 0.30881 | 1.0602 | 1.9303 | 2.8828 | 3.8911 | 4.9359 | 6.0034 | 6.1594 | 6.4939 | 7.0099 | 7.3855 | 7.4653 | 8.8957 | 9.2473 | 9.514 | 9.7157 | 9.4606 | 9.8701 | 9.991 | 9.9162 | 8.8715 | 7.5812 | 5.2707 | 4.2195 | 0 | 0.30881 | 1.369 | 3.2993 | 6.1822 | 10.0733 | 15.0091 | 21.0125 | 27.1719 | 33.6657 | 40.6757 | 48.0612 | 55.5265 | 64.4222 | 73.6695 | 83.1835 | 92.8992 | 102.3599 | 112.2299 | 122.221 | 132.1372 | 141.0087 | 148.5899 | 153.8606 | 158.0801 | 0 | 0.052938 | 0.18175 | 0.33092 | 0.4942 | 0.66704 | 0.84615 | 1.0291 | 1.0559 | 1.1132 | 1.2017 | 1.2661 | 1.2798 | 1.525 | 1.5853 | 1.631 | 1.6656 | 1.6218 | 1.692 | 1.7128 | 1.6999 | 1.5208 | 1.2996 | 0.90355 | 0.72335 | 0 | 0.052938 | 0.23469 | 0.5656 | 1.0598 | 1.7268 | 2.573 | 3.6021 | 4.658 | 5.7713 | 6.973 | 8.2391 | 9.5188 | 11.0438 | 12.6291 | 14.26 | 15.9256 | 17.5474 | 19.2394 | 20.9522 | 22.6521 | 24.1729 | 25.4725 | 26.3761 | 27.0994 | 0 | 0.30881 | 1.0602 | 1.9303 | 2.8828 | 3.8911 | 4.9359 | 6.0034 | 6.1594 | 6.4939 | 7.0099 | 7.3855 | 7.4653 | 8.8957 | 9.2473 | 9.514 | 9.7157 | 9.4606 | 9.8701 | 9.991 | 9.9162 | 8.8715 | 7.5812 | 5.2707 | 4.2195 | 0 | 0.30881 | 1.369 | 3.2993 | 6.1822 | 10.0733 | 15.0091 | 21.0125 | 27.1719 | 33.6657 | 40.6757 | 48.0612 | 55.5265 | 64.4222 | 73.6695 | 83.1835 | 92.8992 | 102.3599 | 112.2299 | 122.221 | 132.1372 | 141.0087 | 148.5899 | 153.8606 | 158.0801 | 0.009925 | 0.009925 | 0.009925 | 0.009925 | 0.009925 | 0.009925 | 0.009925 | 0.009925 | 0.009925 | 0.009925 | 0.009925 | 0.009925 | 0.009925 | 0.009925 | 0.009925 | 0.009925 | 0.009925 | 0.009925 | 0.009925 | 0.009925 | 0.009925 | 0.010551 | 0.010551 | 0.010551 | 0.010551 | 0.0074438 | 0.0074438 | 0.0074438 | 0.0074438 | 0.0074438 | 0.0074438 | 0.0074438 | 0.0074438 | 0.0074438 | 0.0074438 | 0.0074438 | 0.0074438 | 0.0074438 | 0.0074438 | 0.0074438 | 0.0074438 | 0.0074438 | 0.0074438 | 0.0074438 | 0.0074438 | 0.0074438 | 0.0079134 | 0.0079134 | 0.0079134 | 0.0079134
WA_Commercial_WA - Health_Existing_Food Preparation_Natural Gas_Steamer_A | WA | Commercial | WA - Health | Existing | Food Preparation | Natural Gas | Steamer | A | WCNG40 | Standard | ENERGY STAR | 8 | 1215.1419 | 0 | 0 | 0.01 | 737.87 | 0 | 0 | 0.7 | 0.2 | 1 units | 2.392% | 100% | Lost Opportunity | LOEven20_WA | 85% | TBD | 0% | -607.2266 |  | 0.001236 |  | 0 | RTF Wkbk - ComCookingSteamer_v5_0 | RTF Wkbk - ComCookingSteamer_v5_0 | RTF Wkbk - ComCookingSteamer_v5_0 | Standard | Standard | Standard | Standard | Standard | Standard | Standard | Standard | Standard | Standard | Standard | Standard | Standard | Standard | Standard | Standard | Standard | Standard | Standard | Standard | Standard | Standard | Standard | Standard | Standard | Standard | Standard | ENERGY STAR | ENERGY STAR | ENERGY STAR | ENERGY STAR | ENERGY STAR | ENERGY STAR | ENERGY STAR | ENERGY STAR | ENERGY STAR | ENERGY STAR | ENERGY STAR | ENERGY STAR | ENERGY STAR | ENERGY STAR | ENERGY STAR | ENERGY STAR | ENERGY STAR | ENERGY STAR | ENERGY STAR | ENERGY STAR | ENERGY STAR | ENERGY STAR | ENERGY STAR | ENERGY STAR | ENERGY STAR | ENERGY STAR | ENERGY STAR | 0.01 | 0.01 | 0.01 | 0.01 | 0.01 | 0.01 | 0.01 | 0.01 | 0.01 | 0.01 | 0.01 | 0.01 | 0.01 | 0.01 | 0.01 | 0.01 | 0.01 | 0.01 | 0.01 | 0.01 | 0.01 | 0.01 | 0.01 | 0.010743 | 0.010743 | 0.010743 | 0.010743 | 0 | 1215.1419 | 1215.1419 | 1215.1419 | 1215.1419 | 1215.1419 | 1215.1419 | 1215.1419 | 1215.1419 | 1215.1419 | 1215.1419 | 1215.1419 | 1215.1419 | 1215.1419 | 1215.1419 | 1215.1419 | 1215.1419 | 1215.1419 | 1215.1419 | 1215.1419 | 1215.1419 | 1215.1419 | 1215.1419 | 1215.1419 | 1215.1419 | 1215.1419 | 1215.1419 | 2.4933 | 2.4245 | 2.3695 | 2.3255 | 2.2902 | 2.2621 | 2.3255 | 2.3591 | 0 | 0 | 0 | 0.69863 | 0.55891 | 0.46432 | 0.31299 | 0.21463 | 0.030763 | 0.059826 | 0.23943 | 0 | 0 | 0 | 0.011905 | 0.22491 | 0 | 2.4933 | 4.9178 | 7.2873 | 9.6127 | 11.903 | 14.165 | 16.4905 | 18.8496 | 18.8496 | 18.8496 | 18.8496 | 19.5482 | 20.1071 | 20.5715 | 20.8845 | 21.0991 | 21.1298 | 21.1897 | 21.4291 | 21.4291 | 21.4291 | 21.4291 | 21.441 | 21.6659 | 21.6659 | 2.0518 | 1.9952 | 1.95 | 1.9137 | 1.8848 | 1.8616 | 1.9138 | 1.9414 | 0 | 0 | 0 | 0.57494 | 0.45995 | 0.38211 | 0.25758 | 0.17663 | 0.025317 | 0.049234 | 0.19704 | 0 | 0 | 0 | 0.0097975 | 0.18509 | 0 | 2.0518 | 4.0471 | 5.997 | 7.9108 | 9.7955 | 11.6571 | 13.5709 | 15.5123 | 15.5123 | 15.5123 | 15.5123 | 16.0872 | 16.5472 | 16.9293 | 17.1868 | 17.3635 | 17.3888 | 17.438 | 17.6351 | 17.6351 | 17.6351 | 17.6351 | 17.6449 | 17.8299 | 17.8299 | 0 | 0.051521 | 0.1537 | 0.25228 | 0.34836 | 0.44274 | 0.55659 | 0.66752 | 0.77469 | 0.82645 | 0.82389 | 1.131 | 1.0792 | 1.0422 | 0.99561 | 0.95881 | 0.93036 | 0.90863 | 1.0124 | 0.76629 | 0.85154 | 0.78673 | 0.70064 | 0.75247 | 0.58134 | 0 | 0.051521 | 0.20522 | 0.45751 | 0.80586 | 1.2486 | 1.8052 | 2.4727 | 3.2474 | 4.0739 | 4.8977 | 6.0288 | 7.108 | 8.1502 | 9.1459 | 10.1047 | 11.035 | 11.9437 | 12.9561 | 13.7223 | 14.5739 | 15.3606 | 16.0613 | 16.8137 | 17.3951 | 0 | 0.042399 | 0.12649 | 0.20761 | 0.28668 | 0.36435 | 0.45805 | 0.54934 | 0.63753 | 0.68012 | 0.67802 | 0.93079 | 0.88814 | 0.85772 | 0.81934 | 0.78906 | 0.76564 | 0.74775 | 0.83314 | 0.63062 | 0.70078 | 0.64744 | 0.57659 | 0.61925 | 0.47841 | 0 | 0.042399 | 0.16889 | 0.3765 | 0.66319 | 1.0275 | 1.4856 | 2.0349 | 2.6725 | 3.3526 | 4.0306 | 4.9614 | 5.8495 | 6.7072 | 7.5266 | 8.3156 | 9.0813 | 9.829 | 10.6622 | 11.2928 | 11.9936 | 12.641 | 13.2176 | 13.8368 | 14.3153 | 0 | 0.051521 | 0.1537 | 0.25228 | 0.34836 | 0.44274 | 0.55659 | 0.66752 | 0.77469 | 0.82645 | 0.82389 | 1.131 | 1.0792 | 1.0422 | 0.99561 | 0.95881 | 0.93036 | 0.90863 | 1.0124 | 0.76629 | 0.85154 | 0.78673 | 0.70064 | 0.75247 | 0.58134 | 0 | 0.051521 | 0.20522 | 0.45751 | 0.80586 | 1.2486 | 1.8052 | 2.4727 | 3.2474 | 4.0739 | 4.8977 | 6.0288 | 7.108 | 8.1502 | 9.1459 | 10.1047 | 11.035 | 11.9437 | 12.9561 | 13.7223 | 14.5739 | 15.3606 | 16.0613 | 16.8137 | 17.3951 | 0 | 0.042399 | 0.12649 | 0.20761 | 0.28668 | 0.36435 | 0.45805 | 0.54934 | 0.63753 | 0.68012 | 0.67802 | 0.93079 | 0.88814 | 0.85772 | 0.81934 | 0.78906 | 0.76564 | 0.74775 | 0.83314 | 0.63062 | 0.70078 | 0.64744 | 0.57659 | 0.61925 | 0.47841 | 0 | 0.042399 | 0.16889 | 0.3765 | 0.66319 | 1.0275 | 1.4856 | 2.0349 | 2.6725 | 3.3526 | 4.0306 | 4.9614 | 5.8495 | 6.7072 | 7.5266 | 8.3156 | 9.0813 | 9.829 | 10.6622 | 11.2928 | 11.9936 | 12.641 | 13.2176 | 13.8368 | 14.3153 | 0 | 0.051521 | 0.1537 | 0.25228 | 0.34836 | 0.44274 | 0.55659 | 0.66752 | 0.77469 | 0.82645 | 0.82389 | 1.131 | 1.0792 | 1.0422 | 0.99561 | 0.95881 | 0.93036 | 0.90863 | 1.0124 | 0.76629 | 0.85154 | 0.78673 | 0.70064 | 0.75247 | 0.58134 | 0 | 0.051521 | 0.20522 | 0.45751 | 0.80586 | 1.2486 | 1.8052 | 2.4727 | 3.2474 | 4.0739 | 4.8977 | 6.0288 | 7.108 | 8.1502 | 9.1459 | 10.1047 | 11.035 | 11.9437 | 12.9561 | 13.7223 | 14.5739 | 15.3606 | 16.0613 | 16.8137 | 17.3951 | 0 | 0.042399 | 0.12649 | 0.20761 | 0.28668 | 0.36435 | 0.45805 | 0.54934 | 0.63753 | 0.68012 | 0.67802 | 0.93079 | 0.88814 | 0.85772 | 0.81934 | 0.78906 | 0.76564 | 0.74775 | 0.83314 | 0.63062 | 0.70078 | 0.64744 | 0.57659 | 0.61925 | 0.47841 | 0 | 0.042399 | 0.16889 | 0.3765 | 0.66319 | 1.0275 | 1.4856 | 2.0349 | 2.6725 | 3.3526 | 4.0306 | 4.9614 | 5.8495 | 6.7072 | 7.5266 | 8.3156 | 9.0813 | 9.829 | 10.6622 | 11.2928 | 11.9936 | 12.641 | 13.2176 | 13.8368 | 14.3153 | -607.2266 | -607.2266 | -607.2266 | -607.2266 | -607.2266 | -607.2266 | -607.2266 | -607.2266 | -607.2266 | -607.2266 | -607.2266 | -607.2266 | -607.2266 | -607.2266 | -607.2266 | -607.2266 | -607.2266 | -607.2266 | -607.2266 | -607.2266 | -607.2266 | -607.2265 | -607.2265 | -607.2265 | -607.2265 | 0.001236 | 0.001236 | 0.001236 | 0.001236 | 0.001236 | 0.001236 | 0.001236 | 0.001236 | 0.001236 | 0.001236 | 0.001236 | 0.001236 | 0.001236 | 0.001236 | 0.001236 | 0.001236 | 0.001236 | 0.001236 | 0.001236 | 0.001236 | 0.001236 | 0.0013278 | 0.0013278 | 0.0013278 | 0.0013278
WA_Commercial_WA - Health_Existing_Food Preparation_Natural Gas_Commercial Food Prep Other_A | WA | Commercial | WA - Health | Existing | Food Preparation | Natural Gas | Commercial Food Prep Other | A | WCNG41 | Standard | ENERGY STAR | 10 | 0 | 0 | 0 | 254.64 | 0 | 0 | 0 | 0.7 | 0.2 | 1 units | 0% | 100% | Lost Opportunity | LOEven20_WA | 85% | TBD | 0% | 0 |  | 0 |  | 0 | N/A | N/A | N/A | Standard | Standard | Standard | Standard | Standard | Standard | Standard | Standard | Standard | Standard | Standard | Standard | Standard | Standard | Standard | Standard | Standard | Standard | Standard | Standard | Standard | Standard | Standard | Standard | Standard | Standard | Standard | ENERGY STAR | ENERGY STAR | ENERGY STAR | ENERGY STAR | ENERGY STAR | ENERGY STAR | ENERGY STAR | ENERGY STAR | ENERGY STAR | ENERGY STAR | ENERGY STAR | ENERGY STAR | ENERGY STAR | ENERGY STAR | ENERGY STAR | ENERGY STAR | ENERGY STAR | ENERGY STAR | ENERGY STAR | ENERGY STAR | ENERGY STAR | ENERGY STAR | ENERGY STAR | ENERGY STAR | ENERGY STAR | ENERGY STAR | ENERGY STAR | 254.64 | 254.64 | 254.64 | 254.64 | 254.64 | 254.64 | 254.64 | 254.64 | 254.64 | 254.64 | 254.64 | 254.64 | 254.64 | 254.64 | 254.64 | 254.64 | 254.64 | 254.64 | 254.64 | 254.64 | 254.64 | 254.64 | 254.64 | 254.6373 | 254.6373 | 254.6373 | 254.6373 | 0 | 0 | 0 | 0 | 0 | 0 | 0 | 0 | 0 | 0 | 0 | 0 | 0 | 0 | 0 | 0 | 0 | 0 | 0 | 0 | 0 | 0 | 0 | 0 | 0 | 0 | 0 | 0 | 0 | 0 | 0 | 0 | 0 | 0 | 0 | 0 | 0 | 0 | 0 | 0 | 0 | 0 | 0 | 0 | 0 | 0 | 0 | 0 | 0 | 0 | 0 | 0 | 0 | 0 | 0 | 0 | 0 | 0 | 0 | 0 | 0 | 0 | 0 | 0 | 0 | 0 | 0 | 0 | 0 | 0 | 0 | 0 | 0 | 0 | 0 | 0 | 0 | 0 | 0 | 0 | 0 | 0 | 0 | 0 | 0 | 0 | 0 | 0 | 0 | 0 | 0 | 0 | 0 | 0 | 0 | 0 | 0 | 0 | 0 | 0 | 0 | 0 | 0 | 0 | 0 | 0 | 0 | 0 | 0 | 0 | 0 | 0 | 0 | 0 | 0 | 0 | 0 | 0 | 0 | 0 | 0 | 0 | 0 | 0 | 0 | 0 | 0 | 0 | 0 | 0 | 0 | 0 | 0 | 0 | 0 | 0 | 0 | 0 | 0 | 0 | 0 | 0 | 0 | 0 | 0 | 0 | 0 | 0 | 0 | 0 | 0 | 0 | 0 | 0 | 0 | 0 | 0 | 0 | 0 | 0 | 0 | 0 | 0 | 0 | 0 | 0 | 0 | 0 | 0 | 0 | 0 | 0 | 0 | 0 | 0 | 0 | 0 | 0 | 0 | 0 | 0 | 0 | 0 | 0 | 0 | 0 | 0 | 0 | 0 | 0 | 0 | 0 | 0 | 0 | 0 | 0 | 0 | 0 | 0 | 0 | 0 | 0 | 0 | 0 | 0 | 0 | 0 | 0 | 0 | 0 | 0 | 0 | 0 | 0 | 0 | 0 | 0 | 0 | 0 | 0 | 0 | 0 | 0 | 0 | 0 | 0 | 0 | 0 | 0 | 0 | 0 | 0 | 0 | 0 | 0 | 0 | 0 | 0 | 0 | 0 | 0 | 0 | 0 | 0 | 0 | 0 | 0 | 0 | 0 | 0 | 0 | 0 | 0 | 0 | 0 | 0 | 0 | 0 | 0 | 0 | 0 | 0 | 0 | 0 | 0 | 0 | 0 | 0 | 0 | 0 | 0 | 0 | 0 | 0 | 0 | 0 | 0 | 0 | 0 | 0 | 0 | 0 | 0 | 0 | 0 | 0 | 0 | 0 | 0 | 0 | 0 | 0 | 0 | 0 | 0 | 0 | 0 | 0 | 0 | 0 | 0 | 0 | 0 | 0 | 0 | 0 | 0 | 0 | 0 | 0 | 0 | 0 | 0 | 0 | 0 | 0 | 0 | 0 | 0 | 0 | 0 | 0 | 0 | 0 | 0 | 0 | 0 | 0 | 0 | 0 | 0 | 0 | 0 | 0 | 0 | 0 | 0 | 0 | 0 | 0 | 0 | 0 | 0 | 0 | 0 | 0 | 0 | 0 | 0 | 0 | 0 | 0 | 0 | 0 | 0 | 0 | 0 | 0 | 0 | 0 | 0 | 0 | 0 | 0 | 0 | 0 | 0 | 0 | 0 | 0 | 0 | 0 | 0 | 0 | 0 | 0 | 0 | 0 | 0 | 0 | 0 | 0 | 0 | 0 | 0 | 0 | 0 | 0 | 0 | 0 | 0 | 0 | 0 | 0 | 0 | 0 | 0 | 0 | 0 | 0 | 0 | 0 | 0 | 0 | 0 | 0 | 0 | 0 | 0 | 0 | 0 | 0 | 0 | 0 | 0 | 0 | 0 | 0 | 0 | 0 | 0 | 0 | 0 | 0 | 0 | 0 | 0 | 0 | 0 | 0 | 0 | 0 | 0 | 0 | 0 | 0 | 0 | 0 | 0 | 0 | 0 | 0 | 0 | 0 | 0 | 0 | 0 | 0 | 0 | 0 | 0 | 0 | 0 | 0 | 0 | 0 | 0 | 0 | 0 | 0 | 0 | 0 | 0 | 0 | 0 | 0 | 0 | 0 | 0 | 0 | 0 | 0 | 0 | 0 | 0 | 0 | 0
WA_Commercial_WA - Health_Existing_Miscellaneous_Natural Gas_Pool Heater_A | WA | Commercial | WA - Health | Existing | Miscellaneous | Natural Gas | Pool Heater | A | WCNG42 | Standard (EF .78) | Condensing (EF .90) | 6 | 0 | 0 | 0 | 12715.41 | 0 | 0 | 0 | 0.7 | 0.2 | 1 units | 0% | 100% | Lost Opportunity | LO1Slow_WA | 84.66% | TBD | 0% | 0 |  | 0 |  | 0 | DOE Commercial R&D 2016 - Table 7-6 | DOE Commercial R&D 2016 - Table 7-7 | DOE Commercial R&D 2016 - Table 7-9 | Standard (EF .78) | Standard (EF .78) | Standard (EF .78) | Standard (EF .78) | Standard (EF .78) | Standard (EF .78) | Standard (EF .78) | Standard (EF .78) | Standard (EF .78) | Standard (EF .78) | Standard (EF .78) | Standard (EF .78) | Standard (EF .78) | Standard (EF .78) | Standard (EF .78) | Standard (EF .78) | Standard (EF .78) | Standard (EF .78) | Standard (EF .78) | Standard (EF .78) | Standard (EF .78) | Standard (EF .78) | Standard (EF .78) | Standard (EF .78) | Standard (EF .78) | Standard (EF .78) | Standard (EF .78) | Condensing (EF .90) | Condensing (EF .90) | Condensing (EF .90) | Condensing (EF .90) | Condensing (EF .90) | Condensing (EF .90) | Condensing (EF .90) | Condensing (EF .90) | Condensing (EF .90) | Condensing (EF .90) | Condensing (EF .90) | Condensing (EF .90) | Condensing (EF .90) | Condensing (EF .90) | Condensing (EF .90) | Condensing (EF .90) | Condensing (EF .90) | Condensing (EF .90) | Condensing (EF .90) | Condensing (EF .90) | Condensing (EF .90) | Condensing (EF .90) | Condensing (EF .90) | Condensing (EF .90) | Condensing (EF .90) | Condensing (EF .90) | Condensing (EF .90) | 12715.41 | 12715.41 | 12715.41 | 12715.41 | 12715.41 | 12715.41 | 12715.41 | 12715.41 | 12715.41 | 12715.41 | 12715.41 | 12715.41 | 12715.41 | 12715.41 | 12715.41 | 12715.41 | 12715.41 | 12715.41 | 12715.41 | 12715.41 | 12715.41 | 12715.41 | 12715.41 | 12715.4132 | 12715.4132 | 12715.4132 | 12715.4132 | 0 | 0 | 0 | 0 | 0 | 0 | 0 | 0 | 0 | 0 | 0 | 0 | 0 | 0 | 0 | 0 | 0 | 0 | 0 | 0 | 0 | 0 | 0 | 0 | 0 | 0 | 0 | 0 | 0 | 0 | 0 | 0 | 0 | 0 | 0 | 0 | 0 | 0 | 0 | 0 | 0 | 0 | 0 | 0 | 0 | 0 | 0 | 0 | 0 | 0 | 0 | 0 | 0 | 0 | 0 | 0 | 0 | 0 | 0 | 0 | 0 | 0 | 0 | 0 | 0 | 0 | 0 | 0 | 0 | 0 | 0 | 0 | 0 | 0 | 0 | 0 | 0 | 0 | 0 | 0 | 0 | 0 | 0 | 0 | 0 | 0 | 0 | 0 | 0 | 0 | 0 | 0 | 0 | 0 | 0 | 0 | 0 | 0 | 0 | 0 | 0 | 0 | 0 | 0 | 0 | 0 | 0 | 0 | 0 | 0 | 0 | 0 | 0 | 0 | 0 | 0 | 0 | 0 | 0 | 0 | 0 | 0 | 0 | 0 | 0 | 0 | 0 | 0 | 0 | 0 | 0 | 0 | 0 | 0 | 0 | 0 | 0 | 0 | 0 | 0 | 0 | 0 | 0 | 0 | 0 | 0 | 0 | 0 | 0 | 0 | 0 | 0 | 0 | 0 | 0 | 0 | 0 | 0 | 0 | 0 | 0 | 0 | 0 | 0 | 0 | 0 | 0 | 0 | 0 | 0 | 0 | 0 | 0 | 0 | 0 | 0 | 0 | 0 | 0 | 0 | 0 | 0 | 0 | 0 | 0 | 0 | 0 | 0 | 0 | 0 | 0 | 0 | 0 | 0 | 0 | 0 | 0 | 0 | 0 | 0 | 0 | 0 | 0 | 0 | 0 | 0 | 0 | 0 | 0 | 0 | 0 | 0 | 0 | 0 | 0 | 0 | 0 | 0 | 0 | 0 | 0 | 0 | 0 | 0 | 0 | 0 | 0 | 0 | 0 | 0 | 0 | 0 | 0 | 0 | 0 | 0 | 0 | 0 | 0 | 0 | 0 | 0 | 0 | 0 | 0 | 0 | 0 | 0 | 0 | 0 | 0 | 0 | 0 | 0 | 0 | 0 | 0 | 0 | 0 | 0 | 0 | 0 | 0 | 0 | 0 | 0 | 0 | 0 | 0 | 0 | 0 | 0 | 0 | 0 | 0 | 0 | 0 | 0 | 0 | 0 | 0 | 0 | 0 | 0 | 0 | 0 | 0 | 0 | 0 | 0 | 0 | 0 | 0 | 0 | 0 | 0 | 0 | 0 | 0 | 0 | 0 | 0 | 0 | 0 | 0 | 0 | 0 | 0 | 0 | 0 | 0 | 0 | 0 | 0 | 0 | 0 | 0 | 0 | 0 | 0 | 0 | 0 | 0 | 0 | 0 | 0 | 0 | 0 | 0 | 0 | 0 | 0 | 0 | 0 | 0 | 0 | 0 | 0 | 0 | 0 | 0 | 0 | 0 | 0 | 0 | 0 | 0 | 0 | 0 | 0 | 0 | 0 | 0 | 0 | 0 | 0 | 0 | 0 | 0 | 0 | 0 | 0 | 0 | 0 | 0 | 0 | 0 | 0 | 0 | 0 | 0 | 0 | 0 | 0 | 0 | 0 | 0 | 0 | 0 | 0 | 0 | 0 | 0 | 0 | 0 | 0 | 0 | 0 | 0 | 0 | 0 | 0 | 0 | 0 | 0 | 0 | 0 | 0 | 0 | 0 | 0 | 0 | 0 | 0 | 0 | 0 | 0 | 0 | 0 | 0 | 0 | 0 | 0 | 0 | 0 | 0 | 0 | 0 | 0 | 0 | 0 | 0 | 0 | 0 | 0 | 0 | 0 | 0 | 0 | 0 | 0 | 0 | 0 | 0 | 0 | 0 | 0 | 0 | 0 | 0 | 0 | 0 | 0 | 0 | 0 | 0 | 0 | 0 | 0 | 0 | 0 | 0 | 0 | 0 | 0 | 0 | 0 | 0 | 0 | 0 | 0 | 0 | 0 | 0 | 0 | 0 | 0 | 0 | 0 | 0 | 0 | 0 | 0 | 0 | 0 | 0 | 0
WA_Commercial_WA - Health_New_Space Heating_Natural Gas_Furnace_A | WA | Commercial | WA - Health | New | Space Heating | Natural Gas | Furnace | A | WCNG43 | AFUE 80% (Standard) | AFUE 96% | 23 | 0 | 0 | 0 | 956.79 | -5.72 | 0 | 0 | 0.7 | 0.2 | 400 kBtu/hr | 13.17% | 100% | Lost Opportunity | LO1Slow_WA | 84.66% | TBD | 0% | 0 |  | 0 |  | 0 | EIA18_Tech Forecast Updates_p.90_2020 Typical | EIA18_Tech Forecast Updates_p.90_2020 Typical | AEG BEST | AFUE 80% (Standard) | AFUE 80% (Standard) | AFUE 80% (Standard) | AFUE 90% | AFUE 90% | AFUE 90% | AFUE 90% | AFUE 90% | AFUE 90% | AFUE 90% | AFUE 90% | AFUE 90% | AFUE 90% | AFUE 90% | AFUE 90% | AFUE 90% | AFUE 90% | AFUE 90% | AFUE 90% | AFUE 90% | AFUE 90% | AFUE 90% | AFUE 90% | AFUE 90% | AFUE 90% | AFUE 90% | AFUE 90% | AFUE 96% | AFUE 96% | AFUE 96% | AFUE 96% | AFUE 96% | AFUE 96% | AFUE 96% | AFUE 96% | AFUE 96% | AFUE 96% | AFUE 96% | AFUE 96% | AFUE 96% | AFUE 96% | AFUE 96% | AFUE 96% | AFUE 96% | AFUE 96% | AFUE 96% | AFUE 96% | AFUE 96% | AFUE 96% | AFUE 96% | AFUE 96% | AFUE 96% | AFUE 96% | AFUE 96% | 1913.58 | 1913.58 | 1913.58 | 956.79 | 956.79 | 956.79 | 956.79 | 956.79 | 956.79 | 956.79 | 956.79 | 956.79 | 956.79 | 956.79 | 956.79 | 956.79 | 956.79 | 956.79 | 956.79 | 956.79 | 956.79 | 956.79 | 956.79 | 956.7894 | 956.7894 | 956.7894 | 956.7894 | 0 | 0 | 0 | 0 | 0 | 0 | 0 | 0 | 0 | 0 | 0 | 0 | 0 | 0 | 0 | 0 | 0 | 0 | 0 | 0 | 0 | 0 | 0 | 0 | 0 | 0 | 0 | 0 | 0 | 0 | 0 | 0 | 0 | 0 | 0 | 0 | 0 | 0 | 0 | 0 | 0 | 0 | 0 | 0 | 0 | 0 | 0 | 0 | 0 | 0 | 0 | 0 | 0 | 0 | 0 | 0 | 0 | 0 | 0 | 0 | 0 | 0 | 0 | 0 | 0 | 0 | 0 | 0 | 0 | 0 | 0 | 0 | 0 | 0 | 0 | 0 | 0 | 0 | 0 | 0 | 0 | 0 | 0 | 0 | 0 | 0 | 0 | 0 | 0 | 0 | 0 | 0 | 0 | 0 | 0 | 0 | 0 | 0 | 0 | 0 | 0 | 0 | 0 | 0 | 0 | 0 | 0 | 0 | 0 | 0 | 0 | 0 | 0 | 0 | 0 | 0 | 0 | 0 | 0 | 0 | 0 | 0 | 0 | 0 | 0 | 0 | 0 | 0 | 0 | 0 | 0 | 0 | 0 | 0 | 0 | 0 | 0 | 0 | 0 | 0 | 0 | 0 | 0 | 0 | 0 | 0 | 0 | 0 | 0 | 0 | 0 | 0 | 0 | 0 | 0 | 0 | 0 | 0 | 0 | 0 | 0 | 0 | 0 | 0 | 0 | 0 | 0 | 0 | 0 | 0 | 0 | 0 | 0 | 0 | 0 | 0 | 0 | 0 | 0 | 0 | 0 | 0 | 0 | 0 | 0 | 0 | 0 | 0 | 0 | 0 | 0 | 0 | 0 | 0 | 0 | 0 | 0 | 0 | 0 | 0 | 0 | 0 | 0 | 0 | 0 | 0 | 0 | 0 | 0 | 0 | 0 | 0 | 0 | 0 | 0 | 0 | 0 | 0 | 0 | 0 | 0 | 0 | 0 | 0 | 0 | 0 | 0 | 0 | 0 | 0 | 0 | 0 | 0 | 0 | 0 | 0 | 0 | 0 | 0 | 0 | 0 | 0 | 0 | 0 | 0 | 0 | 0 | 0 | 0 | 0 | 0 | 0 | 0 | 0 | 0 | 0 | 0 | 0 | 0 | 0 | 0 | 0 | 0 | 0 | 0 | 0 | 0 | 0 | 0 | 0 | 0 | 0 | 0 | 0 | 0 | 0 | 0 | 0 | 0 | 0 | 0 | 0 | 0 | 0 | 0 | 0 | 0 | 0 | 0 | 0 | 0 | 0 | 0 | 0 | 0 | 0 | 0 | 0 | 0 | 0 | 0 | 0 | 0 | 0 | 0 | 0 | 0 | 0 | 0 | 0 | 0 | 0 | 0 | 0 | 0 | 0 | 0 | 0 | 0 | 0 | 0 | 0 | 0 | 0 | 0 | 0 | 0 | 0 | 0 | 0 | 0 | 0 | 0 | 0 | 0 | 0 | 0 | 0 | 0 | 0 | 0 | 0 | 0 | 0 | 0 | 0 | 0 | 0 | 0 | 0 | 0 | 0 | 0 | 0 | 0 | 0 | 0 | 0 | 0 | 0 | 0 | 0 | 0 | 0 | 0 | 0 | 0 | 0 | 0 | 0 | 0 | 0 | 0 | 0 | 0 | 0 | 0 | 0 | 0 | 0 | 0 | 0 | 0 | 0 | 0 | 0 | 0 | 0 | 0 | 0 | 0 | 0 | 0 | 0 | 0 | 0 | 0 | 0 | 0 | 0 | 0 | 0 | 0 | 0 | 0 | 0 | 0 | 0 | 0 | 0 | 0 | 0 | 0 | 0 | 0 | 0 | 0 | 0 | 0 | 0 | 0 | 0 | 0 | 0 | 0 | 0 | 0 | 0 | 0 | 0 | 0 | 0 | 0 | 0 | 0 | 0 | 0 | 0 | 0 | 0 | 0 | 0 | 0 | 0 | 0 | 0 | 0 | 0 | 0 | 0 | 0 | 0 | 0 | 0 | 0 | 0 | 0 | 0 | 0 | 0 | 0 | 0 | 0 | 0 | 0 | 0 | 0 | 0 | 0 | 0 | 0 | 0 | 0 | 0 | 0 | 0 | 0
WA_Commercial_WA - Health_New_Space Heating_Natural Gas_Boiler_A | WA | Commercial | WA - Health | New | Space Heating | Natural Gas | Boiler | A | WCNG44 | AFUE 80% (Standard) | AFUE 85% | 25 | 0 | 0 | 0 | 6982.75 | 0 | 0 | 0 | 0.7 | 0.2 | 800 kBtu/hr | 74.23% | 100% | Lost Opportunity | LO20Fast_WA | 84.66% | TBD | 0% | 0 |  | 0 |  | 0 | EIA 2018 Tech Forecast | EIA 2018 Tech Forecast | AEG BEST | AFUE 80% (Standard) | AFUE 80% (Standard) | AFUE 80% (Standard) | AFUE 80% (Standard) | AFUE 80% (Standard) | AFUE 80% (Standard) | AFUE 80% (Standard) | AFUE 80% (Standard) | AFUE 80% (Standard) | AFUE 80% (Standard) | AFUE 80% (Standard) | AFUE 80% (Standard) | AFUE 80% (Standard) | AFUE 80% (Standard) | AFUE 80% (Standard) | AFUE 80% (Standard) | AFUE 80% (Standard) | AFUE 80% (Standard) | AFUE 80% (Standard) | AFUE 80% (Standard) | AFUE 80% (Standard) | AFUE 80% (Standard) | AFUE 80% (Standard) | AFUE 80% (Standard) | AFUE 80% (Standard) | AFUE 80% (Standard) | AFUE 80% (Standard) | AFUE 85% | AFUE 85% | AFUE 85% | AFUE 85% | AFUE 85% | AFUE 85% | AFUE 85% | AFUE 85% | AFUE 85% | AFUE 85% | AFUE 85% | AFUE 85% | AFUE 85% | AFUE 85% | AFUE 85% | AFUE 85% | AFUE 85% | AFUE 85% | AFUE 85% | AFUE 85% | AFUE 85% | AFUE 85% | AFUE 85% | AFUE 85% | AFUE 85% | AFUE 85% | AFUE 85% | 6982.75 | 6982.75 | 6982.75 | 6982.75 | 6982.75 | 6982.75 | 6982.75 | 6982.75 | 6982.75 | 6982.75 | 6982.75 | 6982.75 | 6982.75 | 6982.75 | 6982.75 | 6982.75 | 6982.75 | 6982.75 | 6982.75 | 6982.75 | 6982.75 | 6982.75 | 6982.75 | 6982.7461 | 6982.7461 | 6982.7461 | 6982.7461 | 0 | 0 | 0 | 0 | 0 | 0 | 0 | 0 | 0 | 0 | 0 | 0 | 0 | 0 | 0 | 0 | 0 | 0 | 0 | 0 | 0 | 0 | 0 | 0 | 0 | 0 | 0 | 0 | 0 | 0 | 0 | 0 | 0 | 0 | 0 | 0 | 0 | 0 | 0 | 0 | 0 | 0 | 0 | 0 | 0 | 0 | 0 | 0 | 0 | 0 | 0 | 0 | 0 | 0 | 0 | 0 | 0 | 0 | 0 | 0 | 0 | 0 | 0 | 0 | 0 | 0 | 0 | 0 | 0 | 0 | 0 | 0 | 0 | 0 | 0 | 0 | 0 | 0 | 0 | 0 | 0 | 0 | 0 | 0 | 0 | 0 | 0 | 0 | 0 | 0 | 0 | 0 | 0 | 0 | 0 | 0 | 0 | 0 | 0 | 0 | 0 | 0 | 0 | 0 | 0 | 0 | 0 | 0 | 0 | 0 | 0 | 0 | 0 | 0 | 0 | 0 | 0 | 0 | 0 | 0 | 0 | 0 | 0 | 0 | 0 | 0 | 0 | 0 | 0 | 0 | 0 | 0 | 0 | 0 | 0 | 0 | 0 | 0 | 0 | 0 | 0 | 0 | 0 | 0 | 0 | 0 | 0 | 0 | 0 | 0 | 0 | 0 | 0 | 0 | 0 | 0 | 0 | 0 | 0 | 0 | 0 | 0 | 0 | 0 | 0 | 0 | 0 | 0 | 0 | 0 | 0 | 0 | 0 | 0 | 0 | 0 | 0 | 0 | 0 | 0 | 0 | 0 | 0 | 0 | 0 | 0 | 0 | 0 | 0 | 0 | 0 | 0 | 0 | 0 | 0 | 0 | 0 | 0 | 0 | 0 | 0 | 0 | 0 | 0 | 0 | 0 | 0 | 0 | 0 | 0 | 0 | 0 | 0 | 0 | 0 | 0 | 0 | 0 | 0 | 0 | 0 | 0 | 0 | 0 | 0 | 0 | 0 | 0 | 0 | 0 | 0 | 0 | 0 | 0 | 0 | 0 | 0 | 0 | 0 | 0 | 0 | 0 | 0 | 0 | 0 | 0 | 0 | 0 | 0 | 0 | 0 | 0 | 0 | 0 | 0 | 0 | 0 | 0 | 0 | 0 | 0 | 0 | 0 | 0 | 0 | 0 | 0 | 0 | 0 | 0 | 0 | 0 | 0 | 0 | 0 | 0 | 0 | 0 | 0 | 0 | 0 | 0 | 0 | 0 | 0 | 0 | 0 | 0 | 0 | 0 | 0 | 0 | 0 | 0 | 0 | 0 | 0 | 0 | 0 | 0 | 0 | 0 | 0 | 0 | 0 | 0 | 0 | 0 | 0 | 0 | 0 | 0 | 0 | 0 | 0 | 0 | 0 | 0 | 0 | 0 | 0 | 0 | 0 | 0 | 0 | 0 | 0 | 0 | 0 | 0 | 0 | 0 | 0 | 0 | 0 | 0 | 0 | 0 | 0 | 0 | 0 | 0 | 0 | 0 | 0 | 0 | 0 | 0 | 0 | 0 | 0 | 0 | 0 | 0 | 0 | 0 | 0 | 0 | 0 | 0 | 0 | 0 | 0 | 0 | 0 | 0 | 0 | 0 | 0 | 0 | 0 | 0 | 0 | 0 | 0 | 0 | 0 | 0 | 0 | 0 | 0 | 0 | 0 | 0 | 0 | 0 | 0 | 0 | 0 | 0 | 0 | 0 | 0 | 0 | 0 | 0 | 0 | 0 | 0 | 0 | 0 | 0 | 0 | 0 | 0 | 0 | 0 | 0 | 0 | 0 | 0 | 0 | 0 | 0 | 0 | 0 | 0 | 0 | 0 | 0 | 0 | 0 | 0 | 0 | 0 | 0 | 0 | 0 | 0 | 0 | 0 | 0 | 0 | 0 | 0 | 0 | 0 | 0 | 0 | 0 | 0 | 0 | 0 | 0 | 0 | 0 | 0 | 0 | 0 | 0 | 0 | 0 | 0 | 0 | 0 | 0 | 0 | 0 | 0 | 0 | 0 | 0 | 0 | 0 | 0 | 0 | 0 | 0 | 0 | 0 | 0 | 0 | 0 | 0 | 0 | 0 | 0
WA_Commercial_WA - Health_New_Space Heating_Natural Gas_Unit Heater_A | WA | Commercial | WA - Health | New | Space Heating | Natural Gas | Unit Heater | A | WCNG45 | Standard | Infrared Radiant | 15 | 0 | 0 | 0 | 16127.37 | -2197.29 | 0 | 0 | 0.7 | 0.2 | 120 kBtu/Hr | 0% | 100% | Lost Opportunity | LO5Med_WA | 85% | TBD | 0% | 0 |  | 0 |  | 0 | Xcel CO 2021/22 DSM Plan/TRM p.424 | Xcel CO 2021/22 DSM Plan/TRM p.416 | Xcel CO 2021/22 DSM Plan/TRM p.416 | Standard | Standard | Standard | Standard | Standard | Standard | Standard | Standard | Standard | Standard | Standard | Standard | Standard | Standard | Standard | Standard | Standard | Standard | Standard | Standard | Standard | Standard | Standard | Standard | Standard | Standard | Standard | Infrared Radiant | Infrared Radiant | Infrared Radiant | Infrared Radiant | Infrared Radiant | Infrared Radiant | Infrared Radiant | Infrared Radiant | Infrared Radiant | Infrared Radiant | Infrared Radiant | Infrared Radiant | Infrared Radiant | Infrared Radiant | Infrared Radiant | Infrared Radiant | Infrared Radiant | Infrared Radiant | Infrared Radiant | Infrared Radiant | Infrared Radiant | Infrared Radiant | Infrared Radiant | Infrared Radiant | Infrared Radiant | Infrared Radiant | Infrared Radiant | 16127.37 | 16127.37 | 16127.37 | 16127.37 | 16127.37 | 16127.37 | 16127.37 | 16127.37 | 16127.37 | 16127.37 | 16127.37 | 16127.37 | 16127.37 | 16127.37 | 16127.37 | 16127.37 | 16127.37 | 16127.37 | 16127.37 | 16127.37 | 16127.37 | 16127.37 | 16127.37 | 16127.3721 | 16127.3721 | 16127.3721 | 16127.3721 | 0 | 0 | 0 | 0 | 0 | 0 | 0 | 0 | 0 | 0 | 0 | 0 | 0 | 0 | 0 | 0 | 0 | 0 | 0 | 0 | 0 | 0 | 0 | 0 | 0 | 0 | 0 | 0 | 0 | 0 | 0 | 0 | 0 | 0 | 0 | 0 | 0 | 0 | 0 | 0 | 0 | 0 | 0 | 0 | 0 | 0 | 0 | 0 | 0 | 0 | 0 | 0 | 0 | 0 | 0 | 0 | 0 | 0 | 0 | 0 | 0 | 0 | 0 | 0 | 0 | 0 | 0 | 0 | 0 | 0 | 0 | 0 | 0 | 0 | 0 | 0 | 0 | 0 | 0 | 0 | 0 | 0 | 0 | 0 | 0 | 0 | 0 | 0 | 0 | 0 | 0 | 0 | 0 | 0 | 0 | 0 | 0 | 0 | 0 | 0 | 0 | 0 | 0 | 0 | 0 | 0 | 0 | 0 | 0 | 0 | 0 | 0 | 0 | 0 | 0 | 0 | 0 | 0 | 0 | 0 | 0 | 0 | 0 | 0 | 0 | 0 | 0 | 0 | 0 | 0 | 0 | 0 | 0 | 0 | 0 | 0 | 0 | 0 | 0 | 0 | 0 | 0 | 0 | 0 | 0 | 0 | 0 | 0 | 0 | 0 | 0 | 0 | 0 | 0 | 0 | 0 | 0 | 0 | 0 | 0 | 0 | 0 | 0 | 0 | 0 | 0 | 0 | 0 | 0 | 0 | 0 | 0 | 0 | 0 | 0 | 0 | 0 | 0 | 0 | 0 | 0 | 0 | 0 | 0 | 0 | 0 | 0 | 0 | 0 | 0 | 0 | 0 | 0 | 0 | 0 | 0 | 0 | 0 | 0 | 0 | 0 | 0 | 0 | 0 | 0 | 0 | 0 | 0 | 0 | 0 | 0 | 0 | 0 | 0 | 0 | 0 | 0 | 0 | 0 | 0 | 0 | 0 | 0 | 0 | 0 | 0 | 0 | 0 | 0 | 0 | 0 | 0 | 0 | 0 | 0 | 0 | 0 | 0 | 0 | 0 | 0 | 0 | 0 | 0 | 0 | 0 | 0 | 0 | 0 | 0 | 0 | 0 | 0 | 0 | 0 | 0 | 0 | 0 | 0 | 0 | 0 | 0 | 0 | 0 | 0 | 0 | 0 | 0 | 0 | 0 | 0 | 0 | 0 | 0 | 0 | 0 | 0 | 0 | 0 | 0 | 0 | 0 | 0 | 0 | 0 | 0 | 0 | 0 | 0 | 0 | 0 | 0 | 0 | 0 | 0 | 0 | 0 | 0 | 0 | 0 | 0 | 0 | 0 | 0 | 0 | 0 | 0 | 0 | 0 | 0 | 0 | 0 | 0 | 0 | 0 | 0 | 0 | 0 | 0 | 0 | 0 | 0 | 0 | 0 | 0 | 0 | 0 | 0 | 0 | 0 | 0 | 0 | 0 | 0 | 0 | 0 | 0 | 0 | 0 | 0 | 0 | 0 | 0 | 0 | 0 | 0 | 0 | 0 | 0 | 0 | 0 | 0 | 0 | 0 | 0 | 0 | 0 | 0 | 0 | 0 | 0 | 0 | 0 | 0 | 0 | 0 | 0 | 0 | 0 | 0 | 0 | 0 | 0 | 0 | 0 | 0 | 0 | 0 | 0 | 0 | 0 | 0 | 0 | 0 | 0 | 0 | 0 | 0 | 0 | 0 | 0 | 0 | 0 | 0 | 0 | 0 | 0 | 0 | 0 | 0 | 0 | 0 | 0 | 0 | 0 | 0 | 0 | 0 | 0 | 0 | 0 | 0 | 0 | 0 | 0 | 0 | 0 | 0 | 0 | 0 | 0 | 0 | 0 | 0 | 0 | 0 | 0 | 0 | 0 | 0 | 0 | 0 | 0 | 0 | 0 | 0 | 0 | 0 | 0 | 0 | 0 | 0 | 0 | 0 | 0 | 0 | 0 | 0 | 0 | 0 | 0 | 0 | 0 | 0 | 0 | 0 | 0 | 0 | 0 | 0 | 0 | 0 | 0 | 0 | 0 | 0 | 0 | 0 | 0 | 0 | 0 | 0 | 0 | 0 | 0 | 0 | 0
WA_Commercial_WA - Health_New_Water Heating_Natural Gas_Water Heater_A | WA | Commercial | WA - Health | New | Water Heating | Natural Gas | Water Heater | A | WCNG46 | TE 88% | Tankless | 10 | 0 | 0 | 0 | 4.9 | 1.3 | 0 | 0 | 0.7 | 0.2 | 1 kBtu/hr | 80.97% | 100% | Lost Opportunity | LO12Med_WA | 84.74% | TBD | 0% | 0 |  | 0 |  | 0 | AEO 2021 - gas_water_heater 2017 ENERGY STAR | AEO 2021 - gas_water_heater 2017 ENERGY STAR | DHW_WH-Water Heating-NMTRM-2016-7 | TE 88% | TE 88% | TE 88% | TE 88% | TE 88% | TE 88% | TE 88% | TE 88% | TE 88% | TE 88% | TE 88% | TE 88% | TE 88% | TE 88% | TE 88% | TE 88% | TE 88% | TE 88% | TE 88% | TE 88% | TE 88% | TE 88% | TE 88% | TE 88% | TE 88% | TE 88% | TE 88% | Tankless | Tankless | Tankless | Tankless | Tankless | Tankless | Tankless | Tankless | Tankless | Tankless | Tankless | Tankless | Tankless | Tankless | Tankless | Tankless | Tankless | Tankless | Tankless | Tankless | Tankless | Tankless | Tankless | Tankless | Tankless | Tankless | Tankless | 4.9 | 4.9 | 4.9 | 4.9 | 4.9 | 4.9 | 4.9 | 4.9 | 4.9 | 4.9 | 4.9 | 4.9 | 4.9 | 4.9 | 4.9 | 4.9 | 4.9 | 4.9 | 4.9 | 4.9 | 4.9 | 4.9 | 4.9 | 4.8991 | 4.8991 | 4.8991 | 4.8991 | 0 | 0 | 0 | 0 | 0 | 0 | 0 | 0 | 0 | 0 | 0 | 0 | 0 | 0 | 0 | 0 | 0 | 0 | 0 | 0 | 0 | 0 | 0 | 0 | 0 | 0 | 0 | 0 | 0 | 0 | 0 | 0 | 0 | 0 | 0 | 0 | 0 | 0 | 0 | 0 | 0 | 0 | 0 | 0 | 0 | 0 | 0 | 0 | 0 | 0 | 0 | 0 | 0 | 0 | 0 | 0 | 0 | 0 | 0 | 0 | 0 | 0 | 0 | 0 | 0 | 0 | 0 | 0 | 0 | 0 | 0 | 0 | 0 | 0 | 0 | 0 | 0 | 0 | 0 | 0 | 0 | 0 | 0 | 0 | 0 | 0 | 0 | 0 | 0 | 0 | 0 | 0 | 0 | 0 | 0 | 0 | 0 | 0 | 0 | 0 | 0 | 0 | 0 | 0 | 0 | 0 | 0 | 0 | 0 | 0 | 0 | 0 | 0 | 0 | 0 | 0 | 0 | 0 | 0 | 0 | 0 | 0 | 0 | 0 | 0 | 0 | 0 | 0 | 0 | 0 | 0 | 0 | 0 | 0 | 0 | 0 | 0 | 0 | 0 | 0 | 0 | 0 | 0 | 0 | 0 | 0 | 0 | 0 | 0 | 0 | 0 | 0 | 0 | 0 | 0 | 0 | 0 | 0 | 0 | 0 | 0 | 0 | 0 | 0 | 0 | 0 | 0 | 0 | 0 | 0 | 0 | 0 | 0 | 0 | 0 | 0 | 0 | 0 | 0 | 0 | 0 | 0 | 0 | 0 | 0 | 0 | 0 | 0 | 0 | 0 | 0 | 0 | 0 | 0 | 0 | 0 | 0 | 0 | 0 | 0 | 0 | 0 | 0 | 0 | 0 | 0 | 0 | 0 | 0 | 0 | 0 | 0 | 0 | 0 | 0 | 0 | 0 | 0 | 0 | 0 | 0 | 0 | 0 | 0 | 0 | 0 | 0 | 0 | 0 | 0 | 0 | 0 | 0 | 0 | 0 | 0 | 0 | 0 | 0 | 0 | 0 | 0 | 0 | 0 | 0 | 0 | 0 | 0 | 0 | 0 | 0 | 0 | 0 | 0 | 0 | 0 | 0 | 0 | 0 | 0 | 0 | 0 | 0 | 0 | 0 | 0 | 0 | 0 | 0 | 0 | 0 | 0 | 0 | 0 | 0 | 0 | 0 | 0 | 0 | 0 | 0 | 0 | 0 | 0 | 0 | 0 | 0 | 0 | 0 | 0 | 0 | 0 | 0 | 0 | 0 | 0 | 0 | 0 | 0 | 0 | 0 | 0 | 0 | 0 | 0 | 0 | 0 | 0 | 0 | 0 | 0 | 0 | 0 | 0 | 0 | 0 | 0 | 0 | 0 | 0 | 0 | 0 | 0 | 0 | 0 | 0 | 0 | 0 | 0 | 0 | 0 | 0 | 0 | 0 | 0 | 0 | 0 | 0 | 0 | 0 | 0 | 0 | 0 | 0 | 0 | 0 | 0 | 0 | 0 | 0 | 0 | 0 | 0 | 0 | 0 | 0 | 0 | 0 | 0 | 0 | 0 | 0 | 0 | 0 | 0 | 0 | 0 | 0 | 0 | 0 | 0 | 0 | 0 | 0 | 0 | 0 | 0 | 0 | 0 | 0 | 0 | 0 | 0 | 0 | 0 | 0 | 0 | 0 | 0 | 0 | 0 | 0 | 0 | 0 | 0 | 0 | 0 | 0 | 0 | 0 | 0 | 0 | 0 | 0 | 0 | 0 | 0 | 0 | 0 | 0 | 0 | 0 | 0 | 0 | 0 | 0 | 0 | 0 | 0 | 0 | 0 | 0 | 0 | 0 | 0 | 0 | 0 | 0 | 0 | 0 | 0 | 0 | 0 | 0 | 0 | 0 | 0 | 0 | 0 | 0 | 0 | 0 | 0 | 0 | 0 | 0 | 0 | 0 | 0 | 0 | 0 | 0 | 0 | 0 | 0 | 0 | 0 | 0 | 0 | 0 | 0 | 0 | 0 | 0 | 0 | 0 | 0 | 0 | 0 | 0 | 0 | 0 | 0 | 0 | 0 | 0 | 0
WA_Commercial_WA - Health_New_Food Preparation_Natural Gas_Oven_A | WA | Commercial | WA - Health | New | Food Preparation | Natural Gas | Oven | A | WCNG47 | Standard | ENERGY STAR (>42% Baking Efficiency) | 12 | 0 | 0 | 0 | 436.37 | 0 | 0 | 0 | 0.7 | 0.2 | 1 units | 1.976% | 100% | Lost Opportunity | LOEven20_WA | 85% | TBD | 0% | 0 |  | 0 |  | 0 | IL TRM - 4.2.1 - CI-FSE-CBOV-V02-160601 | EIA 2018 Tech Forecast | ETO Measure Input Sheet | Standard | Standard | Standard | Standard | Standard | Standard | Standard | Standard | Standard | Standard | Standard | Standard | Standard | Standard | Standard | Standard | Standard | Standard | Standard | Standard | Standard | Standard | Standard | Standard | Standard | Standard | Standard | ENERGY STAR (>42% Baking Efficiency) | ENERGY STAR (>42% Baking Efficiency) | ENERGY STAR (>42% Baking Efficiency) | ENERGY STAR (>42% Baking Efficiency) | ENERGY STAR (>42% Baking Efficiency) | ENERGY STAR (>42% Baking Efficiency) | ENERGY STAR (>42% Baking Efficiency) | ENERGY STAR (>42% Baking Efficiency) | ENERGY STAR (>42% Baking Efficiency) | ENERGY STAR (>42% Baking Efficiency) | ENERGY STAR (>42% Baking Efficiency) | ENERGY STAR (>42% Baking Efficiency) | ENERGY STAR (>42% Baking Efficiency) | ENERGY STAR (>42% Baking Efficiency) | ENERGY STAR (>42% Baking Efficiency) | ENERGY STAR (>42% Baking Efficiency) | ENERGY STAR (>42% Baking Efficiency) | ENERGY STAR (>42% Baking Efficiency) | ENERGY STAR (>42% Baking Efficiency) | ENERGY STAR (>42% Baking Efficiency) | ENERGY STAR (>42% Baking Efficiency) | ENERGY STAR (>42% Baking Efficiency) | ENERGY STAR (>42% Baking Efficiency) | ENERGY STAR (>42% Baking Efficiency) | ENERGY STAR (>42% Baking Efficiency) | ENERGY STAR (>42% Baking Efficiency) | ENERGY STAR (>42% Baking Efficiency) | 436.37 | 436.37 | 436.37 | 436.37 | 436.37 | 436.37 | 436.37 | 436.37 | 436.37 | 436.37 | 436.37 | 436.37 | 436.37 | 436.37 | 436.37 | 436.37 | 436.37 | 436.37 | 436.37 | 436.37 | 436.37 | 436.37 | 436.37 | 436.3686 | 436.3686 | 436.3686 | 436.3686 | 0 | 0 | 0 | 0 | 0 | 0 | 0 | 0 | 0 | 0 | 0 | 0 | 0 | 0 | 0 | 0 | 0 | 0 | 0 | 0 | 0 | 0 | 0 | 0 | 0 | 0 | 0 | 0 | 0 | 0 | 0 | 0 | 0 | 0 | 0 | 0 | 0 | 0 | 0 | 0 | 0 | 0 | 0 | 0 | 0 | 0 | 0 | 0 | 0 | 0 | 0 | 0 | 0 | 0 | 0 | 0 | 0 | 0 | 0 | 0 | 0 | 0 | 0 | 0 | 0 | 0 | 0 | 0 | 0 | 0 | 0 | 0 | 0 | 0 | 0 | 0 | 0 | 0 | 0 | 0 | 0 | 0 | 0 | 0 | 0 | 0 | 0 | 0 | 0 | 0 | 0 | 0 | 0 | 0 | 0 | 0 | 0 | 0 | 0 | 0 | 0 | 0 | 0 | 0 | 0 | 0 | 0 | 0 | 0 | 0 | 0 | 0 | 0 | 0 | 0 | 0 | 0 | 0 | 0 | 0 | 0 | 0 | 0 | 0 | 0 | 0 | 0 | 0 | 0 | 0 | 0 | 0 | 0 | 0 | 0 | 0 | 0 | 0 | 0 | 0 | 0 | 0 | 0 | 0 | 0 | 0 | 0 | 0 | 0 | 0 | 0 | 0 | 0 | 0 | 0 | 0 | 0 | 0 | 0 | 0 | 0 | 0 | 0 | 0 | 0 | 0 | 0 | 0 | 0 | 0 | 0 | 0 | 0 | 0 | 0 | 0 | 0 | 0 | 0 | 0 | 0 | 0 | 0 | 0 | 0 | 0 | 0 | 0 | 0 | 0 | 0 | 0 | 0 | 0 | 0 | 0 | 0 | 0 | 0 | 0 | 0 | 0 | 0 | 0 | 0 | 0 | 0 | 0 | 0 | 0 | 0 | 0 | 0 | 0 | 0 | 0 | 0 | 0 | 0 | 0 | 0 | 0 | 0 | 0 | 0 | 0 | 0 | 0 | 0 | 0 | 0 | 0 | 0 | 0 | 0 | 0 | 0 | 0 | 0 | 0 | 0 | 0 | 0 | 0 | 0 | 0 | 0 | 0 | 0 | 0 | 0 | 0 | 0 | 0 | 0 | 0 | 0 | 0 | 0 | 0 | 0 | 0 | 0 | 0 | 0 | 0 | 0 | 0 | 0 | 0 | 0 | 0 | 0 | 0 | 0 | 0 | 0 | 0 | 0 | 0 | 0 | 0 | 0 | 0 | 0 | 0 | 0 | 0 | 0 | 0 | 0 | 0 | 0 | 0 | 0 | 0 | 0 | 0 | 0 | 0 | 0 | 0 | 0 | 0 | 0 | 0 | 0 | 0 | 0 | 0 | 0 | 0 | 0 | 0 | 0 | 0 | 0 | 0 | 0 | 0 | 0 | 0 | 0 | 0 | 0 | 0 | 0 | 0 | 0 | 0 | 0 | 0 | 0 | 0 | 0 | 0 | 0 | 0 | 0 | 0 | 0 | 0 | 0 | 0 | 0 | 0 | 0 | 0 | 0 | 0 | 0 | 0 | 0 | 0 | 0 | 0 | 0 | 0 | 0 | 0 | 0 | 0 | 0 | 0 | 0 | 0 | 0 | 0 | 0 | 0 | 0 | 0 | 0 | 0 | 0 | 0 | 0 | 0 | 0 | 0 | 0 | 0 | 0 | 0 | 0 | 0 | 0 | 0 | 0 | 0 | 0 | 0 | 0 | 0 | 0 | 0 | 0 | 0 | 0 | 0 | 0 | 0 | 0 | 0 | 0 | 0 | 0 | 0 | 0 | 0 | 0 | 0 | 0 | 0 | 0 | 0 | 0 | 0 | 0 | 0 | 0 | 0 | 0 | 0 | 0 | 0 | 0 | 0 | 0 | 0 | 0 | 0 | 0 | 0 | 0 | 0 | 0 | 0 | 0 | 0 | 0 | 0 | 0 | 0 | 0 | 0 | 0 | 0 | 0 | 0 | 0 | 0 | 0 | 0 | 0 | 0 | 0 | 0 | 0 | 0 | 0 | 0 | 0 | 0 | 0 | 0 | 0 | 0 | 0 | 0 | 0 | 0 | 0 | 0 | 0 | 0 | 0
WA_Commercial_WA - Health_New_Food Preparation_Natural Gas_Conveyor Oven_A | WA | Commercial | WA - Health | New | Food Preparation | Natural Gas | Conveyor Oven | A | WCNG48 | Standard | Efficient (>42% Baking Efficiency) | 17 | 0 | 0 | 0 | 2424.76 | 0 | 0 | 0 | 0.7 | 0.2 | 1 units | 0.988% | 100% | Lost Opportunity | LOEven20_WA | 85% | TBD | 0% | 0 |  | 0 |  | 0 | IL TRM - 4.2.4 - CI-FSE-CVOV-V02-180101 | PGE Workpaper, PGECOFST117 R5, 2015 | MN TRM 3.1 - Gas Conveyor Oven v1.1 | Standard | Standard | Standard | Standard | Standard | Standard | Standard | Standard | Standard | Standard | Standard | Standard | Standard | Standard | Standard | Standard | Standard | Standard | Standard | Standard | Standard | Standard | Standard | Standard | Standard | Standard | Standard | Efficient (>42% Baking Efficiency) | Efficient (>42% Baking Efficiency) | Efficient (>42% Baking Efficiency) | Efficient (>42% Baking Efficiency) | Efficient (>42% Baking Efficiency) | Efficient (>42% Baking Efficiency) | Efficient (>42% Baking Efficiency) | Efficient (>42% Baking Efficiency) | Efficient (>42% Baking Efficiency) | Efficient (>42% Baking Efficiency) | Efficient (>42% Baking Efficiency) | Efficient (>42% Baking Efficiency) | Efficient (>42% Baking Efficiency) | Efficient (>42% Baking Efficiency) | Efficient (>42% Baking Efficiency) | Efficient (>42% Baking Efficiency) | Efficient (>42% Baking Efficiency) | Efficient (>42% Baking Efficiency) | Efficient (>42% Baking Efficiency) | Efficient (>42% Baking Efficiency) | Efficient (>42% Baking Efficiency) | Efficient (>42% Baking Efficiency) | Efficient (>42% Baking Efficiency) | Efficient (>42% Baking Efficiency) | Efficient (>42% Baking Efficiency) | Efficient (>42% Baking Efficiency) | Efficient (>42% Baking Efficiency) | 2424.76 | 2424.76 | 2424.76 | 2424.76 | 2424.76 | 2424.76 | 2424.76 | 2424.76 | 2424.76 | 2424.76 | 2424.76 | 2424.76 | 2424.76 | 2424.76 | 2424.76 | 2424.76 | 2424.76 | 2424.76 | 2424.76 | 2424.76 | 2424.76 | 2424.76 | 2424.76 | 2424.76 | 2424.76 | 2424.76 | 2424.76 | 0 | 0 | 0 | 0 | 0 | 0 | 0 | 0 | 0 | 0 | 0 | 0 | 0 | 0 | 0 | 0 | 0 | 0 | 0 | 0 | 0 | 0 | 0 | 0 | 0 | 0 | 0 | 0 | 0 | 0 | 0 | 0 | 0 | 0 | 0 | 0 | 0 | 0 | 0 | 0 | 0 | 0 | 0 | 0 | 0 | 0 | 0 | 0 | 0 | 0 | 0 | 0 | 0 | 0 | 0 | 0 | 0 | 0 | 0 | 0 | 0 | 0 | 0 | 0 | 0 | 0 | 0 | 0 | 0 | 0 | 0 | 0 | 0 | 0 | 0 | 0 | 0 | 0 | 0 | 0 | 0 | 0 | 0 | 0 | 0 | 0 | 0 | 0 | 0 | 0 | 0 | 0 | 0 | 0 | 0 | 0 | 0 | 0 | 0 | 0 | 0 | 0 | 0 | 0 | 0 | 0 | 0 | 0 | 0 | 0 | 0 | 0 | 0 | 0 | 0 | 0 | 0 | 0 | 0 | 0 | 0 | 0 | 0 | 0 | 0 | 0 | 0 | 0 | 0 | 0 | 0 | 0 | 0 | 0 | 0 | 0 | 0 | 0 | 0 | 0 | 0 | 0 | 0 | 0 | 0 | 0 | 0 | 0 | 0 | 0 | 0 | 0 | 0 | 0 | 0 | 0 | 0 | 0 | 0 | 0 | 0 | 0 | 0 | 0 | 0 | 0 | 0 | 0 | 0 | 0 | 0 | 0 | 0 | 0 | 0 | 0 | 0 | 0 | 0 | 0 | 0 | 0 | 0 | 0 | 0 | 0 | 0 | 0 | 0 | 0 | 0 | 0 | 0 | 0 | 0 | 0 | 0 | 0 | 0 | 0 | 0 | 0 | 0 | 0 | 0 | 0 | 0 | 0 | 0 | 0 | 0 | 0 | 0 | 0 | 0 | 0 | 0 | 0 | 0 | 0 | 0 | 0 | 0 | 0 | 0 | 0 | 0 | 0 | 0 | 0 | 0 | 0 | 0 | 0 | 0 | 0 | 0 | 0 | 0 | 0 | 0 | 0 | 0 | 0 | 0 | 0 | 0 | 0 | 0 | 0 | 0 | 0 | 0 | 0 | 0 | 0 | 0 | 0 | 0 | 0 | 0 | 0 | 0 | 0 | 0 | 0 | 0 | 0 | 0 | 0 | 0 | 0 | 0 | 0 | 0 | 0 | 0 | 0 | 0 | 0 | 0 | 0 | 0 | 0 | 0 | 0 | 0 | 0 | 0 | 0 | 0 | 0 | 0 | 0 | 0 | 0 | 0 | 0 | 0 | 0 | 0 | 0 | 0 | 0 | 0 | 0 | 0 | 0 | 0 | 0 | 0 | 0 | 0 | 0 | 0 | 0 | 0 | 0 | 0 | 0 | 0 | 0 | 0 | 0 | 0 | 0 | 0 | 0 | 0 | 0 | 0 | 0 | 0 | 0 | 0 | 0 | 0 | 0 | 0 | 0 | 0 | 0 | 0 | 0 | 0 | 0 | 0 | 0 | 0 | 0 | 0 | 0 | 0 | 0 | 0 | 0 | 0 | 0 | 0 | 0 | 0 | 0 | 0 | 0 | 0 | 0 | 0 | 0 | 0 | 0 | 0 | 0 | 0 | 0 | 0 | 0 | 0 | 0 | 0 | 0 | 0 | 0 | 0 | 0 | 0 | 0 | 0 | 0 | 0 | 0 | 0 | 0 | 0 | 0 | 0 | 0 | 0 | 0 | 0 | 0 | 0 | 0 | 0 | 0 | 0 | 0 | 0 | 0 | 0 | 0 | 0 | 0 | 0 | 0 | 0 | 0 | 0 | 0 | 0 | 0 | 0 | 0 | 0 | 0 | 0 | 0 | 0 | 0 | 0 | 0 | 0 | 0 | 0 | 0 | 0 | 0 | 0 | 0 | 0 | 0 | 0 | 0 | 0 | 0 | 0 | 0 | 0 | 0 | 0 | 0 | 0 | 0 | 0 | 0 | 0 | 0 | 0 | 0 | 0 | 0 | 0 | 0 | 0 | 0 | 0 | 0 | 0 | 0 | 0 | 0 | 0 | 0 | 0 | 0 | 0 | 0 | 0
WA_Commercial_WA - Health_New_Food Preparation_Natural Gas_Double Rack Oven_A | WA | Commercial | WA - Health | New | Food Preparation | Natural Gas | Double Rack Oven | A | WCNG49 | Standard | FTSC Qualified (>50% Cooking Efficiency) | 12 | 0 | 0 | 0 | 5342.47 | 0 | 0 | 0 | 0.7 | 0.2 | 1 units | 0.988% | 100% | Lost Opportunity | LOEven20_WA | 85% | TBD | 0% | 0 |  | 0 |  | 0 | IL TRM - 4.2.18 - CI-FSE-RKOV-VO2-180101 | PGE Workpaper, PGECOFST109 R6, 2016 | IL TRM - 4.2.18 - CI-FSE-RKOV-VO2-180101 | Standard | Standard | Standard | Standard | Standard | Standard | Standard | Standard | Standard | Standard | Standard | Standard | Standard | Standard | Standard | Standard | Standard | Standard | Standard | Standard | Standard | Standard | Standard | Standard | Standard | Standard | Standard | FTSC Qualified (>50% Cooking Efficiency) | FTSC Qualified (>50% Cooking Efficiency) | FTSC Qualified (>50% Cooking Efficiency) | FTSC Qualified (>50% Cooking Efficiency) | FTSC Qualified (>50% Cooking Efficiency) | FTSC Qualified (>50% Cooking Efficiency) | FTSC Qualified (>50% Cooking Efficiency) | FTSC Qualified (>50% Cooking Efficiency) | FTSC Qualified (>50% Cooking Efficiency) | FTSC Qualified (>50% Cooking Efficiency) | FTSC Qualified (>50% Cooking Efficiency) | FTSC Qualified (>50% Cooking Efficiency) | FTSC Qualified (>50% Cooking Efficiency) | FTSC Qualified (>50% Cooking Efficiency) | FTSC Qualified (>50% Cooking Efficiency) | FTSC Qualified (>50% Cooking Efficiency) | FTSC Qualified (>50% Cooking Efficiency) | FTSC Qualified (>50% Cooking Efficiency) | FTSC Qualified (>50% Cooking Efficiency) | FTSC Qualified (>50% Cooking Efficiency) | FTSC Qualified (>50% Cooking Efficiency) | FTSC Qualified (>50% Cooking Efficiency) | FTSC Qualified (>50% Cooking Efficiency) | FTSC Qualified (>50% Cooking Efficiency) | FTSC Qualified (>50% Cooking Efficiency) | FTSC Qualified (>50% Cooking Efficiency) | FTSC Qualified (>50% Cooking Efficiency) | 5342.47 | 5342.47 | 5342.47 | 5342.47 | 5342.47 | 5342.47 | 5342.47 | 5342.47 | 5342.47 | 5342.47 | 5342.47 | 5342.47 | 5342.47 | 5342.47 | 5342.47 | 5342.47 | 5342.47 | 5342.47 | 5342.47 | 5342.47 | 5342.47 | 5342.47 | 5342.47 | 5342.4659 | 5342.4659 | 5342.4659 | 5342.4659 | 0 | 0 | 0 | 0 | 0 | 0 | 0 | 0 | 0 | 0 | 0 | 0 | 0 | 0 | 0 | 0 | 0 | 0 | 0 | 0 | 0 | 0 | 0 | 0 | 0 | 0 | 0 | 0 | 0 | 0 | 0 | 0 | 0 | 0 | 0 | 0 | 0 | 0 | 0 | 0 | 0 | 0 | 0 | 0 | 0 | 0 | 0 | 0 | 0 | 0 | 0 | 0 | 0 | 0 | 0 | 0 | 0 | 0 | 0 | 0 | 0 | 0 | 0 | 0 | 0 | 0 | 0 | 0 | 0 | 0 | 0 | 0 | 0 | 0 | 0 | 0 | 0 | 0 | 0 | 0 | 0 | 0 | 0 | 0 | 0 | 0 | 0 | 0 | 0 | 0 | 0 | 0 | 0 | 0 | 0 | 0 | 0 | 0 | 0 | 0 | 0 | 0 | 0 | 0 | 0 | 0 | 0 | 0 | 0 | 0 | 0 | 0 | 0 | 0 | 0 | 0 | 0 | 0 | 0 | 0 | 0 | 0 | 0 | 0 | 0 | 0 | 0 | 0 | 0 | 0 | 0 | 0 | 0 | 0 | 0 | 0 | 0 | 0 | 0 | 0 | 0 | 0 | 0 | 0 | 0 | 0 | 0 | 0 | 0 | 0 | 0 | 0 | 0 | 0 | 0 | 0 | 0 | 0 | 0 | 0 | 0 | 0 | 0 | 0 | 0 | 0 | 0 | 0 | 0 | 0 | 0 | 0 | 0 | 0 | 0 | 0 | 0 | 0 | 0 | 0 | 0 | 0 | 0 | 0 | 0 | 0 | 0 | 0 | 0 | 0 | 0 | 0 | 0 | 0 | 0 | 0 | 0 | 0 | 0 | 0 | 0 | 0 | 0 | 0 | 0 | 0 | 0 | 0 | 0 | 0 | 0 | 0 | 0 | 0 | 0 | 0 | 0 | 0 | 0 | 0 | 0 | 0 | 0 | 0 | 0 | 0 | 0 | 0 | 0 | 0 | 0 | 0 | 0 | 0 | 0 | 0 | 0 | 0 | 0 | 0 | 0 | 0 | 0 | 0 | 0 | 0 | 0 | 0 | 0 | 0 | 0 | 0 | 0 | 0 | 0 | 0 | 0 | 0 | 0 | 0 | 0 | 0 | 0 | 0 | 0 | 0 | 0 | 0 | 0 | 0 | 0 | 0 | 0 | 0 | 0 | 0 | 0 | 0 | 0 | 0 | 0 | 0 | 0 | 0 | 0 | 0 | 0 | 0 | 0 | 0 | 0 | 0 | 0 | 0 | 0 | 0 | 0 | 0 | 0 | 0 | 0 | 0 | 0 | 0 | 0 | 0 | 0 | 0 | 0 | 0 | 0 | 0 | 0 | 0 | 0 | 0 | 0 | 0 | 0 | 0 | 0 | 0 | 0 | 0 | 0 | 0 | 0 | 0 | 0 | 0 | 0 | 0 | 0 | 0 | 0 | 0 | 0 | 0 | 0 | 0 | 0 | 0 | 0 | 0 | 0 | 0 | 0 | 0 | 0 | 0 | 0 | 0 | 0 | 0 | 0 | 0 | 0 | 0 | 0 | 0 | 0 | 0 | 0 | 0 | 0 | 0 | 0 | 0 | 0 | 0 | 0 | 0 | 0 | 0 | 0 | 0 | 0 | 0 | 0 | 0 | 0 | 0 | 0 | 0 | 0 | 0 | 0 | 0 | 0 | 0 | 0 | 0 | 0 | 0 | 0 | 0 | 0 | 0 | 0 | 0 | 0 | 0 | 0 | 0 | 0 | 0 | 0 | 0 | 0 | 0 | 0 | 0 | 0 | 0 | 0 | 0 | 0 | 0 | 0 | 0 | 0 | 0 | 0 | 0 | 0 | 0 | 0 | 0 | 0 | 0 | 0 | 0 | 0 | 0 | 0 | 0 | 0 | 0 | 0 | 0 | 0 | 0 | 0 | 0 | 0 | 0 | 0 | 0 | 0 | 0 | 0 | 0 | 0 | 0 | 0 | 0 | 0 | 0 | 0 | 0 | 0 | 0 | 0 | 0 | 0 | 0 | 0 | 0 | 0 | 0 | 0 | 0 | 0 | 0 | 0 | 0 | 0
WA_Commercial_WA - Health_New_Food Preparation_Natural Gas_Fryer_A | WA | Commercial | WA - Health | New | Food Preparation | Natural Gas | Fryer | A | WCNG50 | Standard | ENERGY STAR | 9 | 0 | 0 | 0 | 933.12 | 0 | 0 | 0 | 0.7 | 0.2 | 1 units | 22.87% | 100% | Lost Opportunity | LO5Med_WA | 85% | TBD | 0% | 0 |  | 0 |  | 0 | RTF Wkbk - ComCookingFryer_v5_0 | RTF Wkbk - ComCookingFryer_v5_0 | RTF Wkbk - ComCookingFryer_v5_0 | Standard | Standard | Standard | Standard | Standard | Standard | Standard | Standard | Standard | Standard | Standard | Standard | Standard | Standard | Standard | Standard | Standard | Standard | Standard | Standard | Standard | Standard | Standard | Standard | Standard | Standard | Standard | ENERGY STAR | ENERGY STAR | ENERGY STAR | ENERGY STAR | ENERGY STAR | ENERGY STAR | ENERGY STAR | ENERGY STAR | ENERGY STAR | ENERGY STAR | ENERGY STAR | ENERGY STAR | ENERGY STAR | ENERGY STAR | ENERGY STAR | ENERGY STAR | ENERGY STAR | ENERGY STAR | ENERGY STAR | ENERGY STAR | ENERGY STAR | ENERGY STAR | ENERGY STAR | ENERGY STAR | ENERGY STAR | ENERGY STAR | ENERGY STAR | 933.12 | 933.12 | 933.12 | 933.12 | 933.12 | 933.12 | 933.12 | 933.12 | 933.12 | 933.12 | 933.12 | 933.12 | 933.12 | 933.12 | 933.12 | 933.12 | 933.12 | 933.12 | 933.12 | 933.12 | 933.12 | 933.12 | 933.12 | 933.1211 | 933.1211 | 933.1211 | 933.1211 | 0 | 0 | 0 | 0 | 0 | 0 | 0 | 0 | 0 | 0 | 0 | 0 | 0 | 0 | 0 | 0 | 0 | 0 | 0 | 0 | 0 | 0 | 0 | 0 | 0 | 0 | 0 | 0 | 0 | 0 | 0 | 0 | 0 | 0 | 0 | 0 | 0 | 0 | 0 | 0 | 0 | 0 | 0 | 0 | 0 | 0 | 0 | 0 | 0 | 0 | 0 | 0 | 0 | 0 | 0 | 0 | 0 | 0 | 0 | 0 | 0 | 0 | 0 | 0 | 0 | 0 | 0 | 0 | 0 | 0 | 0 | 0 | 0 | 0 | 0 | 0 | 0 | 0 | 0 | 0 | 0 | 0 | 0 | 0 | 0 | 0 | 0 | 0 | 0 | 0 | 0 | 0 | 0 | 0 | 0 | 0 | 0 | 0 | 0 | 0 | 0 | 0 | 0 | 0 | 0 | 0 | 0 | 0 | 0 | 0 | 0 | 0 | 0 | 0 | 0 | 0 | 0 | 0 | 0 | 0 | 0 | 0 | 0 | 0 | 0 | 0 | 0 | 0 | 0 | 0 | 0 | 0 | 0 | 0 | 0 | 0 | 0 | 0 | 0 | 0 | 0 | 0 | 0 | 0 | 0 | 0 | 0 | 0 | 0 | 0 | 0 | 0 | 0 | 0 | 0 | 0 | 0 | 0 | 0 | 0 | 0 | 0 | 0 | 0 | 0 | 0 | 0 | 0 | 0 | 0 | 0 | 0 | 0 | 0 | 0 | 0 | 0 | 0 | 0 | 0 | 0 | 0 | 0 | 0 | 0 | 0 | 0 | 0 | 0 | 0 | 0 | 0 | 0 | 0 | 0 | 0 | 0 | 0 | 0 | 0 | 0 | 0 | 0 | 0 | 0 | 0 | 0 | 0 | 0 | 0 | 0 | 0 | 0 | 0 | 0 | 0 | 0 | 0 | 0 | 0 | 0 | 0 | 0 | 0 | 0 | 0 | 0 | 0 | 0 | 0 | 0 | 0 | 0 | 0 | 0 | 0 | 0 | 0 | 0 | 0 | 0 | 0 | 0 | 0 | 0 | 0 | 0 | 0 | 0 | 0 | 0 | 0 | 0 | 0 | 0 | 0 | 0 | 0 | 0 | 0 | 0 | 0 | 0 | 0 | 0 | 0 | 0 | 0 | 0 | 0 | 0 | 0 | 0 | 0 | 0 | 0 | 0 | 0 | 0 | 0 | 0 | 0 | 0 | 0 | 0 | 0 | 0 | 0 | 0 | 0 | 0 | 0 | 0 | 0 | 0 | 0 | 0 | 0 | 0 | 0 | 0 | 0 | 0 | 0 | 0 | 0 | 0 | 0 | 0 | 0 | 0 | 0 | 0 | 0 | 0 | 0 | 0 | 0 | 0 | 0 | 0 | 0 | 0 | 0 | 0 | 0 | 0 | 0 | 0 | 0 | 0 | 0 | 0 | 0 | 0 | 0 | 0 | 0 | 0 | 0 | 0 | 0 | 0 | 0 | 0 | 0 | 0 | 0 | 0 | 0 | 0 | 0 | 0 | 0 | 0 | 0 | 0 | 0 | 0 | 0 | 0 | 0 | 0 | 0 | 0 | 0 | 0 | 0 | 0 | 0 | 0 | 0 | 0 | 0 | 0 | 0 | 0 | 0 | 0 | 0 | 0 | 0 | 0 | 0 | 0 | 0 | 0 | 0 | 0 | 0 | 0 | 0 | 0 | 0 | 0 | 0 | 0 | 0 | 0 | 0 | 0 | 0 | 0 | 0 | 0 | 0 | 0 | 0 | 0 | 0 | 0 | 0 | 0 | 0 | 0 | 0 | 0 | 0 | 0 | 0 | 0 | 0 | 0 | 0 | 0 | 0 | 0 | 0 | 0 | 0 | 0 | 0 | 0 | 0 | 0 | 0 | 0 | 0 | 0 | 0 | 0 | 0 | 0 | 0 | 0 | 0 | 0 | 0 | 0 | 0 | 0 | 0 | 0 | 0 | 0 | 0 | 0 | 0 | 0 | 0 | 0 | 0 | 0 | 0 | 0 | 0 | 0 | 0 | 0 | 0 | 0 | 0 | 0 | 0 | 0 | 0 | 0
WA_Commercial_WA - Health_New_Food Preparation_Natural Gas_Broiler_A | WA | Commercial | WA - Health | New | Food Preparation | Natural Gas | Broiler | A | WCNG51 | Standard | Infrared Burners | 12 | 0 | 0 | 0 | 1166.72 | 0 | 0 | 0 | 0.7 | 0.2 | 1 units | 5.15% | 100% | Lost Opportunity | LOEven20_WA | 85% | TBD | 0% | 0 |  | 0 |  | 0 | IL TRM - 4.2.14 - CI-FSE-IRBL-V02-180101 | IL TRM - 4.2.14 - CI-FSE-IRBL-V02-180101 | IL TRM - 4.2.14 - CI-FSE-IRBL-V02-180101 | Standard | Standard | Standard | Standard | Standard | Standard | Standard | Standard | Standard | Standard | Standard | Standard | Standard | Standard | Standard | Standard | Standard | Standard | Standard | Standard | Standard | Standard | Standard | Standard | Standard | Standard | Standard | Infrared Burners | Infrared Burners | Infrared Burners | Infrared Burners | Infrared Burners | Infrared Burners | Infrared Burners | Infrared Burners | Infrared Burners | Infrared Burners | Infrared Burners | Infrared Burners | Infrared Burners | Infrared Burners | Infrared Burners | Infrared Burners | Infrared Burners | Infrared Burners | Infrared Burners | Infrared Burners | Infrared Burners | Infrared Burners | Infrared Burners | Infrared Burners | Infrared Burners | Infrared Burners | Infrared Burners | 1166.72 | 1166.72 | 1166.72 | 1166.72 | 1166.72 | 1166.72 | 1166.72 | 1166.72 | 1166.72 | 1166.72 | 1166.72 | 1166.72 | 1166.72 | 1166.72 | 1166.72 | 1166.72 | 1166.72 | 1166.72 | 1166.72 | 1166.72 | 1166.72 | 1166.72 | 1166.72 | 1166.7179 | 1166.7179 | 1166.7179 | 1166.7179 | 0 | 0 | 0 | 0 | 0 | 0 | 0 | 0 | 0 | 0 | 0 | 0 | 0 | 0 | 0 | 0 | 0 | 0 | 0 | 0 | 0 | 0 | 0 | 0 | 0 | 0 | 0 | 0 | 0 | 0 | 0 | 0 | 0 | 0 | 0 | 0 | 0 | 0 | 0 | 0 | 0 | 0 | 0 | 0 | 0 | 0 | 0 | 0 | 0 | 0 | 0 | 0 | 0 | 0 | 0 | 0 | 0 | 0 | 0 | 0 | 0 | 0 | 0 | 0 | 0 | 0 | 0 | 0 | 0 | 0 | 0 | 0 | 0 | 0 | 0 | 0 | 0 | 0 | 0 | 0 | 0 | 0 | 0 | 0 | 0 | 0 | 0 | 0 | 0 | 0 | 0 | 0 | 0 | 0 | 0 | 0 | 0 | 0 | 0 | 0 | 0 | 0 | 0 | 0 | 0 | 0 | 0 | 0 | 0 | 0 | 0 | 0 | 0 | 0 | 0 | 0 | 0 | 0 | 0 | 0 | 0 | 0 | 0 | 0 | 0 | 0 | 0 | 0 | 0 | 0 | 0 | 0 | 0 | 0 | 0 | 0 | 0 | 0 | 0 | 0 | 0 | 0 | 0 | 0 | 0 | 0 | 0 | 0 | 0 | 0 | 0 | 0 | 0 | 0 | 0 | 0 | 0 | 0 | 0 | 0 | 0 | 0 | 0 | 0 | 0 | 0 | 0 | 0 | 0 | 0 | 0 | 0 | 0 | 0 | 0 | 0 | 0 | 0 | 0 | 0 | 0 | 0 | 0 | 0 | 0 | 0 | 0 | 0 | 0 | 0 | 0 | 0 | 0 | 0 | 0 | 0 | 0 | 0 | 0 | 0 | 0 | 0 | 0 | 0 | 0 | 0 | 0 | 0 | 0 | 0 | 0 | 0 | 0 | 0 | 0 | 0 | 0 | 0 | 0 | 0 | 0 | 0 | 0 | 0 | 0 | 0 | 0 | 0 | 0 | 0 | 0 | 0 | 0 | 0 | 0 | 0 | 0 | 0 | 0 | 0 | 0 | 0 | 0 | 0 | 0 | 0 | 0 | 0 | 0 | 0 | 0 | 0 | 0 | 0 | 0 | 0 | 0 | 0 | 0 | 0 | 0 | 0 | 0 | 0 | 0 | 0 | 0 | 0 | 0 | 0 | 0 | 0 | 0 | 0 | 0 | 0 | 0 | 0 | 0 | 0 | 0 | 0 | 0 | 0 | 0 | 0 | 0 | 0 | 0 | 0 | 0 | 0 | 0 | 0 | 0 | 0 | 0 | 0 | 0 | 0 | 0 | 0 | 0 | 0 | 0 | 0 | 0 | 0 | 0 | 0 | 0 | 0 | 0 | 0 | 0 | 0 | 0 | 0 | 0 | 0 | 0 | 0 | 0 | 0 | 0 | 0 | 0 | 0 | 0 | 0 | 0 | 0 | 0 | 0 | 0 | 0 | 0 | 0 | 0 | 0 | 0 | 0 | 0 | 0 | 0 | 0 | 0 | 0 | 0 | 0 | 0 | 0 | 0 | 0 | 0 | 0 | 0 | 0 | 0 | 0 | 0 | 0 | 0 | 0 | 0 | 0 | 0 | 0 | 0 | 0 | 0 | 0 | 0 | 0 | 0 | 0 | 0 | 0 | 0 | 0 | 0 | 0 | 0 | 0 | 0 | 0 | 0 | 0 | 0 | 0 | 0 | 0 | 0 | 0 | 0 | 0 | 0 | 0 | 0 | 0 | 0 | 0 | 0 | 0 | 0 | 0 | 0 | 0 | 0 | 0 | 0 | 0 | 0 | 0 | 0 | 0 | 0 | 0 | 0 | 0 | 0 | 0 | 0 | 0 | 0 | 0 | 0 | 0 | 0 | 0 | 0 | 0 | 0 | 0 | 0 | 0 | 0 | 0 | 0 | 0 | 0 | 0 | 0 | 0 | 0 | 0 | 0 | 0 | 0 | 0 | 0 | 0 | 0 | 0 | 0 | 0 | 0 | 0 | 0 | 0 | 0 | 0 | 0 | 0 | 0 | 0 | 0 | 0 | 0 | 0 | 0 | 0 | 0 | 0 | 0 | 0 | 0
WA_Commercial_WA - Health_New_Food Preparation_Natural Gas_Griddle_A | WA | Commercial | WA - Health | New | Food Preparation | Natural Gas | Griddle | A | WCNG52 | Standard | ENERGY STAR | 12 | 0 | 0 | 0 | 1405.83 | 0 | 0 | 0 | 0.7 | 0.2 | 1 units | 5.15% | 100% | Lost Opportunity | LOEven20_WA | 85% | TBD | 0% | 0 |  | 0 |  | 0 | IL TRM - 4.2.8 - CI-FSE-ESGR-V04-200101 | IL TRM - 4.2.8 - CI-FSE-ESGR-V04-200101 | IL TRM - 4.2.8 - CI-FSE-ESGR-V04-200101 | Standard | Standard | Standard | Standard | Standard | Standard | Standard | Standard | Standard | Standard | Standard | Standard | Standard | Standard | Standard | Standard | Standard | Standard | Standard | Standard | Standard | Standard | Standard | Standard | Standard | Standard | Standard | ENERGY STAR | ENERGY STAR | ENERGY STAR | ENERGY STAR | ENERGY STAR | ENERGY STAR | ENERGY STAR | ENERGY STAR | ENERGY STAR | ENERGY STAR | ENERGY STAR | ENERGY STAR | ENERGY STAR | ENERGY STAR | ENERGY STAR | ENERGY STAR | ENERGY STAR | ENERGY STAR | ENERGY STAR | ENERGY STAR | ENERGY STAR | ENERGY STAR | ENERGY STAR | ENERGY STAR | ENERGY STAR | ENERGY STAR | ENERGY STAR | 1405.83 | 1405.83 | 1405.83 | 1405.83 | 1405.83 | 1405.83 | 1405.83 | 1405.83 | 1405.83 | 1405.83 | 1405.83 | 1405.83 | 1405.83 | 1405.83 | 1405.83 | 1405.83 | 1405.83 | 1405.83 | 1405.83 | 1405.83 | 1405.83 | 1405.83 | 1405.83 | 1405.8266 | 1405.8266 | 1405.8266 | 1405.8266 | 0 | 0 | 0 | 0 | 0 | 0 | 0 | 0 | 0 | 0 | 0 | 0 | 0 | 0 | 0 | 0 | 0 | 0 | 0 | 0 | 0 | 0 | 0 | 0 | 0 | 0 | 0 | 0 | 0 | 0 | 0 | 0 | 0 | 0 | 0 | 0 | 0 | 0 | 0 | 0 | 0 | 0 | 0 | 0 | 0 | 0 | 0 | 0 | 0 | 0 | 0 | 0 | 0 | 0 | 0 | 0 | 0 | 0 | 0 | 0 | 0 | 0 | 0 | 0 | 0 | 0 | 0 | 0 | 0 | 0 | 0 | 0 | 0 | 0 | 0 | 0 | 0 | 0 | 0 | 0 | 0 | 0 | 0 | 0 | 0 | 0 | 0 | 0 | 0 | 0 | 0 | 0 | 0 | 0 | 0 | 0 | 0 | 0 | 0 | 0 | 0 | 0 | 0 | 0 | 0 | 0 | 0 | 0 | 0 | 0 | 0 | 0 | 0 | 0 | 0 | 0 | 0 | 0 | 0 | 0 | 0 | 0 | 0 | 0 | 0 | 0 | 0 | 0 | 0 | 0 | 0 | 0 | 0 | 0 | 0 | 0 | 0 | 0 | 0 | 0 | 0 | 0 | 0 | 0 | 0 | 0 | 0 | 0 | 0 | 0 | 0 | 0 | 0 | 0 | 0 | 0 | 0 | 0 | 0 | 0 | 0 | 0 | 0 | 0 | 0 | 0 | 0 | 0 | 0 | 0 | 0 | 0 | 0 | 0 | 0 | 0 | 0 | 0 | 0 | 0 | 0 | 0 | 0 | 0 | 0 | 0 | 0 | 0 | 0 | 0 | 0 | 0 | 0 | 0 | 0 | 0 | 0 | 0 | 0 | 0 | 0 | 0 | 0 | 0 | 0 | 0 | 0 | 0 | 0 | 0 | 0 | 0 | 0 | 0 | 0 | 0 | 0 | 0 | 0 | 0 | 0 | 0 | 0 | 0 | 0 | 0 | 0 | 0 | 0 | 0 | 0 | 0 | 0 | 0 | 0 | 0 | 0 | 0 | 0 | 0 | 0 | 0 | 0 | 0 | 0 | 0 | 0 | 0 | 0 | 0 | 0 | 0 | 0 | 0 | 0 | 0 | 0 | 0 | 0 | 0 | 0 | 0 | 0 | 0 | 0 | 0 | 0 | 0 | 0 | 0 | 0 | 0 | 0 | 0 | 0 | 0 | 0 | 0 | 0 | 0 | 0 | 0 | 0 | 0 | 0 | 0 | 0 | 0 | 0 | 0 | 0 | 0 | 0 | 0 | 0 | 0 | 0 | 0 | 0 | 0 | 0 | 0 | 0 | 0 | 0 | 0 | 0 | 0 | 0 | 0 | 0 | 0 | 0 | 0 | 0 | 0 | 0 | 0 | 0 | 0 | 0 | 0 | 0 | 0 | 0 | 0 | 0 | 0 | 0 | 0 | 0 | 0 | 0 | 0 | 0 | 0 | 0 | 0 | 0 | 0 | 0 | 0 | 0 | 0 | 0 | 0 | 0 | 0 | 0 | 0 | 0 | 0 | 0 | 0 | 0 | 0 | 0 | 0 | 0 | 0 | 0 | 0 | 0 | 0 | 0 | 0 | 0 | 0 | 0 | 0 | 0 | 0 | 0 | 0 | 0 | 0 | 0 | 0 | 0 | 0 | 0 | 0 | 0 | 0 | 0 | 0 | 0 | 0 | 0 | 0 | 0 | 0 | 0 | 0 | 0 | 0 | 0 | 0 | 0 | 0 | 0 | 0 | 0 | 0 | 0 | 0 | 0 | 0 | 0 | 0 | 0 | 0 | 0 | 0 | 0 | 0 | 0 | 0 | 0 | 0 | 0 | 0 | 0 | 0 | 0 | 0 | 0 | 0 | 0 | 0 | 0 | 0 | 0 | 0 | 0 | 0 | 0 | 0 | 0 | 0 | 0 | 0 | 0 | 0 | 0 | 0 | 0 | 0 | 0 | 0 | 0 | 0 | 0 | 0 | 0 | 0 | 0 | 0 | 0 | 0 | 0 | 0 | 0 | 0 | 0 | 0 | 0 | 0 | 0 | 0 | 0 | 0 | 0 | 0 | 0 | 0 | 0
WA_Commercial_WA - Health_New_Food Preparation_Natural Gas_Range_A | WA | Commercial | WA - Health | New | Food Preparation | Natural Gas | Range | A | WCNG53 | Standard | High Efficiency | 10 | 0 | 0 | 0 | 0.01 | 0 | 0 | 0 | 0.7 | 0.2 | 1 units | 21.77% | 100% | Lost Opportunity | LOEven20_WA | 85% | TBD | 0% | 0 |  | 0 |  | 0 | COOK_OVN-Food Preparation-AEO17-1 | EIA 2018 Tech Forecast | EIA 2018 Tech Forecast | Standard | Standard | Standard | Standard | Standard | Standard | Standard | Standard | Standard | Standard | Standard | Standard | Standard | Standard | Standard | Standard | Standard | Standard | Standard | Standard | Standard | Standard | Standard | Standard | Standard | Standard | Standard | High Efficiency | High Efficiency | High Efficiency | High Efficiency | High Efficiency | High Efficiency | High Efficiency | High Efficiency | High Efficiency | High Efficiency | High Efficiency | High Efficiency | High Efficiency | High Efficiency | High Efficiency | High Efficiency | High Efficiency | High Efficiency | High Efficiency | High Efficiency | High Efficiency | High Efficiency | High Efficiency | High Efficiency | High Efficiency | High Efficiency | High Efficiency | 0.01 | 0.01 | 0.01 | 0.01 | 0.01 | 0.01 | 0.01 | 0.01 | 0.01 | 0.01 | 0.01 | 0.01 | 0.01 | 0.01 | 0.01 | 0.01 | 0.01 | 0.01 | 0.01 | 0.01 | 0.01 | 0.01 | 0.01 | 0.010631 | 0.010631 | 0.010631 | 0.010631 | 0 | 0 | 0 | 0 | 0 | 0 | 0 | 0 | 0 | 0 | 0 | 0 | 0 | 0 | 0 | 0 | 0 | 0 | 0 | 0 | 0 | 0 | 0 | 0 | 0 | 0 | 0 | 0 | 0 | 0 | 0 | 0 | 0 | 0 | 0 | 0 | 0 | 0 | 0 | 0 | 0 | 0 | 0 | 0 | 0 | 0 | 0 | 0 | 0 | 0 | 0 | 0 | 0 | 0 | 0 | 0 | 0 | 0 | 0 | 0 | 0 | 0 | 0 | 0 | 0 | 0 | 0 | 0 | 0 | 0 | 0 | 0 | 0 | 0 | 0 | 0 | 0 | 0 | 0 | 0 | 0 | 0 | 0 | 0 | 0 | 0 | 0 | 0 | 0 | 0 | 0 | 0 | 0 | 0 | 0 | 0 | 0 | 0 | 0 | 0 | 0 | 0 | 0 | 0 | 0 | 0 | 0 | 0 | 0 | 0 | 0 | 0 | 0 | 0 | 0 | 0 | 0 | 0 | 0 | 0 | 0 | 0 | 0 | 0 | 0 | 0 | 0 | 0 | 0 | 0 | 0 | 0 | 0 | 0 | 0 | 0 | 0 | 0 | 0 | 0 | 0 | 0 | 0 | 0 | 0 | 0 | 0 | 0 | 0 | 0 | 0 | 0 | 0 | 0 | 0 | 0 | 0 | 0 | 0 | 0 | 0 | 0 | 0 | 0 | 0 | 0 | 0 | 0 | 0 | 0 | 0 | 0 | 0 | 0 | 0 | 0 | 0 | 0 | 0 | 0 | 0 | 0 | 0 | 0 | 0 | 0 | 0 | 0 | 0 | 0 | 0 | 0 | 0 | 0 | 0 | 0 | 0 | 0 | 0 | 0 | 0 | 0 | 0 | 0 | 0 | 0 | 0 | 0 | 0 | 0 | 0 | 0 | 0 | 0 | 0 | 0 | 0 | 0 | 0 | 0 | 0 | 0 | 0 | 0 | 0 | 0 | 0 | 0 | 0 | 0 | 0 | 0 | 0 | 0 | 0 | 0 | 0 | 0 | 0 | 0 | 0 | 0 | 0 | 0 | 0 | 0 | 0 | 0 | 0 | 0 | 0 | 0 | 0 | 0 | 0 | 0 | 0 | 0 | 0 | 0 | 0 | 0 | 0 | 0 | 0 | 0 | 0 | 0 | 0 | 0 | 0 | 0 | 0 | 0 | 0 | 0 | 0 | 0 | 0 | 0 | 0 | 0 | 0 | 0 | 0 | 0 | 0 | 0 | 0 | 0 | 0 | 0 | 0 | 0 | 0 | 0 | 0 | 0 | 0 | 0 | 0 | 0 | 0 | 0 | 0 | 0 | 0 | 0 | 0 | 0 | 0 | 0 | 0 | 0 | 0 | 0 | 0 | 0 | 0 | 0 | 0 | 0 | 0 | 0 | 0 | 0 | 0 | 0 | 0 | 0 | 0 | 0 | 0 | 0 | 0 | 0 | 0 | 0 | 0 | 0 | 0 | 0 | 0 | 0 | 0 | 0 | 0 | 0 | 0 | 0 | 0 | 0 | 0 | 0 | 0 | 0 | 0 | 0 | 0 | 0 | 0 | 0 | 0 | 0 | 0 | 0 | 0 | 0 | 0 | 0 | 0 | 0 | 0 | 0 | 0 | 0 | 0 | 0 | 0 | 0 | 0 | 0 | 0 | 0 | 0 | 0 | 0 | 0 | 0 | 0 | 0 | 0 | 0 | 0 | 0 | 0 | 0 | 0 | 0 | 0 | 0 | 0 | 0 | 0 | 0 | 0 | 0 | 0 | 0 | 0 | 0 | 0 | 0 | 0 | 0 | 0 | 0 | 0 | 0 | 0 | 0 | 0 | 0 | 0 | 0 | 0 | 0 | 0 | 0 | 0 | 0 | 0 | 0 | 0 | 0 | 0 | 0 | 0 | 0 | 0 | 0 | 0 | 0 | 0 | 0 | 0 | 0 | 0 | 0 | 0 | 0 | 0 | 0 | 0 | 0 | 0 | 0 | 0 | 0 | 0 | 0 | 0 | 0 | 0 | 0 | 0 | 0 | 0 | 0 | 0 | 0 | 0 | 0 | 0 | 0 | 0 | 0
WA_Commercial_WA - Health_New_Food Preparation_Natural Gas_Steamer_A | WA | Commercial | WA - Health | New | Food Preparation | Natural Gas | Steamer | A | WCNG54 | Standard | ENERGY STAR | 8 | 0 | 0 | 0 | 0.01 | 737.87 | 0 | 0 | 0.7 | 0.2 | 1 units | 2.392% | 100% | Lost Opportunity | LOEven20_WA | 85% | TBD | 0% | 0 |  | 0 |  | 0 | RTF Wkbk - ComCookingSteamer_v5_0 | RTF Wkbk - ComCookingSteamer_v5_0 | RTF Wkbk - ComCookingSteamer_v5_0 | Standard | Standard | Standard | Standard | Standard | Standard | Standard | Standard | Standard | Standard | Standard | Standard | Standard | Standard | Standard | Standard | Standard | Standard | Standard | Standard | Standard | Standard | Standard | Standard | Standard | Standard | Standard | ENERGY STAR | ENERGY STAR | ENERGY STAR | ENERGY STAR | ENERGY STAR | ENERGY STAR | ENERGY STAR | ENERGY STAR | ENERGY STAR | ENERGY STAR | ENERGY STAR | ENERGY STAR | ENERGY STAR | ENERGY STAR | ENERGY STAR | ENERGY STAR | ENERGY STAR | ENERGY STAR | ENERGY STAR | ENERGY STAR | ENERGY STAR | ENERGY STAR | ENERGY STAR | ENERGY STAR | ENERGY STAR | ENERGY STAR | ENERGY STAR | 0.01 | 0.01 | 0.01 | 0.01 | 0.01 | 0.01 | 0.01 | 0.01 | 0.01 | 0.01 | 0.01 | 0.01 | 0.01 | 0.01 | 0.01 | 0.01 | 0.01 | 0.01 | 0.01 | 0.01 | 0.01 | 0.01 | 0.01 | 0.010743 | 0.010743 | 0.010743 | 0.010743 | 0 | 0 | 0 | 0 | 0 | 0 | 0 | 0 | 0 | 0 | 0 | 0 | 0 | 0 | 0 | 0 | 0 | 0 | 0 | 0 | 0 | 0 | 0 | 0 | 0 | 0 | 0 | 0 | 0 | 0 | 0 | 0 | 0 | 0 | 0 | 0 | 0 | 0 | 0 | 0 | 0 | 0 | 0 | 0 | 0 | 0 | 0 | 0 | 0 | 0 | 0 | 0 | 0 | 0 | 0 | 0 | 0 | 0 | 0 | 0 | 0 | 0 | 0 | 0 | 0 | 0 | 0 | 0 | 0 | 0 | 0 | 0 | 0 | 0 | 0 | 0 | 0 | 0 | 0 | 0 | 0 | 0 | 0 | 0 | 0 | 0 | 0 | 0 | 0 | 0 | 0 | 0 | 0 | 0 | 0 | 0 | 0 | 0 | 0 | 0 | 0 | 0 | 0 | 0 | 0 | 0 | 0 | 0 | 0 | 0 | 0 | 0 | 0 | 0 | 0 | 0 | 0 | 0 | 0 | 0 | 0 | 0 | 0 | 0 | 0 | 0 | 0 | 0 | 0 | 0 | 0 | 0 | 0 | 0 | 0 | 0 | 0 | 0 | 0 | 0 | 0 | 0 | 0 | 0 | 0 | 0 | 0 | 0 | 0 | 0 | 0 | 0 | 0 | 0 | 0 | 0 | 0 | 0 | 0 | 0 | 0 | 0 | 0 | 0 | 0 | 0 | 0 | 0 | 0 | 0 | 0 | 0 | 0 | 0 | 0 | 0 | 0 | 0 | 0 | 0 | 0 | 0 | 0 | 0 | 0 | 0 | 0 | 0 | 0 | 0 | 0 | 0 | 0 | 0 | 0 | 0 | 0 | 0 | 0 | 0 | 0 | 0 | 0 | 0 | 0 | 0 | 0 | 0 | 0 | 0 | 0 | 0 | 0 | 0 | 0 | 0 | 0 | 0 | 0 | 0 | 0 | 0 | 0 | 0 | 0 | 0 | 0 | 0 | 0 | 0 | 0 | 0 | 0 | 0 | 0 | 0 | 0 | 0 | 0 | 0 | 0 | 0 | 0 | 0 | 0 | 0 | 0 | 0 | 0 | 0 | 0 | 0 | 0 | 0 | 0 | 0 | 0 | 0 | 0 | 0 | 0 | 0 | 0 | 0 | 0 | 0 | 0 | 0 | 0 | 0 | 0 | 0 | 0 | 0 | 0 | 0 | 0 | 0 | 0 | 0 | 0 | 0 | 0 | 0 | 0 | 0 | 0 | 0 | 0 | 0 | 0 | 0 | 0 | 0 | 0 | 0 | 0 | 0 | 0 | 0 | 0 | 0 | 0 | 0 | 0 | 0 | 0 | 0 | 0 | 0 | 0 | 0 | 0 | 0 | 0 | 0 | 0 | 0 | 0 | 0 | 0 | 0 | 0 | 0 | 0 | 0 | 0 | 0 | 0 | 0 | 0 | 0 | 0 | 0 | 0 | 0 | 0 | 0 | 0 | 0 | 0 | 0 | 0 | 0 | 0 | 0 | 0 | 0 | 0 | 0 | 0 | 0 | 0 | 0 | 0 | 0 | 0 | 0 | 0 | 0 | 0 | 0 | 0 | 0 | 0 | 0 | 0 | 0 | 0 | 0 | 0 | 0 | 0 | 0 | 0 | 0 | 0 | 0 | 0 | 0 | 0 | 0 | 0 | 0 | 0 | 0 | 0 | 0 | 0 | 0 | 0 | 0 | 0 | 0 | 0 | 0 | 0 | 0 | 0 | 0 | 0 | 0 | 0 | 0 | 0 | 0 | 0 | 0 | 0 | 0 | 0 | 0 | 0 | 0 | 0 | 0 | 0 | 0 | 0 | 0 | 0 | 0 | 0 | 0 | 0 | 0 | 0 | 0 | 0 | 0 | 0 | 0 | 0 | 0 | 0 | 0 | 0 | 0 | 0 | 0 | 0 | 0 | 0 | 0 | 0 | 0 | 0 | 0 | 0 | 0 | 0 | 0 | 0 | 0 | 0 | 0 | 0 | 0 | 0 | 0 | 0 | 0 | 0 | 0 | 0 | 0 | 0 | 0 | 0 | 0 | 0 | 0 | 0 | 0 | 0 | 0 | 0
WA_Commercial_WA - Health_New_Food Preparation_Natural Gas_Commercial Food Prep Other_A | WA | Commercial | WA - Health | New | Food Preparation | Natural Gas | Commercial Food Prep Other | A | WCNG55 | Standard | ENERGY STAR | 10 | 0 | 0 | 0 | 254.64 | 0 | 0 | 0 | 0.7 | 0.2 | 1 units | 0% | 100% | Lost Opportunity | LOEven20_WA | 85% | TBD | 0% | 0 |  | 0 |  | 0 | N/A | N/A | N/A | Standard | Standard | Standard | Standard | Standard | Standard | Standard | Standard | Standard | Standard | Standard | Standard | Standard | Standard | Standard | Standard | Standard | Standard | Standard | Standard | Standard | Standard | Standard | Standard | Standard | Standard | Standard | ENERGY STAR | ENERGY STAR | ENERGY STAR | ENERGY STAR | ENERGY STAR | ENERGY STAR | ENERGY STAR | ENERGY STAR | ENERGY STAR | ENERGY STAR | ENERGY STAR | ENERGY STAR | ENERGY STAR | ENERGY STAR | ENERGY STAR | ENERGY STAR | ENERGY STAR | ENERGY STAR | ENERGY STAR | ENERGY STAR | ENERGY STAR | ENERGY STAR | ENERGY STAR | ENERGY STAR | ENERGY STAR | ENERGY STAR | ENERGY STAR | 254.64 | 254.64 | 254.64 | 254.64 | 254.64 | 254.64 | 254.64 | 254.64 | 254.64 | 254.64 | 254.64 | 254.64 | 254.64 | 254.64 | 254.64 | 254.64 | 254.64 | 254.64 | 254.64 | 254.64 | 254.64 | 254.64 | 254.64 | 254.6373 | 254.6373 | 254.6373 | 254.6373 | 0 | 0 | 0 | 0 | 0 | 0 | 0 | 0 | 0 | 0 | 0 | 0 | 0 | 0 | 0 | 0 | 0 | 0 | 0 | 0 | 0 | 0 | 0 | 0 | 0 | 0 | 0 | 0 | 0 | 0 | 0 | 0 | 0 | 0 | 0 | 0 | 0 | 0 | 0 | 0 | 0 | 0 | 0 | 0 | 0 | 0 | 0 | 0 | 0 | 0 | 0 | 0 | 0 | 0 | 0 | 0 | 0 | 0 | 0 | 0 | 0 | 0 | 0 | 0 | 0 | 0 | 0 | 0 | 0 | 0 | 0 | 0 | 0 | 0 | 0 | 0 | 0 | 0 | 0 | 0 | 0 | 0 | 0 | 0 | 0 | 0 | 0 | 0 | 0 | 0 | 0 | 0 | 0 | 0 | 0 | 0 | 0 | 0 | 0 | 0 | 0 | 0 | 0 | 0 | 0 | 0 | 0 | 0 | 0 | 0 | 0 | 0 | 0 | 0 | 0 | 0 | 0 | 0 | 0 | 0 | 0 | 0 | 0 | 0 | 0 | 0 | 0 | 0 | 0 | 0 | 0 | 0 | 0 | 0 | 0 | 0 | 0 | 0 | 0 | 0 | 0 | 0 | 0 | 0 | 0 | 0 | 0 | 0 | 0 | 0 | 0 | 0 | 0 | 0 | 0 | 0 | 0 | 0 | 0 | 0 | 0 | 0 | 0 | 0 | 0 | 0 | 0 | 0 | 0 | 0 | 0 | 0 | 0 | 0 | 0 | 0 | 0 | 0 | 0 | 0 | 0 | 0 | 0 | 0 | 0 | 0 | 0 | 0 | 0 | 0 | 0 | 0 | 0 | 0 | 0 | 0 | 0 | 0 | 0 | 0 | 0 | 0 | 0 | 0 | 0 | 0 | 0 | 0 | 0 | 0 | 0 | 0 | 0 | 0 | 0 | 0 | 0 | 0 | 0 | 0 | 0 | 0 | 0 | 0 | 0 | 0 | 0 | 0 | 0 | 0 | 0 | 0 | 0 | 0 | 0 | 0 | 0 | 0 | 0 | 0 | 0 | 0 | 0 | 0 | 0 | 0 | 0 | 0 | 0 | 0 | 0 | 0 | 0 | 0 | 0 | 0 | 0 | 0 | 0 | 0 | 0 | 0 | 0 | 0 | 0 | 0 | 0 | 0 | 0 | 0 | 0 | 0 | 0 | 0 | 0 | 0 | 0 | 0 | 0 | 0 | 0 | 0 | 0 | 0 | 0 | 0 | 0 | 0 | 0 | 0 | 0 | 0 | 0 | 0 | 0 | 0 | 0 | 0 | 0 | 0 | 0 | 0 | 0 | 0 | 0 | 0 | 0 | 0 | 0 | 0 | 0 | 0 | 0 | 0 | 0 | 0 | 0 | 0 | 0 | 0 | 0 | 0 | 0 | 0 | 0 | 0 | 0 | 0 | 0 | 0 | 0 | 0 | 0 | 0 | 0 | 0 | 0 | 0 | 0 | 0 | 0 | 0 | 0 | 0 | 0 | 0 | 0 | 0 | 0 | 0 | 0 | 0 | 0 | 0 | 0 | 0 | 0 | 0 | 0 | 0 | 0 | 0 | 0 | 0 | 0 | 0 | 0 | 0 | 0 | 0 | 0 | 0 | 0 | 0 | 0 | 0 | 0 | 0 | 0 | 0 | 0 | 0 | 0 | 0 | 0 | 0 | 0 | 0 | 0 | 0 | 0 | 0 | 0 | 0 | 0 | 0 | 0 | 0 | 0 | 0 | 0 | 0 | 0 | 0 | 0 | 0 | 0 | 0 | 0 | 0 | 0 | 0 | 0 | 0 | 0 | 0 | 0 | 0 | 0 | 0 | 0 | 0 | 0 | 0 | 0 | 0 | 0 | 0 | 0 | 0 | 0 | 0 | 0 | 0 | 0 | 0 | 0 | 0 | 0 | 0 | 0 | 0 | 0 | 0 | 0 | 0 | 0 | 0 | 0 | 0 | 0 | 0 | 0 | 0 | 0 | 0 | 0 | 0 | 0 | 0 | 0 | 0 | 0 | 0 | 0 | 0 | 0 | 0 | 0 | 0 | 0 | 0 | 0 | 0 | 0 | 0 | 0
WA_Commercial_WA - Health_New_Miscellaneous_Natural Gas_Pool Heater_A | WA | Commercial | WA - Health | New | Miscellaneous | Natural Gas | Pool Heater | A | WCNG56 | Standard (EF .78) | Condensing (EF .90) | 6 | 0 | 0 | 0 | 12715.41 | 0 | 0 | 0 | 0.7 | 0.2 | 1 units | 0% | 100% | Lost Opportunity | LO1Slow_WA | 84.66% | TBD | 0% | 0 |  | 0 |  | 0 | DOE Commercial R&D 2016 - Table 7-6 | DOE Commercial R&D 2016 - Table 7-7 | DOE Commercial R&D 2016 - Table 7-9 | Standard (EF .78) | Standard (EF .78) | Standard (EF .78) | Standard (EF .78) | Standard (EF .78) | Standard (EF .78) | Standard (EF .78) | Standard (EF .78) | Standard (EF .78) | Standard (EF .78) | Standard (EF .78) | Standard (EF .78) | Standard (EF .78) | Standard (EF .78) | Standard (EF .78) | Standard (EF .78) | Standard (EF .78) | Standard (EF .78) | Standard (EF .78) | Standard (EF .78) | Standard (EF .78) | Standard (EF .78) | Standard (EF .78) | Standard (EF .78) | Standard (EF .78) | Standard (EF .78) | Standard (EF .78) | Condensing (EF .90) | Condensing (EF .90) | Condensing (EF .90) | Condensing (EF .90) | Condensing (EF .90) | Condensing (EF .90) | Condensing (EF .90) | Condensing (EF .90) | Condensing (EF .90) | Condensing (EF .90) | Condensing (EF .90) | Condensing (EF .90) | Condensing (EF .90) | Condensing (EF .90) | Condensing (EF .90) | Condensing (EF .90) | Condensing (EF .90) | Condensing (EF .90) | Condensing (EF .90) | Condensing (EF .90) | Condensing (EF .90) | Condensing (EF .90) | Condensing (EF .90) | Condensing (EF .90) | Condensing (EF .90) | Condensing (EF .90) | Condensing (EF .90) | 12715.41 | 12715.41 | 12715.41 | 12715.41 | 12715.41 | 12715.41 | 12715.41 | 12715.41 | 12715.41 | 12715.41 | 12715.41 | 12715.41 | 12715.41 | 12715.41 | 12715.41 | 12715.41 | 12715.41 | 12715.41 | 12715.41 | 12715.41 | 12715.41 | 12715.41 | 12715.41 | 12715.4132 | 12715.4132 | 12715.4132 | 12715.4132 | 0 | 0 | 0 | 0 | 0 | 0 | 0 | 0 | 0 | 0 | 0 | 0 | 0 | 0 | 0 | 0 | 0 | 0 | 0 | 0 | 0 | 0 | 0 | 0 | 0 | 0 | 0 | 0 | 0 | 0 | 0 | 0 | 0 | 0 | 0 | 0 | 0 | 0 | 0 | 0 | 0 | 0 | 0 | 0 | 0 | 0 | 0 | 0 | 0 | 0 | 0 | 0 | 0 | 0 | 0 | 0 | 0 | 0 | 0 | 0 | 0 | 0 | 0 | 0 | 0 | 0 | 0 | 0 | 0 | 0 | 0 | 0 | 0 | 0 | 0 | 0 | 0 | 0 | 0 | 0 | 0 | 0 | 0 | 0 | 0 | 0 | 0 | 0 | 0 | 0 | 0 | 0 | 0 | 0 | 0 | 0 | 0 | 0 | 0 | 0 | 0 | 0 | 0 | 0 | 0 | 0 | 0 | 0 | 0 | 0 | 0 | 0 | 0 | 0 | 0 | 0 | 0 | 0 | 0 | 0 | 0 | 0 | 0 | 0 | 0 | 0 | 0 | 0 | 0 | 0 | 0 | 0 | 0 | 0 | 0 | 0 | 0 | 0 | 0 | 0 | 0 | 0 | 0 | 0 | 0 | 0 | 0 | 0 | 0 | 0 | 0 | 0 | 0 | 0 | 0 | 0 | 0 | 0 | 0 | 0 | 0 | 0 | 0 | 0 | 0 | 0 | 0 | 0 | 0 | 0 | 0 | 0 | 0 | 0 | 0 | 0 | 0 | 0 | 0 | 0 | 0 | 0 | 0 | 0 | 0 | 0 | 0 | 0 | 0 | 0 | 0 | 0 | 0 | 0 | 0 | 0 | 0 | 0 | 0 | 0 | 0 | 0 | 0 | 0 | 0 | 0 | 0 | 0 | 0 | 0 | 0 | 0 | 0 | 0 | 0 | 0 | 0 | 0 | 0 | 0 | 0 | 0 | 0 | 0 | 0 | 0 | 0 | 0 | 0 | 0 | 0 | 0 | 0 | 0 | 0 | 0 | 0 | 0 | 0 | 0 | 0 | 0 | 0 | 0 | 0 | 0 | 0 | 0 | 0 | 0 | 0 | 0 | 0 | 0 | 0 | 0 | 0 | 0 | 0 | 0 | 0 | 0 | 0 | 0 | 0 | 0 | 0 | 0 | 0 | 0 | 0 | 0 | 0 | 0 | 0 | 0 | 0 | 0 | 0 | 0 | 0 | 0 | 0 | 0 | 0 | 0 | 0 | 0 | 0 | 0 | 0 | 0 | 0 | 0 | 0 | 0 | 0 | 0 | 0 | 0 | 0 | 0 | 0 | 0 | 0 | 0 | 0 | 0 | 0 | 0 | 0 | 0 | 0 | 0 | 0 | 0 | 0 | 0 | 0 | 0 | 0 | 0 | 0 | 0 | 0 | 0 | 0 | 0 | 0 | 0 | 0 | 0 | 0 | 0 | 0 | 0 | 0 | 0 | 0 | 0 | 0 | 0 | 0 | 0 | 0 | 0 | 0 | 0 | 0 | 0 | 0 | 0 | 0 | 0 | 0 | 0 | 0 | 0 | 0 | 0 | 0 | 0 | 0 | 0 | 0 | 0 | 0 | 0 | 0 | 0 | 0 | 0 | 0 | 0 | 0 | 0 | 0 | 0 | 0 | 0 | 0 | 0 | 0 | 0 | 0 | 0 | 0 | 0 | 0 | 0 | 0 | 0 | 0 | 0 | 0 | 0 | 0 | 0 | 0 | 0 | 0 | 0 | 0 | 0 | 0 | 0 | 0 | 0 | 0 | 0 | 0 | 0 | 0 | 0 | 0 | 0 | 0 | 0 | 0 | 0 | 0 | 0 | 0 | 0 | 0 | 0 | 0 | 0 | 0 | 0 | 0 | 0 | 0 | 0 | 0 | 0 | 0 | 0 | 0 | 0 | 0 | 0 | 0 | 0 | 0 | 0 | 0 | 0 | 0 | 0 | 0 | 0 | 0 | 0 | 0 | 0 | 0 | 0 | 0 | 0 | 0 | 0 | 0 | 0 | 0 | 0 | 0 | 0 | 0 | 0 | 0 | 0 | 0 | 0 | 0 | 0 | 0
WA_Commercial_WA - Miscellaneous_Existing_Space Heating_Natural Gas_Furnace_A | WA | Commercial | WA - Miscellaneous | Existing | Space Heating | Natural Gas | Furnace | A | WCNG57 | AFUE 80% (Standard) | AFUE 96% | 23 | 638.6601 | 0 | 0 | 956.79 | -5.72 | 0 | 0 | 0.7 | 0.2 | 400 kBtu/hr | 53.91% | 100% | Lost Opportunity | LO1Slow_WA | 84.66% | TBD | 0% | 479.5071 |  | 341.2253 |  | 0 | EIA18_Tech Forecast Updates_p.90_2020 Typical | EIA18_Tech Forecast Updates_p.90_2020 Typical | AEG BEST | AFUE 80% (Standard) | AFUE 80% (Standard) | AFUE 80% (Standard) | AFUE 90% | AFUE 90% | AFUE 90% | AFUE 90% | AFUE 90% | AFUE 90% | AFUE 90% | AFUE 90% | AFUE 90% | AFUE 90% | AFUE 90% | AFUE 90% | AFUE 90% | AFUE 90% | AFUE 90% | AFUE 90% | AFUE 90% | AFUE 90% | AFUE 90% | AFUE 90% | AFUE 90% | AFUE 90% | AFUE 90% | AFUE 90% | AFUE 96% | AFUE 96% | AFUE 96% | AFUE 96% | AFUE 96% | AFUE 96% | AFUE 96% | AFUE 96% | AFUE 96% | AFUE 96% | AFUE 96% | AFUE 96% | AFUE 96% | AFUE 96% | AFUE 96% | AFUE 96% | AFUE 96% | AFUE 96% | AFUE 96% | AFUE 96% | AFUE 96% | AFUE 96% | AFUE 96% | AFUE 96% | AFUE 96% | AFUE 96% | AFUE 96% | 1913.58 | 1913.58 | 1913.58 | 956.79 | 956.79 | 956.79 | 956.79 | 956.79 | 956.79 | 956.79 | 956.79 | 956.79 | 956.79 | 956.79 | 956.79 | 956.79 | 956.79 | 956.79 | 956.79 | 956.79 | 956.79 | 956.79 | 956.79 | 956.7894 | 956.7894 | 956.7894 | 956.7894 | 0 | 638.6601 | 636.1836 | 212.0612 | 212.0612 | 212.0612 | 212.0612 | 212.0612 | 212.0612 | 212.0612 | 212.0612 | 212.0612 | 212.0612 | 212.0612 | 212.0612 | 212.0612 | 212.0612 | 212.0612 | 212.0612 | 212.0612 | 212.0612 | 212.0612 | 212.0612 | 212.0612 | 212.0612 | 212.0612 | 212.0612 | 4.0065 | 1.5178 | 1.712 | 1.9172 | 2.1325 | 2.3571 | 2.5904 | 2.8316 | 3.0543 | 3.2599 | 3.4497 | 3.6248 | 3.7865 | 3.9357 | 4.0735 | 4.2007 | 4.318 | 4.0756 | 3.8648 | 3.6843 | 3.5326 | 3.4083 | 3.3102 | 1.9014 | 1.6693 | 4.0065 | 2.8533 | 4.5653 | 6.4824 | 8.6149 | 10.972 | 13.5624 | 16.3941 | 19.4484 | 22.7083 | 26.158 | 29.7828 | 33.5692 | 37.505 | 41.5785 | 45.7791 | 50.0972 | 54.1728 | 58.0376 | 61.7218 | 65.2544 | 68.6627 | 71.9728 | 73.8742 | 75.5435 | 6.2977 | 7.1573 | 8.0731 | 9.0406 | 10.0559 | 11.1153 | 12.2153 | 13.353 | 14.4031 | 15.3725 | 16.2673 | 17.0932 | 17.8556 | 18.5594 | 19.209 | 19.8087 | 20.3623 | 19.2189 | 18.225 | 17.3736 | 16.6582 | 16.0722 | 15.6094 | 8.9661 | 7.8719 | 6.2977 | 13.455 | 21.5281 | 30.5687 | 40.6246 | 51.7398 | 63.9552 | 77.3081 | 91.7112 | 107.0837 | 123.351 | 140.4442 | 158.2998 | 176.8592 | 196.0683 | 215.877 | 236.2392 | 255.4581 | 273.6831 | 291.0567 | 307.7149 | 323.7871 | 339.3965 | 348.3626 | 356.2345 | 0 | 0.0064506 | 0.011191 | 0.027364 | 0.057272 | 0.10833 | 0.18992 | 0.31298 | 0.48493 | 0.71208 | 0.99624 | 1.333 | 1.7104 | 2.1097 | 2.5074 | 2.8792 | 3.2054 | 3.1987 | 3.1537 | 3.069 | 2.9907 | 2.8855 | 2.8024 | 2.7403 | 2.6918 | 0 | 0.0064506 | 0.017642 | 0.045006 | 0.10228 | 0.21061 | 0.40052 | 0.7135 | 1.1984 | 1.9105 | 2.9068 | 4.2397 | 5.9501 | 8.0598 | 10.5672 | 13.4464 | 16.6518 | 19.8505 | 23.0042 | 26.0732 | 29.0638 | 31.9493 | 34.7517 | 37.492 | 40.1837 | 0 | 0.030419 | 0.052773 | 0.12904 | 0.27007 | 0.51084 | 0.89557 | 1.4759 | 2.2868 | 3.3579 | 4.6979 | 6.2858 | 8.0656 | 9.9486 | 11.8238 | 13.5774 | 15.1153 | 15.0838 | 14.8716 | 14.4722 | 14.1028 | 13.6067 | 13.2149 | 12.9223 | 12.6933 | 0 | 0.030419 | 0.083192 | 0.21223 | 0.48231 | 0.99314 | 1.8887 | 3.3646 | 5.6514 | 9.0092 | 13.7071 | 19.9929 | 28.0585 | 38.0071 | 49.8309 | 63.4083 | 78.5236 | 93.6074 | 108.479 | 122.9512 | 137.054 | 150.6607 | 163.8757 | 176.7979 | 189.4913 | 0 | 0.0064506 | 0.011191 | 0.027364 | 0.057272 | 0.10833 | 0.18992 | 0.31298 | 0.48493 | 0.71208 | 0.99624 | 1.333 | 1.7104 | 2.1097 | 2.5074 | 2.8792 | 3.2054 | 3.1987 | 3.1537 | 3.069 | 2.9907 | 2.8855 | 2.8024 | 2.7403 | 2.6918 | 0 | 0.0064506 | 0.017642 | 0.045006 | 0.10228 | 0.21061 | 0.40052 | 0.7135 | 1.1984 | 1.9105 | 2.9068 | 4.2397 | 5.9501 | 8.0598 | 10.5672 | 13.4464 | 16.6518 | 19.8505 | 23.0042 | 26.0732 | 29.0638 | 31.9493 | 34.7517 | 37.492 | 40.1837 | 0 | 0.030419 | 0.052773 | 0.12904 | 0.27007 | 0.51084 | 0.89557 | 1.4759 | 2.2868 | 3.3579 | 4.6979 | 6.2858 | 8.0656 | 9.9486 | 11.8238 | 13.5774 | 15.1153 | 15.0838 | 14.8716 | 14.4722 | 14.1028 | 13.6067 | 13.2149 | 12.9223 | 12.6933 | 0 | 0.030419 | 0.083192 | 0.21223 | 0.48231 | 0.99314 | 1.8887 | 3.3646 | 5.6514 | 9.0092 | 13.7071 | 19.9929 | 28.0585 | 38.0071 | 49.8309 | 63.4083 | 78.5236 | 93.6074 | 108.479 | 122.9512 | 137.054 | 150.6607 | 163.8757 | 176.7979 | 189.4913 | 0 | 0.0064506 | 0.011191 | 0.027364 | 0.057272 | 0.10833 | 0.18992 | 0.31298 | 0.48493 | 0.71208 | 0.99624 | 1.333 | 1.7104 | 2.1097 | 2.5074 | 2.8792 | 3.2054 | 3.1987 | 3.1537 | 3.069 | 2.9907 | 2.8855 | 2.8024 | 2.7403 | 2.6918 | 0 | 0.0064506 | 0.017642 | 0.045006 | 0.10228 | 0.21061 | 0.40052 | 0.7135 | 1.1984 | 1.9105 | 2.9068 | 4.2397 | 5.9501 | 8.0598 | 10.5672 | 13.4464 | 16.6518 | 19.8505 | 23.0042 | 26.0732 | 29.0638 | 31.9493 | 34.7517 | 37.492 | 40.1837 | 0 | 0.030419 | 0.052773 | 0.12904 | 0.27007 | 0.51084 | 0.89557 | 1.4759 | 2.2868 | 3.3579 | 4.6979 | 6.2858 | 8.0656 | 9.9486 | 11.8238 | 13.5774 | 15.1153 | 15.0838 | 14.8716 | 14.4722 | 14.1028 | 13.6067 | 13.2149 | 12.9223 | 12.6933 | 0 | 0.030419 | 0.083192 | 0.21223 | 0.48231 | 0.99314 | 1.8887 | 3.3646 | 5.6514 | 9.0092 | 13.7071 | 19.9929 | 28.0585 | 38.0071 | 49.8309 | 63.4083 | 78.5236 | 93.6074 | 108.479 | 122.9512 | 137.054 | 150.6607 | 163.8757 | 176.7979 | 189.4913 | 326.7528 | 503.6262 | 503.6262 | 503.6262 | 503.6262 | 503.6262 | 503.6262 | 503.6262 | 503.6262 | 503.6262 | 503.6262 | 503.6262 | 503.6262 | 503.6262 | 503.6262 | 503.6262 | 503.6262 | 503.6262 | 503.6262 | 503.6262 | 503.6262 | 503.6259 | 503.6259 | 503.6259 | 503.6259 | 238.3161 | 357.4742 | 357.4742 | 357.4742 | 357.4742 | 357.4742 | 357.4742 | 357.4742 | 357.4742 | 357.4742 | 357.4742 | 357.4742 | 357.4742 | 357.4742 | 357.4742 | 357.4742 | 357.4742 | 357.4742 | 357.4742 | 357.4742 | 357.4742 | 357.474 | 357.474 | 357.474 | 357.474
WA_Commercial_WA - Miscellaneous_Existing_Space Heating_Natural Gas_Boiler_A | WA | Commercial | WA - Miscellaneous | Existing | Space Heating | Natural Gas | Boiler | A | WCNG58 | AFUE 80% (Standard) | AFUE 97% | 25 | 2088.5667 | 0 | 0 | 21006.57 | 0 | 0 | 0 | 0.7 | 0.2 | 800 kBtu/hr | 25.45% | 100% | Lost Opportunity | LO20Fast_WA | 84.66% | TBD | 0% | 1031.3031 |  | 773.4773 |  | 0 | EIA 2018 Tech Forecast | EIA 2018 Tech Forecast | AEG BEST | AFUE 80% (Standard) | AFUE 80% (Standard) | AFUE 80% (Standard) | AFUE 80% (Standard) | AFUE 80% (Standard) | AFUE 80% (Standard) | AFUE 80% (Standard) | AFUE 80% (Standard) | AFUE 80% (Standard) | AFUE 80% (Standard) | AFUE 80% (Standard) | AFUE 80% (Standard) | AFUE 80% (Standard) | AFUE 80% (Standard) | AFUE 80% (Standard) | AFUE 80% (Standard) | AFUE 80% (Standard) | AFUE 80% (Standard) | AFUE 80% (Standard) | AFUE 80% (Standard) | AFUE 80% (Standard) | AFUE 80% (Standard) | AFUE 80% (Standard) | AFUE 80% (Standard) | AFUE 80% (Standard) | AFUE 80% (Standard) | AFUE 80% (Standard) | AFUE 97% | AFUE 97% | AFUE 97% | AFUE 97% | AFUE 97% | AFUE 97% | AFUE 97% | AFUE 97% | AFUE 97% | AFUE 97% | AFUE 97% | AFUE 97% | AFUE 97% | AFUE 97% | AFUE 97% | AFUE 97% | AFUE 97% | AFUE 97% | AFUE 97% | AFUE 97% | AFUE 97% | AFUE 97% | AFUE 97% | AFUE 97% | AFUE 97% | AFUE 97% | AFUE 97% | 21006.57 | 21006.57 | 21006.57 | 21006.57 | 21006.57 | 21006.57 | 21006.57 | 21006.57 | 21006.57 | 21006.57 | 21006.57 | 21006.57 | 21006.57 | 21006.57 | 21006.57 | 21006.57 | 21006.57 | 21006.57 | 21006.57 | 21006.57 | 21006.57 | 21006.57 | 21006.57 | 21006.5738 | 21006.5738 | 21006.5738 | 21006.5738 | 0 | 4981.1542 | 4961.8388 | 4961.8388 | 4961.8388 | 4961.8388 | 4961.8388 | 4961.8388 | 4961.8388 | 4961.8388 | 4961.8388 | 4961.8388 | 4961.8388 | 4961.8388 | 4961.8388 | 4961.8388 | 4961.8388 | 4961.8388 | 4961.8388 | 4961.8388 | 4961.8388 | 4961.8388 | 4961.8388 | 4961.8388 | 4961.8388 | 4961.8388 | 4961.8388 | 17.4107 | 17.5533 | 17.6829 | 17.8007 | 17.9079 | 18.0053 | 18.0938 | 18.1743 | 18.2475 | 18.314 | 18.3745 | 18.4294 | 18.4794 | 18.5249 | 18.5662 | 18.6037 | 18.6378 | 18.6689 | 18.6971 | 18.7227 | 18.5892 | 18.4821 | 18.3976 | 18.3327 | 18.2843 | 17.4107 | 34.9639 | 52.6469 | 70.4476 | 88.3555 | 106.3608 | 124.4546 | 142.6289 | 160.8764 | 179.1903 | 197.5648 | 215.9943 | 234.4737 | 252.9986 | 271.5647 | 290.1684 | 308.8063 | 327.4752 | 346.1723 | 364.895 | 383.4842 | 401.9663 | 420.3639 | 438.6965 | 456.9808 | 3.5089 | 3.5377 | 3.5638 | 3.5875 | 3.6091 | 3.6288 | 3.6466 | 3.6628 | 3.6776 | 3.691 | 3.7032 | 3.7142 | 3.7243 | 3.7335 | 3.7418 | 3.7494 | 3.7562 | 3.7625 | 3.7682 | 3.7733 | 3.7464 | 3.7248 | 3.7078 | 3.6947 | 3.685 | 3.5089 | 7.0466 | 10.6104 | 14.1979 | 17.807 | 21.4358 | 25.0823 | 28.7452 | 32.4227 | 36.1137 | 39.8169 | 43.5311 | 47.2554 | 50.9889 | 54.7307 | 58.48 | 62.2363 | 65.9988 | 69.7669 | 73.5403 | 77.2867 | 81.0116 | 84.7194 | 88.4141 | 92.0991 | 0 | 1.3002 | 2.2279 | 2.8825 | 3.4011 | 3.8612 | 4.2642 | 4.6136 | 4.914 | 5.1706 | 5.3885 | 5.5727 | 5.7191 | 5.8356 | 5.9286 | 6.003 | 6.0627 | 6.1108 | 6.1609 | 6.2007 | 6.2 | 6.1643 | 6.1361 | 6.1145 | 6.0983 | 0 | 1.3002 | 3.5281 | 6.4106 | 9.8118 | 13.673 | 17.9372 | 22.5508 | 27.4648 | 32.6354 | 38.0239 | 43.5966 | 49.3157 | 55.1513 | 61.0799 | 67.083 | 73.1457 | 79.2565 | 85.4174 | 91.6181 | 97.8181 | 103.9824 | 110.1185 | 116.233 | 122.3313 | 0 | 0.66515 | 1.1397 | 1.4746 | 1.7399 | 1.9753 | 2.1814 | 2.3602 | 2.5139 | 2.6451 | 2.7566 | 2.8508 | 2.9257 | 2.9853 | 3.0329 | 3.071 | 3.1015 | 3.1261 | 3.1517 | 3.1721 | 3.1717 | 3.1535 | 3.139 | 3.128 | 3.1197 | 0 | 0.66515 | 1.8049 | 3.2795 | 5.0194 | 6.9947 | 9.1761 | 11.5363 | 14.0501 | 16.6952 | 19.4518 | 22.3026 | 25.2283 | 28.2136 | 31.2465 | 34.3175 | 37.419 | 40.5451 | 43.6968 | 46.8688 | 50.0406 | 53.194 | 56.3331 | 59.461 | 62.5807 | 0 | 1.3002 | 2.2279 | 2.8825 | 3.4011 | 3.8612 | 4.2642 | 4.6136 | 4.914 | 5.1706 | 5.3885 | 5.5727 | 5.7191 | 5.8356 | 5.9286 | 6.003 | 6.0627 | 6.1108 | 6.1609 | 6.2007 | 6.2 | 6.1643 | 6.1361 | 6.1145 | 6.0983 | 0 | 1.3002 | 3.5281 | 6.4106 | 9.8118 | 13.673 | 17.9372 | 22.5508 | 27.4648 | 32.6354 | 38.0239 | 43.5966 | 49.3157 | 55.1513 | 61.0799 | 67.083 | 73.1457 | 79.2565 | 85.4174 | 91.6181 | 97.8181 | 103.9824 | 110.1185 | 116.233 | 122.3313 | 0 | 0.66515 | 1.1397 | 1.4746 | 1.7399 | 1.9753 | 2.1814 | 2.3602 | 2.5139 | 2.6451 | 2.7566 | 2.8508 | 2.9257 | 2.9853 | 3.0329 | 3.071 | 3.1015 | 3.1261 | 3.1517 | 3.1721 | 3.1717 | 3.1535 | 3.139 | 3.128 | 3.1197 | 0 | 0.66515 | 1.8049 | 3.2795 | 5.0194 | 6.9947 | 9.1761 | 11.5363 | 14.0501 | 16.6952 | 19.4518 | 22.3026 | 25.2283 | 28.2136 | 31.2465 | 34.3175 | 37.419 | 40.5451 | 43.6968 | 46.8688 | 50.0406 | 53.194 | 56.3331 | 59.461 | 62.5807 | 0 | 1.3002 | 2.2279 | 2.8825 | 3.4011 | 3.8612 | 4.2642 | 4.6136 | 4.914 | 5.1706 | 5.3885 | 5.5727 | 5.7191 | 5.8356 | 5.9286 | 6.003 | 6.0627 | 6.1108 | 6.1609 | 6.2007 | 6.2 | 6.1643 | 6.1361 | 6.1145 | 6.0983 | 0 | 1.3002 | 3.5281 | 6.4106 | 9.8118 | 13.673 | 17.9372 | 22.5508 | 27.4648 | 32.6354 | 38.0239 | 43.5966 | 49.3157 | 55.1513 | 61.0799 | 67.083 | 73.1457 | 79.2565 | 85.4174 | 91.6181 | 97.8181 | 103.9824 | 110.1185 | 116.233 | 122.3313 | 0 | 0.66515 | 1.1397 | 1.4746 | 1.7399 | 1.9753 | 2.1814 | 2.3602 | 2.5139 | 2.6451 | 2.7566 | 2.8508 | 2.9257 | 2.9853 | 3.0329 | 3.071 | 3.1015 | 3.1261 | 3.1517 | 3.1721 | 3.1717 | 3.1535 | 3.139 | 3.128 | 3.1197 | 0 | 0.66515 | 1.8049 | 3.2795 | 5.0194 | 6.9947 | 9.1761 | 11.5363 | 14.0501 | 16.6952 | 19.4518 | 22.3026 | 25.2283 | 28.2136 | 31.2465 | 34.3175 | 37.419 | 40.5451 | 43.6968 | 46.8688 | 50.0406 | 53.194 | 56.3331 | 59.461 | 62.5807 | 1031.3031 | 1031.3031 | 1031.3031 | 1031.3031 | 1031.3031 | 1031.3031 | 1031.3031 | 1031.3031 | 1031.3031 | 1031.3031 | 1031.3031 | 1031.3031 | 1031.3031 | 1031.3031 | 1031.3031 | 1031.3031 | 1031.3031 | 1031.3031 | 1031.3031 | 1031.3031 | 1031.3031 | 1031.3033 | 1031.3033 | 1031.3033 | 1031.3033 | 773.4773 | 773.4773 | 773.4773 | 773.4773 | 773.4773 | 773.4773 | 773.4773 | 773.4773 | 773.4773 | 773.4773 | 773.4773 | 773.4773 | 773.4773 | 773.4773 | 773.4773 | 773.4773 | 773.4773 | 773.4773 | 773.4773 | 773.4773 | 773.4773 | 773.4775 | 773.4775 | 773.4775 | 773.4775
WA_Commercial_WA - Miscellaneous_Existing_Space Heating_Natural Gas_Unit Heater_A | WA | Commercial | WA - Miscellaneous | Existing | Space Heating | Natural Gas | Unit Heater | A | WCNG59 | Standard | Infrared Radiant | 15 | 30983.2092 | 0 | 0 | 16127.37 | -2197.29 | 0 | 0 | 0.7 | 0.2 | 120 kBtu/Hr | 0.4776% | 100% | Lost Opportunity | LO5Med_WA | 85% | TBD | 0% | 129.971 |  | 44.0821 |  | 0 | Xcel CO 2021/22 DSM Plan/TRM p.424 | Xcel CO 2021/22 DSM Plan/TRM p.416 | Xcel CO 2021/22 DSM Plan/TRM p.416 | Standard | Standard | Standard | Standard | Standard | Standard | Standard | Standard | Standard | Standard | Standard | Standard | Standard | Standard | Standard | Standard | Standard | Standard | Standard | Standard | Standard | Standard | Standard | Standard | Standard | Standard | Standard | Infrared Radiant | Infrared Radiant | Infrared Radiant | Infrared Radiant | Infrared Radiant | Infrared Radiant | Infrared Radiant | Infrared Radiant | Infrared Radiant | Infrared Radiant | Infrared Radiant | Infrared Radiant | Infrared Radiant | Infrared Radiant | Infrared Radiant | Infrared Radiant | Infrared Radiant | Infrared Radiant | Infrared Radiant | Infrared Radiant | Infrared Radiant | Infrared Radiant | Infrared Radiant | Infrared Radiant | Infrared Radiant | Infrared Radiant | Infrared Radiant | 16127.37 | 16127.37 | 16127.37 | 16127.37 | 16127.37 | 16127.37 | 16127.37 | 16127.37 | 16127.37 | 16127.37 | 16127.37 | 16127.37 | 16127.37 | 16127.37 | 16127.37 | 16127.37 | 16127.37 | 16127.37 | 16127.37 | 16127.37 | 16127.37 | 16127.37 | 16127.37 | 16127.3721 | 16127.3721 | 16127.3721 | 16127.3721 | 0 | 30983.2092 | 30863.0652 | 30863.0652 | 30863.0652 | 30863.0652 | 30863.0652 | 30863.0652 | 30863.0652 | 30863.0652 | 30863.0652 | 30863.0652 | 30863.0652 | 30863.0652 | 30863.0652 | 30863.0652 | 30863.0652 | 30863.0652 | 30863.0652 | 30863.0652 | 30863.0652 | 30863.0652 | 30863.0652 | 30863.0652 | 30863.0652 | 30863.0652 | 30863.0652 | 0.0023818 | 0.0046214 | 0.0074762 | 0.01089 | 0.014813 | 0.019197 | 0.024002 | 0.029188 | 0.033903 | 0.03819 | 0.042087 | 0.045629 | 0.04885 | 0.051777 | 0.054439 | 0.047183 | 0.040654 | 0.034103 | 0.027589 | 0.021158 | 0.01485 | 0.0086956 | 0.0027185 | 0 | 0 | 0.0023818 | 0.0070032 | 0.014479 | 0.02537 | 0.040182 | 0.059379 | 0.083381 | 0.11257 | 0.14647 | 0.18466 | 0.22675 | 0.27238 | 0.32123 | 0.37301 | 0.42744 | 0.47463 | 0.51528 | 0.54938 | 0.57697 | 0.59813 | 0.61298 | 0.62168 | 0.62439 | 0.62439 | 0.62439 | 7.7172e-05 | 0.00014974 | 0.00024224 | 0.00035286 | 0.00047994 | 0.00062201 | 0.00077768 | 0.00094574 | 0.0010985 | 0.0012374 | 0.0013637 | 0.0014784 | 0.0015828 | 0.0016776 | 0.0017639 | 0.0015288 | 0.0013172 | 0.001105 | 0.00089391 | 0.00068555 | 0.00048117 | 0.00028175 | 8.8083e-05 | 0 | 0 | 7.7172e-05 | 0.00022691 | 0.00046915 | 0.00082201 | 0.001302 | 0.001924 | 0.0027016 | 0.0036474 | 0.0047459 | 0.0059833 | 0.0073469 | 0.0088254 | 0.010408 | 0.012086 | 0.01385 | 0.015378 | 0.016696 | 0.017801 | 0.018695 | 0.01938 | 0.019861 | 0.020143 | 0.020231 | 0.020231 | 0.020231 | 0 | 0.00016891 | 0.00060877 | 0.0014848 | 0.0029639 | 0.0052371 | 0.0085883 | 0.013166 | 0.018523 | 0.024294 | 0.030021 | 0.035273 | 0.039764 | 0.043418 | 0.046273 | 0.04213 | 0.038315 | 0.034734 | 0.031222 | 0.027611 | 0.023703 | 0.019204 | 0.013954 | 0.0083875 | 0.0027902 | 0 | 0.00016891 | 0.00077768 | 0.0022625 | 0.0052264 | 0.010464 | 0.019052 | 0.032218 | 0.050741 | 0.075035 | 0.10506 | 0.14033 | 0.18009 | 0.22351 | 0.26978 | 0.31191 | 0.35023 | 0.38496 | 0.41618 | 0.4438 | 0.4675 | 0.4867 | 0.50066 | 0.50905 | 0.51184 | 0 | 5.473e-06 | 1.9725e-05 | 4.811e-05 | 9.6034e-05 | 0.00016969 | 0.00027827 | 0.0004266 | 0.00060018 | 0.00078715 | 0.00097271 | 0.0011429 | 0.0012884 | 0.0014068 | 0.0014993 | 0.0013651 | 0.0012414 | 0.0011254 | 0.0010116 | 0.00089464 | 0.00076801 | 0.00062225 | 0.00045214 | 0.00027176 | 9.0405e-05 | 0 | 5.473e-06 | 2.5198e-05 | 7.3308e-05 | 0.00016934 | 0.00033903 | 0.0006173 | 0.0010439 | 0.0016441 | 0.0024312 | 0.0034039 | 0.0045468 | 0.0058352 | 0.007242 | 0.0087413 | 0.010106 | 0.011348 | 0.012473 | 0.013485 | 0.01438 | 0.015148 | 0.01577 | 0.016222 | 0.016494 | 0.016584 | 0 | 0.00016891 | 0.00060877 | 0.0014848 | 0.0029639 | 0.0052371 | 0.0085883 | 0.013166 | 0.018523 | 0.024294 | 0.030021 | 0.035273 | 0.039764 | 0.043418 | 0.046273 | 0.04213 | 0.038315 | 0.034734 | 0.031222 | 0.027611 | 0.023703 | 0.019204 | 0.013954 | 0.0083875 | 0.0027902 | 0 | 0.00016891 | 0.00077768 | 0.0022625 | 0.0052264 | 0.010464 | 0.019052 | 0.032218 | 0.050741 | 0.075035 | 0.10506 | 0.14033 | 0.18009 | 0.22351 | 0.26978 | 0.31191 | 0.35023 | 0.38496 | 0.41618 | 0.4438 | 0.4675 | 0.4867 | 0.50066 | 0.50905 | 0.51184 | 0 | 5.473e-06 | 1.9725e-05 | 4.811e-05 | 9.6034e-05 | 0.00016969 | 0.00027827 | 0.0004266 | 0.00060018 | 0.00078715 | 0.00097271 | 0.0011429 | 0.0012884 | 0.0014068 | 0.0014993 | 0.0013651 | 0.0012414 | 0.0011254 | 0.0010116 | 0.00089464 | 0.00076801 | 0.00062225 | 0.00045214 | 0.00027176 | 9.0405e-05 | 0 | 5.473e-06 | 2.5198e-05 | 7.3308e-05 | 0.00016934 | 0.00033903 | 0.0006173 | 0.0010439 | 0.0016441 | 0.0024312 | 0.0034039 | 0.0045468 | 0.0058352 | 0.007242 | 0.0087413 | 0.010106 | 0.011348 | 0.012473 | 0.013485 | 0.01438 | 0.015148 | 0.01577 | 0.016222 | 0.016494 | 0.016584 | 0 | 0.00016891 | 0.00060877 | 0.0014848 | 0.0029639 | 0.0052371 | 0.0085883 | 0.013166 | 0.018523 | 0.024294 | 0.030021 | 0.035273 | 0.039764 | 0.043418 | 0.046273 | 0.04213 | 0.038315 | 0.034734 | 0.031222 | 0.027611 | 0.023703 | 0.019204 | 0.013954 | 0.0083875 | 0.0027902 | 0 | 0.00016891 | 0.00077768 | 0.0022625 | 0.0052264 | 0.010464 | 0.019052 | 0.032218 | 0.050741 | 0.075035 | 0.10506 | 0.14033 | 0.18009 | 0.22351 | 0.26978 | 0.31191 | 0.35023 | 0.38496 | 0.41618 | 0.4438 | 0.4675 | 0.4867 | 0.50066 | 0.50905 | 0.51184 | 0 | 5.473e-06 | 1.9725e-05 | 4.811e-05 | 9.6034e-05 | 0.00016969 | 0.00027827 | 0.0004266 | 0.00060018 | 0.00078715 | 0.00097271 | 0.0011429 | 0.0012884 | 0.0014068 | 0.0014993 | 0.0013651 | 0.0012414 | 0.0011254 | 0.0010116 | 0.00089464 | 0.00076801 | 0.00062225 | 0.00045214 | 0.00027176 | 9.0405e-05 | 0 | 5.473e-06 | 2.5198e-05 | 7.3308e-05 | 0.00016934 | 0.00033903 | 0.0006173 | 0.0010439 | 0.0016441 | 0.0024312 | 0.0034039 | 0.0045468 | 0.0058352 | 0.007242 | 0.0087413 | 0.010106 | 0.011348 | 0.012473 | 0.013485 | 0.01438 | 0.015148 | 0.01577 | 0.016222 | 0.016494 | 0.016584 | 129.971 | 129.971 | 129.971 | 129.971 | 129.971 | 129.971 | 129.971 | 129.971 | 129.971 | 129.971 | 129.971 | 129.971 | 129.971 | 129.971 | 129.971 | 129.971 | 129.971 | 129.971 | 129.971 | 129.971 | 129.971 | 129.971 | 129.971 | 129.971 | 129.971 | 44.0821 | 44.0821 | 44.0821 | 44.0821 | 44.0821 | 44.0821 | 44.0821 | 44.0821 | 44.0821 | 44.0821 | 44.0821 | 44.0821 | 44.0821 | 44.0821 | 44.0821 | 44.0821 | 44.0821 | 44.0821 | 44.0821 | 44.0821 | 44.0821 | 44.0821 | 44.0821 | 44.0821 | 44.0821
WA_Commercial_WA - Miscellaneous_Existing_Water Heating_Natural Gas_Water Heater_A | WA | Commercial | WA - Miscellaneous | Existing | Water Heating | Natural Gas | Water Heater | A | WCNG60 | TE 88% | Tankless | 10 | 4.8851 | 0 | 0 | 4.9 | 1.3 | 0 | 0 | 0.7 | 0.2 | 1 kBtu/hr | 59.12% | 100% | Lost Opportunity | LO12Med_WA | 84.74% | TBD | 0% | -96.1446 |  | 127.996 |  | 0 | AEO 2021 - gas_water_heater 2017 ENERGY STAR | AEO 2021 - gas_water_heater 2017 ENERGY STAR | DHW_WH-Water Heating-NMTRM-2016-7 | TE 88% | TE 88% | TE 88% | TE 88% | TE 88% | TE 88% | TE 88% | TE 88% | TE 88% | TE 88% | TE 88% | TE 88% | TE 88% | TE 88% | TE 88% | TE 88% | TE 88% | TE 88% | TE 88% | TE 88% | TE 88% | TE 88% | TE 88% | TE 88% | TE 88% | TE 88% | TE 88% | Tankless | Tankless | Tankless | Tankless | Tankless | Tankless | Tankless | Tankless | Tankless | Tankless | Tankless | Tankless | Tankless | Tankless | Tankless | Tankless | Tankless | Tankless | Tankless | Tankless | Tankless | Tankless | Tankless | Tankless | Tankless | Tankless | Tankless | 4.9 | 4.9 | 4.9 | 4.9 | 4.9 | 4.9 | 4.9 | 4.9 | 4.9 | 4.9 | 4.9 | 4.9 | 4.9 | 4.9 | 4.9 | 4.9 | 4.9 | 4.9 | 4.9 | 4.9 | 4.9 | 4.9 | 4.9 | 4.8991 | 4.8991 | 4.8991 | 4.8991 | 0 | 2.8505 | 6.0949 | 6.0949 | 6.0949 | 6.0949 | 6.0949 | 6.0949 | 6.0949 | 6.0949 | 6.0949 | 6.0949 | 6.0949 | 6.0949 | 6.0949 | 6.0949 | 6.0949 | 6.0949 | 6.0949 | 6.0949 | 6.0949 | 6.0949 | 6.0949 | 6.0949 | 6.0949 | 6.0949 | 6.0949 | 12.2673 | 11.6725 | 11.1967 | 10.816 | 10.5115 | 10.2679 | 10.073 | 9.9171 | 10.5358 | 10.8821 | 0 | 0 | 0 | 3.5133 | 2.8106 | 2.2485 | 1.7988 | 1.5877 | 0.76463 | 0.30242 | 0 | 0 | 0.67286 | 0 | 0 | 12.2673 | 23.9398 | 35.1365 | 45.9526 | 56.4641 | 66.732 | 76.805 | 86.7221 | 97.2579 | 108.14 | 108.14 | 108.14 | 108.14 | 111.6533 | 114.4639 | 116.7124 | 118.5112 | 120.099 | 120.8636 | 121.166 | 121.166 | 121.166 | 121.8389 | 121.8389 | 121.8389 | 2012.7102 | 1915.1243 | 1837.0555 | 1774.6005 | 1724.6365 | 1684.6653 | 1652.6883 | 1627.1067 | 1728.6239 | 1785.4412 | 0 | 0 | 0 | 576.4283 | 461.1426 | 368.9141 | 295.1313 | 260.5015 | 125.4532 | 49.6178 | 0 | 0 | 110.3975 | 0 | 0 | 2012.7102 | 3927.8345 | 5764.89 | 7539.4904 | 9264.1269 | 10948.7922 | 12601.4805 | 14228.5873 | 15957.2112 | 17742.6524 | 17742.6524 | 17742.6524 | 17742.6524 | 18319.0807 | 18780.2233 | 19149.1374 | 19444.2687 | 19704.7702 | 19830.2233 | 19879.8412 | 19879.8412 | 19879.8412 | 19990.2387 | 19990.2387 | 19990.2387 | 0 | 0.50751 | 0.97365 | 1.4108 | 1.8281 | 2.2322 | 2.584 | 2.8545 | 3.2964 | 3.6228 | 3.8524 | 3.4978 | 3.1262 | 4.0376 | 3.3248 | 2.6748 | 2.1202 | 1.7046 | 1.1818 | 0.80952 | 0.55074 | 0.37449 | 0.60397 | 0 | 0 | 0 | 0.50751 | 1.4812 | 2.892 | 4.7201 | 6.9523 | 9.5363 | 12.3908 | 15.6872 | 19.31 | 23.1624 | 26.6602 | 29.7863 | 33.8239 | 37.1487 | 39.8235 | 41.9437 | 43.6483 | 44.8301 | 45.6396 | 46.1903 | 46.5648 | 47.1688 | 47.1688 | 47.1688 | 0 | 178.046 | 341.5762 | 494.9453 | 641.3468 | 783.1032 | 906.522 | 1001.4042 | 1156.4505 | 1270.9493 | 1351.4914 | 1227.0813 | 1096.7264 | 1416.4671 | 1166.3992 | 938.3693 | 743.7938 | 598.0124 | 414.5949 | 283.9949 | 193.2114 | 131.3786 | 211.8838 | 0 | 0 | 0 | 178.046 | 519.6223 | 1014.5676 | 1655.9144 | 2439.0177 | 3345.5397 | 4346.9439 | 5503.3944 | 6774.3437 | 8125.8351 | 9352.9163 | 10449.6428 | 11866.1098 | 13032.509 | 13970.8783 | 14714.6722 | 15312.6846 | 15727.2795 | 16011.2745 | 16204.4858 | 16335.8645 | 16547.7483 | 16547.7483 | 16547.7483 | 0 | 0.50751 | 0.97365 | 1.4108 | 1.8281 | 2.2322 | 2.584 | 2.8545 | 3.2964 | 3.6228 | 3.8524 | 3.4978 | 3.1262 | 4.0376 | 3.3248 | 2.6748 | 2.1202 | 1.7046 | 1.1818 | 0.80952 | 0.55074 | 0.37449 | 0.60397 | 0 | 0 | 0 | 0.50751 | 1.4812 | 2.892 | 4.7201 | 6.9523 | 9.5363 | 12.3908 | 15.6872 | 19.31 | 23.1624 | 26.6602 | 29.7863 | 33.8239 | 37.1487 | 39.8235 | 41.9437 | 43.6483 | 44.8301 | 45.6396 | 46.1903 | 46.5648 | 47.1688 | 47.1688 | 47.1688 | 0 | 178.046 | 341.5762 | 494.9453 | 641.3468 | 783.1032 | 906.522 | 1001.4042 | 1156.4505 | 1270.9493 | 1351.4914 | 1227.0813 | 1096.7264 | 1416.4671 | 1166.3992 | 938.3693 | 743.7938 | 598.0124 | 414.5949 | 283.9949 | 193.2114 | 131.3786 | 211.8838 | 0 | 0 | 0 | 178.046 | 519.6223 | 1014.5676 | 1655.9144 | 2439.0177 | 3345.5397 | 4346.9439 | 5503.3944 | 6774.3437 | 8125.8351 | 9352.9163 | 10449.6428 | 11866.1098 | 13032.509 | 13970.8783 | 14714.6722 | 15312.6846 | 15727.2795 | 16011.2745 | 16204.4858 | 16335.8645 | 16547.7483 | 16547.7483 | 16547.7483 | 0 | 0.50751 | 0.97365 | 1.4108 | 1.8281 | 2.2322 | 2.584 | 2.8545 | 3.2964 | 3.6228 | 3.8524 | 3.4978 | 3.1262 | 4.0376 | 3.3248 | 2.6748 | 2.1202 | 1.7046 | 1.1818 | 0.80952 | 0.55074 | 0.37449 | 0.60397 | 0 | 0 | 0 | 0.50751 | 1.4812 | 2.892 | 4.7201 | 6.9523 | 9.5363 | 12.3908 | 15.6872 | 19.31 | 23.1624 | 26.6602 | 29.7863 | 33.8239 | 37.1487 | 39.8235 | 41.9437 | 43.6483 | 44.8301 | 45.6396 | 46.1903 | 46.5648 | 47.1688 | 47.1688 | 47.1688 | 0 | 178.046 | 341.5762 | 494.9453 | 641.3468 | 783.1032 | 906.522 | 1001.4042 | 1156.4505 | 1270.9493 | 1351.4914 | 1227.0813 | 1096.7264 | 1416.4671 | 1166.3992 | 938.3693 | 743.7938 | 598.0124 | 414.5949 | 283.9949 | 193.2114 | 131.3786 | 211.8838 | 0 | 0 | 0 | 178.046 | 519.6223 | 1014.5676 | 1655.9144 | 2439.0177 | 3345.5397 | 4346.9439 | 5503.3944 | 6774.3437 | 8125.8351 | 9352.9163 | 10449.6428 | 11866.1098 | 13032.509 | 13970.8783 | 14714.6722 | 15312.6846 | 15727.2795 | 16011.2745 | 16204.4858 | 16335.8645 | 16547.7483 | 16547.7483 | 16547.7483 | -96.1446 | -96.1446 | -96.1446 | -96.1446 | -96.1446 | -96.1446 | -96.1446 | -96.1446 | -96.1446 | -96.1446 | -96.1446 | -96.1446 | -96.1446 | -96.1446 | -96.1446 | -96.1446 | -96.1446 | -96.1446 | -96.1446 | -96.1446 | -96.1446 | -96.1772 | -96.1772 | -96.1772 | -96.1772 | 127.996 | 127.996 | 127.996 | 127.996 | 127.996 | 127.996 | 127.996 | 127.996 | 127.996 | 127.996 | 127.996 | 127.996 | 127.996 | 127.996 | 127.996 | 127.996 | 127.996 | 127.996 | 127.996 | 127.996 | 127.996 | 127.9716 | 127.9716 | 127.9716 | 127.9716
WA_Commercial_WA - Miscellaneous_Existing_Food Preparation_Natural Gas_Oven_A | WA | Commercial | WA - Miscellaneous | Existing | Food Preparation | Natural Gas | Oven | A | WCNG61 | Standard | ENERGY STAR (>42% Baking Efficiency) | 12 | 106.6752 | 0 | 0 | 436.37 | 0 | 0 | 0 | 0.7 | 0.2 | 1 units | 33.1% | 100% | Lost Opportunity | LOEven20_WA | 85% | TBD | 0% | 615.0627 |  | 461.297 |  | 0 | IL TRM - 4.2.1 - CI-FSE-CBOV-V02-160601 | EIA 2018 Tech Forecast | ETO Measure Input Sheet | Standard | Standard | Standard | Standard | Standard | Standard | Standard | Standard | Standard | Standard | Standard | Standard | Standard | Standard | Standard | Standard | Standard | Standard | Standard | Standard | Standard | Standard | Standard | Standard | Standard | Standard | Standard | ENERGY STAR (>42% Baking Efficiency) | ENERGY STAR (>42% Baking Efficiency) | ENERGY STAR (>42% Baking Efficiency) | ENERGY STAR (>42% Baking Efficiency) | ENERGY STAR (>42% Baking Efficiency) | ENERGY STAR (>42% Baking Efficiency) | ENERGY STAR (>42% Baking Efficiency) | ENERGY STAR (>42% Baking Efficiency) | ENERGY STAR (>42% Baking Efficiency) | ENERGY STAR (>42% Baking Efficiency) | ENERGY STAR (>42% Baking Efficiency) | ENERGY STAR (>42% Baking Efficiency) | ENERGY STAR (>42% Baking Efficiency) | ENERGY STAR (>42% Baking Efficiency) | ENERGY STAR (>42% Baking Efficiency) | ENERGY STAR (>42% Baking Efficiency) | ENERGY STAR (>42% Baking Efficiency) | ENERGY STAR (>42% Baking Efficiency) | ENERGY STAR (>42% Baking Efficiency) | ENERGY STAR (>42% Baking Efficiency) | ENERGY STAR (>42% Baking Efficiency) | ENERGY STAR (>42% Baking Efficiency) | ENERGY STAR (>42% Baking Efficiency) | ENERGY STAR (>42% Baking Efficiency) | ENERGY STAR (>42% Baking Efficiency) | ENERGY STAR (>42% Baking Efficiency) | ENERGY STAR (>42% Baking Efficiency) | 436.37 | 436.37 | 436.37 | 436.37 | 436.37 | 436.37 | 436.37 | 436.37 | 436.37 | 436.37 | 436.37 | 436.37 | 436.37 | 436.37 | 436.37 | 436.37 | 436.37 | 436.37 | 436.37 | 436.37 | 436.37 | 436.37 | 436.37 | 436.3686 | 436.3686 | 436.3686 | 436.3686 | 0 | 106.6752 | 106.6752 | 106.6752 | 106.6752 | 106.6752 | 106.6752 | 106.6752 | 106.6752 | 106.6752 | 106.6752 | 106.6752 | 106.6752 | 106.6752 | 106.6752 | 106.6752 | 106.6752 | 106.6752 | 106.6752 | 106.6752 | 106.6752 | 106.6752 | 106.6752 | 106.6752 | 106.6752 | 106.6752 | 106.6752 | 0.030394 | 0.046829 | 0.065605 | 0.080626 | 0.092643 | 0.10226 | 0.10995 | 0.1161 | 0.12102 | 0.12496 | 0.10335 | 0.088755 | 0.049976 | 0.030588 | 0.012454 | 0.0047756 | 0 | 0 | 0 | 0 | 0 | 0 | 0.011737 | 0.020998 | 0.024206 | 0.030394 | 0.077222 | 0.14283 | 0.22345 | 0.3161 | 0.41835 | 0.5283 | 0.6444 | 0.76542 | 0.89038 | 0.99373 | 1.0825 | 1.1325 | 1.163 | 1.1755 | 1.1803 | 1.1803 | 1.1803 | 1.1803 | 1.1803 | 1.1803 | 1.1803 | 1.192 | 1.213 | 1.2372 | 0.28492 | 0.43898 | 0.615 | 0.75581 | 0.86846 | 0.95858 | 1.0307 | 1.0884 | 1.1345 | 1.1714 | 0.96878 | 0.83201 | 0.46849 | 0.28674 | 0.11674 | 0.044768 | 0 | 0 | 0 | 0 | 0 | 0 | 0.11002 | 0.19684 | 0.22691 | 0.28492 | 0.7239 | 1.3389 | 2.0947 | 2.9632 | 3.9217 | 4.9524 | 6.0408 | 7.1753 | 8.3467 | 9.3154 | 10.1475 | 10.6159 | 10.9027 | 11.0194 | 11.0642 | 11.0642 | 11.0642 | 11.0642 | 11.0642 | 11.0642 | 11.0642 | 11.1742 | 11.3711 | 11.598 | 0 | 0.00099511 | 0.0042557 | 0.0087469 | 0.014091 | 0.020014 | 0.026315 | 0.032852 | 0.039523 | 0.04626 | 0.042766 | 0.040599 | 0.040269 | 0.041171 | 0.041665 | 0.045219 | 0.048269 | 0.052008 | 0.056263 | 0.059681 | 0.062428 | 0.055012 | 0.055054 | 0.05269 | 0.04862 | 0 | 0.00099511 | 0.0052508 | 0.013998 | 0.028089 | 0.048103 | 0.074418 | 0.10727 | 0.14679 | 0.19305 | 0.23582 | 0.27642 | 0.31669 | 0.35786 | 0.39952 | 0.44474 | 0.49301 | 0.54502 | 0.60128 | 0.66096 | 0.72339 | 0.7784 | 0.83346 | 0.88615 | 0.93477 | 0 | 0.0093284 | 0.039894 | 0.081995 | 0.1321 | 0.18762 | 0.24668 | 0.30796 | 0.3705 | 0.43365 | 0.4009 | 0.38059 | 0.37749 | 0.38595 | 0.39058 | 0.4239 | 0.45248 | 0.48753 | 0.52742 | 0.55947 | 0.58522 | 0.5157 | 0.51609 | 0.49393 | 0.45577 | 0 | 0.0093284 | 0.049222 | 0.13122 | 0.26331 | 0.45093 | 0.69762 | 1.0056 | 1.3761 | 1.8097 | 2.2106 | 2.5912 | 2.9687 | 3.3547 | 3.7452 | 4.1691 | 4.6216 | 5.1092 | 5.6366 | 6.196 | 6.7813 | 7.297 | 7.813 | 8.307 | 8.7628 | 0 | 0.00099511 | 0.0042557 | 0.0087469 | 0.014091 | 0.020014 | 0.026315 | 0.032852 | 0.039523 | 0.04626 | 0.042766 | 0.040599 | 0.040269 | 0.041171 | 0.041665 | 0.045219 | 0.048269 | 0.052008 | 0.056263 | 0.059681 | 0.062428 | 0.055012 | 0.055054 | 0.05269 | 0.04862 | 0 | 0.00099511 | 0.0052508 | 0.013998 | 0.028089 | 0.048103 | 0.074418 | 0.10727 | 0.14679 | 0.19305 | 0.23582 | 0.27642 | 0.31669 | 0.35786 | 0.39952 | 0.44474 | 0.49301 | 0.54502 | 0.60128 | 0.66096 | 0.72339 | 0.7784 | 0.83346 | 0.88615 | 0.93477 | 0 | 0.0093284 | 0.039894 | 0.081995 | 0.1321 | 0.18762 | 0.24668 | 0.30796 | 0.3705 | 0.43365 | 0.4009 | 0.38059 | 0.37749 | 0.38595 | 0.39058 | 0.4239 | 0.45248 | 0.48753 | 0.52742 | 0.55947 | 0.58522 | 0.5157 | 0.51609 | 0.49393 | 0.45577 | 0 | 0.0093284 | 0.049222 | 0.13122 | 0.26331 | 0.45093 | 0.69762 | 1.0056 | 1.3761 | 1.8097 | 2.2106 | 2.5912 | 2.9687 | 3.3547 | 3.7452 | 4.1691 | 4.6216 | 5.1092 | 5.6366 | 6.196 | 6.7813 | 7.297 | 7.813 | 8.307 | 8.7628 | 0 | 0.00099511 | 0.0042557 | 0.0087469 | 0.014091 | 0.020014 | 0.026315 | 0.032852 | 0.039523 | 0.04626 | 0.042766 | 0.040599 | 0.040269 | 0.041171 | 0.041665 | 0.045219 | 0.048269 | 0.052008 | 0.056263 | 0.059681 | 0.062428 | 0.055012 | 0.055054 | 0.05269 | 0.04862 | 0 | 0.00099511 | 0.0052508 | 0.013998 | 0.028089 | 0.048103 | 0.074418 | 0.10727 | 0.14679 | 0.19305 | 0.23582 | 0.27642 | 0.31669 | 0.35786 | 0.39952 | 0.44474 | 0.49301 | 0.54502 | 0.60128 | 0.66096 | 0.72339 | 0.7784 | 0.83346 | 0.88615 | 0.93477 | 0 | 0.0093284 | 0.039894 | 0.081995 | 0.1321 | 0.18762 | 0.24668 | 0.30796 | 0.3705 | 0.43365 | 0.4009 | 0.38059 | 0.37749 | 0.38595 | 0.39058 | 0.4239 | 0.45248 | 0.48753 | 0.52742 | 0.55947 | 0.58522 | 0.5157 | 0.51609 | 0.49393 | 0.45577 | 0 | 0.0093284 | 0.049222 | 0.13122 | 0.26331 | 0.45093 | 0.69762 | 1.0056 | 1.3761 | 1.8097 | 2.2106 | 2.5912 | 2.9687 | 3.3547 | 3.7452 | 4.1691 | 4.6216 | 5.1092 | 5.6366 | 6.196 | 6.7813 | 7.297 | 7.813 | 8.307 | 8.7628 | 615.0627 | 615.0627 | 615.0627 | 615.0627 | 615.0627 | 615.0627 | 615.0627 | 615.0627 | 615.0627 | 615.0627 | 615.0627 | 615.0627 | 615.0627 | 615.0627 | 615.0627 | 615.0627 | 615.0627 | 615.0627 | 615.0627 | 615.0627 | 615.0627 | 615.0607 | 615.0607 | 615.0607 | 615.0607 | 461.297 | 461.297 | 461.297 | 461.297 | 461.297 | 461.297 | 461.297 | 461.297 | 461.297 | 461.297 | 461.297 | 461.297 | 461.297 | 461.297 | 461.297 | 461.297 | 461.297 | 461.297 | 461.297 | 461.297 | 461.297 | 461.2955 | 461.2955 | 461.2955 | 461.2955
WA_Commercial_WA - Miscellaneous_Existing_Food Preparation_Natural Gas_Conveyor Oven_A | WA | Commercial | WA - Miscellaneous | Existing | Food Preparation | Natural Gas | Conveyor Oven | A | WCNG62 | Standard | Efficient (>42% Baking Efficiency) | 17 | 692.0657 | 0 | 0 | 2424.76 | 0 | 0 | 0 | 0.7 | 0.2 | 1 units | 16.55% | 100% | Lost Opportunity | LOEven20_WA | 85% | TBD | 0% | 427.9545 |  | 320.9659 |  | 0 | IL TRM - 4.2.4 - CI-FSE-CVOV-V02-180101 | PGE Workpaper, PGECOFST117 R5, 2015 | MN TRM 3.1 - Gas Conveyor Oven v1.1 | Standard | Standard | Standard | Standard | Standard | Standard | Standard | Standard | Standard | Standard | Standard | Standard | Standard | Standard | Standard | Standard | Standard | Standard | Standard | Standard | Standard | Standard | Standard | Standard | Standard | Standard | Standard | Efficient (>42% Baking Efficiency) | Efficient (>42% Baking Efficiency) | Efficient (>42% Baking Efficiency) | Efficient (>42% Baking Efficiency) | Efficient (>42% Baking Efficiency) | Efficient (>42% Baking Efficiency) | Efficient (>42% Baking Efficiency) | Efficient (>42% Baking Efficiency) | Efficient (>42% Baking Efficiency) | Efficient (>42% Baking Efficiency) | Efficient (>42% Baking Efficiency) | Efficient (>42% Baking Efficiency) | Efficient (>42% Baking Efficiency) | Efficient (>42% Baking Efficiency) | Efficient (>42% Baking Efficiency) | Efficient (>42% Baking Efficiency) | Efficient (>42% Baking Efficiency) | Efficient (>42% Baking Efficiency) | Efficient (>42% Baking Efficiency) | Efficient (>42% Baking Efficiency) | Efficient (>42% Baking Efficiency) | Efficient (>42% Baking Efficiency) | Efficient (>42% Baking Efficiency) | Efficient (>42% Baking Efficiency) | Efficient (>42% Baking Efficiency) | Efficient (>42% Baking Efficiency) | Efficient (>42% Baking Efficiency) | 2424.76 | 2424.76 | 2424.76 | 2424.76 | 2424.76 | 2424.76 | 2424.76 | 2424.76 | 2424.76 | 2424.76 | 2424.76 | 2424.76 | 2424.76 | 2424.76 | 2424.76 | 2424.76 | 2424.76 | 2424.76 | 2424.76 | 2424.76 | 2424.76 | 2424.76 | 2424.76 | 2424.76 | 2424.76 | 2424.76 | 2424.76 | 0 | 0 | 0 | 0 | 0 | 692.0657 | 692.0657 | 692.0657 | 692.0657 | 692.0657 | 692.0657 | 692.0657 | 692.0657 | 692.0657 | 692.0657 | 692.0657 | 692.0657 | 692.0657 | 692.0657 | 692.0657 | 692.0657 | 692.0657 | 692.0657 | 692.0657 | 692.0657 | 692.0657 | 692.0657 | 0 | 0 | 0 | 0.0094003 | 0.026321 | 0.049258 | 0.077007 | 0.10861 | 0.13389 | 0.15411 | 0.17029 | 0.18323 | 0.19359 | 0.20187 | 0.2085 | 0.1668 | 0.13344 | 0.10675 | 0.085402 | 0.070201 | 0.052025 | 0.032671 | 0.013337 | 0 | 0 | 0 | 0 | 0 | 0.0094003 | 0.035721 | 0.084979 | 0.16199 | 0.27059 | 0.40448 | 0.55859 | 0.72888 | 0.91212 | 1.1057 | 1.3076 | 1.5161 | 1.6829 | 1.8163 | 1.9231 | 2.0085 | 2.0787 | 2.1307 | 2.1634 | 2.1767 | 2.1767 | 2.1767 | 0 | 0 | 0 | 0.013583 | 0.038032 | 0.071175 | 0.11127 | 0.15693 | 0.19346 | 0.22268 | 0.24606 | 0.26476 | 0.27973 | 0.2917 | 0.30127 | 0.24102 | 0.19281 | 0.15425 | 0.1234 | 0.10144 | 0.075173 | 0.047208 | 0.019272 | 0 | 0 | 0 | 0 | 0 | 0.013583 | 0.051615 | 0.12279 | 0.23406 | 0.39099 | 0.58446 | 0.80714 | 1.0532 | 1.318 | 1.5977 | 1.8894 | 2.1907 | 2.4317 | 2.6245 | 2.7787 | 2.9021 | 3.0036 | 3.0788 | 3.126 | 3.1452 | 3.1452 | 3.1452 | 0 | 0 | 0 | 0.0010198 | 0.0040035 | 0.0096409 | 0.018431 | 0.030732 | 0.043725 | 0.057052 | 0.070469 | 0.083818 | 0.096998 | 0.10995 | 0.12266 | 0.1054 | 0.090142 | 0.07677 | 0.065141 | 0.056609 | 0.051192 | 0.046139 | 0.043565 | 0.042597 | 0.042946 | 0 | 0 | 0 | 0.0010198 | 0.0050234 | 0.014664 | 0.033095 | 0.063827 | 0.10755 | 0.1646 | 0.23507 | 0.31889 | 0.41589 | 0.52584 | 0.6485 | 0.7539 | 0.84405 | 0.92082 | 0.98596 | 1.0426 | 1.0938 | 1.1399 | 1.1835 | 1.2261 | 1.269 | 0 | 0 | 0 | 0.0014736 | 0.0057849 | 0.013931 | 0.026632 | 0.044406 | 0.06318 | 0.082437 | 0.10182 | 0.12111 | 0.14016 | 0.15888 | 0.17724 | 0.1523 | 0.13025 | 0.11093 | 0.094126 | 0.081797 | 0.073969 | 0.066669 | 0.062949 | 0.06155 | 0.062055 | 0 | 0 | 0 | 0.0014736 | 0.0072585 | 0.021189 | 0.047821 | 0.092227 | 0.15541 | 0.23784 | 0.33967 | 0.46078 | 0.60094 | 0.75982 | 0.93705 | 1.0894 | 1.2196 | 1.3305 | 1.4247 | 1.5065 | 1.5804 | 1.6471 | 1.71 | 1.7716 | 1.8336 | 0 | 0 | 0 | 0.0010198 | 0.0040035 | 0.0096409 | 0.018431 | 0.030732 | 0.043725 | 0.057052 | 0.070469 | 0.083818 | 0.096998 | 0.10995 | 0.12266 | 0.1054 | 0.090142 | 0.07677 | 0.065141 | 0.056609 | 0.051192 | 0.046139 | 0.043565 | 0.042597 | 0.042946 | 0 | 0 | 0 | 0.0010198 | 0.0050234 | 0.014664 | 0.033095 | 0.063827 | 0.10755 | 0.1646 | 0.23507 | 0.31889 | 0.41589 | 0.52584 | 0.6485 | 0.7539 | 0.84405 | 0.92082 | 0.98596 | 1.0426 | 1.0938 | 1.1399 | 1.1835 | 1.2261 | 1.269 | 0 | 0 | 0 | 0.0014736 | 0.0057849 | 0.013931 | 0.026632 | 0.044406 | 0.06318 | 0.082437 | 0.10182 | 0.12111 | 0.14016 | 0.15888 | 0.17724 | 0.1523 | 0.13025 | 0.11093 | 0.094126 | 0.081797 | 0.073969 | 0.066669 | 0.062949 | 0.06155 | 0.062055 | 0 | 0 | 0 | 0.0014736 | 0.0072585 | 0.021189 | 0.047821 | 0.092227 | 0.15541 | 0.23784 | 0.33967 | 0.46078 | 0.60094 | 0.75982 | 0.93705 | 1.0894 | 1.2196 | 1.3305 | 1.4247 | 1.5065 | 1.5804 | 1.6471 | 1.71 | 1.7716 | 1.8336 | 0 | 0 | 0 | 0.0010198 | 0.0040035 | 0.0096409 | 0.018431 | 0.030732 | 0.043725 | 0.057052 | 0.070469 | 0.083818 | 0.096998 | 0.10995 | 0.12266 | 0.1054 | 0.090142 | 0.07677 | 0.065141 | 0.056609 | 0.051192 | 0.046139 | 0.043565 | 0.042597 | 0.042946 | 0 | 0 | 0 | 0.0010198 | 0.0050234 | 0.014664 | 0.033095 | 0.063827 | 0.10755 | 0.1646 | 0.23507 | 0.31889 | 0.41589 | 0.52584 | 0.6485 | 0.7539 | 0.84405 | 0.92082 | 0.98596 | 1.0426 | 1.0938 | 1.1399 | 1.1835 | 1.2261 | 1.269 | 0 | 0 | 0 | 0.0014736 | 0.0057849 | 0.013931 | 0.026632 | 0.044406 | 0.06318 | 0.082437 | 0.10182 | 0.12111 | 0.14016 | 0.15888 | 0.17724 | 0.1523 | 0.13025 | 0.11093 | 0.094126 | 0.081797 | 0.073969 | 0.066669 | 0.062949 | 0.06155 | 0.062055 | 0 | 0 | 0 | 0.0014736 | 0.0072585 | 0.021189 | 0.047821 | 0.092227 | 0.15541 | 0.23784 | 0.33967 | 0.46078 | 0.60094 | 0.75982 | 0.93705 | 1.0894 | 1.2196 | 1.3305 | 1.4247 | 1.5065 | 1.5804 | 1.6471 | 1.71 | 1.7716 | 1.8336 | 0 | 0 | 0 | 427.9545 | 427.9545 | 427.9545 | 427.9545 | 427.9545 | 427.9545 | 427.9545 | 427.9545 | 427.9545 | 427.9545 | 427.9545 | 427.9545 | 427.9545 | 427.9545 | 427.9545 | 427.9545 | 427.9545 | 427.9545 | 427.9545 | 427.9545 | 427.9545 | 427.9545 | 0 | 0 | 0 | 320.9659 | 320.9659 | 320.9659 | 320.9659 | 320.9659 | 320.9659 | 320.9659 | 320.9659 | 320.9659 | 320.9659 | 320.9659 | 320.9659 | 320.9659 | 320.9659 | 320.9659 | 320.9659 | 320.9659 | 320.9659 | 320.9659 | 320.9659 | 320.9659 | 320.9659
WA_Commercial_WA - Miscellaneous_Existing_Food Preparation_Natural Gas_Double Rack Oven_A | WA | Commercial | WA - Miscellaneous | Existing | Food Preparation | Natural Gas | Double Rack Oven | A | WCNG63 | Standard | FTSC Qualified (>50% Cooking Efficiency) | 12 | 1621.62 | 0 | 0 | 5342.47 | 0 | 0 | 0 | 0.7 | 0.2 | 1 units | 16.55% | 100% | Lost Opportunity | LOEven20_WA | 85% | TBD | 0% | 495.3602 |  | 371.5201 |  | 0 | IL TRM - 4.2.18 - CI-FSE-RKOV-VO2-180101 | PGE Workpaper, PGECOFST109 R6, 2016 | IL TRM - 4.2.18 - CI-FSE-RKOV-VO2-180101 | Standard | Standard | Standard | Standard | Standard | Standard | Standard | Standard | Standard | Standard | Standard | Standard | Standard | Standard | Standard | Standard | Standard | Standard | Standard | Standard | Standard | Standard | Standard | Standard | Standard | Standard | Standard | FTSC Qualified (>50% Cooking Efficiency) | FTSC Qualified (>50% Cooking Efficiency) | FTSC Qualified (>50% Cooking Efficiency) | FTSC Qualified (>50% Cooking Efficiency) | FTSC Qualified (>50% Cooking Efficiency) | FTSC Qualified (>50% Cooking Efficiency) | FTSC Qualified (>50% Cooking Efficiency) | FTSC Qualified (>50% Cooking Efficiency) | FTSC Qualified (>50% Cooking Efficiency) | FTSC Qualified (>50% Cooking Efficiency) | FTSC Qualified (>50% Cooking Efficiency) | FTSC Qualified (>50% Cooking Efficiency) | FTSC Qualified (>50% Cooking Efficiency) | FTSC Qualified (>50% Cooking Efficiency) | FTSC Qualified (>50% Cooking Efficiency) | FTSC Qualified (>50% Cooking Efficiency) | FTSC Qualified (>50% Cooking Efficiency) | FTSC Qualified (>50% Cooking Efficiency) | FTSC Qualified (>50% Cooking Efficiency) | FTSC Qualified (>50% Cooking Efficiency) | FTSC Qualified (>50% Cooking Efficiency) | FTSC Qualified (>50% Cooking Efficiency) | FTSC Qualified (>50% Cooking Efficiency) | FTSC Qualified (>50% Cooking Efficiency) | FTSC Qualified (>50% Cooking Efficiency) | FTSC Qualified (>50% Cooking Efficiency) | FTSC Qualified (>50% Cooking Efficiency) | 5342.47 | 5342.47 | 5342.47 | 5342.47 | 5342.47 | 5342.47 | 5342.47 | 5342.47 | 5342.47 | 5342.47 | 5342.47 | 5342.47 | 5342.47 | 5342.47 | 5342.47 | 5342.47 | 5342.47 | 5342.47 | 5342.47 | 5342.47 | 5342.47 | 5342.47 | 5342.47 | 5342.4659 | 5342.4659 | 5342.4659 | 5342.4659 | 0 | 1621.62 | 1621.62 | 1621.62 | 1621.62 | 1621.62 | 1621.62 | 1621.62 | 1621.62 | 1621.62 | 1621.62 | 1621.62 | 1621.62 | 1621.62 | 1621.62 | 1621.62 | 1621.62 | 1621.62 | 1621.62 | 1621.62 | 1621.62 | 1621.62 | 1621.62 | 1621.62 | 1621.62 | 1621.62 | 1621.62 | 0.21176 | 0.26447 | 0.31131 | 0.35296 | 0.38997 | 0.42288 | 0.45212 | 0.47812 | 0.44194 | 0.41636 | 0.39949 | 0.38969 | 0.17385 | 0.12163 | 0.078866 | 0.044105 | 0.016095 | 0.034129 | 0.018625 | 0.00093931 | 0.04162 | 0.069136 | 0.086367 | 0.095666 | 0.098944 | 0.21176 | 0.47623 | 0.78754 | 1.1405 | 1.5305 | 1.9533 | 2.4055 | 2.8836 | 3.3255 | 3.7419 | 4.1414 | 4.5311 | 4.7049 | 4.8265 | 4.9054 | 4.9495 | 4.9656 | 4.9997 | 5.0184 | 5.0193 | 5.0609 | 5.1301 | 5.2164 | 5.3121 | 5.411 | 0.13059 | 0.16309 | 0.19198 | 0.21766 | 0.24048 | 0.26077 | 0.27881 | 0.29484 | 0.27253 | 0.25676 | 0.24635 | 0.24031 | 0.10721 | 0.075004 | 0.048634 | 0.027198 | 0.0099255 | 0.021046 | 0.011485 | 0.00057924 | 0.025666 | 0.042634 | 0.05326 | 0.058994 | 0.061015 | 0.13059 | 0.29367 | 0.48565 | 0.70331 | 0.94379 | 1.2046 | 1.4834 | 1.7782 | 2.0507 | 2.3075 | 2.5539 | 2.7942 | 2.9014 | 2.9764 | 3.025 | 3.0522 | 3.0621 | 3.0832 | 3.0947 | 3.0952 | 3.1209 | 3.1635 | 3.2168 | 3.2758 | 3.3368 | 0 | 0.0056199 | 0.020194 | 0.038291 | 0.059317 | 0.082767 | 0.10821 | 0.13529 | 0.14433 | 0.15414 | 0.16531 | 0.17826 | 0.19321 | 0.20467 | 0.20934 | 0.21262 | 0.21499 | 0.24589 | 0.25086 | 0.25102 | 0.2667 | 0.25854 | 0.24766 | 0.23429 | 0.21866 | 0 | 0.0056199 | 0.025814 | 0.064106 | 0.12342 | 0.20619 | 0.3144 | 0.44969 | 0.59402 | 0.74816 | 0.91347 | 1.0917 | 1.2849 | 1.4896 | 1.699 | 1.9116 | 2.1266 | 2.3725 | 2.6233 | 2.8743 | 3.141 | 3.3996 | 3.6472 | 3.8815 | 4.1002 | 0 | 0.0034656 | 0.012453 | 0.023613 | 0.036579 | 0.05104 | 0.066731 | 0.083429 | 0.089002 | 0.095051 | 0.10194 | 0.10993 | 0.11915 | 0.12622 | 0.1291 | 0.13111 | 0.13258 | 0.15163 | 0.1547 | 0.15479 | 0.16446 | 0.15943 | 0.15272 | 0.14448 | 0.13484 | 0 | 0.0034656 | 0.015919 | 0.039532 | 0.076111 | 0.12715 | 0.19388 | 0.27731 | 0.36631 | 0.46136 | 0.56331 | 0.67323 | 0.79238 | 0.91859 | 1.0477 | 1.1788 | 1.3114 | 1.463 | 1.6177 | 1.7725 | 1.937 | 2.0964 | 2.2491 | 2.3936 | 2.5284 | 0 | 0.0056199 | 0.020194 | 0.038291 | 0.059317 | 0.082767 | 0.10821 | 0.13529 | 0.14433 | 0.15414 | 0.16531 | 0.17826 | 0.19321 | 0.20467 | 0.20934 | 0.21262 | 0.21499 | 0.24589 | 0.25086 | 0.25102 | 0.2667 | 0.25854 | 0.24766 | 0.23429 | 0.21866 | 0 | 0.0056199 | 0.025814 | 0.064106 | 0.12342 | 0.20619 | 0.3144 | 0.44969 | 0.59402 | 0.74816 | 0.91347 | 1.0917 | 1.2849 | 1.4896 | 1.699 | 1.9116 | 2.1266 | 2.3725 | 2.6233 | 2.8743 | 3.141 | 3.3996 | 3.6472 | 3.8815 | 4.1002 | 0 | 0.0034656 | 0.012453 | 0.023613 | 0.036579 | 0.05104 | 0.066731 | 0.083429 | 0.089002 | 0.095051 | 0.10194 | 0.10993 | 0.11915 | 0.12622 | 0.1291 | 0.13111 | 0.13258 | 0.15163 | 0.1547 | 0.15479 | 0.16446 | 0.15943 | 0.15272 | 0.14448 | 0.13484 | 0 | 0.0034656 | 0.015919 | 0.039532 | 0.076111 | 0.12715 | 0.19388 | 0.27731 | 0.36631 | 0.46136 | 0.56331 | 0.67323 | 0.79238 | 0.91859 | 1.0477 | 1.1788 | 1.3114 | 1.463 | 1.6177 | 1.7725 | 1.937 | 2.0964 | 2.2491 | 2.3936 | 2.5284 | 0 | 0.0056199 | 0.020194 | 0.038291 | 0.059317 | 0.082767 | 0.10821 | 0.13529 | 0.14433 | 0.15414 | 0.16531 | 0.17826 | 0.19321 | 0.20467 | 0.20934 | 0.21262 | 0.21499 | 0.24589 | 0.25086 | 0.25102 | 0.2667 | 0.25854 | 0.24766 | 0.23429 | 0.21866 | 0 | 0.0056199 | 0.025814 | 0.064106 | 0.12342 | 0.20619 | 0.3144 | 0.44969 | 0.59402 | 0.74816 | 0.91347 | 1.0917 | 1.2849 | 1.4896 | 1.699 | 1.9116 | 2.1266 | 2.3725 | 2.6233 | 2.8743 | 3.141 | 3.3996 | 3.6472 | 3.8815 | 4.1002 | 0 | 0.0034656 | 0.012453 | 0.023613 | 0.036579 | 0.05104 | 0.066731 | 0.083429 | 0.089002 | 0.095051 | 0.10194 | 0.10993 | 0.11915 | 0.12622 | 0.1291 | 0.13111 | 0.13258 | 0.15163 | 0.1547 | 0.15479 | 0.16446 | 0.15943 | 0.15272 | 0.14448 | 0.13484 | 0 | 0.0034656 | 0.015919 | 0.039532 | 0.076111 | 0.12715 | 0.19388 | 0.27731 | 0.36631 | 0.46136 | 0.56331 | 0.67323 | 0.79238 | 0.91859 | 1.0477 | 1.1788 | 1.3114 | 1.463 | 1.6177 | 1.7725 | 1.937 | 2.0964 | 2.2491 | 2.3936 | 2.5284 | 495.3602 | 495.3602 | 495.3602 | 495.3602 | 495.3602 | 495.3602 | 495.3602 | 495.3602 | 495.3602 | 495.3602 | 495.3602 | 495.3602 | 495.3602 | 495.3602 | 495.3602 | 495.3602 | 495.3602 | 495.3602 | 495.3602 | 495.3602 | 495.3602 | 495.3598 | 495.3598 | 495.3598 | 495.3598 | 371.5201 | 371.5201 | 371.5201 | 371.5201 | 371.5201 | 371.5201 | 371.5201 | 371.5201 | 371.5201 | 371.5201 | 371.5201 | 371.5201 | 371.5201 | 371.5201 | 371.5201 | 371.5201 | 371.5201 | 371.5201 | 371.5201 | 371.5201 | 371.5201 | 371.5198 | 371.5198 | 371.5198 | 371.5198
WA_Commercial_WA - Miscellaneous_Existing_Food Preparation_Natural Gas_Fryer_A | WA | Commercial | WA - Miscellaneous | Existing | Food Preparation | Natural Gas | Fryer | A | WCNG64 | Standard | ENERGY STAR | 9 | 395.2691 | 0 | 0 | 933.12 | 0 | 0 | 0 | 0.7 | 0.2 | 1 units | 2.842% | 100% | Lost Opportunity | LO5Med_WA | 85% | TBD | 0% | 433.1432 |  | 324.8574 |  | 0 | RTF Wkbk - ComCookingFryer_v5_0 | RTF Wkbk - ComCookingFryer_v5_0 | RTF Wkbk - ComCookingFryer_v5_0 | Standard | Standard | Standard | Standard | Standard | Standard | Standard | Standard | Standard | Standard | Standard | Standard | Standard | Standard | Standard | Standard | Standard | Standard | Standard | Standard | Standard | Standard | Standard | Standard | Standard | Standard | Standard | ENERGY STAR | ENERGY STAR | ENERGY STAR | ENERGY STAR | ENERGY STAR | ENERGY STAR | ENERGY STAR | ENERGY STAR | ENERGY STAR | ENERGY STAR | ENERGY STAR | ENERGY STAR | ENERGY STAR | ENERGY STAR | ENERGY STAR | ENERGY STAR | ENERGY STAR | ENERGY STAR | ENERGY STAR | ENERGY STAR | ENERGY STAR | ENERGY STAR | ENERGY STAR | ENERGY STAR | ENERGY STAR | ENERGY STAR | ENERGY STAR | 933.12 | 933.12 | 933.12 | 933.12 | 933.12 | 933.12 | 933.12 | 933.12 | 933.12 | 933.12 | 933.12 | 933.12 | 933.12 | 933.12 | 933.12 | 933.12 | 933.12 | 933.12 | 933.12 | 933.12 | 933.12 | 933.12 | 933.12 | 933.1211 | 933.1211 | 933.1211 | 933.1211 | 0 | 395.2691 | 395.2691 | 395.2691 | 395.2691 | 395.2691 | 395.2691 | 395.2691 | 395.2691 | 395.2691 | 395.2691 | 395.2691 | 395.2691 | 395.2691 | 395.2691 | 395.2691 | 395.2691 | 395.2691 | 395.2691 | 395.2691 | 395.2691 | 395.2691 | 395.2691 | 395.2691 | 395.2691 | 395.2691 | 395.2691 | 0.090086 | 0.084243 | 0.079568 | 0.075828 | 0.072836 | 0.070443 | 0.068528 | 0.074301 | 0.077458 | 0 | 0 | 0 | 0.02694 | 0.021552 | 0.017241 | 0.015254 | 0.0072363 | 0.0027505 | 0 | 0 | 0.0054039 | 0 | 0 | 0 | 0.0021423 | 0.090086 | 0.17433 | 0.2539 | 0.32973 | 0.40256 | 0.473 | 0.54153 | 0.61583 | 0.69329 | 0.69329 | 0.69329 | 0.69329 | 0.72023 | 0.74178 | 0.75902 | 0.77428 | 0.78152 | 0.78427 | 0.78427 | 0.78427 | 0.78967 | 0.78967 | 0.78967 | 0.78967 | 0.79181 | 0.22791 | 0.21313 | 0.2013 | 0.19184 | 0.18427 | 0.17822 | 0.17337 | 0.18797 | 0.19596 | 0 | 0 | 0 | 0.068156 | 0.054524 | 0.04362 | 0.038591 | 0.018307 | 0.0069584 | 0 | 0 | 0.013671 | 0 | 0 | 0 | 0.00542 | 0.22791 | 0.44104 | 0.64234 | 0.83418 | 1.0185 | 1.1967 | 1.37 | 1.558 | 1.754 | 1.754 | 1.754 | 1.754 | 1.8221 | 1.8767 | 1.9203 | 1.9589 | 1.9772 | 1.9841 | 1.9841 | 1.9841 | 1.9978 | 1.9978 | 1.9978 | 1.9978 | 2.0032 | 0 | 0.0030791 | 0.006479 | 0.010339 | 0.014574 | 0.019218 | 0.024521 | 0.033516 | 0.042319 | 0.050137 | 0.053248 | 0.054079 | 0.073316 | 0.064575 | 0.055314 | 0.046694 | 0.035791 | 0.025858 | 0.017295 | 0.01051 | 0.011668 | 0 | 0 | 0 | 0.001821 | 0 | 0.0030791 | 0.0095581 | 0.019897 | 0.034471 | 0.053689 | 0.078209 | 0.11173 | 0.15404 | 0.20418 | 0.25743 | 0.31151 | 0.38482 | 0.4494 | 0.50471 | 0.55141 | 0.5872 | 0.61306 | 0.63035 | 0.64086 | 0.65253 | 0.65253 | 0.65253 | 0.65253 | 0.65435 | 0 | 0.0077898 | 0.016391 | 0.026156 | 0.036872 | 0.048619 | 0.062036 | 0.084792 | 0.10706 | 0.12684 | 0.13471 | 0.13682 | 0.18548 | 0.16337 | 0.13994 | 0.11813 | 0.090548 | 0.065418 | 0.043756 | 0.026589 | 0.02952 | 0 | 0 | 0 | 0.004607 | 0 | 0.0077898 | 0.024181 | 0.050338 | 0.087209 | 0.13583 | 0.19786 | 0.28266 | 0.38972 | 0.51656 | 0.65128 | 0.78809 | 0.97358 | 1.1369 | 1.2769 | 1.395 | 1.4856 | 1.551 | 1.5947 | 1.6213 | 1.6508 | 1.6508 | 1.6508 | 1.6508 | 1.6555 | 0 | 0.0030791 | 0.006479 | 0.010339 | 0.014574 | 0.019218 | 0.024521 | 0.033516 | 0.042319 | 0.050137 | 0.053248 | 0.054079 | 0.073316 | 0.064575 | 0.055314 | 0.046694 | 0.035791 | 0.025858 | 0.017295 | 0.01051 | 0.011668 | 0 | 0 | 0 | 0.001821 | 0 | 0.0030791 | 0.0095581 | 0.019897 | 0.034471 | 0.053689 | 0.078209 | 0.11173 | 0.15404 | 0.20418 | 0.25743 | 0.31151 | 0.38482 | 0.4494 | 0.50471 | 0.55141 | 0.5872 | 0.61306 | 0.63035 | 0.64086 | 0.65253 | 0.65253 | 0.65253 | 0.65253 | 0.65435 | 0 | 0.0077898 | 0.016391 | 0.026156 | 0.036872 | 0.048619 | 0.062036 | 0.084792 | 0.10706 | 0.12684 | 0.13471 | 0.13682 | 0.18548 | 0.16337 | 0.13994 | 0.11813 | 0.090548 | 0.065418 | 0.043756 | 0.026589 | 0.02952 | 0 | 0 | 0 | 0.004607 | 0 | 0.0077898 | 0.024181 | 0.050338 | 0.087209 | 0.13583 | 0.19786 | 0.28266 | 0.38972 | 0.51656 | 0.65128 | 0.78809 | 0.97358 | 1.1369 | 1.2769 | 1.395 | 1.4856 | 1.551 | 1.5947 | 1.6213 | 1.6508 | 1.6508 | 1.6508 | 1.6508 | 1.6555 | 0 | 0.0030791 | 0.006479 | 0.010339 | 0.014574 | 0.019218 | 0.024521 | 0.033516 | 0.042319 | 0.050137 | 0.053248 | 0.054079 | 0.073316 | 0.064575 | 0.055314 | 0.046694 | 0.035791 | 0.025858 | 0.017295 | 0.01051 | 0.011668 | 0 | 0 | 0 | 0.001821 | 0 | 0.0030791 | 0.0095581 | 0.019897 | 0.034471 | 0.053689 | 0.078209 | 0.11173 | 0.15404 | 0.20418 | 0.25743 | 0.31151 | 0.38482 | 0.4494 | 0.50471 | 0.55141 | 0.5872 | 0.61306 | 0.63035 | 0.64086 | 0.65253 | 0.65253 | 0.65253 | 0.65253 | 0.65435 | 0 | 0.0077898 | 0.016391 | 0.026156 | 0.036872 | 0.048619 | 0.062036 | 0.084792 | 0.10706 | 0.12684 | 0.13471 | 0.13682 | 0.18548 | 0.16337 | 0.13994 | 0.11813 | 0.090548 | 0.065418 | 0.043756 | 0.026589 | 0.02952 | 0 | 0 | 0 | 0.004607 | 0 | 0.0077898 | 0.024181 | 0.050338 | 0.087209 | 0.13583 | 0.19786 | 0.28266 | 0.38972 | 0.51656 | 0.65128 | 0.78809 | 0.97358 | 1.1369 | 1.2769 | 1.395 | 1.4856 | 1.551 | 1.5947 | 1.6213 | 1.6508 | 1.6508 | 1.6508 | 1.6508 | 1.6555 | 433.1432 | 433.1432 | 433.1432 | 433.1432 | 433.1432 | 433.1432 | 433.1432 | 433.1432 | 433.1432 | 433.1432 | 433.1432 | 433.1432 | 433.1432 | 433.1432 | 433.1432 | 433.1432 | 433.1432 | 433.1432 | 433.1432 | 433.1432 | 433.1432 | 433.1437 | 433.1437 | 433.1437 | 433.1437 | 324.8574 | 324.8574 | 324.8574 | 324.8574 | 324.8574 | 324.8574 | 324.8574 | 324.8574 | 324.8574 | 324.8574 | 324.8574 | 324.8574 | 324.8574 | 324.8574 | 324.8574 | 324.8574 | 324.8574 | 324.8574 | 324.8574 | 324.8574 | 324.8574 | 324.8578 | 324.8578 | 324.8578 | 324.8578
WA_Commercial_WA - Miscellaneous_Existing_Food Preparation_Natural Gas_Broiler_A | WA | Commercial | WA - Miscellaneous | Existing | Food Preparation | Natural Gas | Broiler | A | WCNG65 | Standard | Infrared Burners | 12 | 240.24 | 0 | 0 | 1166.72 | 0 | 0 | 0 | 0.7 | 0.2 | 1 units | 32.39% | 100% | Lost Opportunity | LOEven20_WA | 85% | TBD | 0% | 730.2128 |  | 547.6596 |  | 0 | IL TRM - 4.2.14 - CI-FSE-IRBL-V02-180101 | IL TRM - 4.2.14 - CI-FSE-IRBL-V02-180101 | IL TRM - 4.2.14 - CI-FSE-IRBL-V02-180101 | Standard | Standard | Standard | Standard | Standard | Standard | Standard | Standard | Standard | Standard | Standard | Standard | Standard | Standard | Standard | Standard | Standard | Standard | Standard | Standard | Standard | Standard | Standard | Standard | Standard | Standard | Standard | Infrared Burners | Infrared Burners | Infrared Burners | Infrared Burners | Infrared Burners | Infrared Burners | Infrared Burners | Infrared Burners | Infrared Burners | Infrared Burners | Infrared Burners | Infrared Burners | Infrared Burners | Infrared Burners | Infrared Burners | Infrared Burners | Infrared Burners | Infrared Burners | Infrared Burners | Infrared Burners | Infrared Burners | Infrared Burners | Infrared Burners | Infrared Burners | Infrared Burners | Infrared Burners | Infrared Burners | 1166.72 | 1166.72 | 1166.72 | 1166.72 | 1166.72 | 1166.72 | 1166.72 | 1166.72 | 1166.72 | 1166.72 | 1166.72 | 1166.72 | 1166.72 | 1166.72 | 1166.72 | 1166.72 | 1166.72 | 1166.72 | 1166.72 | 1166.72 | 1166.72 | 1166.72 | 1166.72 | 1166.7179 | 1166.7179 | 1166.7179 | 1166.7179 | 0 | 240.24 | 240.24 | 240.24 | 240.24 | 240.24 | 240.24 | 240.24 | 240.24 | 240.24 | 240.24 | 240.24 | 240.24 | 240.24 | 240.24 | 240.24 | 240.24 | 240.24 | 240.24 | 240.24 | 240.24 | 240.24 | 240.24 | 240.24 | 240.24 | 240.24 | 240.24 | 0.52906 | 0.58641 | 0.63739 | 0.68271 | 0.72299 | 0.75879 | 0.79061 | 0.8189 | 0.77953 | 0.7517 | 0.73334 | 0.72268 | 0.18917 | 0.13235 | 0.085818 | 0.047993 | 0.017514 | 0.1291 | 0.10201 | 0.073684 | 0.10988 | 0.13264 | 0.14501 | 0.14946 | 0.14799 | 0.52906 | 1.1155 | 1.7529 | 2.4356 | 3.1586 | 3.9173 | 4.708 | 5.5269 | 6.3064 | 7.0581 | 7.7914 | 8.5141 | 8.7033 | 8.8356 | 8.9214 | 8.9694 | 8.987 | 9.1161 | 9.2181 | 9.2918 | 9.4016 | 9.5343 | 9.6793 | 9.8287 | 9.9767 | 2.2022 | 2.4409 | 2.6531 | 2.8418 | 3.0094 | 3.1585 | 3.2909 | 3.4087 | 3.2448 | 3.129 | 3.0525 | 3.0081 | 0.78743 | 0.5509 | 0.35722 | 0.19977 | 0.072903 | 0.53738 | 0.42463 | 0.30671 | 0.45737 | 0.55212 | 0.60362 | 0.62214 | 0.616 | 2.2022 | 4.6432 | 7.2963 | 10.1381 | 13.1475 | 16.306 | 19.5969 | 23.0056 | 26.2504 | 29.3794 | 32.4319 | 35.44 | 36.2274 | 36.7784 | 37.1356 | 37.3353 | 37.4082 | 37.9456 | 38.3703 | 38.677 | 39.1343 | 39.6865 | 40.2901 | 40.9122 | 41.5282 | 0 | 0.012461 | 0.041347 | 0.074065 | 0.10997 | 0.14851 | 0.18923 | 0.23172 | 0.25458 | 0.27828 | 0.30347 | 0.33058 | 0.35987 | 0.37903 | 0.38411 | 0.38767 | 0.39026 | 0.49001 | 0.49164 | 0.48805 | 0.50142 | 0.47341 | 0.44313 | 0.41074 | 0.37642 | 0 | 0.012461 | 0.053808 | 0.12787 | 0.23784 | 0.38636 | 0.57558 | 0.8073 | 1.0619 | 1.3402 | 1.6436 | 1.9742 | 2.3341 | 2.7131 | 3.0972 | 3.4849 | 3.8751 | 4.3651 | 4.8568 | 5.3448 | 5.8462 | 6.3197 | 6.7628 | 7.1735 | 7.55 | 0 | 0.05187 | 0.17211 | 0.30829 | 0.45775 | 0.61819 | 0.78766 | 0.96453 | 1.0597 | 1.1583 | 1.2632 | 1.376 | 1.498 | 1.5777 | 1.5989 | 1.6137 | 1.6244 | 2.0397 | 2.0464 | 2.0315 | 2.0872 | 1.9706 | 1.8445 | 1.7097 | 1.5668 | 0 | 0.05187 | 0.22398 | 0.53227 | 0.99002 | 1.6082 | 2.3959 | 3.3604 | 4.4201 | 5.5784 | 6.8416 | 8.2176 | 9.7156 | 11.2933 | 12.8921 | 14.5058 | 16.1303 | 18.1699 | 20.2164 | 22.2479 | 24.335 | 26.3056 | 28.1502 | 29.8599 | 31.4267 | 0 | 0.012461 | 0.041347 | 0.074065 | 0.10997 | 0.14851 | 0.18923 | 0.23172 | 0.25458 | 0.27828 | 0.30347 | 0.33058 | 0.35987 | 0.37903 | 0.38411 | 0.38767 | 0.39026 | 0.49001 | 0.49164 | 0.48805 | 0.50142 | 0.47341 | 0.44313 | 0.41074 | 0.37642 | 0 | 0.012461 | 0.053808 | 0.12787 | 0.23784 | 0.38636 | 0.57558 | 0.8073 | 1.0619 | 1.3402 | 1.6436 | 1.9742 | 2.3341 | 2.7131 | 3.0972 | 3.4849 | 3.8751 | 4.3651 | 4.8568 | 5.3448 | 5.8462 | 6.3197 | 6.7628 | 7.1735 | 7.55 | 0 | 0.05187 | 0.17211 | 0.30829 | 0.45775 | 0.61819 | 0.78766 | 0.96453 | 1.0597 | 1.1583 | 1.2632 | 1.376 | 1.498 | 1.5777 | 1.5989 | 1.6137 | 1.6244 | 2.0397 | 2.0464 | 2.0315 | 2.0872 | 1.9706 | 1.8445 | 1.7097 | 1.5668 | 0 | 0.05187 | 0.22398 | 0.53227 | 0.99002 | 1.6082 | 2.3959 | 3.3604 | 4.4201 | 5.5784 | 6.8416 | 8.2176 | 9.7156 | 11.2933 | 12.8921 | 14.5058 | 16.1303 | 18.1699 | 20.2164 | 22.2479 | 24.335 | 26.3056 | 28.1502 | 29.8599 | 31.4267 | 0 | 0.012461 | 0.041347 | 0.074065 | 0.10997 | 0.14851 | 0.18923 | 0.23172 | 0.25458 | 0.27828 | 0.30347 | 0.33058 | 0.35987 | 0.37903 | 0.38411 | 0.38767 | 0.39026 | 0.49001 | 0.49164 | 0.48805 | 0.50142 | 0.47341 | 0.44313 | 0.41074 | 0.37642 | 0 | 0.012461 | 0.053808 | 0.12787 | 0.23784 | 0.38636 | 0.57558 | 0.8073 | 1.0619 | 1.3402 | 1.6436 | 1.9742 | 2.3341 | 2.7131 | 3.0972 | 3.4849 | 3.8751 | 4.3651 | 4.8568 | 5.3448 | 5.8462 | 6.3197 | 6.7628 | 7.1735 | 7.55 | 0 | 0.05187 | 0.17211 | 0.30829 | 0.45775 | 0.61819 | 0.78766 | 0.96453 | 1.0597 | 1.1583 | 1.2632 | 1.376 | 1.498 | 1.5777 | 1.5989 | 1.6137 | 1.6244 | 2.0397 | 2.0464 | 2.0315 | 2.0872 | 1.9706 | 1.8445 | 1.7097 | 1.5668 | 0 | 0.05187 | 0.22398 | 0.53227 | 0.99002 | 1.6082 | 2.3959 | 3.3604 | 4.4201 | 5.5784 | 6.8416 | 8.2176 | 9.7156 | 11.2933 | 12.8921 | 14.5058 | 16.1303 | 18.1699 | 20.2164 | 22.2479 | 24.335 | 26.3056 | 28.1502 | 29.8599 | 31.4267 | 730.2128 | 730.2128 | 730.2128 | 730.2128 | 730.2128 | 730.2128 | 730.2128 | 730.2128 | 730.2128 | 730.2128 | 730.2128 | 730.2128 | 730.2128 | 730.2128 | 730.2128 | 730.2128 | 730.2128 | 730.2128 | 730.2128 | 730.2128 | 730.2128 | 730.2114 | 730.2114 | 730.2114 | 730.2114 | 547.6596 | 547.6596 | 547.6596 | 547.6596 | 547.6596 | 547.6596 | 547.6596 | 547.6596 | 547.6596 | 547.6596 | 547.6596 | 547.6596 | 547.6596 | 547.6596 | 547.6596 | 547.6596 | 547.6596 | 547.6596 | 547.6596 | 547.6596 | 547.6596 | 547.6586 | 547.6586 | 547.6586 | 547.6586
WA_Commercial_WA - Miscellaneous_Existing_Food Preparation_Natural Gas_Griddle_A | WA | Commercial | WA - Miscellaneous | Existing | Food Preparation | Natural Gas | Griddle | A | WCNG66 | Standard | ENERGY STAR | 12 | 167.9465 | 0 | 0 | 1405.83 | 0 | 0 | 0 | 0.7 | 0.2 | 1 units | 35.93% | 100% | Lost Opportunity | LOEven20_WA | 85% | TBD | 0% | 1258.6067 |  | 943.955 |  | 0 | IL TRM - 4.2.8 - CI-FSE-ESGR-V04-200101 | IL TRM - 4.2.8 - CI-FSE-ESGR-V04-200101 | IL TRM - 4.2.8 - CI-FSE-ESGR-V04-200101 | Standard | Standard | Standard | Standard | Standard | Standard | Standard | Standard | Standard | Standard | Standard | Standard | Standard | Standard | Standard | Standard | Standard | Standard | Standard | Standard | Standard | Standard | Standard | Standard | Standard | Standard | Standard | ENERGY STAR | ENERGY STAR | ENERGY STAR | ENERGY STAR | ENERGY STAR | ENERGY STAR | ENERGY STAR | ENERGY STAR | ENERGY STAR | ENERGY STAR | ENERGY STAR | ENERGY STAR | ENERGY STAR | ENERGY STAR | ENERGY STAR | ENERGY STAR | ENERGY STAR | ENERGY STAR | ENERGY STAR | ENERGY STAR | ENERGY STAR | ENERGY STAR | ENERGY STAR | ENERGY STAR | ENERGY STAR | ENERGY STAR | ENERGY STAR | 1405.83 | 1405.83 | 1405.83 | 1405.83 | 1405.83 | 1405.83 | 1405.83 | 1405.83 | 1405.83 | 1405.83 | 1405.83 | 1405.83 | 1405.83 | 1405.83 | 1405.83 | 1405.83 | 1405.83 | 1405.83 | 1405.83 | 1405.83 | 1405.83 | 1405.83 | 1405.83 | 1405.8266 | 1405.8266 | 1405.8266 | 1405.8266 | 0 | 167.9465 | 167.9465 | 167.9465 | 167.9465 | 167.9465 | 167.9465 | 167.9465 | 167.9465 | 167.9465 | 167.9465 | 167.9465 | 167.9465 | 167.9465 | 167.9465 | 167.9465 | 167.9465 | 167.9465 | 167.9465 | 167.9465 | 167.9465 | 167.9465 | 167.9465 | 167.9465 | 167.9465 | 167.9465 | 167.9465 | 0.13125 | 0.14547 | 0.15812 | 0.16936 | 0.17935 | 0.18823 | 0.19613 | 0.20315 | 0.19338 | 0.18648 | 0.18192 | 0.17928 | 0.046928 | 0.032832 | 0.021289 | 0.011906 | 0.0043448 | 0.032026 | 0.025306 | 0.018279 | 0.027258 | 0.032905 | 0.035974 | 0.037077 | 0.036712 | 0.13125 | 0.27672 | 0.43484 | 0.6042 | 0.78355 | 0.97179 | 1.1679 | 1.3711 | 1.5644 | 1.7509 | 1.9328 | 2.1121 | 2.159 | 2.1919 | 2.2132 | 2.2251 | 2.2294 | 2.2614 | 2.2868 | 2.305 | 2.3323 | 2.3652 | 2.4012 | 2.4382 | 2.475 | 0.78147 | 0.86619 | 0.94149 | 1.0084 | 1.0679 | 1.1208 | 1.1678 | 1.2096 | 1.1514 | 1.1103 | 1.0832 | 1.0675 | 0.27942 | 0.19549 | 0.12676 | 0.07089 | 0.02587 | 0.19069 | 0.15068 | 0.10884 | 0.1623 | 0.19593 | 0.2142 | 0.22077 | 0.21859 | 0.78147 | 1.6477 | 2.5891 | 3.5976 | 4.6655 | 5.7863 | 6.9541 | 8.1637 | 9.3151 | 10.4255 | 11.5087 | 12.5761 | 12.8556 | 13.0511 | 13.1778 | 13.2487 | 13.2746 | 13.4653 | 13.6159 | 13.7248 | 13.8871 | 14.083 | 14.2972 | 14.518 | 14.7366 | 0 | 0.0030913 | 0.010257 | 0.018373 | 0.027281 | 0.036842 | 0.046942 | 0.057483 | 0.063154 | 0.069033 | 0.075282 | 0.082007 | 0.089275 | 0.094026 | 0.095287 | 0.09617 | 0.096812 | 0.12156 | 0.12196 | 0.12107 | 0.12439 | 0.11744 | 0.10993 | 0.10189 | 0.093378 | 0 | 0.0030913 | 0.013348 | 0.031722 | 0.059002 | 0.095844 | 0.14279 | 0.20027 | 0.26342 | 0.33246 | 0.40774 | 0.48974 | 0.57902 | 0.67305 | 0.76833 | 0.8645 | 0.96132 | 1.0829 | 1.2048 | 1.3259 | 1.4503 | 1.5677 | 1.6777 | 1.7796 | 1.8729 | 0 | 0.018406 | 0.061073 | 0.1094 | 0.16244 | 0.21937 | 0.27951 | 0.34227 | 0.37604 | 0.41104 | 0.44825 | 0.48829 | 0.53157 | 0.55986 | 0.56737 | 0.57262 | 0.57645 | 0.72379 | 0.72619 | 0.72089 | 0.74064 | 0.69928 | 0.65455 | 0.6067 | 0.556 | 0 | 0.018406 | 0.079479 | 0.18888 | 0.35132 | 0.57068 | 0.85019 | 1.1925 | 1.5685 | 1.9795 | 2.4278 | 2.9161 | 3.4476 | 4.0075 | 4.5749 | 5.1475 | 5.7239 | 6.4477 | 7.1739 | 7.8948 | 8.6355 | 9.3347 | 9.9893 | 10.596 | 11.152 | 0 | 0 | 0 | 0.0035989 | 0.011634 | 0.020421 | 0.029832 | 0.039761 | 0.046284 | 0.052765 | 0.059411 | 0.066367 | 0.073731 | 0.081563 | 0.089893 | 0.095132 | 0.096433 | 0.11876 | 0.11975 | 0.11948 | 0.12201 | 0.12414 | 0.1258 | 0.11753 | 0.10892 | 0 | 0 | 0 | 0.0035989 | 0.015233 | 0.035654 | 0.065487 | 0.10525 | 0.15153 | 0.2043 | 0.26371 | 0.33008 | 0.40381 | 0.48537 | 0.57526 | 0.67039 | 0.76683 | 0.88559 | 1.0053 | 1.1248 | 1.2468 | 1.371 | 1.4968 | 1.6143 | 1.7232 | 0 | 0 | 0 | 0.021429 | 0.069274 | 0.12159 | 0.17763 | 0.23675 | 0.27559 | 0.31418 | 0.35375 | 0.39517 | 0.43902 | 0.48565 | 0.53525 | 0.56644 | 0.57419 | 0.70715 | 0.71305 | 0.7114 | 0.72648 | 0.73916 | 0.74904 | 0.69982 | 0.64855 | 0 | 0 | 0 | 0.021429 | 0.090703 | 0.2123 | 0.38993 | 0.62667 | 0.90226 | 1.2164 | 1.5702 | 1.9654 | 2.4044 | 2.89 | 3.4253 | 3.9917 | 4.5659 | 5.2731 | 5.9861 | 6.6975 | 7.424 | 8.1632 | 8.9122 | 9.612 | 10.2606 | 0 | 0.0030913 | 0.010257 | 0.018373 | 0.027281 | 0.036842 | 0.046942 | 0.057483 | 0.063154 | 0.069033 | 0.075282 | 0.082007 | 0.089275 | 0.094026 | 0.095287 | 0.09617 | 0.096812 | 0.12156 | 0.12196 | 0.12107 | 0.12439 | 0.11744 | 0.10993 | 0.10189 | 0.093378 | 0 | 0.0030913 | 0.013348 | 0.031722 | 0.059002 | 0.095844 | 0.14279 | 0.20027 | 0.26342 | 0.33246 | 0.40774 | 0.48974 | 0.57902 | 0.67305 | 0.76833 | 0.8645 | 0.96132 | 1.0829 | 1.2048 | 1.3259 | 1.4503 | 1.5677 | 1.6777 | 1.7796 | 1.8729 | 0 | 0.018406 | 0.061073 | 0.1094 | 0.16244 | 0.21937 | 0.27951 | 0.34227 | 0.37604 | 0.41104 | 0.44825 | 0.48829 | 0.53157 | 0.55986 | 0.56737 | 0.57262 | 0.57645 | 0.72379 | 0.72619 | 0.72089 | 0.74064 | 0.69928 | 0.65455 | 0.6067 | 0.556 | 0 | 0.018406 | 0.079479 | 0.18888 | 0.35132 | 0.57068 | 0.85019 | 1.1925 | 1.5685 | 1.9795 | 2.4278 | 2.9161 | 3.4476 | 4.0075 | 4.5749 | 5.1475 | 5.7239 | 6.4477 | 7.1739 | 7.8948 | 8.6355 | 9.3347 | 9.9893 | 10.596 | 11.152 | 1258.6067 | 1258.6067 | 1258.6067 | 1258.6067 | 1258.6067 | 1258.6067 | 1258.6067 | 1258.6067 | 1258.6067 | 1258.6067 | 1258.6067 | 1258.6067 | 1258.6067 | 1258.6067 | 1258.6067 | 1258.6067 | 1258.6067 | 1258.6067 | 1258.6067 | 1258.6067 | 1258.6067 | 1258.6037 | 1258.6037 | 1258.6037 | 1258.6037 | 943.955 | 943.955 | 943.955 | 943.955 | 943.955 | 943.955 | 943.955 | 943.955 | 943.955 | 943.955 | 943.955 | 943.955 | 943.955 | 943.955 | 943.955 | 943.955 | 943.955 | 943.955 | 943.955 | 943.955 | 943.955 | 943.9527 | 943.9527 | 943.9527 | 943.9527
WA_Commercial_WA - Miscellaneous_Existing_Food Preparation_Natural Gas_Range_A | WA | Commercial | WA - Miscellaneous | Existing | Food Preparation | Natural Gas | Range | A | WCNG67 | Standard | High Efficiency | 10 | 171.4286 | 0 | 0 | 0.01 | 0 | 0 | 0 | 0.7 | 0.2 | 1 units | 39.94% | 100% | Lost Opportunity | LOEven20_WA | 85% | TBD | 0% | 0.009925 |  | 0.0074438 |  | 0 | COOK_OVN-Food Preparation-AEO17-1 | EIA 2018 Tech Forecast | EIA 2018 Tech Forecast | Standard | Standard | Standard | Standard | Standard | Standard | Standard | Standard | Standard | Standard | Standard | Standard | Standard | Standard | Standard | Standard | Standard | Standard | Standard | Standard | Standard | Standard | Standard | Standard | Standard | Standard | Standard | High Efficiency | High Efficiency | High Efficiency | High Efficiency | High Efficiency | High Efficiency | High Efficiency | High Efficiency | High Efficiency | High Efficiency | High Efficiency | High Efficiency | High Efficiency | High Efficiency | High Efficiency | High Efficiency | High Efficiency | High Efficiency | High Efficiency | High Efficiency | High Efficiency | High Efficiency | High Efficiency | High Efficiency | High Efficiency | High Efficiency | High Efficiency | 0.01 | 0.01 | 0.01 | 0.01 | 0.01 | 0.01 | 0.01 | 0.01 | 0.01 | 0.01 | 0.01 | 0.01 | 0.01 | 0.01 | 0.01 | 0.01 | 0.01 | 0.01 | 0.01 | 0.01 | 0.01 | 0.01 | 0.01 | 0.010631 | 0.010631 | 0.010631 | 0.010631 | 0 | 171.4286 | 171.4286 | 171.4286 | 171.4286 | 171.4286 | 171.4286 | 171.4286 | 171.4286 | 171.4286 | 171.4286 | 171.4286 | 171.4286 | 171.4286 | 171.4286 | 171.4286 | 171.4286 | 171.4286 | 171.4286 | 171.4286 | 171.4286 | 171.4286 | 171.4286 | 171.4286 | 171.4286 | 171.4286 | 171.4286 | 0.2215 | 0.26239 | 0.29511 | 0.32128 | 0.34222 | 0.35897 | 0.37236 | 0.38308 | 0.34054 | 0.31674 | 0.084366 | 0.041322 | 0.012121 | 0.037612 | 0.03009 | 0.024072 | 0.019258 | 0.0051829 | 0.038905 | 0.052388 | 0.053687 | 0.048184 | 0.034918 | 0 | 0 | 0.2215 | 0.48389 | 0.779 | 1.1003 | 1.4425 | 1.8015 | 2.1738 | 2.5569 | 2.8975 | 3.2142 | 3.2986 | 3.3399 | 3.352 | 3.3896 | 3.4197 | 3.4438 | 3.463 | 3.4682 | 3.5071 | 3.5595 | 3.6132 | 3.6614 | 3.6963 | 3.6963 | 3.6963 | 1.2921 | 1.5306 | 1.7215 | 1.8741 | 1.9963 | 2.094 | 2.1721 | 2.2347 | 1.9865 | 1.8476 | 0.49214 | 0.24104 | 0.070704 | 0.21941 | 0.17552 | 0.14042 | 0.11234 | 0.030234 | 0.22695 | 0.3056 | 0.31318 | 0.28107 | 0.20369 | 0 | 0 | 1.2921 | 2.8227 | 4.5442 | 6.4183 | 8.4146 | 10.5085 | 12.6807 | 14.9153 | 16.9018 | 18.7494 | 19.2416 | 19.4826 | 19.5533 | 19.7727 | 19.9483 | 20.0887 | 20.201 | 20.2313 | 20.4582 | 20.7638 | 21.077 | 21.358 | 21.5617 | 21.5617 | 21.5617 | 0 | 0.0055759 | 0.019143 | 0.034855 | 0.052053 | 0.070258 | 0.089123 | 0.1084 | 0.11121 | 0.11725 | 0.12657 | 0.13335 | 0.13479 | 0.16062 | 0.16697 | 0.17179 | 0.17543 | 0.17082 | 0.17822 | 0.1804 | 0.17905 | 0.16018 | 0.13689 | 0.095169 | 0.076188 | 0 | 0.0055759 | 0.024719 | 0.059574 | 0.11163 | 0.18188 | 0.27101 | 0.3794 | 0.49062 | 0.60787 | 0.73445 | 0.8678 | 1.0026 | 1.1632 | 1.3302 | 1.502 | 1.6774 | 1.8482 | 2.0264 | 2.2068 | 2.3859 | 2.5461 | 2.683 | 2.7781 | 2.8543 | 0 | 0.032526 | 0.11167 | 0.20332 | 0.30364 | 0.40984 | 0.51988 | 0.63232 | 0.64875 | 0.68399 | 0.73834 | 0.7779 | 0.7863 | 0.93697 | 0.974 | 1.0021 | 1.0233 | 0.99647 | 1.0396 | 1.0523 | 1.0445 | 0.93441 | 0.79851 | 0.55515 | 0.44443 | 0 | 0.032526 | 0.14419 | 0.34751 | 0.65115 | 1.061 | 1.5809 | 2.2132 | 2.8619 | 3.5459 | 4.2843 | 5.0622 | 5.8485 | 6.7854 | 7.7594 | 8.7615 | 9.7849 | 10.7813 | 11.8209 | 12.8732 | 13.9177 | 14.8521 | 15.6506 | 16.2058 | 16.6502 | 0 | 0.0055759 | 0.019143 | 0.034855 | 0.052053 | 0.070258 | 0.089123 | 0.1084 | 0.11121 | 0.11725 | 0.12657 | 0.13335 | 0.13479 | 0.16062 | 0.16697 | 0.17179 | 0.17543 | 0.17082 | 0.17822 | 0.1804 | 0.17905 | 0.16018 | 0.13689 | 0.095169 | 0.076188 | 0 | 0.0055759 | 0.024719 | 0.059574 | 0.11163 | 0.18188 | 0.27101 | 0.3794 | 0.49062 | 0.60787 | 0.73445 | 0.8678 | 1.0026 | 1.1632 | 1.3302 | 1.502 | 1.6774 | 1.8482 | 2.0264 | 2.2068 | 2.3859 | 2.5461 | 2.683 | 2.7781 | 2.8543 | 0 | 0.032526 | 0.11167 | 0.20332 | 0.30364 | 0.40984 | 0.51988 | 0.63232 | 0.64875 | 0.68399 | 0.73834 | 0.7779 | 0.7863 | 0.93697 | 0.974 | 1.0021 | 1.0233 | 0.99647 | 1.0396 | 1.0523 | 1.0445 | 0.93441 | 0.79851 | 0.55515 | 0.44443 | 0 | 0.032526 | 0.14419 | 0.34751 | 0.65115 | 1.061 | 1.5809 | 2.2132 | 2.8619 | 3.5459 | 4.2843 | 5.0622 | 5.8485 | 6.7854 | 7.7594 | 8.7615 | 9.7849 | 10.7813 | 11.8209 | 12.8732 | 13.9177 | 14.8521 | 15.6506 | 16.2058 | 16.6502 | 0 | 0.0055759 | 0.019143 | 0.034855 | 0.052053 | 0.070258 | 0.089123 | 0.1084 | 0.11121 | 0.11725 | 0.12657 | 0.13335 | 0.13479 | 0.16062 | 0.16697 | 0.17179 | 0.17543 | 0.17082 | 0.17822 | 0.1804 | 0.17905 | 0.16018 | 0.13689 | 0.095169 | 0.076188 | 0 | 0.0055759 | 0.024719 | 0.059574 | 0.11163 | 0.18188 | 0.27101 | 0.3794 | 0.49062 | 0.60787 | 0.73445 | 0.8678 | 1.0026 | 1.1632 | 1.3302 | 1.502 | 1.6774 | 1.8482 | 2.0264 | 2.2068 | 2.3859 | 2.5461 | 2.683 | 2.7781 | 2.8543 | 0 | 0.032526 | 0.11167 | 0.20332 | 0.30364 | 0.40984 | 0.51988 | 0.63232 | 0.64875 | 0.68399 | 0.73834 | 0.7779 | 0.7863 | 0.93697 | 0.974 | 1.0021 | 1.0233 | 0.99647 | 1.0396 | 1.0523 | 1.0445 | 0.93441 | 0.79851 | 0.55515 | 0.44443 | 0 | 0.032526 | 0.14419 | 0.34751 | 0.65115 | 1.061 | 1.5809 | 2.2132 | 2.8619 | 3.5459 | 4.2843 | 5.0622 | 5.8485 | 6.7854 | 7.7594 | 8.7615 | 9.7849 | 10.7813 | 11.8209 | 12.8732 | 13.9177 | 14.8521 | 15.6506 | 16.2058 | 16.6502 | 0.009925 | 0.009925 | 0.009925 | 0.009925 | 0.009925 | 0.009925 | 0.009925 | 0.009925 | 0.009925 | 0.009925 | 0.009925 | 0.009925 | 0.009925 | 0.009925 | 0.009925 | 0.009925 | 0.009925 | 0.009925 | 0.009925 | 0.009925 | 0.009925 | 0.010551 | 0.010551 | 0.010551 | 0.010551 | 0.0074438 | 0.0074438 | 0.0074438 | 0.0074438 | 0.0074438 | 0.0074438 | 0.0074438 | 0.0074438 | 0.0074438 | 0.0074438 | 0.0074438 | 0.0074438 | 0.0074438 | 0.0074438 | 0.0074438 | 0.0074438 | 0.0074438 | 0.0074438 | 0.0074438 | 0.0074438 | 0.0074438 | 0.0079134 | 0.0079134 | 0.0079134 | 0.0079134
WA_Commercial_WA - Miscellaneous_Existing_Food Preparation_Natural Gas_Steamer_A | WA | Commercial | WA - Miscellaneous | Existing | Food Preparation | Natural Gas | Steamer | A | WCNG68 | Standard | ENERGY STAR | 8 | 1215.1419 | 0 | 0 | 0.01 | 737.87 | 0 | 0 | 0.7 | 0.2 | 1 units | 1.408% | 100% | Lost Opportunity | LOEven20_WA | 85% | TBD | 0% | -607.2266 |  | 0.001236 |  | 0 | RTF Wkbk - ComCookingSteamer_v5_0 | RTF Wkbk - ComCookingSteamer_v5_0 | RTF Wkbk - ComCookingSteamer_v5_0 | Standard | Standard | Standard | Standard | Standard | Standard | Standard | Standard | Standard | Standard | Standard | Standard | Standard | Standard | Standard | Standard | Standard | Standard | Standard | Standard | Standard | Standard | Standard | Standard | Standard | Standard | Standard | ENERGY STAR | ENERGY STAR | ENERGY STAR | ENERGY STAR | ENERGY STAR | ENERGY STAR | ENERGY STAR | ENERGY STAR | ENERGY STAR | ENERGY STAR | ENERGY STAR | ENERGY STAR | ENERGY STAR | ENERGY STAR | ENERGY STAR | ENERGY STAR | ENERGY STAR | ENERGY STAR | ENERGY STAR | ENERGY STAR | ENERGY STAR | ENERGY STAR | ENERGY STAR | ENERGY STAR | ENERGY STAR | ENERGY STAR | ENERGY STAR | 0.01 | 0.01 | 0.01 | 0.01 | 0.01 | 0.01 | 0.01 | 0.01 | 0.01 | 0.01 | 0.01 | 0.01 | 0.01 | 0.01 | 0.01 | 0.01 | 0.01 | 0.01 | 0.01 | 0.01 | 0.01 | 0.01 | 0.01 | 0.010743 | 0.010743 | 0.010743 | 0.010743 | 0 | 1215.1419 | 1215.1419 | 1215.1419 | 1215.1419 | 1215.1419 | 1215.1419 | 1215.1419 | 1215.1419 | 1215.1419 | 1215.1419 | 1215.1419 | 1215.1419 | 1215.1419 | 1215.1419 | 1215.1419 | 1215.1419 | 1215.1419 | 1215.1419 | 1215.1419 | 1215.1419 | 1215.1419 | 1215.1419 | 1215.1419 | 1215.1419 | 1215.1419 | 1215.1419 | 0.084213 | 0.081889 | 0.080031 | 0.078544 | 0.077355 | 0.076403 | 0.078546 | 0.079679 | 0 | 0 | 0 | 0.023597 | 0.018878 | 0.015683 | 0.010572 | 0.0072493 | 0.0010391 | 0.0020207 | 0.008087 | 0 | 0 | 0 | 0.00040211 | 0.0075964 | 0 | 0.084213 | 0.1661 | 0.24613 | 0.32468 | 0.40203 | 0.47844 | 0.55698 | 0.63666 | 0.63666 | 0.63666 | 0.63666 | 0.66026 | 0.67913 | 0.69482 | 0.70539 | 0.71264 | 0.71368 | 0.7157 | 0.72378 | 0.72378 | 0.72378 | 0.72378 | 0.72419 | 0.73178 | 0.73178 | 0.069303 | 0.067391 | 0.065861 | 0.064638 | 0.063659 | 0.062876 | 0.064639 | 0.065572 | 0 | 0 | 0 | 0.019419 | 0.015535 | 0.012906 | 0.0086999 | 0.0059658 | 0.00085509 | 0.0016629 | 0.0066552 | 0 | 0 | 0 | 0.00033092 | 0.0062514 | 0 | 0.069303 | 0.13669 | 0.20255 | 0.26719 | 0.33085 | 0.39373 | 0.45837 | 0.52394 | 0.52394 | 0.52394 | 0.52394 | 0.54336 | 0.55889 | 0.5718 | 0.5805 | 0.58646 | 0.58732 | 0.58898 | 0.59564 | 0.59564 | 0.59564 | 0.59564 | 0.59597 | 0.60222 | 0.60222 | 0 | 0.0017402 | 0.0051915 | 0.008521 | 0.011766 | 0.014954 | 0.018799 | 0.022546 | 0.026166 | 0.027914 | 0.027827 | 0.038202 | 0.036451 | 0.035203 | 0.033628 | 0.032385 | 0.031424 | 0.03069 | 0.034194 | 0.025882 | 0.028761 | 0.026572 | 0.023665 | 0.025415 | 0.019635 | 0 | 0.0017402 | 0.0069316 | 0.015453 | 0.027219 | 0.042173 | 0.060972 | 0.083518 | 0.10968 | 0.1376 | 0.16543 | 0.20363 | 0.24008 | 0.27528 | 0.30891 | 0.34129 | 0.37272 | 0.40341 | 0.4376 | 0.46348 | 0.49224 | 0.51882 | 0.54248 | 0.5679 | 0.58753 | 0 | 0.0014321 | 0.0042723 | 0.0070124 | 0.0096829 | 0.012306 | 0.015471 | 0.018554 | 0.021533 | 0.022972 | 0.022901 | 0.031438 | 0.029998 | 0.02897 | 0.027674 | 0.026651 | 0.02586 | 0.025256 | 0.02814 | 0.0213 | 0.023669 | 0.021868 | 0.019475 | 0.020916 | 0.016159 | 0 | 0.0014321 | 0.0057044 | 0.012717 | 0.0224 | 0.034706 | 0.050177 | 0.068731 | 0.090264 | 0.11324 | 0.13614 | 0.16757 | 0.19757 | 0.22654 | 0.25422 | 0.28087 | 0.30673 | 0.33198 | 0.36012 | 0.38142 | 0.40509 | 0.42696 | 0.44643 | 0.46735 | 0.48351 | 0 | 0.0017402 | 0.0051915 | 0.008521 | 0.011766 | 0.014954 | 0.018799 | 0.022546 | 0.026166 | 0.027914 | 0.027827 | 0.038202 | 0.036451 | 0.035203 | 0.033628 | 0.032385 | 0.031424 | 0.03069 | 0.034194 | 0.025882 | 0.028761 | 0.026572 | 0.023665 | 0.025415 | 0.019635 | 0 | 0.0017402 | 0.0069316 | 0.015453 | 0.027219 | 0.042173 | 0.060972 | 0.083518 | 0.10968 | 0.1376 | 0.16543 | 0.20363 | 0.24008 | 0.27528 | 0.30891 | 0.34129 | 0.37272 | 0.40341 | 0.4376 | 0.46348 | 0.49224 | 0.51882 | 0.54248 | 0.5679 | 0.58753 | 0 | 0.0014321 | 0.0042723 | 0.0070124 | 0.0096829 | 0.012306 | 0.015471 | 0.018554 | 0.021533 | 0.022972 | 0.022901 | 0.031438 | 0.029998 | 0.02897 | 0.027674 | 0.026651 | 0.02586 | 0.025256 | 0.02814 | 0.0213 | 0.023669 | 0.021868 | 0.019475 | 0.020916 | 0.016159 | 0 | 0.0014321 | 0.0057044 | 0.012717 | 0.0224 | 0.034706 | 0.050177 | 0.068731 | 0.090264 | 0.11324 | 0.13614 | 0.16757 | 0.19757 | 0.22654 | 0.25422 | 0.28087 | 0.30673 | 0.33198 | 0.36012 | 0.38142 | 0.40509 | 0.42696 | 0.44643 | 0.46735 | 0.48351 | 0 | 0.0017402 | 0.0051915 | 0.008521 | 0.011766 | 0.014954 | 0.018799 | 0.022546 | 0.026166 | 0.027914 | 0.027827 | 0.038202 | 0.036451 | 0.035203 | 0.033628 | 0.032385 | 0.031424 | 0.03069 | 0.034194 | 0.025882 | 0.028761 | 0.026572 | 0.023665 | 0.025415 | 0.019635 | 0 | 0.0017402 | 0.0069316 | 0.015453 | 0.027219 | 0.042173 | 0.060972 | 0.083518 | 0.10968 | 0.1376 | 0.16543 | 0.20363 | 0.24008 | 0.27528 | 0.30891 | 0.34129 | 0.37272 | 0.40341 | 0.4376 | 0.46348 | 0.49224 | 0.51882 | 0.54248 | 0.5679 | 0.58753 | 0 | 0.0014321 | 0.0042723 | 0.0070124 | 0.0096829 | 0.012306 | 0.015471 | 0.018554 | 0.021533 | 0.022972 | 0.022901 | 0.031438 | 0.029998 | 0.02897 | 0.027674 | 0.026651 | 0.02586 | 0.025256 | 0.02814 | 0.0213 | 0.023669 | 0.021868 | 0.019475 | 0.020916 | 0.016159 | 0 | 0.0014321 | 0.0057044 | 0.012717 | 0.0224 | 0.034706 | 0.050177 | 0.068731 | 0.090264 | 0.11324 | 0.13614 | 0.16757 | 0.19757 | 0.22654 | 0.25422 | 0.28087 | 0.30673 | 0.33198 | 0.36012 | 0.38142 | 0.40509 | 0.42696 | 0.44643 | 0.46735 | 0.48351 | -607.2266 | -607.2266 | -607.2266 | -607.2266 | -607.2266 | -607.2266 | -607.2266 | -607.2266 | -607.2266 | -607.2266 | -607.2266 | -607.2266 | -607.2266 | -607.2266 | -607.2266 | -607.2266 | -607.2266 | -607.2266 | -607.2266 | -607.2266 | -607.2266 | -607.2265 | -607.2265 | -607.2265 | -607.2265 | 0.001236 | 0.001236 | 0.001236 | 0.001236 | 0.001236 | 0.001236 | 0.001236 | 0.001236 | 0.001236 | 0.001236 | 0.001236 | 0.001236 | 0.001236 | 0.001236 | 0.001236 | 0.001236 | 0.001236 | 0.001236 | 0.001236 | 0.001236 | 0.001236 | 0.0013278 | 0.0013278 | 0.0013278 | 0.0013278
WA_Commercial_WA - Miscellaneous_Existing_Food Preparation_Natural Gas_Commercial Food Prep Other_A | WA | Commercial | WA - Miscellaneous | Existing | Food Preparation | Natural Gas | Commercial Food Prep Other | A | WCNG69 | Standard | ENERGY STAR | 10 | 0 | 0 | 0 | 254.64 | 0 | 0 | 0 | 0.7 | 0.2 | 1 units | 0% | 100% | Lost Opportunity | LOEven20_WA | 85% | TBD | 0% | 0 |  | 0 |  | 0 | N/A | N/A | N/A | Standard | Standard | Standard | Standard | Standard | Standard | Standard | Standard | Standard | Standard | Standard | Standard | Standard | Standard | Standard | Standard | Standard | Standard | Standard | Standard | Standard | Standard | Standard | Standard | Standard | Standard | Standard | ENERGY STAR | ENERGY STAR | ENERGY STAR | ENERGY STAR | ENERGY STAR | ENERGY STAR | ENERGY STAR | ENERGY STAR | ENERGY STAR | ENERGY STAR | ENERGY STAR | ENERGY STAR | ENERGY STAR | ENERGY STAR | ENERGY STAR | ENERGY STAR | ENERGY STAR | ENERGY STAR | ENERGY STAR | ENERGY STAR | ENERGY STAR | ENERGY STAR | ENERGY STAR | ENERGY STAR | ENERGY STAR | ENERGY STAR | ENERGY STAR | 254.64 | 254.64 | 254.64 | 254.64 | 254.64 | 254.64 | 254.64 | 254.64 | 254.64 | 254.64 | 254.64 | 254.64 | 254.64 | 254.64 | 254.64 | 254.64 | 254.64 | 254.64 | 254.64 | 254.64 | 254.64 | 254.64 | 254.64 | 254.6373 | 254.6373 | 254.6373 | 254.6373 | 0 | 0 | 0 | 0 | 0 | 0 | 0 | 0 | 0 | 0 | 0 | 0 | 0 | 0 | 0 | 0 | 0 | 0 | 0 | 0 | 0 | 0 | 0 | 0 | 0 | 0 | 0 | 0 | 0 | 0 | 0 | 0 | 0 | 0 | 0 | 0 | 0 | 0 | 0 | 0 | 0 | 0 | 0 | 0 | 0 | 0 | 0 | 0 | 0 | 0 | 0 | 0 | 0 | 0 | 0 | 0 | 0 | 0 | 0 | 0 | 0 | 0 | 0 | 0 | 0 | 0 | 0 | 0 | 0 | 0 | 0 | 0 | 0 | 0 | 0 | 0 | 0 | 0 | 0 | 0 | 0 | 0 | 0 | 0 | 0 | 0 | 0 | 0 | 0 | 0 | 0 | 0 | 0 | 0 | 0 | 0 | 0 | 0 | 0 | 0 | 0 | 0 | 0 | 0 | 0 | 0 | 0 | 0 | 0 | 0 | 0 | 0 | 0 | 0 | 0 | 0 | 0 | 0 | 0 | 0 | 0 | 0 | 0 | 0 | 0 | 0 | 0 | 0 | 0 | 0 | 0 | 0 | 0 | 0 | 0 | 0 | 0 | 0 | 0 | 0 | 0 | 0 | 0 | 0 | 0 | 0 | 0 | 0 | 0 | 0 | 0 | 0 | 0 | 0 | 0 | 0 | 0 | 0 | 0 | 0 | 0 | 0 | 0 | 0 | 0 | 0 | 0 | 0 | 0 | 0 | 0 | 0 | 0 | 0 | 0 | 0 | 0 | 0 | 0 | 0 | 0 | 0 | 0 | 0 | 0 | 0 | 0 | 0 | 0 | 0 | 0 | 0 | 0 | 0 | 0 | 0 | 0 | 0 | 0 | 0 | 0 | 0 | 0 | 0 | 0 | 0 | 0 | 0 | 0 | 0 | 0 | 0 | 0 | 0 | 0 | 0 | 0 | 0 | 0 | 0 | 0 | 0 | 0 | 0 | 0 | 0 | 0 | 0 | 0 | 0 | 0 | 0 | 0 | 0 | 0 | 0 | 0 | 0 | 0 | 0 | 0 | 0 | 0 | 0 | 0 | 0 | 0 | 0 | 0 | 0 | 0 | 0 | 0 | 0 | 0 | 0 | 0 | 0 | 0 | 0 | 0 | 0 | 0 | 0 | 0 | 0 | 0 | 0 | 0 | 0 | 0 | 0 | 0 | 0 | 0 | 0 | 0 | 0 | 0 | 0 | 0 | 0 | 0 | 0 | 0 | 0 | 0 | 0 | 0 | 0 | 0 | 0 | 0 | 0 | 0 | 0 | 0 | 0 | 0 | 0 | 0 | 0 | 0 | 0 | 0 | 0 | 0 | 0 | 0 | 0 | 0 | 0 | 0 | 0 | 0 | 0 | 0 | 0 | 0 | 0 | 0 | 0 | 0 | 0 | 0 | 0 | 0 | 0 | 0 | 0 | 0 | 0 | 0 | 0 | 0 | 0 | 0 | 0 | 0 | 0 | 0 | 0 | 0 | 0 | 0 | 0 | 0 | 0 | 0 | 0 | 0 | 0 | 0 | 0 | 0 | 0 | 0 | 0 | 0 | 0 | 0 | 0 | 0 | 0 | 0 | 0 | 0 | 0 | 0 | 0 | 0 | 0 | 0 | 0 | 0 | 0 | 0 | 0 | 0 | 0 | 0 | 0 | 0 | 0 | 0 | 0 | 0 | 0 | 0 | 0 | 0 | 0 | 0 | 0 | 0 | 0 | 0 | 0 | 0 | 0 | 0 | 0 | 0 | 0 | 0 | 0 | 0 | 0 | 0 | 0 | 0 | 0 | 0 | 0 | 0 | 0 | 0 | 0 | 0 | 0 | 0 | 0 | 0 | 0 | 0 | 0 | 0 | 0 | 0 | 0 | 0 | 0 | 0 | 0 | 0 | 0 | 0 | 0 | 0 | 0 | 0 | 0 | 0 | 0 | 0 | 0 | 0 | 0 | 0 | 0 | 0 | 0 | 0 | 0 | 0 | 0 | 0 | 0 | 0 | 0 | 0 | 0 | 0 | 0 | 0 | 0 | 0 | 0 | 0 | 0 | 0 | 0 | 0 | 0 | 0 | 0 | 0
WA_Commercial_WA - Miscellaneous_Existing_Miscellaneous_Natural Gas_Pool Heater_A | WA | Commercial | WA - Miscellaneous | Existing | Miscellaneous | Natural Gas | Pool Heater | A | WCNG70 | Standard (EF .78) | Condensing (EF .90) | 6 | 2233.5 | 0 | 0 | 12715.41 | 0 | 0 | 0 | 0.7 | 0.2 | 1 units | 1.215% | 100% | Lost Opportunity | LO1Slow_WA | 84.66% | TBD | 0% | 1429.2719 |  | 1071.9539 |  | 0 | DOE Commercial R&D 2016 - Table 7-6 | DOE Commercial R&D 2016 - Table 7-7 | DOE Commercial R&D 2016 - Table 7-9 | Standard (EF .78) | Standard (EF .78) | Standard (EF .78) | Standard (EF .78) | Standard (EF .78) | Standard (EF .78) | Standard (EF .78) | Standard (EF .78) | Standard (EF .78) | Standard (EF .78) | Standard (EF .78) | Standard (EF .78) | Standard (EF .78) | Standard (EF .78) | Standard (EF .78) | Standard (EF .78) | Standard (EF .78) | Standard (EF .78) | Standard (EF .78) | Standard (EF .78) | Standard (EF .78) | Standard (EF .78) | Standard (EF .78) | Standard (EF .78) | Standard (EF .78) | Standard (EF .78) | Standard (EF .78) | Condensing (EF .90) | Condensing (EF .90) | Condensing (EF .90) | Condensing (EF .90) | Condensing (EF .90) | Condensing (EF .90) | Condensing (EF .90) | Condensing (EF .90) | Condensing (EF .90) | Condensing (EF .90) | Condensing (EF .90) | Condensing (EF .90) | Condensing (EF .90) | Condensing (EF .90) | Condensing (EF .90) | Condensing (EF .90) | Condensing (EF .90) | Condensing (EF .90) | Condensing (EF .90) | Condensing (EF .90) | Condensing (EF .90) | Condensing (EF .90) | Condensing (EF .90) | Condensing (EF .90) | Condensing (EF .90) | Condensing (EF .90) | Condensing (EF .90) | 12715.41 | 12715.41 | 12715.41 | 12715.41 | 12715.41 | 12715.41 | 12715.41 | 12715.41 | 12715.41 | 12715.41 | 12715.41 | 12715.41 | 12715.41 | 12715.41 | 12715.41 | 12715.41 | 12715.41 | 12715.41 | 12715.41 | 12715.41 | 12715.41 | 12715.41 | 12715.41 | 12715.4132 | 12715.4132 | 12715.4132 | 12715.4132 | 0 | 2233.5 | 2233.5 | 2233.5 | 2233.5 | 2233.5 | 2233.5 | 2233.5 | 2233.5 | 2233.5 | 2233.5 | 2233.5 | 2233.5 | 2233.5 | 2233.5 | 2233.5 | 2233.5 | 2233.5 | 2233.5 | 2233.5 | 2233.5 | 2233.5 | 2233.5 | 2233.5 | 2233.5 | 2233.5 | 2233.5 | 0.22765 | 0.22137 | 0.21635 | 0.21233 | 0.21696 | 0.2191 | 0 | 0 | 0.0012489 | 0.066877 | 0.048164 | 0.035265 | 0.018307 | 0.017861 | 0.030846 | 0 | 0 | 0 | 0 | 0 | 0 | 0 | 0 | 0 | 0 | 0.22765 | 0.44903 | 0.66538 | 0.87771 | 1.0947 | 1.3138 | 1.3138 | 1.3138 | 1.315 | 1.3819 | 1.4301 | 1.4653 | 1.4836 | 1.5015 | 1.5323 | 1.5323 | 1.5323 | 1.5323 | 1.5323 | 1.5323 | 1.5323 | 1.5323 | 1.5323 | 1.5323 | 1.5323 | 0.10193 | 0.099115 | 0.096866 | 0.095066 | 0.097141 | 0.098098 | 0 | 0 | 0.00055915 | 0.029943 | 0.021564 | 0.015789 | 0.0081965 | 0.0079968 | 0.01381 | 0 | 0 | 0 | 0 | 0 | 0 | 0 | 0 | 0 | 0 | 0.10193 | 0.20104 | 0.29791 | 0.39297 | 0.49011 | 0.58821 | 0.58821 | 0.58821 | 0.58877 | 0.61872 | 0.64028 | 0.65607 | 0.66427 | 0.67226 | 0.68607 | 0.68607 | 0.68607 | 0.68607 | 0.68607 | 0.68607 | 0.68607 | 0.68607 | 0.68607 | 0.68607 | 0.68607 | 0 | 0.00094084 | 0.0014143 | 0.0030306 | 0.0058271 | 0.01007 | 0.016097 | 0.023255 | 0.033134 | 0.057958 | 0.070741 | 0.08347 | 0.095006 | 0.10404 | 0.11838 | 0.11197 | 0.11114 | 0.1037 | 0.091717 | 0.091301 | 0.064527 | 0.039529 | 0.019569 | 0.0037615 | 0 | 0 | 0.00094084 | 0.0023551 | 0.0053857 | 0.011213 | 0.021282 | 0.037379 | 0.060635 | 0.093768 | 0.15173 | 0.22247 | 0.30594 | 0.40094 | 0.50499 | 0.62336 | 0.73534 | 0.84648 | 0.95018 | 1.0419 | 1.1332 | 1.1977 | 1.2373 | 1.2568 | 1.2606 | 1.2606 | 0 | 0.00042124 | 0.0006332 | 0.0013569 | 0.002609 | 0.0045084 | 0.007207 | 0.010412 | 0.014835 | 0.025949 | 0.031673 | 0.037372 | 0.042537 | 0.046583 | 0.053001 | 0.050133 | 0.04976 | 0.046431 | 0.041064 | 0.040878 | 0.02889 | 0.017698 | 0.0087617 | 0.0016841 | 0 | 0 | 0.00042124 | 0.0010544 | 0.0024113 | 0.0050203 | 0.0095287 | 0.016736 | 0.027148 | 0.041983 | 0.067932 | 0.099605 | 0.13698 | 0.17951 | 0.2261 | 0.2791 | 0.32923 | 0.37899 | 0.42542 | 0.46649 | 0.50736 | 0.53625 | 0.55395 | 0.56271 | 0.5644 | 0.5644 | 0 | 0 | 0 | 0 | 0 | 0 | 0 | 0 | 0 | 0 | 0.0011268 | 0.0016628 | 0.0035106 | 0.0064252 | 0.011418 | 0.0185 | 0.026822 | 0.038238 | 0.050782 | 0.070014 | 0.08365 | 0.096493 | 0.10698 | 0.11356 | 0.12036 | 0 | 0 | 0 | 0 | 0 | 0 | 0 | 0 | 0 | 0 | 0.0011268 | 0.0027896 | 0.0063002 | 0.012725 | 0.024144 | 0.042644 | 0.069466 | 0.1077 | 0.15849 | 0.2285 | 0.31215 | 0.40864 | 0.51562 | 0.62919 | 0.74955 | 0 | 0 | 0 | 0 | 0 | 0 | 0 | 0 | 0 | 0 | 0.0005045 | 0.00074447 | 0.0015718 | 0.0028767 | 0.0051122 | 0.0082832 | 0.012009 | 0.01712 | 0.022737 | 0.031347 | 0.037453 | 0.043202 | 0.047899 | 0.050846 | 0.053888 | 0 | 0 | 0 | 0 | 0 | 0 | 0 | 0 | 0 | 0 | 0.0005045 | 0.001249 | 0.0028208 | 0.0056975 | 0.01081 | 0.019093 | 0.031102 | 0.048222 | 0.070959 | 0.10231 | 0.13976 | 0.18296 | 0.23086 | 0.28171 | 0.33559 | 0 | 0.00094084 | 0.0014143 | 0.0030306 | 0.0058271 | 0.01007 | 0.016097 | 0.023255 | 0.033134 | 0.057958 | 0.070741 | 0.08347 | 0.095006 | 0.10404 | 0.11838 | 0.11197 | 0.11114 | 0.1037 | 0.091717 | 0.091301 | 0.064527 | 0.039529 | 0.019569 | 0.0037615 | 0 | 0 | 0.00094084 | 0.0023551 | 0.0053857 | 0.011213 | 0.021282 | 0.037379 | 0.060635 | 0.093768 | 0.15173 | 0.22247 | 0.30594 | 0.40094 | 0.50499 | 0.62336 | 0.73534 | 0.84648 | 0.95018 | 1.0419 | 1.1332 | 1.1977 | 1.2373 | 1.2568 | 1.2606 | 1.2606 | 0 | 0.00042124 | 0.0006332 | 0.0013569 | 0.002609 | 0.0045084 | 0.007207 | 0.010412 | 0.014835 | 0.025949 | 0.031673 | 0.037372 | 0.042537 | 0.046583 | 0.053001 | 0.050133 | 0.04976 | 0.046431 | 0.041064 | 0.040878 | 0.02889 | 0.017698 | 0.0087617 | 0.0016841 | 0 | 0 | 0.00042124 | 0.0010544 | 0.0024113 | 0.0050203 | 0.0095287 | 0.016736 | 0.027148 | 0.041983 | 0.067932 | 0.099605 | 0.13698 | 0.17951 | 0.2261 | 0.2791 | 0.32923 | 0.37899 | 0.42542 | 0.46649 | 0.50736 | 0.53625 | 0.55395 | 0.56271 | 0.5644 | 0.5644 | 1429.2719 | 1429.2719 | 1429.2719 | 1429.2719 | 1429.2719 | 1429.2719 | 1429.2719 | 1429.2719 | 1429.2719 | 1429.2719 | 1429.2719 | 1429.2719 | 1429.2719 | 1429.2719 | 1429.2719 | 1429.2719 | 1429.2719 | 1429.2719 | 1429.2719 | 1429.2719 | 1429.2719 | 1429.2722 | 1429.2722 | 1429.2722 | 1429.2722 | 1071.9539 | 1071.9539 | 1071.9539 | 1071.9539 | 1071.9539 | 1071.9539 | 1071.9539 | 1071.9539 | 1071.9539 | 1071.9539 | 1071.9539 | 1071.9539 | 1071.9539 | 1071.9539 | 1071.9539 | 1071.9539 | 1071.9539 | 1071.9539 | 1071.9539 | 1071.9539 | 1071.9539 | 1071.9542 | 1071.9542 | 1071.9542 | 1071.9542
WA_Commercial_WA - Miscellaneous_New_Space Heating_Natural Gas_Furnace_A | WA | Commercial | WA - Miscellaneous | New | Space Heating | Natural Gas | Furnace | A | WCNG71 | AFUE 80% (Standard) | AFUE 96% | 23 | 0 | 0 | 0 | 956.79 | -5.72 | 0 | 0 | 0.7 | 0.2 | 400 kBtu/hr | 53.91% | 100% | Lost Opportunity | LO1Slow_WA | 84.66% | TBD | 0% | 0 |  | 0 |  | 0 | EIA18_Tech Forecast Updates_p.90_2020 Typical | EIA18_Tech Forecast Updates_p.90_2020 Typical | AEG BEST | AFUE 80% (Standard) | AFUE 80% (Standard) | AFUE 80% (Standard) | AFUE 90% | AFUE 90% | AFUE 90% | AFUE 90% | AFUE 90% | AFUE 90% | AFUE 90% | AFUE 90% | AFUE 90% | AFUE 90% | AFUE 90% | AFUE 90% | AFUE 90% | AFUE 90% | AFUE 90% | AFUE 90% | AFUE 90% | AFUE 90% | AFUE 90% | AFUE 90% | AFUE 90% | AFUE 90% | AFUE 90% | AFUE 90% | AFUE 96% | AFUE 96% | AFUE 96% | AFUE 96% | AFUE 96% | AFUE 96% | AFUE 96% | AFUE 96% | AFUE 96% | AFUE 96% | AFUE 96% | AFUE 96% | AFUE 96% | AFUE 96% | AFUE 96% | AFUE 96% | AFUE 96% | AFUE 96% | AFUE 96% | AFUE 96% | AFUE 96% | AFUE 96% | AFUE 96% | AFUE 96% | AFUE 96% | AFUE 96% | AFUE 96% | 1913.58 | 1913.58 | 1913.58 | 956.79 | 956.79 | 956.79 | 956.79 | 956.79 | 956.79 | 956.79 | 956.79 | 956.79 | 956.79 | 956.79 | 956.79 | 956.79 | 956.79 | 956.79 | 956.79 | 956.79 | 956.79 | 956.79 | 956.79 | 956.7894 | 956.7894 | 956.7894 | 956.7894 | 0 | 0 | 0 | 0 | 0 | 0 | 0 | 0 | 0 | 0 | 0 | 0 | 0 | 0 | 0 | 0 | 0 | 0 | 0 | 0 | 0 | 0 | 0 | 0 | 0 | 0 | 0 | 0 | 0 | 0 | 0 | 0 | 0 | 0 | 0 | 0 | 0 | 0 | 0 | 0 | 0 | 0 | 0 | 0 | 0 | 0 | 0 | 0 | 0 | 0 | 0 | 0 | 0 | 0 | 0 | 0 | 0 | 0 | 0 | 0 | 0 | 0 | 0 | 0 | 0 | 0 | 0 | 0 | 0 | 0 | 0 | 0 | 0 | 0 | 0 | 0 | 0 | 0 | 0 | 0 | 0 | 0 | 0 | 0 | 0 | 0 | 0 | 0 | 0 | 0 | 0 | 0 | 0 | 0 | 0 | 0 | 0 | 0 | 0 | 0 | 0 | 0 | 0 | 0 | 0 | 0 | 0 | 0 | 0 | 0 | 0 | 0 | 0 | 0 | 0 | 0 | 0 | 0 | 0 | 0 | 0 | 0 | 0 | 0 | 0 | 0 | 0 | 0 | 0 | 0 | 0 | 0 | 0 | 0 | 0 | 0 | 0 | 0 | 0 | 0 | 0 | 0 | 0 | 0 | 0 | 0 | 0 | 0 | 0 | 0 | 0 | 0 | 0 | 0 | 0 | 0 | 0 | 0 | 0 | 0 | 0 | 0 | 0 | 0 | 0 | 0 | 0 | 0 | 0 | 0 | 0 | 0 | 0 | 0 | 0 | 0 | 0 | 0 | 0 | 0 | 0 | 0 | 0 | 0 | 0 | 0 | 0 | 0 | 0 | 0 | 0 | 0 | 0 | 0 | 0 | 0 | 0 | 0 | 0 | 0 | 0 | 0 | 0 | 0 | 0 | 0 | 0 | 0 | 0 | 0 | 0 | 0 | 0 | 0 | 0 | 0 | 0 | 0 | 0 | 0 | 0 | 0 | 0 | 0 | 0 | 0 | 0 | 0 | 0 | 0 | 0 | 0 | 0 | 0 | 0 | 0 | 0 | 0 | 0 | 0 | 0 | 0 | 0 | 0 | 0 | 0 | 0 | 0 | 0 | 0 | 0 | 0 | 0 | 0 | 0 | 0 | 0 | 0 | 0 | 0 | 0 | 0 | 0 | 0 | 0 | 0 | 0 | 0 | 0 | 0 | 0 | 0 | 0 | 0 | 0 | 0 | 0 | 0 | 0 | 0 | 0 | 0 | 0 | 0 | 0 | 0 | 0 | 0 | 0 | 0 | 0 | 0 | 0 | 0 | 0 | 0 | 0 | 0 | 0 | 0 | 0 | 0 | 0 | 0 | 0 | 0 | 0 | 0 | 0 | 0 | 0 | 0 | 0 | 0 | 0 | 0 | 0 | 0 | 0 | 0 | 0 | 0 | 0 | 0 | 0 | 0 | 0 | 0 | 0 | 0 | 0 | 0 | 0 | 0 | 0 | 0 | 0 | 0 | 0 | 0 | 0 | 0 | 0 | 0 | 0 | 0 | 0 | 0 | 0 | 0 | 0 | 0 | 0 | 0 | 0 | 0 | 0 | 0 | 0 | 0 | 0 | 0 | 0 | 0 | 0 | 0 | 0 | 0 | 0 | 0 | 0 | 0 | 0 | 0 | 0 | 0 | 0 | 0 | 0 | 0 | 0 | 0 | 0 | 0 | 0 | 0 | 0 | 0 | 0 | 0 | 0 | 0 | 0 | 0 | 0 | 0 | 0 | 0 | 0 | 0 | 0 | 0 | 0 | 0 | 0 | 0 | 0 | 0 | 0 | 0 | 0 | 0 | 0 | 0 | 0 | 0 | 0 | 0 | 0 | 0 | 0 | 0 | 0 | 0 | 0 | 0 | 0 | 0 | 0 | 0 | 0 | 0 | 0 | 0 | 0 | 0 | 0 | 0 | 0 | 0 | 0 | 0 | 0 | 0 | 0 | 0 | 0 | 0 | 0 | 0 | 0 | 0 | 0 | 0 | 0 | 0 | 0 | 0 | 0 | 0 | 0 | 0 | 0 | 0 | 0 | 0 | 0 | 0 | 0 | 0 | 0 | 0 | 0 | 0 | 0 | 0 | 0
WA_Commercial_WA - Miscellaneous_New_Space Heating_Natural Gas_Boiler_A | WA | Commercial | WA - Miscellaneous | New | Space Heating | Natural Gas | Boiler | A | WCNG72 | AFUE 80% (Standard) | AFUE 97% | 25 | 0 | 0 | 0 | 21006.57 | 0 | 0 | 0 | 0.7 | 0.2 | 800 kBtu/hr | 25.45% | 100% | Lost Opportunity | LO20Fast_WA | 84.66% | TBD | 0% | 0 |  | 0 |  | 0 | EIA 2018 Tech Forecast | EIA 2018 Tech Forecast | AEG BEST | AFUE 80% (Standard) | AFUE 80% (Standard) | AFUE 80% (Standard) | AFUE 80% (Standard) | AFUE 80% (Standard) | AFUE 80% (Standard) | AFUE 80% (Standard) | AFUE 80% (Standard) | AFUE 80% (Standard) | AFUE 80% (Standard) | AFUE 80% (Standard) | AFUE 80% (Standard) | AFUE 80% (Standard) | AFUE 80% (Standard) | AFUE 80% (Standard) | AFUE 80% (Standard) | AFUE 80% (Standard) | AFUE 80% (Standard) | AFUE 80% (Standard) | AFUE 80% (Standard) | AFUE 80% (Standard) | AFUE 80% (Standard) | AFUE 80% (Standard) | AFUE 80% (Standard) | AFUE 80% (Standard) | AFUE 80% (Standard) | AFUE 80% (Standard) | AFUE 97% | AFUE 97% | AFUE 97% | AFUE 97% | AFUE 97% | AFUE 97% | AFUE 97% | AFUE 97% | AFUE 97% | AFUE 97% | AFUE 97% | AFUE 97% | AFUE 97% | AFUE 97% | AFUE 97% | AFUE 97% | AFUE 97% | AFUE 97% | AFUE 97% | AFUE 97% | AFUE 97% | AFUE 97% | AFUE 97% | AFUE 97% | AFUE 97% | AFUE 97% | AFUE 97% | 21006.57 | 21006.57 | 21006.57 | 21006.57 | 21006.57 | 21006.57 | 21006.57 | 21006.57 | 21006.57 | 21006.57 | 21006.57 | 21006.57 | 21006.57 | 21006.57 | 21006.57 | 21006.57 | 21006.57 | 21006.57 | 21006.57 | 21006.57 | 21006.57 | 21006.57 | 21006.57 | 21006.5738 | 21006.5738 | 21006.5738 | 21006.5738 | 0 | 0 | 0 | 0 | 0 | 0 | 0 | 0 | 0 | 0 | 0 | 0 | 0 | 0 | 0 | 0 | 0 | 0 | 0 | 0 | 0 | 0 | 0 | 0 | 0 | 0 | 0 | 0 | 0 | 0 | 0 | 0 | 0 | 0 | 0 | 0 | 0 | 0 | 0 | 0 | 0 | 0 | 0 | 0 | 0 | 0 | 0 | 0 | 0 | 0 | 0 | 0 | 0 | 0 | 0 | 0 | 0 | 0 | 0 | 0 | 0 | 0 | 0 | 0 | 0 | 0 | 0 | 0 | 0 | 0 | 0 | 0 | 0 | 0 | 0 | 0 | 0 | 0 | 0 | 0 | 0 | 0 | 0 | 0 | 0 | 0 | 0 | 0 | 0 | 0 | 0 | 0 | 0 | 0 | 0 | 0 | 0 | 0 | 0 | 0 | 0 | 0 | 0 | 0 | 0 | 0 | 0 | 0 | 0 | 0 | 0 | 0 | 0 | 0 | 0 | 0 | 0 | 0 | 0 | 0 | 0 | 0 | 0 | 0 | 0 | 0 | 0 | 0 | 0 | 0 | 0 | 0 | 0 | 0 | 0 | 0 | 0 | 0 | 0 | 0 | 0 | 0 | 0 | 0 | 0 | 0 | 0 | 0 | 0 | 0 | 0 | 0 | 0 | 0 | 0 | 0 | 0 | 0 | 0 | 0 | 0 | 0 | 0 | 0 | 0 | 0 | 0 | 0 | 0 | 0 | 0 | 0 | 0 | 0 | 0 | 0 | 0 | 0 | 0 | 0 | 0 | 0 | 0 | 0 | 0 | 0 | 0 | 0 | 0 | 0 | 0 | 0 | 0 | 0 | 0 | 0 | 0 | 0 | 0 | 0 | 0 | 0 | 0 | 0 | 0 | 0 | 0 | 0 | 0 | 0 | 0 | 0 | 0 | 0 | 0 | 0 | 0 | 0 | 0 | 0 | 0 | 0 | 0 | 0 | 0 | 0 | 0 | 0 | 0 | 0 | 0 | 0 | 0 | 0 | 0 | 0 | 0 | 0 | 0 | 0 | 0 | 0 | 0 | 0 | 0 | 0 | 0 | 0 | 0 | 0 | 0 | 0 | 0 | 0 | 0 | 0 | 0 | 0 | 0 | 0 | 0 | 0 | 0 | 0 | 0 | 0 | 0 | 0 | 0 | 0 | 0 | 0 | 0 | 0 | 0 | 0 | 0 | 0 | 0 | 0 | 0 | 0 | 0 | 0 | 0 | 0 | 0 | 0 | 0 | 0 | 0 | 0 | 0 | 0 | 0 | 0 | 0 | 0 | 0 | 0 | 0 | 0 | 0 | 0 | 0 | 0 | 0 | 0 | 0 | 0 | 0 | 0 | 0 | 0 | 0 | 0 | 0 | 0 | 0 | 0 | 0 | 0 | 0 | 0 | 0 | 0 | 0 | 0 | 0 | 0 | 0 | 0 | 0 | 0 | 0 | 0 | 0 | 0 | 0 | 0 | 0 | 0 | 0 | 0 | 0 | 0 | 0 | 0 | 0 | 0 | 0 | 0 | 0 | 0 | 0 | 0 | 0 | 0 | 0 | 0 | 0 | 0 | 0 | 0 | 0 | 0 | 0 | 0 | 0 | 0 | 0 | 0 | 0 | 0 | 0 | 0 | 0 | 0 | 0 | 0 | 0 | 0 | 0 | 0 | 0 | 0 | 0 | 0 | 0 | 0 | 0 | 0 | 0 | 0 | 0 | 0 | 0 | 0 | 0 | 0 | 0 | 0 | 0 | 0 | 0 | 0 | 0 | 0 | 0 | 0 | 0 | 0 | 0 | 0 | 0 | 0 | 0 | 0 | 0 | 0 | 0 | 0 | 0 | 0 | 0 | 0 | 0 | 0 | 0 | 0 | 0 | 0 | 0 | 0 | 0 | 0 | 0 | 0 | 0 | 0 | 0 | 0 | 0 | 0 | 0 | 0 | 0 | 0 | 0 | 0 | 0 | 0 | 0 | 0 | 0 | 0 | 0 | 0 | 0 | 0 | 0 | 0 | 0 | 0 | 0 | 0 | 0 | 0 | 0 | 0 | 0 | 0 | 0 | 0 | 0 | 0 | 0
WA_Commercial_WA - Miscellaneous_New_Space Heating_Natural Gas_Unit Heater_A | WA | Commercial | WA - Miscellaneous | New | Space Heating | Natural Gas | Unit Heater | A | WCNG73 | Standard | Infrared Radiant | 15 | 0 | 0 | 0 | 16127.37 | -2197.29 | 0 | 0 | 0.7 | 0.2 | 120 kBtu/Hr | 0.4776% | 100% | Lost Opportunity | LO5Med_WA | 85% | TBD | 0% | 0 |  | 0 |  | 0 | Xcel CO 2021/22 DSM Plan/TRM p.424 | Xcel CO 2021/22 DSM Plan/TRM p.416 | Xcel CO 2021/22 DSM Plan/TRM p.416 | Standard | Standard | Standard | Standard | Standard | Standard | Standard | Standard | Standard | Standard | Standard | Standard | Standard | Standard | Standard | Standard | Standard | Standard | Standard | Standard | Standard | Standard | Standard | Standard | Standard | Standard | Standard | Infrared Radiant | Infrared Radiant | Infrared Radiant | Infrared Radiant | Infrared Radiant | Infrared Radiant | Infrared Radiant | Infrared Radiant | Infrared Radiant | Infrared Radiant | Infrared Radiant | Infrared Radiant | Infrared Radiant | Infrared Radiant | Infrared Radiant | Infrared Radiant | Infrared Radiant | Infrared Radiant | Infrared Radiant | Infrared Radiant | Infrared Radiant | Infrared Radiant | Infrared Radiant | Infrared Radiant | Infrared Radiant | Infrared Radiant | Infrared Radiant | 16127.37 | 16127.37 | 16127.37 | 16127.37 | 16127.37 | 16127.37 | 16127.37 | 16127.37 | 16127.37 | 16127.37 | 16127.37 | 16127.37 | 16127.37 | 16127.37 | 16127.37 | 16127.37 | 16127.37 | 16127.37 | 16127.37 | 16127.37 | 16127.37 | 16127.37 | 16127.37 | 16127.3721 | 16127.3721 | 16127.3721 | 16127.3721 | 0 | 0 | 0 | 0 | 0 | 0 | 0 | 0 | 0 | 0 | 0 | 0 | 0 | 0 | 0 | 0 | 0 | 0 | 0 | 0 | 0 | 0 | 0 | 0 | 0 | 0 | 0 | 0 | 0 | 0 | 0 | 0 | 0 | 0 | 0 | 0 | 0 | 0 | 0 | 0 | 0 | 0 | 0 | 0 | 0 | 0 | 0 | 0 | 0 | 0 | 0 | 0 | 0 | 0 | 0 | 0 | 0 | 0 | 0 | 0 | 0 | 0 | 0 | 0 | 0 | 0 | 0 | 0 | 0 | 0 | 0 | 0 | 0 | 0 | 0 | 0 | 0 | 0 | 0 | 0 | 0 | 0 | 0 | 0 | 0 | 0 | 0 | 0 | 0 | 0 | 0 | 0 | 0 | 0 | 0 | 0 | 0 | 0 | 0 | 0 | 0 | 0 | 0 | 0 | 0 | 0 | 0 | 0 | 0 | 0 | 0 | 0 | 0 | 0 | 0 | 0 | 0 | 0 | 0 | 0 | 0 | 0 | 0 | 0 | 0 | 0 | 0 | 0 | 0 | 0 | 0 | 0 | 0 | 0 | 0 | 0 | 0 | 0 | 0 | 0 | 0 | 0 | 0 | 0 | 0 | 0 | 0 | 0 | 0 | 0 | 0 | 0 | 0 | 0 | 0 | 0 | 0 | 0 | 0 | 0 | 0 | 0 | 0 | 0 | 0 | 0 | 0 | 0 | 0 | 0 | 0 | 0 | 0 | 0 | 0 | 0 | 0 | 0 | 0 | 0 | 0 | 0 | 0 | 0 | 0 | 0 | 0 | 0 | 0 | 0 | 0 | 0 | 0 | 0 | 0 | 0 | 0 | 0 | 0 | 0 | 0 | 0 | 0 | 0 | 0 | 0 | 0 | 0 | 0 | 0 | 0 | 0 | 0 | 0 | 0 | 0 | 0 | 0 | 0 | 0 | 0 | 0 | 0 | 0 | 0 | 0 | 0 | 0 | 0 | 0 | 0 | 0 | 0 | 0 | 0 | 0 | 0 | 0 | 0 | 0 | 0 | 0 | 0 | 0 | 0 | 0 | 0 | 0 | 0 | 0 | 0 | 0 | 0 | 0 | 0 | 0 | 0 | 0 | 0 | 0 | 0 | 0 | 0 | 0 | 0 | 0 | 0 | 0 | 0 | 0 | 0 | 0 | 0 | 0 | 0 | 0 | 0 | 0 | 0 | 0 | 0 | 0 | 0 | 0 | 0 | 0 | 0 | 0 | 0 | 0 | 0 | 0 | 0 | 0 | 0 | 0 | 0 | 0 | 0 | 0 | 0 | 0 | 0 | 0 | 0 | 0 | 0 | 0 | 0 | 0 | 0 | 0 | 0 | 0 | 0 | 0 | 0 | 0 | 0 | 0 | 0 | 0 | 0 | 0 | 0 | 0 | 0 | 0 | 0 | 0 | 0 | 0 | 0 | 0 | 0 | 0 | 0 | 0 | 0 | 0 | 0 | 0 | 0 | 0 | 0 | 0 | 0 | 0 | 0 | 0 | 0 | 0 | 0 | 0 | 0 | 0 | 0 | 0 | 0 | 0 | 0 | 0 | 0 | 0 | 0 | 0 | 0 | 0 | 0 | 0 | 0 | 0 | 0 | 0 | 0 | 0 | 0 | 0 | 0 | 0 | 0 | 0 | 0 | 0 | 0 | 0 | 0 | 0 | 0 | 0 | 0 | 0 | 0 | 0 | 0 | 0 | 0 | 0 | 0 | 0 | 0 | 0 | 0 | 0 | 0 | 0 | 0 | 0 | 0 | 0 | 0 | 0 | 0 | 0 | 0 | 0 | 0 | 0 | 0 | 0 | 0 | 0 | 0 | 0 | 0 | 0 | 0 | 0 | 0 | 0 | 0 | 0 | 0 | 0 | 0 | 0 | 0 | 0 | 0 | 0 | 0 | 0 | 0 | 0 | 0 | 0 | 0 | 0 | 0 | 0 | 0 | 0 | 0 | 0 | 0 | 0 | 0 | 0 | 0 | 0 | 0 | 0 | 0 | 0 | 0 | 0 | 0 | 0 | 0 | 0 | 0 | 0 | 0 | 0 | 0 | 0 | 0
WA_Commercial_WA - Miscellaneous_New_Water Heating_Natural Gas_Water Heater_A | WA | Commercial | WA - Miscellaneous | New | Water Heating | Natural Gas | Water Heater | A | WCNG74 | TE 88% | Tankless | 10 | 0 | 0 | 0 | 4.9 | 1.3 | 0 | 0 | 0.7 | 0.2 | 1 kBtu/hr | 59.12% | 100% | Lost Opportunity | LO12Med_WA | 84.74% | TBD | 0% | 0 |  | 0 |  | 0 | AEO 2021 - gas_water_heater 2017 ENERGY STAR | AEO 2021 - gas_water_heater 2017 ENERGY STAR | DHW_WH-Water Heating-NMTRM-2016-7 | TE 88% | TE 88% | TE 88% | TE 88% | TE 88% | TE 88% | TE 88% | TE 88% | TE 88% | TE 88% | TE 88% | TE 88% | TE 88% | TE 88% | TE 88% | TE 88% | TE 88% | TE 88% | TE 88% | TE 88% | TE 88% | TE 88% | TE 88% | TE 88% | TE 88% | TE 88% | TE 88% | Tankless | Tankless | Tankless | Tankless | Tankless | Tankless | Tankless | Tankless | Tankless | Tankless | Tankless | Tankless | Tankless | Tankless | Tankless | Tankless | Tankless | Tankless | Tankless | Tankless | Tankless | Tankless | Tankless | Tankless | Tankless | Tankless | Tankless | 4.9 | 4.9 | 4.9 | 4.9 | 4.9 | 4.9 | 4.9 | 4.9 | 4.9 | 4.9 | 4.9 | 4.9 | 4.9 | 4.9 | 4.9 | 4.9 | 4.9 | 4.9 | 4.9 | 4.9 | 4.9 | 4.9 | 4.9 | 4.8991 | 4.8991 | 4.8991 | 4.8991 | 0 | 0 | 0 | 0 | 0 | 0 | 0 | 0 | 0 | 0 | 0 | 0 | 0 | 0 | 0 | 0 | 0 | 0 | 0 | 0 | 0 | 0 | 0 | 0 | 0 | 0 | 0 | 0 | 0 | 0 | 0 | 0 | 0 | 0 | 0 | 0 | 0 | 0 | 0 | 0 | 0 | 0 | 0 | 0 | 0 | 0 | 0 | 0 | 0 | 0 | 0 | 0 | 0 | 0 | 0 | 0 | 0 | 0 | 0 | 0 | 0 | 0 | 0 | 0 | 0 | 0 | 0 | 0 | 0 | 0 | 0 | 0 | 0 | 0 | 0 | 0 | 0 | 0 | 0 | 0 | 0 | 0 | 0 | 0 | 0 | 0 | 0 | 0 | 0 | 0 | 0 | 0 | 0 | 0 | 0 | 0 | 0 | 0 | 0 | 0 | 0 | 0 | 0 | 0 | 0 | 0 | 0 | 0 | 0 | 0 | 0 | 0 | 0 | 0 | 0 | 0 | 0 | 0 | 0 | 0 | 0 | 0 | 0 | 0 | 0 | 0 | 0 | 0 | 0 | 0 | 0 | 0 | 0 | 0 | 0 | 0 | 0 | 0 | 0 | 0 | 0 | 0 | 0 | 0 | 0 | 0 | 0 | 0 | 0 | 0 | 0 | 0 | 0 | 0 | 0 | 0 | 0 | 0 | 0 | 0 | 0 | 0 | 0 | 0 | 0 | 0 | 0 | 0 | 0 | 0 | 0 | 0 | 0 | 0 | 0 | 0 | 0 | 0 | 0 | 0 | 0 | 0 | 0 | 0 | 0 | 0 | 0 | 0 | 0 | 0 | 0 | 0 | 0 | 0 | 0 | 0 | 0 | 0 | 0 | 0 | 0 | 0 | 0 | 0 | 0 | 0 | 0 | 0 | 0 | 0 | 0 | 0 | 0 | 0 | 0 | 0 | 0 | 0 | 0 | 0 | 0 | 0 | 0 | 0 | 0 | 0 | 0 | 0 | 0 | 0 | 0 | 0 | 0 | 0 | 0 | 0 | 0 | 0 | 0 | 0 | 0 | 0 | 0 | 0 | 0 | 0 | 0 | 0 | 0 | 0 | 0 | 0 | 0 | 0 | 0 | 0 | 0 | 0 | 0 | 0 | 0 | 0 | 0 | 0 | 0 | 0 | 0 | 0 | 0 | 0 | 0 | 0 | 0 | 0 | 0 | 0 | 0 | 0 | 0 | 0 | 0 | 0 | 0 | 0 | 0 | 0 | 0 | 0 | 0 | 0 | 0 | 0 | 0 | 0 | 0 | 0 | 0 | 0 | 0 | 0 | 0 | 0 | 0 | 0 | 0 | 0 | 0 | 0 | 0 | 0 | 0 | 0 | 0 | 0 | 0 | 0 | 0 | 0 | 0 | 0 | 0 | 0 | 0 | 0 | 0 | 0 | 0 | 0 | 0 | 0 | 0 | 0 | 0 | 0 | 0 | 0 | 0 | 0 | 0 | 0 | 0 | 0 | 0 | 0 | 0 | 0 | 0 | 0 | 0 | 0 | 0 | 0 | 0 | 0 | 0 | 0 | 0 | 0 | 0 | 0 | 0 | 0 | 0 | 0 | 0 | 0 | 0 | 0 | 0 | 0 | 0 | 0 | 0 | 0 | 0 | 0 | 0 | 0 | 0 | 0 | 0 | 0 | 0 | 0 | 0 | 0 | 0 | 0 | 0 | 0 | 0 | 0 | 0 | 0 | 0 | 0 | 0 | 0 | 0 | 0 | 0 | 0 | 0 | 0 | 0 | 0 | 0 | 0 | 0 | 0 | 0 | 0 | 0 | 0 | 0 | 0 | 0 | 0 | 0 | 0 | 0 | 0 | 0 | 0 | 0 | 0 | 0 | 0 | 0 | 0 | 0 | 0 | 0 | 0 | 0 | 0 | 0 | 0 | 0 | 0 | 0 | 0 | 0 | 0 | 0 | 0 | 0 | 0 | 0 | 0 | 0 | 0 | 0 | 0 | 0 | 0 | 0 | 0 | 0 | 0 | 0 | 0 | 0 | 0 | 0 | 0 | 0 | 0 | 0 | 0 | 0 | 0 | 0 | 0 | 0 | 0 | 0
WA_Commercial_WA - Miscellaneous_New_Food Preparation_Natural Gas_Oven_A | WA | Commercial | WA - Miscellaneous | New | Food Preparation | Natural Gas | Oven | A | WCNG75 | Standard | ENERGY STAR (>42% Baking Efficiency) | 12 | 0 | 0 | 0 | 436.37 | 0 | 0 | 0 | 0.7 | 0.2 | 1 units | 33.1% | 100% | Lost Opportunity | LOEven20_WA | 85% | TBD | 0% | 0 |  | 0 |  | 0 | IL TRM - 4.2.1 - CI-FSE-CBOV-V02-160601 | EIA 2018 Tech Forecast | ETO Measure Input Sheet | Standard | Standard | Standard | Standard | Standard | Standard | Standard | Standard | Standard | Standard | Standard | Standard | Standard | Standard | Standard | Standard | Standard | Standard | Standard | Standard | Standard | Standard | Standard | Standard | Standard | Standard | Standard | ENERGY STAR (>42% Baking Efficiency) | ENERGY STAR (>42% Baking Efficiency) | ENERGY STAR (>42% Baking Efficiency) | ENERGY STAR (>42% Baking Efficiency) | ENERGY STAR (>42% Baking Efficiency) | ENERGY STAR (>42% Baking Efficiency) | ENERGY STAR (>42% Baking Efficiency) | ENERGY STAR (>42% Baking Efficiency) | ENERGY STAR (>42% Baking Efficiency) | ENERGY STAR (>42% Baking Efficiency) | ENERGY STAR (>42% Baking Efficiency) | ENERGY STAR (>42% Baking Efficiency) | ENERGY STAR (>42% Baking Efficiency) | ENERGY STAR (>42% Baking Efficiency) | ENERGY STAR (>42% Baking Efficiency) | ENERGY STAR (>42% Baking Efficiency) | ENERGY STAR (>42% Baking Efficiency) | ENERGY STAR (>42% Baking Efficiency) | ENERGY STAR (>42% Baking Efficiency) | ENERGY STAR (>42% Baking Efficiency) | ENERGY STAR (>42% Baking Efficiency) | ENERGY STAR (>42% Baking Efficiency) | ENERGY STAR (>42% Baking Efficiency) | ENERGY STAR (>42% Baking Efficiency) | ENERGY STAR (>42% Baking Efficiency) | ENERGY STAR (>42% Baking Efficiency) | ENERGY STAR (>42% Baking Efficiency) | 436.37 | 436.37 | 436.37 | 436.37 | 436.37 | 436.37 | 436.37 | 436.37 | 436.37 | 436.37 | 436.37 | 436.37 | 436.37 | 436.37 | 436.37 | 436.37 | 436.37 | 436.37 | 436.37 | 436.37 | 436.37 | 436.37 | 436.37 | 436.3686 | 436.3686 | 436.3686 | 436.3686 | 0 | 0 | 0 | 0 | 0 | 0 | 0 | 0 | 0 | 0 | 0 | 0 | 0 | 0 | 0 | 0 | 0 | 0 | 0 | 0 | 0 | 0 | 0 | 0 | 0 | 0 | 0 | 0 | 0 | 0 | 0 | 0 | 0 | 0 | 0 | 0 | 0 | 0 | 0 | 0 | 0 | 0 | 0 | 0 | 0 | 0 | 0 | 0 | 0 | 0 | 0 | 0 | 0 | 0 | 0 | 0 | 0 | 0 | 0 | 0 | 0 | 0 | 0 | 0 | 0 | 0 | 0 | 0 | 0 | 0 | 0 | 0 | 0 | 0 | 0 | 0 | 0 | 0 | 0 | 0 | 0 | 0 | 0 | 0 | 0 | 0 | 0 | 0 | 0 | 0 | 0 | 0 | 0 | 0 | 0 | 0 | 0 | 0 | 0 | 0 | 0 | 0 | 0 | 0 | 0 | 0 | 0 | 0 | 0 | 0 | 0 | 0 | 0 | 0 | 0 | 0 | 0 | 0 | 0 | 0 | 0 | 0 | 0 | 0 | 0 | 0 | 0 | 0 | 0 | 0 | 0 | 0 | 0 | 0 | 0 | 0 | 0 | 0 | 0 | 0 | 0 | 0 | 0 | 0 | 0 | 0 | 0 | 0 | 0 | 0 | 0 | 0 | 0 | 0 | 0 | 0 | 0 | 0 | 0 | 0 | 0 | 0 | 0 | 0 | 0 | 0 | 0 | 0 | 0 | 0 | 0 | 0 | 0 | 0 | 0 | 0 | 0 | 0 | 0 | 0 | 0 | 0 | 0 | 0 | 0 | 0 | 0 | 0 | 0 | 0 | 0 | 0 | 0 | 0 | 0 | 0 | 0 | 0 | 0 | 0 | 0 | 0 | 0 | 0 | 0 | 0 | 0 | 0 | 0 | 0 | 0 | 0 | 0 | 0 | 0 | 0 | 0 | 0 | 0 | 0 | 0 | 0 | 0 | 0 | 0 | 0 | 0 | 0 | 0 | 0 | 0 | 0 | 0 | 0 | 0 | 0 | 0 | 0 | 0 | 0 | 0 | 0 | 0 | 0 | 0 | 0 | 0 | 0 | 0 | 0 | 0 | 0 | 0 | 0 | 0 | 0 | 0 | 0 | 0 | 0 | 0 | 0 | 0 | 0 | 0 | 0 | 0 | 0 | 0 | 0 | 0 | 0 | 0 | 0 | 0 | 0 | 0 | 0 | 0 | 0 | 0 | 0 | 0 | 0 | 0 | 0 | 0 | 0 | 0 | 0 | 0 | 0 | 0 | 0 | 0 | 0 | 0 | 0 | 0 | 0 | 0 | 0 | 0 | 0 | 0 | 0 | 0 | 0 | 0 | 0 | 0 | 0 | 0 | 0 | 0 | 0 | 0 | 0 | 0 | 0 | 0 | 0 | 0 | 0 | 0 | 0 | 0 | 0 | 0 | 0 | 0 | 0 | 0 | 0 | 0 | 0 | 0 | 0 | 0 | 0 | 0 | 0 | 0 | 0 | 0 | 0 | 0 | 0 | 0 | 0 | 0 | 0 | 0 | 0 | 0 | 0 | 0 | 0 | 0 | 0 | 0 | 0 | 0 | 0 | 0 | 0 | 0 | 0 | 0 | 0 | 0 | 0 | 0 | 0 | 0 | 0 | 0 | 0 | 0 | 0 | 0 | 0 | 0 | 0 | 0 | 0 | 0 | 0 | 0 | 0 | 0 | 0 | 0 | 0 | 0 | 0 | 0 | 0 | 0 | 0 | 0 | 0 | 0 | 0 | 0 | 0 | 0 | 0 | 0 | 0 | 0 | 0 | 0 | 0 | 0 | 0 | 0 | 0 | 0 | 0 | 0 | 0 | 0 | 0 | 0 | 0 | 0 | 0 | 0 | 0 | 0 | 0 | 0 | 0 | 0 | 0 | 0 | 0 | 0 | 0 | 0 | 0 | 0 | 0 | 0 | 0 | 0 | 0 | 0 | 0 | 0 | 0 | 0 | 0 | 0 | 0 | 0 | 0 | 0 | 0 | 0 | 0 | 0 | 0 | 0 | 0 | 0 | 0 | 0 | 0 | 0 | 0 | 0 | 0 | 0 | 0 | 0
WA_Commercial_WA - Miscellaneous_New_Food Preparation_Natural Gas_Conveyor Oven_A | WA | Commercial | WA - Miscellaneous | New | Food Preparation | Natural Gas | Conveyor Oven | A | WCNG76 | Standard | Efficient (>42% Baking Efficiency) | 17 | 0 | 0 | 0 | 2424.76 | 0 | 0 | 0 | 0.7 | 0.2 | 1 units | 16.55% | 100% | Lost Opportunity | LOEven20_WA | 85% | TBD | 0% | 0 |  | 0 |  | 0 | IL TRM - 4.2.4 - CI-FSE-CVOV-V02-180101 | PGE Workpaper, PGECOFST117 R5, 2015 | MN TRM 3.1 - Gas Conveyor Oven v1.1 | Standard | Standard | Standard | Standard | Standard | Standard | Standard | Standard | Standard | Standard | Standard | Standard | Standard | Standard | Standard | Standard | Standard | Standard | Standard | Standard | Standard | Standard | Standard | Standard | Standard | Standard | Standard | Efficient (>42% Baking Efficiency) | Efficient (>42% Baking Efficiency) | Efficient (>42% Baking Efficiency) | Efficient (>42% Baking Efficiency) | Efficient (>42% Baking Efficiency) | Efficient (>42% Baking Efficiency) | Efficient (>42% Baking Efficiency) | Efficient (>42% Baking Efficiency) | Efficient (>42% Baking Efficiency) | Efficient (>42% Baking Efficiency) | Efficient (>42% Baking Efficiency) | Efficient (>42% Baking Efficiency) | Efficient (>42% Baking Efficiency) | Efficient (>42% Baking Efficiency) | Efficient (>42% Baking Efficiency) | Efficient (>42% Baking Efficiency) | Efficient (>42% Baking Efficiency) | Efficient (>42% Baking Efficiency) | Efficient (>42% Baking Efficiency) | Efficient (>42% Baking Efficiency) | Efficient (>42% Baking Efficiency) | Efficient (>42% Baking Efficiency) | Efficient (>42% Baking Efficiency) | Efficient (>42% Baking Efficiency) | Efficient (>42% Baking Efficiency) | Efficient (>42% Baking Efficiency) | Efficient (>42% Baking Efficiency) | 2424.76 | 2424.76 | 2424.76 | 2424.76 | 2424.76 | 2424.76 | 2424.76 | 2424.76 | 2424.76 | 2424.76 | 2424.76 | 2424.76 | 2424.76 | 2424.76 | 2424.76 | 2424.76 | 2424.76 | 2424.76 | 2424.76 | 2424.76 | 2424.76 | 2424.76 | 2424.76 | 2424.76 | 2424.76 | 2424.76 | 2424.76 | 0 | 0 | 0 | 0 | 0 | 0 | 0 | 0 | 0 | 0 | 0 | 0 | 0 | 0 | 0 | 0 | 0 | 0 | 0 | 0 | 0 | 0 | 0 | 0 | 0 | 0 | 0 | 0 | 0 | 0 | 0 | 0 | 0 | 0 | 0 | 0 | 0 | 0 | 0 | 0 | 0 | 0 | 0 | 0 | 0 | 0 | 0 | 0 | 0 | 0 | 0 | 0 | 0 | 0 | 0 | 0 | 0 | 0 | 0 | 0 | 0 | 0 | 0 | 0 | 0 | 0 | 0 | 0 | 0 | 0 | 0 | 0 | 0 | 0 | 0 | 0 | 0 | 0 | 0 | 0 | 0 | 0 | 0 | 0 | 0 | 0 | 0 | 0 | 0 | 0 | 0 | 0 | 0 | 0 | 0 | 0 | 0 | 0 | 0 | 0 | 0 | 0 | 0 | 0 | 0 | 0 | 0 | 0 | 0 | 0 | 0 | 0 | 0 | 0 | 0 | 0 | 0 | 0 | 0 | 0 | 0 | 0 | 0 | 0 | 0 | 0 | 0 | 0 | 0 | 0 | 0 | 0 | 0 | 0 | 0 | 0 | 0 | 0 | 0 | 0 | 0 | 0 | 0 | 0 | 0 | 0 | 0 | 0 | 0 | 0 | 0 | 0 | 0 | 0 | 0 | 0 | 0 | 0 | 0 | 0 | 0 | 0 | 0 | 0 | 0 | 0 | 0 | 0 | 0 | 0 | 0 | 0 | 0 | 0 | 0 | 0 | 0 | 0 | 0 | 0 | 0 | 0 | 0 | 0 | 0 | 0 | 0 | 0 | 0 | 0 | 0 | 0 | 0 | 0 | 0 | 0 | 0 | 0 | 0 | 0 | 0 | 0 | 0 | 0 | 0 | 0 | 0 | 0 | 0 | 0 | 0 | 0 | 0 | 0 | 0 | 0 | 0 | 0 | 0 | 0 | 0 | 0 | 0 | 0 | 0 | 0 | 0 | 0 | 0 | 0 | 0 | 0 | 0 | 0 | 0 | 0 | 0 | 0 | 0 | 0 | 0 | 0 | 0 | 0 | 0 | 0 | 0 | 0 | 0 | 0 | 0 | 0 | 0 | 0 | 0 | 0 | 0 | 0 | 0 | 0 | 0 | 0 | 0 | 0 | 0 | 0 | 0 | 0 | 0 | 0 | 0 | 0 | 0 | 0 | 0 | 0 | 0 | 0 | 0 | 0 | 0 | 0 | 0 | 0 | 0 | 0 | 0 | 0 | 0 | 0 | 0 | 0 | 0 | 0 | 0 | 0 | 0 | 0 | 0 | 0 | 0 | 0 | 0 | 0 | 0 | 0 | 0 | 0 | 0 | 0 | 0 | 0 | 0 | 0 | 0 | 0 | 0 | 0 | 0 | 0 | 0 | 0 | 0 | 0 | 0 | 0 | 0 | 0 | 0 | 0 | 0 | 0 | 0 | 0 | 0 | 0 | 0 | 0 | 0 | 0 | 0 | 0 | 0 | 0 | 0 | 0 | 0 | 0 | 0 | 0 | 0 | 0 | 0 | 0 | 0 | 0 | 0 | 0 | 0 | 0 | 0 | 0 | 0 | 0 | 0 | 0 | 0 | 0 | 0 | 0 | 0 | 0 | 0 | 0 | 0 | 0 | 0 | 0 | 0 | 0 | 0 | 0 | 0 | 0 | 0 | 0 | 0 | 0 | 0 | 0 | 0 | 0 | 0 | 0 | 0 | 0 | 0 | 0 | 0 | 0 | 0 | 0 | 0 | 0 | 0 | 0 | 0 | 0 | 0 | 0 | 0 | 0 | 0 | 0 | 0 | 0 | 0 | 0 | 0 | 0 | 0 | 0 | 0 | 0 | 0 | 0 | 0 | 0 | 0 | 0 | 0 | 0 | 0 | 0 | 0 | 0 | 0 | 0 | 0 | 0 | 0 | 0 | 0 | 0 | 0 | 0 | 0 | 0 | 0 | 0 | 0 | 0 | 0 | 0 | 0 | 0 | 0 | 0 | 0 | 0 | 0 | 0 | 0 | 0 | 0 | 0 | 0 | 0 | 0 | 0 | 0 | 0 | 0 | 0 | 0 | 0 | 0
WA_Commercial_WA - Miscellaneous_New_Food Preparation_Natural Gas_Double Rack Oven_A | WA | Commercial | WA - Miscellaneous | New | Food Preparation | Natural Gas | Double Rack Oven | A | WCNG77 | Standard | FTSC Qualified (>50% Cooking Efficiency) | 12 | 0 | 0 | 0 | 5342.47 | 0 | 0 | 0 | 0.7 | 0.2 | 1 units | 16.55% | 100% | Lost Opportunity | LOEven20_WA | 85% | TBD | 0% | 0 |  | 0 |  | 0 | IL TRM - 4.2.18 - CI-FSE-RKOV-VO2-180101 | PGE Workpaper, PGECOFST109 R6, 2016 | IL TRM - 4.2.18 - CI-FSE-RKOV-VO2-180101 | Standard | Standard | Standard | Standard | Standard | Standard | Standard | Standard | Standard | Standard | Standard | Standard | Standard | Standard | Standard | Standard | Standard | Standard | Standard | Standard | Standard | Standard | Standard | Standard | Standard | Standard | Standard | FTSC Qualified (>50% Cooking Efficiency) | FTSC Qualified (>50% Cooking Efficiency) | FTSC Qualified (>50% Cooking Efficiency) | FTSC Qualified (>50% Cooking Efficiency) | FTSC Qualified (>50% Cooking Efficiency) | FTSC Qualified (>50% Cooking Efficiency) | FTSC Qualified (>50% Cooking Efficiency) | FTSC Qualified (>50% Cooking Efficiency) | FTSC Qualified (>50% Cooking Efficiency) | FTSC Qualified (>50% Cooking Efficiency) | FTSC Qualified (>50% Cooking Efficiency) | FTSC Qualified (>50% Cooking Efficiency) | FTSC Qualified (>50% Cooking Efficiency) | FTSC Qualified (>50% Cooking Efficiency) | FTSC Qualified (>50% Cooking Efficiency) | FTSC Qualified (>50% Cooking Efficiency) | FTSC Qualified (>50% Cooking Efficiency) | FTSC Qualified (>50% Cooking Efficiency) | FTSC Qualified (>50% Cooking Efficiency) | FTSC Qualified (>50% Cooking Efficiency) | FTSC Qualified (>50% Cooking Efficiency) | FTSC Qualified (>50% Cooking Efficiency) | FTSC Qualified (>50% Cooking Efficiency) | FTSC Qualified (>50% Cooking Efficiency) | FTSC Qualified (>50% Cooking Efficiency) | FTSC Qualified (>50% Cooking Efficiency) | FTSC Qualified (>50% Cooking Efficiency) | 5342.47 | 5342.47 | 5342.47 | 5342.47 | 5342.47 | 5342.47 | 5342.47 | 5342.47 | 5342.47 | 5342.47 | 5342.47 | 5342.47 | 5342.47 | 5342.47 | 5342.47 | 5342.47 | 5342.47 | 5342.47 | 5342.47 | 5342.47 | 5342.47 | 5342.47 | 5342.47 | 5342.4659 | 5342.4659 | 5342.4659 | 5342.4659 | 0 | 0 | 0 | 0 | 0 | 0 | 0 | 0 | 0 | 0 | 0 | 0 | 0 | 0 | 0 | 0 | 0 | 0 | 0 | 0 | 0 | 0 | 0 | 0 | 0 | 0 | 0 | 0 | 0 | 0 | 0 | 0 | 0 | 0 | 0 | 0 | 0 | 0 | 0 | 0 | 0 | 0 | 0 | 0 | 0 | 0 | 0 | 0 | 0 | 0 | 0 | 0 | 0 | 0 | 0 | 0 | 0 | 0 | 0 | 0 | 0 | 0 | 0 | 0 | 0 | 0 | 0 | 0 | 0 | 0 | 0 | 0 | 0 | 0 | 0 | 0 | 0 | 0 | 0 | 0 | 0 | 0 | 0 | 0 | 0 | 0 | 0 | 0 | 0 | 0 | 0 | 0 | 0 | 0 | 0 | 0 | 0 | 0 | 0 | 0 | 0 | 0 | 0 | 0 | 0 | 0 | 0 | 0 | 0 | 0 | 0 | 0 | 0 | 0 | 0 | 0 | 0 | 0 | 0 | 0 | 0 | 0 | 0 | 0 | 0 | 0 | 0 | 0 | 0 | 0 | 0 | 0 | 0 | 0 | 0 | 0 | 0 | 0 | 0 | 0 | 0 | 0 | 0 | 0 | 0 | 0 | 0 | 0 | 0 | 0 | 0 | 0 | 0 | 0 | 0 | 0 | 0 | 0 | 0 | 0 | 0 | 0 | 0 | 0 | 0 | 0 | 0 | 0 | 0 | 0 | 0 | 0 | 0 | 0 | 0 | 0 | 0 | 0 | 0 | 0 | 0 | 0 | 0 | 0 | 0 | 0 | 0 | 0 | 0 | 0 | 0 | 0 | 0 | 0 | 0 | 0 | 0 | 0 | 0 | 0 | 0 | 0 | 0 | 0 | 0 | 0 | 0 | 0 | 0 | 0 | 0 | 0 | 0 | 0 | 0 | 0 | 0 | 0 | 0 | 0 | 0 | 0 | 0 | 0 | 0 | 0 | 0 | 0 | 0 | 0 | 0 | 0 | 0 | 0 | 0 | 0 | 0 | 0 | 0 | 0 | 0 | 0 | 0 | 0 | 0 | 0 | 0 | 0 | 0 | 0 | 0 | 0 | 0 | 0 | 0 | 0 | 0 | 0 | 0 | 0 | 0 | 0 | 0 | 0 | 0 | 0 | 0 | 0 | 0 | 0 | 0 | 0 | 0 | 0 | 0 | 0 | 0 | 0 | 0 | 0 | 0 | 0 | 0 | 0 | 0 | 0 | 0 | 0 | 0 | 0 | 0 | 0 | 0 | 0 | 0 | 0 | 0 | 0 | 0 | 0 | 0 | 0 | 0 | 0 | 0 | 0 | 0 | 0 | 0 | 0 | 0 | 0 | 0 | 0 | 0 | 0 | 0 | 0 | 0 | 0 | 0 | 0 | 0 | 0 | 0 | 0 | 0 | 0 | 0 | 0 | 0 | 0 | 0 | 0 | 0 | 0 | 0 | 0 | 0 | 0 | 0 | 0 | 0 | 0 | 0 | 0 | 0 | 0 | 0 | 0 | 0 | 0 | 0 | 0 | 0 | 0 | 0 | 0 | 0 | 0 | 0 | 0 | 0 | 0 | 0 | 0 | 0 | 0 | 0 | 0 | 0 | 0 | 0 | 0 | 0 | 0 | 0 | 0 | 0 | 0 | 0 | 0 | 0 | 0 | 0 | 0 | 0 | 0 | 0 | 0 | 0 | 0 | 0 | 0 | 0 | 0 | 0 | 0 | 0 | 0 | 0 | 0 | 0 | 0 | 0 | 0 | 0 | 0 | 0 | 0 | 0 | 0 | 0 | 0 | 0 | 0 | 0 | 0 | 0 | 0 | 0 | 0 | 0 | 0 | 0 | 0 | 0 | 0 | 0 | 0 | 0 | 0 | 0 | 0 | 0 | 0 | 0 | 0 | 0 | 0 | 0 | 0 | 0 | 0 | 0 | 0 | 0 | 0 | 0 | 0 | 0 | 0 | 0 | 0 | 0 | 0 | 0 | 0 | 0 | 0 | 0 | 0 | 0 | 0 | 0 | 0 | 0 | 0 | 0 | 0 | 0 | 0 | 0 | 0 | 0 | 0 | 0
WA_Commercial_WA - Miscellaneous_New_Food Preparation_Natural Gas_Fryer_A | WA | Commercial | WA - Miscellaneous | New | Food Preparation | Natural Gas | Fryer | A | WCNG78 | Standard | ENERGY STAR | 9 | 0 | 0 | 0 | 933.12 | 0 | 0 | 0 | 0.7 | 0.2 | 1 units | 2.842% | 100% | Lost Opportunity | LO5Med_WA | 85% | TBD | 0% | 0 |  | 0 |  | 0 | RTF Wkbk - ComCookingFryer_v5_0 | RTF Wkbk - ComCookingFryer_v5_0 | RTF Wkbk - ComCookingFryer_v5_0 | Standard | Standard | Standard | Standard | Standard | Standard | Standard | Standard | Standard | Standard | Standard | Standard | Standard | Standard | Standard | Standard | Standard | Standard | Standard | Standard | Standard | Standard | Standard | Standard | Standard | Standard | Standard | ENERGY STAR | ENERGY STAR | ENERGY STAR | ENERGY STAR | ENERGY STAR | ENERGY STAR | ENERGY STAR | ENERGY STAR | ENERGY STAR | ENERGY STAR | ENERGY STAR | ENERGY STAR | ENERGY STAR | ENERGY STAR | ENERGY STAR | ENERGY STAR | ENERGY STAR | ENERGY STAR | ENERGY STAR | ENERGY STAR | ENERGY STAR | ENERGY STAR | ENERGY STAR | ENERGY STAR | ENERGY STAR | ENERGY STAR | ENERGY STAR | 933.12 | 933.12 | 933.12 | 933.12 | 933.12 | 933.12 | 933.12 | 933.12 | 933.12 | 933.12 | 933.12 | 933.12 | 933.12 | 933.12 | 933.12 | 933.12 | 933.12 | 933.12 | 933.12 | 933.12 | 933.12 | 933.12 | 933.12 | 933.1211 | 933.1211 | 933.1211 | 933.1211 | 0 | 0 | 0 | 0 | 0 | 0 | 0 | 0 | 0 | 0 | 0 | 0 | 0 | 0 | 0 | 0 | 0 | 0 | 0 | 0 | 0 | 0 | 0 | 0 | 0 | 0 | 0 | 0 | 0 | 0 | 0 | 0 | 0 | 0 | 0 | 0 | 0 | 0 | 0 | 0 | 0 | 0 | 0 | 0 | 0 | 0 | 0 | 0 | 0 | 0 | 0 | 0 | 0 | 0 | 0 | 0 | 0 | 0 | 0 | 0 | 0 | 0 | 0 | 0 | 0 | 0 | 0 | 0 | 0 | 0 | 0 | 0 | 0 | 0 | 0 | 0 | 0 | 0 | 0 | 0 | 0 | 0 | 0 | 0 | 0 | 0 | 0 | 0 | 0 | 0 | 0 | 0 | 0 | 0 | 0 | 0 | 0 | 0 | 0 | 0 | 0 | 0 | 0 | 0 | 0 | 0 | 0 | 0 | 0 | 0 | 0 | 0 | 0 | 0 | 0 | 0 | 0 | 0 | 0 | 0 | 0 | 0 | 0 | 0 | 0 | 0 | 0 | 0 | 0 | 0 | 0 | 0 | 0 | 0 | 0 | 0 | 0 | 0 | 0 | 0 | 0 | 0 | 0 | 0 | 0 | 0 | 0 | 0 | 0 | 0 | 0 | 0 | 0 | 0 | 0 | 0 | 0 | 0 | 0 | 0 | 0 | 0 | 0 | 0 | 0 | 0 | 0 | 0 | 0 | 0 | 0 | 0 | 0 | 0 | 0 | 0 | 0 | 0 | 0 | 0 | 0 | 0 | 0 | 0 | 0 | 0 | 0 | 0 | 0 | 0 | 0 | 0 | 0 | 0 | 0 | 0 | 0 | 0 | 0 | 0 | 0 | 0 | 0 | 0 | 0 | 0 | 0 | 0 | 0 | 0 | 0 | 0 | 0 | 0 | 0 | 0 | 0 | 0 | 0 | 0 | 0 | 0 | 0 | 0 | 0 | 0 | 0 | 0 | 0 | 0 | 0 | 0 | 0 | 0 | 0 | 0 | 0 | 0 | 0 | 0 | 0 | 0 | 0 | 0 | 0 | 0 | 0 | 0 | 0 | 0 | 0 | 0 | 0 | 0 | 0 | 0 | 0 | 0 | 0 | 0 | 0 | 0 | 0 | 0 | 0 | 0 | 0 | 0 | 0 | 0 | 0 | 0 | 0 | 0 | 0 | 0 | 0 | 0 | 0 | 0 | 0 | 0 | 0 | 0 | 0 | 0 | 0 | 0 | 0 | 0 | 0 | 0 | 0 | 0 | 0 | 0 | 0 | 0 | 0 | 0 | 0 | 0 | 0 | 0 | 0 | 0 | 0 | 0 | 0 | 0 | 0 | 0 | 0 | 0 | 0 | 0 | 0 | 0 | 0 | 0 | 0 | 0 | 0 | 0 | 0 | 0 | 0 | 0 | 0 | 0 | 0 | 0 | 0 | 0 | 0 | 0 | 0 | 0 | 0 | 0 | 0 | 0 | 0 | 0 | 0 | 0 | 0 | 0 | 0 | 0 | 0 | 0 | 0 | 0 | 0 | 0 | 0 | 0 | 0 | 0 | 0 | 0 | 0 | 0 | 0 | 0 | 0 | 0 | 0 | 0 | 0 | 0 | 0 | 0 | 0 | 0 | 0 | 0 | 0 | 0 | 0 | 0 | 0 | 0 | 0 | 0 | 0 | 0 | 0 | 0 | 0 | 0 | 0 | 0 | 0 | 0 | 0 | 0 | 0 | 0 | 0 | 0 | 0 | 0 | 0 | 0 | 0 | 0 | 0 | 0 | 0 | 0 | 0 | 0 | 0 | 0 | 0 | 0 | 0 | 0 | 0 | 0 | 0 | 0 | 0 | 0 | 0 | 0 | 0 | 0 | 0 | 0 | 0 | 0 | 0 | 0 | 0 | 0 | 0 | 0 | 0 | 0 | 0 | 0 | 0 | 0 | 0 | 0 | 0 | 0 | 0 | 0 | 0 | 0 | 0 | 0 | 0 | 0 | 0 | 0 | 0 | 0 | 0 | 0 | 0 | 0 | 0 | 0 | 0 | 0 | 0 | 0 | 0 | 0 | 0 | 0 | 0
WA_Commercial_WA - Miscellaneous_New_Food Preparation_Natural Gas_Broiler_A | WA | Commercial | WA - Miscellaneous | New | Food Preparation | Natural Gas | Broiler | A | WCNG79 | Standard | Infrared Burners | 12 | 0 | 0 | 0 | 1166.72 | 0 | 0 | 0 | 0.7 | 0.2 | 1 units | 32.39% | 100% | Lost Opportunity | LOEven20_WA | 85% | TBD | 0% | 0 |  | 0 |  | 0 | IL TRM - 4.2.14 - CI-FSE-IRBL-V02-180101 | IL TRM - 4.2.14 - CI-FSE-IRBL-V02-180101 | IL TRM - 4.2.14 - CI-FSE-IRBL-V02-180101 | Standard | Standard | Standard | Standard | Standard | Standard | Standard | Standard | Standard | Standard | Standard | Standard | Standard | Standard | Standard | Standard | Standard | Standard | Standard | Standard | Standard | Standard | Standard | Standard | Standard | Standard | Standard | Infrared Burners | Infrared Burners | Infrared Burners | Infrared Burners | Infrared Burners | Infrared Burners | Infrared Burners | Infrared Burners | Infrared Burners | Infrared Burners | Infrared Burners | Infrared Burners | Infrared Burners | Infrared Burners | Infrared Burners | Infrared Burners | Infrared Burners | Infrared Burners | Infrared Burners | Infrared Burners | Infrared Burners | Infrared Burners | Infrared Burners | Infrared Burners | Infrared Burners | Infrared Burners | Infrared Burners | 1166.72 | 1166.72 | 1166.72 | 1166.72 | 1166.72 | 1166.72 | 1166.72 | 1166.72 | 1166.72 | 1166.72 | 1166.72 | 1166.72 | 1166.72 | 1166.72 | 1166.72 | 1166.72 | 1166.72 | 1166.72 | 1166.72 | 1166.72 | 1166.72 | 1166.72 | 1166.72 | 1166.7179 | 1166.7179 | 1166.7179 | 1166.7179 | 0 | 0 | 0 | 0 | 0 | 0 | 0 | 0 | 0 | 0 | 0 | 0 | 0 | 0 | 0 | 0 | 0 | 0 | 0 | 0 | 0 | 0 | 0 | 0 | 0 | 0 | 0 | 0 | 0 | 0 | 0 | 0 | 0 | 0 | 0 | 0 | 0 | 0 | 0 | 0 | 0 | 0 | 0 | 0 | 0 | 0 | 0 | 0 | 0 | 0 | 0 | 0 | 0 | 0 | 0 | 0 | 0 | 0 | 0 | 0 | 0 | 0 | 0 | 0 | 0 | 0 | 0 | 0 | 0 | 0 | 0 | 0 | 0 | 0 | 0 | 0 | 0 | 0 | 0 | 0 | 0 | 0 | 0 | 0 | 0 | 0 | 0 | 0 | 0 | 0 | 0 | 0 | 0 | 0 | 0 | 0 | 0 | 0 | 0 | 0 | 0 | 0 | 0 | 0 | 0 | 0 | 0 | 0 | 0 | 0 | 0 | 0 | 0 | 0 | 0 | 0 | 0 | 0 | 0 | 0 | 0 | 0 | 0 | 0 | 0 | 0 | 0 | 0 | 0 | 0 | 0 | 0 | 0 | 0 | 0 | 0 | 0 | 0 | 0 | 0 | 0 | 0 | 0 | 0 | 0 | 0 | 0 | 0 | 0 | 0 | 0 | 0 | 0 | 0 | 0 | 0 | 0 | 0 | 0 | 0 | 0 | 0 | 0 | 0 | 0 | 0 | 0 | 0 | 0 | 0 | 0 | 0 | 0 | 0 | 0 | 0 | 0 | 0 | 0 | 0 | 0 | 0 | 0 | 0 | 0 | 0 | 0 | 0 | 0 | 0 | 0 | 0 | 0 | 0 | 0 | 0 | 0 | 0 | 0 | 0 | 0 | 0 | 0 | 0 | 0 | 0 | 0 | 0 | 0 | 0 | 0 | 0 | 0 | 0 | 0 | 0 | 0 | 0 | 0 | 0 | 0 | 0 | 0 | 0 | 0 | 0 | 0 | 0 | 0 | 0 | 0 | 0 | 0 | 0 | 0 | 0 | 0 | 0 | 0 | 0 | 0 | 0 | 0 | 0 | 0 | 0 | 0 | 0 | 0 | 0 | 0 | 0 | 0 | 0 | 0 | 0 | 0 | 0 | 0 | 0 | 0 | 0 | 0 | 0 | 0 | 0 | 0 | 0 | 0 | 0 | 0 | 0 | 0 | 0 | 0 | 0 | 0 | 0 | 0 | 0 | 0 | 0 | 0 | 0 | 0 | 0 | 0 | 0 | 0 | 0 | 0 | 0 | 0 | 0 | 0 | 0 | 0 | 0 | 0 | 0 | 0 | 0 | 0 | 0 | 0 | 0 | 0 | 0 | 0 | 0 | 0 | 0 | 0 | 0 | 0 | 0 | 0 | 0 | 0 | 0 | 0 | 0 | 0 | 0 | 0 | 0 | 0 | 0 | 0 | 0 | 0 | 0 | 0 | 0 | 0 | 0 | 0 | 0 | 0 | 0 | 0 | 0 | 0 | 0 | 0 | 0 | 0 | 0 | 0 | 0 | 0 | 0 | 0 | 0 | 0 | 0 | 0 | 0 | 0 | 0 | 0 | 0 | 0 | 0 | 0 | 0 | 0 | 0 | 0 | 0 | 0 | 0 | 0 | 0 | 0 | 0 | 0 | 0 | 0 | 0 | 0 | 0 | 0 | 0 | 0 | 0 | 0 | 0 | 0 | 0 | 0 | 0 | 0 | 0 | 0 | 0 | 0 | 0 | 0 | 0 | 0 | 0 | 0 | 0 | 0 | 0 | 0 | 0 | 0 | 0 | 0 | 0 | 0 | 0 | 0 | 0 | 0 | 0 | 0 | 0 | 0 | 0 | 0 | 0 | 0 | 0 | 0 | 0 | 0 | 0 | 0 | 0 | 0 | 0 | 0 | 0 | 0 | 0 | 0 | 0 | 0 | 0 | 0 | 0 | 0 | 0 | 0 | 0 | 0 | 0 | 0 | 0 | 0 | 0 | 0 | 0 | 0 | 0 | 0 | 0 | 0 | 0 | 0 | 0 | 0 | 0 | 0 | 0 | 0 | 0 | 0 | 0 | 0 | 0 | 0 | 0 | 0
WA_Commercial_WA - Miscellaneous_New_Food Preparation_Natural Gas_Griddle_A | WA | Commercial | WA - Miscellaneous | New | Food Preparation | Natural Gas | Griddle | A | WCNG80 | Standard | ENERGY STAR | 12 | 0 | 0 | 0 | 1405.83 | 0 | 0 | 0 | 0.7 | 0.2 | 1 units | 35.93% | 100% | Lost Opportunity | LOEven20_WA | 85% | TBD | 0% | 0 |  | 0 |  | 0 | IL TRM - 4.2.8 - CI-FSE-ESGR-V04-200101 | IL TRM - 4.2.8 - CI-FSE-ESGR-V04-200101 | IL TRM - 4.2.8 - CI-FSE-ESGR-V04-200101 | Standard | Standard | Standard | Standard | Standard | Standard | Standard | Standard | Standard | Standard | Standard | Standard | Standard | Standard | Standard | Standard | Standard | Standard | Standard | Standard | Standard | Standard | Standard | Standard | Standard | Standard | Standard | ENERGY STAR | ENERGY STAR | ENERGY STAR | ENERGY STAR | ENERGY STAR | ENERGY STAR | ENERGY STAR | ENERGY STAR | ENERGY STAR | ENERGY STAR | ENERGY STAR | ENERGY STAR | ENERGY STAR | ENERGY STAR | ENERGY STAR | ENERGY STAR | ENERGY STAR | ENERGY STAR | ENERGY STAR | ENERGY STAR | ENERGY STAR | ENERGY STAR | ENERGY STAR | ENERGY STAR | ENERGY STAR | ENERGY STAR | ENERGY STAR | 1405.83 | 1405.83 | 1405.83 | 1405.83 | 1405.83 | 1405.83 | 1405.83 | 1405.83 | 1405.83 | 1405.83 | 1405.83 | 1405.83 | 1405.83 | 1405.83 | 1405.83 | 1405.83 | 1405.83 | 1405.83 | 1405.83 | 1405.83 | 1405.83 | 1405.83 | 1405.83 | 1405.8266 | 1405.8266 | 1405.8266 | 1405.8266 | 0 | 0 | 0 | 0 | 0 | 0 | 0 | 0 | 0 | 0 | 0 | 0 | 0 | 0 | 0 | 0 | 0 | 0 | 0 | 0 | 0 | 0 | 0 | 0 | 0 | 0 | 0 | 0 | 0 | 0 | 0 | 0 | 0 | 0 | 0 | 0 | 0 | 0 | 0 | 0 | 0 | 0 | 0 | 0 | 0 | 0 | 0 | 0 | 0 | 0 | 0 | 0 | 0 | 0 | 0 | 0 | 0 | 0 | 0 | 0 | 0 | 0 | 0 | 0 | 0 | 0 | 0 | 0 | 0 | 0 | 0 | 0 | 0 | 0 | 0 | 0 | 0 | 0 | 0 | 0 | 0 | 0 | 0 | 0 | 0 | 0 | 0 | 0 | 0 | 0 | 0 | 0 | 0 | 0 | 0 | 0 | 0 | 0 | 0 | 0 | 0 | 0 | 0 | 0 | 0 | 0 | 0 | 0 | 0 | 0 | 0 | 0 | 0 | 0 | 0 | 0 | 0 | 0 | 0 | 0 | 0 | 0 | 0 | 0 | 0 | 0 | 0 | 0 | 0 | 0 | 0 | 0 | 0 | 0 | 0 | 0 | 0 | 0 | 0 | 0 | 0 | 0 | 0 | 0 | 0 | 0 | 0 | 0 | 0 | 0 | 0 | 0 | 0 | 0 | 0 | 0 | 0 | 0 | 0 | 0 | 0 | 0 | 0 | 0 | 0 | 0 | 0 | 0 | 0 | 0 | 0 | 0 | 0 | 0 | 0 | 0 | 0 | 0 | 0 | 0 | 0 | 0 | 0 | 0 | 0 | 0 | 0 | 0 | 0 | 0 | 0 | 0 | 0 | 0 | 0 | 0 | 0 | 0 | 0 | 0 | 0 | 0 | 0 | 0 | 0 | 0 | 0 | 0 | 0 | 0 | 0 | 0 | 0 | 0 | 0 | 0 | 0 | 0 | 0 | 0 | 0 | 0 | 0 | 0 | 0 | 0 | 0 | 0 | 0 | 0 | 0 | 0 | 0 | 0 | 0 | 0 | 0 | 0 | 0 | 0 | 0 | 0 | 0 | 0 | 0 | 0 | 0 | 0 | 0 | 0 | 0 | 0 | 0 | 0 | 0 | 0 | 0 | 0 | 0 | 0 | 0 | 0 | 0 | 0 | 0 | 0 | 0 | 0 | 0 | 0 | 0 | 0 | 0 | 0 | 0 | 0 | 0 | 0 | 0 | 0 | 0 | 0 | 0 | 0 | 0 | 0 | 0 | 0 | 0 | 0 | 0 | 0 | 0 | 0 | 0 | 0 | 0 | 0 | 0 | 0 | 0 | 0 | 0 | 0 | 0 | 0 | 0 | 0 | 0 | 0 | 0 | 0 | 0 | 0 | 0 | 0 | 0 | 0 | 0 | 0 | 0 | 0 | 0 | 0 | 0 | 0 | 0 | 0 | 0 | 0 | 0 | 0 | 0 | 0 | 0 | 0 | 0 | 0 | 0 | 0 | 0 | 0 | 0 | 0 | 0 | 0 | 0 | 0 | 0 | 0 | 0 | 0 | 0 | 0 | 0 | 0 | 0 | 0 | 0 | 0 | 0 | 0 | 0 | 0 | 0 | 0 | 0 | 0 | 0 | 0 | 0 | 0 | 0 | 0 | 0 | 0 | 0 | 0 | 0 | 0 | 0 | 0 | 0 | 0 | 0 | 0 | 0 | 0 | 0 | 0 | 0 | 0 | 0 | 0 | 0 | 0 | 0 | 0 | 0 | 0 | 0 | 0 | 0 | 0 | 0 | 0 | 0 | 0 | 0 | 0 | 0 | 0 | 0 | 0 | 0 | 0 | 0 | 0 | 0 | 0 | 0 | 0 | 0 | 0 | 0 | 0 | 0 | 0 | 0 | 0 | 0 | 0 | 0 | 0 | 0 | 0 | 0 | 0 | 0 | 0 | 0 | 0 | 0 | 0 | 0 | 0 | 0 | 0 | 0 | 0 | 0 | 0 | 0 | 0 | 0 | 0 | 0 | 0 | 0 | 0 | 0 | 0 | 0 | 0 | 0 | 0 | 0 | 0 | 0 | 0 | 0 | 0 | 0 | 0 | 0 | 0 | 0
WA_Commercial_WA - Miscellaneous_New_Food Preparation_Natural Gas_Range_A | WA | Commercial | WA - Miscellaneous | New | Food Preparation | Natural Gas | Range | A | WCNG81 | Standard | High Efficiency | 10 | 0 | 0 | 0 | 0.01 | 0 | 0 | 0 | 0.7 | 0.2 | 1 units | 39.94% | 100% | Lost Opportunity | LOEven20_WA | 85% | TBD | 0% | 0 |  | 0 |  | 0 | COOK_OVN-Food Preparation-AEO17-1 | EIA 2018 Tech Forecast | EIA 2018 Tech Forecast | Standard | Standard | Standard | Standard | Standard | Standard | Standard | Standard | Standard | Standard | Standard | Standard | Standard | Standard | Standard | Standard | Standard | Standard | Standard | Standard | Standard | Standard | Standard | Standard | Standard | Standard | Standard | High Efficiency | High Efficiency | High Efficiency | High Efficiency | High Efficiency | High Efficiency | High Efficiency | High Efficiency | High Efficiency | High Efficiency | High Efficiency | High Efficiency | High Efficiency | High Efficiency | High Efficiency | High Efficiency | High Efficiency | High Efficiency | High Efficiency | High Efficiency | High Efficiency | High Efficiency | High Efficiency | High Efficiency | High Efficiency | High Efficiency | High Efficiency | 0.01 | 0.01 | 0.01 | 0.01 | 0.01 | 0.01 | 0.01 | 0.01 | 0.01 | 0.01 | 0.01 | 0.01 | 0.01 | 0.01 | 0.01 | 0.01 | 0.01 | 0.01 | 0.01 | 0.01 | 0.01 | 0.01 | 0.01 | 0.010631 | 0.010631 | 0.010631 | 0.010631 | 0 | 0 | 0 | 0 | 0 | 0 | 0 | 0 | 0 | 0 | 0 | 0 | 0 | 0 | 0 | 0 | 0 | 0 | 0 | 0 | 0 | 0 | 0 | 0 | 0 | 0 | 0 | 0 | 0 | 0 | 0 | 0 | 0 | 0 | 0 | 0 | 0 | 0 | 0 | 0 | 0 | 0 | 0 | 0 | 0 | 0 | 0 | 0 | 0 | 0 | 0 | 0 | 0 | 0 | 0 | 0 | 0 | 0 | 0 | 0 | 0 | 0 | 0 | 0 | 0 | 0 | 0 | 0 | 0 | 0 | 0 | 0 | 0 | 0 | 0 | 0 | 0 | 0 | 0 | 0 | 0 | 0 | 0 | 0 | 0 | 0 | 0 | 0 | 0 | 0 | 0 | 0 | 0 | 0 | 0 | 0 | 0 | 0 | 0 | 0 | 0 | 0 | 0 | 0 | 0 | 0 | 0 | 0 | 0 | 0 | 0 | 0 | 0 | 0 | 0 | 0 | 0 | 0 | 0 | 0 | 0 | 0 | 0 | 0 | 0 | 0 | 0 | 0 | 0 | 0 | 0 | 0 | 0 | 0 | 0 | 0 | 0 | 0 | 0 | 0 | 0 | 0 | 0 | 0 | 0 | 0 | 0 | 0 | 0 | 0 | 0 | 0 | 0 | 0 | 0 | 0 | 0 | 0 | 0 | 0 | 0 | 0 | 0 | 0 | 0 | 0 | 0 | 0 | 0 | 0 | 0 | 0 | 0 | 0 | 0 | 0 | 0 | 0 | 0 | 0 | 0 | 0 | 0 | 0 | 0 | 0 | 0 | 0 | 0 | 0 | 0 | 0 | 0 | 0 | 0 | 0 | 0 | 0 | 0 | 0 | 0 | 0 | 0 | 0 | 0 | 0 | 0 | 0 | 0 | 0 | 0 | 0 | 0 | 0 | 0 | 0 | 0 | 0 | 0 | 0 | 0 | 0 | 0 | 0 | 0 | 0 | 0 | 0 | 0 | 0 | 0 | 0 | 0 | 0 | 0 | 0 | 0 | 0 | 0 | 0 | 0 | 0 | 0 | 0 | 0 | 0 | 0 | 0 | 0 | 0 | 0 | 0 | 0 | 0 | 0 | 0 | 0 | 0 | 0 | 0 | 0 | 0 | 0 | 0 | 0 | 0 | 0 | 0 | 0 | 0 | 0 | 0 | 0 | 0 | 0 | 0 | 0 | 0 | 0 | 0 | 0 | 0 | 0 | 0 | 0 | 0 | 0 | 0 | 0 | 0 | 0 | 0 | 0 | 0 | 0 | 0 | 0 | 0 | 0 | 0 | 0 | 0 | 0 | 0 | 0 | 0 | 0 | 0 | 0 | 0 | 0 | 0 | 0 | 0 | 0 | 0 | 0 | 0 | 0 | 0 | 0 | 0 | 0 | 0 | 0 | 0 | 0 | 0 | 0 | 0 | 0 | 0 | 0 | 0 | 0 | 0 | 0 | 0 | 0 | 0 | 0 | 0 | 0 | 0 | 0 | 0 | 0 | 0 | 0 | 0 | 0 | 0 | 0 | 0 | 0 | 0 | 0 | 0 | 0 | 0 | 0 | 0 | 0 | 0 | 0 | 0 | 0 | 0 | 0 | 0 | 0 | 0 | 0 | 0 | 0 | 0 | 0 | 0 | 0 | 0 | 0 | 0 | 0 | 0 | 0 | 0 | 0 | 0 | 0 | 0 | 0 | 0 | 0 | 0 | 0 | 0 | 0 | 0 | 0 | 0 | 0 | 0 | 0 | 0 | 0 | 0 | 0 | 0 | 0 | 0 | 0 | 0 | 0 | 0 | 0 | 0 | 0 | 0 | 0 | 0 | 0 | 0 | 0 | 0 | 0 | 0 | 0 | 0 | 0 | 0 | 0 | 0 | 0 | 0 | 0 | 0 | 0 | 0 | 0 | 0 | 0 | 0 | 0 | 0 | 0 | 0 | 0 | 0 | 0 | 0 | 0 | 0 | 0 | 0 | 0 | 0 | 0 | 0 | 0 | 0 | 0 | 0 | 0 | 0 | 0 | 0 | 0 | 0 | 0 | 0 | 0 | 0 | 0 | 0 | 0 | 0 | 0
WA_Commercial_WA - Miscellaneous_New_Food Preparation_Natural Gas_Steamer_A | WA | Commercial | WA - Miscellaneous | New | Food Preparation | Natural Gas | Steamer | A | WCNG82 | Standard | ENERGY STAR | 8 | 0 | 0 | 0 | 0.01 | 737.87 | 0 | 0 | 0.7 | 0.2 | 1 units | 1.408% | 100% | Lost Opportunity | LOEven20_WA | 85% | TBD | 0% | 0 |  | 0 |  | 0 | RTF Wkbk - ComCookingSteamer_v5_0 | RTF Wkbk - ComCookingSteamer_v5_0 | RTF Wkbk - ComCookingSteamer_v5_0 | Standard | Standard | Standard | Standard | Standard | Standard | Standard | Standard | Standard | Standard | Standard | Standard | Standard | Standard | Standard | Standard | Standard | Standard | Standard | Standard | Standard | Standard | Standard | Standard | Standard | Standard | Standard | ENERGY STAR | ENERGY STAR | ENERGY STAR | ENERGY STAR | ENERGY STAR | ENERGY STAR | ENERGY STAR | ENERGY STAR | ENERGY STAR | ENERGY STAR | ENERGY STAR | ENERGY STAR | ENERGY STAR | ENERGY STAR | ENERGY STAR | ENERGY STAR | ENERGY STAR | ENERGY STAR | ENERGY STAR | ENERGY STAR | ENERGY STAR | ENERGY STAR | ENERGY STAR | ENERGY STAR | ENERGY STAR | ENERGY STAR | ENERGY STAR | 0.01 | 0.01 | 0.01 | 0.01 | 0.01 | 0.01 | 0.01 | 0.01 | 0.01 | 0.01 | 0.01 | 0.01 | 0.01 | 0.01 | 0.01 | 0.01 | 0.01 | 0.01 | 0.01 | 0.01 | 0.01 | 0.01 | 0.01 | 0.010743 | 0.010743 | 0.010743 | 0.010743 | 0 | 0 | 0 | 0 | 0 | 0 | 0 | 0 | 0 | 0 | 0 | 0 | 0 | 0 | 0 | 0 | 0 | 0 | 0 | 0 | 0 | 0 | 0 | 0 | 0 | 0 | 0 | 0 | 0 | 0 | 0 | 0 | 0 | 0 | 0 | 0 | 0 | 0 | 0 | 0 | 0 | 0 | 0 | 0 | 0 | 0 | 0 | 0 | 0 | 0 | 0 | 0 | 0 | 0 | 0 | 0 | 0 | 0 | 0 | 0 | 0 | 0 | 0 | 0 | 0 | 0 | 0 | 0 | 0 | 0 | 0 | 0 | 0 | 0 | 0 | 0 | 0 | 0 | 0 | 0 | 0 | 0 | 0 | 0 | 0 | 0 | 0 | 0 | 0 | 0 | 0 | 0 | 0 | 0 | 0 | 0 | 0 | 0 | 0 | 0 | 0 | 0 | 0 | 0 | 0 | 0 | 0 | 0 | 0 | 0 | 0 | 0 | 0 | 0 | 0 | 0 | 0 | 0 | 0 | 0 | 0 | 0 | 0 | 0 | 0 | 0 | 0 | 0 | 0 | 0 | 0 | 0 | 0 | 0 | 0 | 0 | 0 | 0 | 0 | 0 | 0 | 0 | 0 | 0 | 0 | 0 | 0 | 0 | 0 | 0 | 0 | 0 | 0 | 0 | 0 | 0 | 0 | 0 | 0 | 0 | 0 | 0 | 0 | 0 | 0 | 0 | 0 | 0 | 0 | 0 | 0 | 0 | 0 | 0 | 0 | 0 | 0 | 0 | 0 | 0 | 0 | 0 | 0 | 0 | 0 | 0 | 0 | 0 | 0 | 0 | 0 | 0 | 0 | 0 | 0 | 0 | 0 | 0 | 0 | 0 | 0 | 0 | 0 | 0 | 0 | 0 | 0 | 0 | 0 | 0 | 0 | 0 | 0 | 0 | 0 | 0 | 0 | 0 | 0 | 0 | 0 | 0 | 0 | 0 | 0 | 0 | 0 | 0 | 0 | 0 | 0 | 0 | 0 | 0 | 0 | 0 | 0 | 0 | 0 | 0 | 0 | 0 | 0 | 0 | 0 | 0 | 0 | 0 | 0 | 0 | 0 | 0 | 0 | 0 | 0 | 0 | 0 | 0 | 0 | 0 | 0 | 0 | 0 | 0 | 0 | 0 | 0 | 0 | 0 | 0 | 0 | 0 | 0 | 0 | 0 | 0 | 0 | 0 | 0 | 0 | 0 | 0 | 0 | 0 | 0 | 0 | 0 | 0 | 0 | 0 | 0 | 0 | 0 | 0 | 0 | 0 | 0 | 0 | 0 | 0 | 0 | 0 | 0 | 0 | 0 | 0 | 0 | 0 | 0 | 0 | 0 | 0 | 0 | 0 | 0 | 0 | 0 | 0 | 0 | 0 | 0 | 0 | 0 | 0 | 0 | 0 | 0 | 0 | 0 | 0 | 0 | 0 | 0 | 0 | 0 | 0 | 0 | 0 | 0 | 0 | 0 | 0 | 0 | 0 | 0 | 0 | 0 | 0 | 0 | 0 | 0 | 0 | 0 | 0 | 0 | 0 | 0 | 0 | 0 | 0 | 0 | 0 | 0 | 0 | 0 | 0 | 0 | 0 | 0 | 0 | 0 | 0 | 0 | 0 | 0 | 0 | 0 | 0 | 0 | 0 | 0 | 0 | 0 | 0 | 0 | 0 | 0 | 0 | 0 | 0 | 0 | 0 | 0 | 0 | 0 | 0 | 0 | 0 | 0 | 0 | 0 | 0 | 0 | 0 | 0 | 0 | 0 | 0 | 0 | 0 | 0 | 0 | 0 | 0 | 0 | 0 | 0 | 0 | 0 | 0 | 0 | 0 | 0 | 0 | 0 | 0 | 0 | 0 | 0 | 0 | 0 | 0 | 0 | 0 | 0 | 0 | 0 | 0 | 0 | 0 | 0 | 0 | 0 | 0 | 0 | 0 | 0 | 0 | 0 | 0 | 0 | 0 | 0 | 0 | 0 | 0 | 0 | 0 | 0 | 0 | 0 | 0 | 0 | 0 | 0 | 0 | 0 | 0 | 0 | 0 | 0 | 0 | 0 | 0 | 0 | 0 | 0
WA_Commercial_WA - Miscellaneous_New_Food Preparation_Natural Gas_Commercial Food Prep Other_A | WA | Commercial | WA - Miscellaneous | New | Food Preparation | Natural Gas | Commercial Food Prep Other | A | WCNG83 | Standard | ENERGY STAR | 10 | 0 | 0 | 0 | 254.64 | 0 | 0 | 0 | 0.7 | 0.2 | 1 units | 0% | 100% | Lost Opportunity | LOEven20_WA | 85% | TBD | 0% | 0 |  | 0 |  | 0 | N/A | N/A | N/A | Standard | Standard | Standard | Standard | Standard | Standard | Standard | Standard | Standard | Standard | Standard | Standard | Standard | Standard | Standard | Standard | Standard | Standard | Standard | Standard | Standard | Standard | Standard | Standard | Standard | Standard | Standard | ENERGY STAR | ENERGY STAR | ENERGY STAR | ENERGY STAR | ENERGY STAR | ENERGY STAR | ENERGY STAR | ENERGY STAR | ENERGY STAR | ENERGY STAR | ENERGY STAR | ENERGY STAR | ENERGY STAR | ENERGY STAR | ENERGY STAR | ENERGY STAR | ENERGY STAR | ENERGY STAR | ENERGY STAR | ENERGY STAR | ENERGY STAR | ENERGY STAR | ENERGY STAR | ENERGY STAR | ENERGY STAR | ENERGY STAR | ENERGY STAR | 254.64 | 254.64 | 254.64 | 254.64 | 254.64 | 254.64 | 254.64 | 254.64 | 254.64 | 254.64 | 254.64 | 254.64 | 254.64 | 254.64 | 254.64 | 254.64 | 254.64 | 254.64 | 254.64 | 254.64 | 254.64 | 254.64 | 254.64 | 254.6373 | 254.6373 | 254.6373 | 254.6373 | 0 | 0 | 0 | 0 | 0 | 0 | 0 | 0 | 0 | 0 | 0 | 0 | 0 | 0 | 0 | 0 | 0 | 0 | 0 | 0 | 0 | 0 | 0 | 0 | 0 | 0 | 0 | 0 | 0 | 0 | 0 | 0 | 0 | 0 | 0 | 0 | 0 | 0 | 0 | 0 | 0 | 0 | 0 | 0 | 0 | 0 | 0 | 0 | 0 | 0 | 0 | 0 | 0 | 0 | 0 | 0 | 0 | 0 | 0 | 0 | 0 | 0 | 0 | 0 | 0 | 0 | 0 | 0 | 0 | 0 | 0 | 0 | 0 | 0 | 0 | 0 | 0 | 0 | 0 | 0 | 0 | 0 | 0 | 0 | 0 | 0 | 0 | 0 | 0 | 0 | 0 | 0 | 0 | 0 | 0 | 0 | 0 | 0 | 0 | 0 | 0 | 0 | 0 | 0 | 0 | 0 | 0 | 0 | 0 | 0 | 0 | 0 | 0 | 0 | 0 | 0 | 0 | 0 | 0 | 0 | 0 | 0 | 0 | 0 | 0 | 0 | 0 | 0 | 0 | 0 | 0 | 0 | 0 | 0 | 0 | 0 | 0 | 0 | 0 | 0 | 0 | 0 | 0 | 0 | 0 | 0 | 0 | 0 | 0 | 0 | 0 | 0 | 0 | 0 | 0 | 0 | 0 | 0 | 0 | 0 | 0 | 0 | 0 | 0 | 0 | 0 | 0 | 0 | 0 | 0 | 0 | 0 | 0 | 0 | 0 | 0 | 0 | 0 | 0 | 0 | 0 | 0 | 0 | 0 | 0 | 0 | 0 | 0 | 0 | 0 | 0 | 0 | 0 | 0 | 0 | 0 | 0 | 0 | 0 | 0 | 0 | 0 | 0 | 0 | 0 | 0 | 0 | 0 | 0 | 0 | 0 | 0 | 0 | 0 | 0 | 0 | 0 | 0 | 0 | 0 | 0 | 0 | 0 | 0 | 0 | 0 | 0 | 0 | 0 | 0 | 0 | 0 | 0 | 0 | 0 | 0 | 0 | 0 | 0 | 0 | 0 | 0 | 0 | 0 | 0 | 0 | 0 | 0 | 0 | 0 | 0 | 0 | 0 | 0 | 0 | 0 | 0 | 0 | 0 | 0 | 0 | 0 | 0 | 0 | 0 | 0 | 0 | 0 | 0 | 0 | 0 | 0 | 0 | 0 | 0 | 0 | 0 | 0 | 0 | 0 | 0 | 0 | 0 | 0 | 0 | 0 | 0 | 0 | 0 | 0 | 0 | 0 | 0 | 0 | 0 | 0 | 0 | 0 | 0 | 0 | 0 | 0 | 0 | 0 | 0 | 0 | 0 | 0 | 0 | 0 | 0 | 0 | 0 | 0 | 0 | 0 | 0 | 0 | 0 | 0 | 0 | 0 | 0 | 0 | 0 | 0 | 0 | 0 | 0 | 0 | 0 | 0 | 0 | 0 | 0 | 0 | 0 | 0 | 0 | 0 | 0 | 0 | 0 | 0 | 0 | 0 | 0 | 0 | 0 | 0 | 0 | 0 | 0 | 0 | 0 | 0 | 0 | 0 | 0 | 0 | 0 | 0 | 0 | 0 | 0 | 0 | 0 | 0 | 0 | 0 | 0 | 0 | 0 | 0 | 0 | 0 | 0 | 0 | 0 | 0 | 0 | 0 | 0 | 0 | 0 | 0 | 0 | 0 | 0 | 0 | 0 | 0 | 0 | 0 | 0 | 0 | 0 | 0 | 0 | 0 | 0 | 0 | 0 | 0 | 0 | 0 | 0 | 0 | 0 | 0 | 0 | 0 | 0 | 0 | 0 | 0 | 0 | 0 | 0 | 0 | 0 | 0 | 0 | 0 | 0 | 0 | 0 | 0 | 0 | 0 | 0 | 0 | 0 | 0 | 0 | 0 | 0 | 0 | 0 | 0 | 0 | 0 | 0 | 0 | 0 | 0 | 0 | 0 | 0 | 0 | 0 | 0 | 0 | 0 | 0 | 0 | 0 | 0 | 0 | 0 | 0 | 0 | 0 | 0 | 0 | 0 | 0 | 0 | 0 | 0 | 0 | 0 | 0 | 0 | 0 | 0 | 0
WA_Commercial_WA - Miscellaneous_New_Miscellaneous_Natural Gas_Pool Heater_A | WA | Commercial | WA - Miscellaneous | New | Miscellaneous | Natural Gas | Pool Heater | A | WCNG84 | Standard (EF .78) | Condensing (EF .90) | 6 | 0 | 0 | 0 | 12715.41 | 0 | 0 | 0 | 0.7 | 0.2 | 1 units | 1.215% | 100% | Lost Opportunity | LO1Slow_WA | 84.66% | TBD | 0% | 0 |  | 0 |  | 0 | DOE Commercial R&D 2016 - Table 7-6 | DOE Commercial R&D 2016 - Table 7-7 | DOE Commercial R&D 2016 - Table 7-9 | Standard (EF .78) | Standard (EF .78) | Standard (EF .78) | Standard (EF .78) | Standard (EF .78) | Standard (EF .78) | Standard (EF .78) | Standard (EF .78) | Standard (EF .78) | Standard (EF .78) | Standard (EF .78) | Standard (EF .78) | Standard (EF .78) | Standard (EF .78) | Standard (EF .78) | Standard (EF .78) | Standard (EF .78) | Standard (EF .78) | Standard (EF .78) | Standard (EF .78) | Standard (EF .78) | Standard (EF .78) | Standard (EF .78) | Standard (EF .78) | Standard (EF .78) | Standard (EF .78) | Standard (EF .78) | Condensing (EF .90) | Condensing (EF .90) | Condensing (EF .90) | Condensing (EF .90) | Condensing (EF .90) | Condensing (EF .90) | Condensing (EF .90) | Condensing (EF .90) | Condensing (EF .90) | Condensing (EF .90) | Condensing (EF .90) | Condensing (EF .90) | Condensing (EF .90) | Condensing (EF .90) | Condensing (EF .90) | Condensing (EF .90) | Condensing (EF .90) | Condensing (EF .90) | Condensing (EF .90) | Condensing (EF .90) | Condensing (EF .90) | Condensing (EF .90) | Condensing (EF .90) | Condensing (EF .90) | Condensing (EF .90) | Condensing (EF .90) | Condensing (EF .90) | 12715.41 | 12715.41 | 12715.41 | 12715.41 | 12715.41 | 12715.41 | 12715.41 | 12715.41 | 12715.41 | 12715.41 | 12715.41 | 12715.41 | 12715.41 | 12715.41 | 12715.41 | 12715.41 | 12715.41 | 12715.41 | 12715.41 | 12715.41 | 12715.41 | 12715.41 | 12715.41 | 12715.4132 | 12715.4132 | 12715.4132 | 12715.4132 | 0 | 0 | 0 | 0 | 0 | 0 | 0 | 0 | 0 | 0 | 0 | 0 | 0 | 0 | 0 | 0 | 0 | 0 | 0 | 0 | 0 | 0 | 0 | 0 | 0 | 0 | 0 | 0 | 0 | 0 | 0 | 0 | 0 | 0 | 0 | 0 | 0 | 0 | 0 | 0 | 0 | 0 | 0 | 0 | 0 | 0 | 0 | 0 | 0 | 0 | 0 | 0 | 0 | 0 | 0 | 0 | 0 | 0 | 0 | 0 | 0 | 0 | 0 | 0 | 0 | 0 | 0 | 0 | 0 | 0 | 0 | 0 | 0 | 0 | 0 | 0 | 0 | 0 | 0 | 0 | 0 | 0 | 0 | 0 | 0 | 0 | 0 | 0 | 0 | 0 | 0 | 0 | 0 | 0 | 0 | 0 | 0 | 0 | 0 | 0 | 0 | 0 | 0 | 0 | 0 | 0 | 0 | 0 | 0 | 0 | 0 | 0 | 0 | 0 | 0 | 0 | 0 | 0 | 0 | 0 | 0 | 0 | 0 | 0 | 0 | 0 | 0 | 0 | 0 | 0 | 0 | 0 | 0 | 0 | 0 | 0 | 0 | 0 | 0 | 0 | 0 | 0 | 0 | 0 | 0 | 0 | 0 | 0 | 0 | 0 | 0 | 0 | 0 | 0 | 0 | 0 | 0 | 0 | 0 | 0 | 0 | 0 | 0 | 0 | 0 | 0 | 0 | 0 | 0 | 0 | 0 | 0 | 0 | 0 | 0 | 0 | 0 | 0 | 0 | 0 | 0 | 0 | 0 | 0 | 0 | 0 | 0 | 0 | 0 | 0 | 0 | 0 | 0 | 0 | 0 | 0 | 0 | 0 | 0 | 0 | 0 | 0 | 0 | 0 | 0 | 0 | 0 | 0 | 0 | 0 | 0 | 0 | 0 | 0 | 0 | 0 | 0 | 0 | 0 | 0 | 0 | 0 | 0 | 0 | 0 | 0 | 0 | 0 | 0 | 0 | 0 | 0 | 0 | 0 | 0 | 0 | 0 | 0 | 0 | 0 | 0 | 0 | 0 | 0 | 0 | 0 | 0 | 0 | 0 | 0 | 0 | 0 | 0 | 0 | 0 | 0 | 0 | 0 | 0 | 0 | 0 | 0 | 0 | 0 | 0 | 0 | 0 | 0 | 0 | 0 | 0 | 0 | 0 | 0 | 0 | 0 | 0 | 0 | 0 | 0 | 0 | 0 | 0 | 0 | 0 | 0 | 0 | 0 | 0 | 0 | 0 | 0 | 0 | 0 | 0 | 0 | 0 | 0 | 0 | 0 | 0 | 0 | 0 | 0 | 0 | 0 | 0 | 0 | 0 | 0 | 0 | 0 | 0 | 0 | 0 | 0 | 0 | 0 | 0 | 0 | 0 | 0 | 0 | 0 | 0 | 0 | 0 | 0 | 0 | 0 | 0 | 0 | 0 | 0 | 0 | 0 | 0 | 0 | 0 | 0 | 0 | 0 | 0 | 0 | 0 | 0 | 0 | 0 | 0 | 0 | 0 | 0 | 0 | 0 | 0 | 0 | 0 | 0 | 0 | 0 | 0 | 0 | 0 | 0 | 0 | 0 | 0 | 0 | 0 | 0 | 0 | 0 | 0 | 0 | 0 | 0 | 0 | 0 | 0 | 0 | 0 | 0 | 0 | 0 | 0 | 0 | 0 | 0 | 0 | 0 | 0 | 0 | 0 | 0 | 0 | 0 | 0 | 0 | 0 | 0 | 0 | 0 | 0 | 0 | 0 | 0 | 0 | 0 | 0 | 0 | 0 | 0 | 0 | 0 | 0 | 0 | 0 | 0 | 0 | 0 | 0 | 0 | 0 | 0 | 0 | 0 | 0 | 0 | 0 | 0 | 0 | 0 | 0 | 0 | 0 | 0 | 0 | 0 | 0 | 0 | 0 | 0 | 0 | 0 | 0 | 0 | 0 | 0 | 0 | 0 | 0 | 0 | 0 | 0 | 0 | 0 | 0 | 0 | 0 | 0 | 0 | 0 | 0 | 0 | 0 | 0 | 0 | 0 | 0 | 0 | 0 | 0 | 0 | 0 | 0 | 0 | 0
OR_Commercial_OR - College_Existing_Space Heating_Natural Gas_Furnace_A | OR | Commercial | OR - College | Existing | Space Heating | Natural Gas | Furnace | A | WCNG85 | AFUE 80% (Standard) | AFUE 96% | 23 | 246.556 | 0 | 0 | 956.79 | -5.72 | 0 | 0 | 0.7 | 0.2 | 400 kBtu/hr | 8.126% | 100% | Lost Opportunity | LO1Slow_OR | 84.66% | TBD | 0% | 1242.0793 |  | 883.8845 |  | 0 | EIA18_Tech Forecast Updates_p.90_2020 Typical | EIA18_Tech Forecast Updates_p.90_2020 Typical | AEG BEST | AFUE 80% (Standard) | AFUE 80% (Standard) | AFUE 80% (Standard) | AFUE 90% | AFUE 90% | AFUE 90% | AFUE 90% | AFUE 90% | AFUE 90% | AFUE 90% | AFUE 90% | AFUE 90% | AFUE 90% | AFUE 90% | AFUE 90% | AFUE 90% | AFUE 90% | AFUE 90% | AFUE 90% | AFUE 90% | AFUE 90% | AFUE 90% | AFUE 90% | AFUE 90% | AFUE 90% | AFUE 90% | AFUE 90% | AFUE 96% | AFUE 96% | AFUE 96% | AFUE 96% | AFUE 96% | AFUE 96% | AFUE 96% | AFUE 96% | AFUE 96% | AFUE 96% | AFUE 96% | AFUE 96% | AFUE 96% | AFUE 96% | AFUE 96% | AFUE 96% | AFUE 96% | AFUE 96% | AFUE 96% | AFUE 96% | AFUE 96% | AFUE 96% | AFUE 96% | AFUE 96% | AFUE 96% | AFUE 96% | AFUE 96% | 1913.58 | 1913.58 | 1913.58 | 956.79 | 956.79 | 956.79 | 956.79 | 956.79 | 956.79 | 956.79 | 956.79 | 956.79 | 956.79 | 956.79 | 956.79 | 956.79 | 956.79 | 956.79 | 956.79 | 956.79 | 956.79 | 956.79 | 956.79 | 956.7894 | 956.7894 | 956.7894 | 956.7894 | 0 | 243.0543 | 242.1118 | 81.8666 | 81.8666 | 81.8666 | 81.8666 | 81.8666 | 81.8666 | 81.8666 | 81.8666 | 81.8666 | 81.8666 | 81.8666 | 81.8666 | 81.8666 | 81.8666 | 81.8666 | 81.8666 | 81.8666 | 81.8666 | 81.8666 | 81.8666 | 81.8666 | 81.8666 | 81.8666 | 81.8666 | 0.068528 | 0.026335 | 0.029704 | 0.033264 | 0.037 | 0.040898 | 0.044945 | 0.049131 | 0.052995 | 0.056562 | 0.059854 | 0.062893 | 0.065698 | 0.068288 | 0.070678 | 0.072885 | 0.074921 | 0.070714 | 0.067057 | 0.063925 | 0.061293 | 0.059136 | 0.057434 | 0.03299 | 0.028964 | 0.068528 | 0.049507 | 0.079211 | 0.11248 | 0.14948 | 0.19037 | 0.23532 | 0.28445 | 0.33744 | 0.39401 | 0.45386 | 0.51675 | 0.58245 | 0.65074 | 0.72142 | 0.7943 | 0.86922 | 0.93994 | 1.007 | 1.0709 | 1.1322 | 1.1913 | 1.2488 | 1.2818 | 1.3107 | 0.28304 | 0.32168 | 0.36284 | 0.40632 | 0.45195 | 0.49957 | 0.54901 | 0.60014 | 0.64733 | 0.6909 | 0.73112 | 0.76824 | 0.80251 | 0.83414 | 0.86333 | 0.89029 | 0.91516 | 0.86378 | 0.8191 | 0.78084 | 0.74869 | 0.72235 | 0.70155 | 0.40297 | 0.35379 | 0.28304 | 0.60472 | 0.96756 | 1.3739 | 1.8258 | 2.3254 | 2.8744 | 3.4745 | 4.1219 | 4.8128 | 5.5439 | 6.3121 | 7.1146 | 7.9488 | 8.8121 | 9.7024 | 10.6176 | 11.4813 | 12.3004 | 13.0813 | 13.83 | 14.5523 | 15.2539 | 15.6568 | 16.0106 | 0.00029124 | 0.00017215 | 0.00042398 | 0.00089339 | 0.0017005 | 0.0029984 | 0.0049677 | 0.0078005 | 0.011576 | 0.016335 | 0.02201 | 0.02841 | 0.035217 | 0.042033 | 0.048445 | 0.054104 | 0.058802 | 0.057703 | 0.055859 | 0.054119 | 0.05189 | 0.050065 | 0.048623 | 0.047448 | 0.046644 | 0.00029124 | 0.00027063 | 0.0006946 | 0.001588 | 0.0032884 | 0.0062869 | 0.011255 | 0.019055 | 0.030631 | 0.046966 | 0.068976 | 0.097386 | 0.1326 | 0.17464 | 0.22308 | 0.27718 | 0.33599 | 0.39369 | 0.44955 | 0.50367 | 0.55556 | 0.60562 | 0.65425 | 0.70169 | 0.74834 | 0.0012029 | 0.0021028 | 0.0051789 | 0.010913 | 0.020771 | 0.036626 | 0.060681 | 0.095283 | 0.1414 | 0.19953 | 0.26886 | 0.34702 | 0.43017 | 0.51344 | 0.59175 | 0.66087 | 0.71826 | 0.70484 | 0.68231 | 0.66106 | 0.63384 | 0.61154 | 0.59393 | 0.57958 | 0.56975 | 0.0012029 | 0.0033057 | 0.0084846 | 0.019397 | 0.040168 | 0.076794 | 0.13747 | 0.23276 | 0.37416 | 0.57369 | 0.84254 | 1.1896 | 1.6197 | 2.1332 | 2.7249 | 3.3858 | 4.1041 | 4.8089 | 5.4912 | 6.1523 | 6.7861 | 7.3977 | 7.9916 | 8.5712 | 9.1409 | 0.00029124 | 0.00017215 | 0.00042398 | 0.00089339 | 0.0017005 | 0.0029984 | 0.0049677 | 0.0078005 | 0.011576 | 0.016335 | 0.02201 | 0.02841 | 0.035217 | 0.042033 | 0.048445 | 0.054104 | 0.058802 | 0.057703 | 0.055859 | 0.054119 | 0.05189 | 0.050065 | 0.048623 | 0.047448 | 0.046644 | 0.00029124 | 0.00027063 | 0.0006946 | 0.001588 | 0.0032884 | 0.0062869 | 0.011255 | 0.019055 | 0.030631 | 0.046966 | 0.068976 | 0.097386 | 0.1326 | 0.17464 | 0.22308 | 0.27718 | 0.33599 | 0.39369 | 0.44955 | 0.50367 | 0.55556 | 0.60562 | 0.65425 | 0.70169 | 0.74834 | 0.0012029 | 0.0021028 | 0.0051789 | 0.010913 | 0.020771 | 0.036626 | 0.060681 | 0.095283 | 0.1414 | 0.19953 | 0.26886 | 0.34702 | 0.43017 | 0.51344 | 0.59175 | 0.66087 | 0.71826 | 0.70484 | 0.68231 | 0.66106 | 0.63384 | 0.61154 | 0.59393 | 0.57958 | 0.56975 | 0.0012029 | 0.0033057 | 0.0084846 | 0.019397 | 0.040168 | 0.076794 | 0.13747 | 0.23276 | 0.37416 | 0.57369 | 0.84254 | 1.1896 | 1.6197 | 2.1332 | 2.7249 | 3.3858 | 4.1041 | 4.8089 | 5.4912 | 6.1523 | 6.7861 | 7.3977 | 7.9916 | 8.5712 | 9.1409 | 0.00029124 | 0.00017215 | 0.00042398 | 0.00089339 | 0.0017005 | 0.0029984 | 0.0049677 | 0.0078005 | 0.011576 | 0.016335 | 0.02201 | 0.02841 | 0.035217 | 0.042033 | 0.048445 | 0.054104 | 0.058802 | 0.057703 | 0.055859 | 0.054119 | 0.05189 | 0.050065 | 0.048623 | 0.047448 | 0.046644 | 0.00029124 | 0.00027063 | 0.0006946 | 0.001588 | 0.0032884 | 0.0062869 | 0.011255 | 0.019055 | 0.030631 | 0.046966 | 0.068976 | 0.097386 | 0.1326 | 0.17464 | 0.22308 | 0.27718 | 0.33599 | 0.39369 | 0.44955 | 0.50367 | 0.55556 | 0.60562 | 0.65425 | 0.70169 | 0.74834 | 0.0012029 | 0.0021028 | 0.0051789 | 0.010913 | 0.020771 | 0.036626 | 0.060681 | 0.095283 | 0.1414 | 0.19953 | 0.26886 | 0.34702 | 0.43017 | 0.51344 | 0.59175 | 0.66087 | 0.71826 | 0.70484 | 0.68231 | 0.66106 | 0.63384 | 0.61154 | 0.59393 | 0.57958 | 0.56975 | 0.0012029 | 0.0033057 | 0.0084846 | 0.019397 | 0.040168 | 0.076794 | 0.13747 | 0.23276 | 0.37416 | 0.57369 | 0.84254 | 1.1896 | 1.6197 | 2.1332 | 2.7249 | 3.3858 | 4.1041 | 4.8089 | 5.4912 | 6.1523 | 6.7861 | 7.3977 | 7.9916 | 8.5712 | 9.1409 | 846.396 | 1304.5556 | 1304.5556 | 1304.5556 | 1304.5556 | 1304.5556 | 1304.5556 | 1304.5556 | 1304.5556 | 1304.5556 | 1304.5556 | 1304.5556 | 1304.5556 | 1304.5556 | 1304.5556 | 1304.5556 | 1304.5556 | 1304.5556 | 1304.5556 | 1304.5556 | 1304.5556 | 1304.5549 | 1304.5549 | 1304.5549 | 1304.5549 | 617.3162 | 925.9743 | 925.9743 | 925.9743 | 925.9743 | 925.9743 | 925.9743 | 925.9743 | 925.9743 | 925.9743 | 925.9743 | 925.9743 | 925.9743 | 925.9743 | 925.9743 | 925.9743 | 925.9743 | 925.9743 | 925.9743 | 925.9743 | 925.9743 | 925.9737 | 925.9737 | 925.9737 | 925.9737
OR_Commercial_OR - College_Existing_Space Heating_Natural Gas_Boiler_A | OR | Commercial | OR - College | Existing | Space Heating | Natural Gas | Boiler | A | WCNG86 | AFUE 80% (Standard) | AFUE 85% | 25 | 375.9733 | 0 | 0 | 6982.75 | 0 | 0 | 0 | 0.7 | 0.2 | 800 kBtu/hr | 69.31% | 100% | Lost Opportunity | LO20Fast_OR | 84.66% | TBD | 0% | 1904.3597 |  | 1428.2698 |  | 0 | EIA 2018 Tech Forecast | EIA 2018 Tech Forecast | AEG BEST | AFUE 80% (Standard) | AFUE 80% (Standard) | AFUE 80% (Standard) | AFUE 80% (Standard) | AFUE 80% (Standard) | AFUE 80% (Standard) | AFUE 80% (Standard) | AFUE 80% (Standard) | AFUE 80% (Standard) | AFUE 80% (Standard) | AFUE 80% (Standard) | AFUE 80% (Standard) | AFUE 80% (Standard) | AFUE 80% (Standard) | AFUE 80% (Standard) | AFUE 80% (Standard) | AFUE 80% (Standard) | AFUE 80% (Standard) | AFUE 80% (Standard) | AFUE 80% (Standard) | AFUE 80% (Standard) | AFUE 80% (Standard) | AFUE 80% (Standard) | AFUE 80% (Standard) | AFUE 80% (Standard) | AFUE 80% (Standard) | AFUE 80% (Standard) | AFUE 85% | AFUE 85% | AFUE 85% | AFUE 85% | AFUE 85% | AFUE 85% | AFUE 85% | AFUE 85% | AFUE 85% | AFUE 85% | AFUE 85% | AFUE 85% | AFUE 85% | AFUE 85% | AFUE 85% | AFUE 85% | AFUE 85% | AFUE 85% | AFUE 85% | AFUE 85% | AFUE 85% | AFUE 85% | AFUE 85% | AFUE 85% | AFUE 85% | AFUE 85% | AFUE 85% | 6982.75 | 6982.75 | 6982.75 | 6982.75 | 6982.75 | 6982.75 | 6982.75 | 6982.75 | 6982.75 | 6982.75 | 6982.75 | 6982.75 | 6982.75 | 6982.75 | 6982.75 | 6982.75 | 6982.75 | 6982.75 | 6982.75 | 6982.75 | 6982.75 | 6982.75 | 6982.75 | 6982.7461 | 6982.7461 | 6982.7461 | 6982.7461 | 0 | 2671.5591 | 2661.1996 | 2661.1996 | 2661.1996 | 2661.1996 | 2661.1996 | 2661.1996 | 2661.1996 | 2661.1996 | 2661.1996 | 2661.1996 | 2661.1996 | 2661.1996 | 2661.1996 | 2661.1996 | 2661.1996 | 2661.1996 | 2661.1996 | 2661.1996 | 2661.1996 | 2661.1996 | 2661.1996 | 2661.1996 | 2661.1996 | 2661.1996 | 2661.1996 | 7.5817 | 7.6438 | 7.7003 | 7.7516 | 7.7982 | 7.8406 | 7.8792 | 7.9142 | 7.9461 | 7.9751 | 8.0014 | 8.0254 | 8.0471 | 8.0669 | 8.0849 | 8.1012 | 8.1161 | 8.1296 | 8.1419 | 8.1531 | 8.0949 | 8.0483 | 8.0115 | 7.9832 | 7.9621 | 7.5817 | 15.2255 | 22.9258 | 30.6774 | 38.4756 | 46.3162 | 54.1954 | 62.1097 | 70.0558 | 78.0309 | 86.0323 | 94.0576 | 102.1048 | 110.1717 | 118.2566 | 126.3578 | 134.4739 | 142.6035 | 150.7454 | 158.8985 | 166.9934 | 175.0417 | 183.0532 | 191.0364 | 198.9985 | 2.849 | 2.8723 | 2.8935 | 2.9128 | 2.9303 | 2.9463 | 2.9608 | 2.9739 | 2.9859 | 2.9968 | 3.0067 | 3.0157 | 3.0239 | 3.0313 | 3.0381 | 3.0442 | 3.0498 | 3.0549 | 3.0595 | 3.0637 | 3.0418 | 3.0243 | 3.0105 | 2.9999 | 2.9919 | 2.849 | 5.7213 | 8.6148 | 11.5276 | 14.458 | 17.4043 | 20.365 | 23.339 | 26.3249 | 29.3217 | 32.3284 | 35.3441 | 38.3679 | 41.3992 | 44.4373 | 47.4815 | 50.5313 | 53.5862 | 56.6457 | 59.7093 | 62.7512 | 65.7755 | 68.786 | 71.7858 | 74.7778 | 0.1645 | 0.2821 | 0.36525 | 0.43124 | 0.48986 | 0.54127 | 0.58589 | 0.6243 | 0.65715 | 0.68508 | 0.70872 | 0.72753 | 0.74255 | 0.75455 | 0.76418 | 0.77193 | 0.77818 | 0.78468 | 0.78985 | 0.79654 | 0.79086 | 0.7863 | 0.7827 | 0.77994 | 0.77788 | 0.1645 | 0.4466 | 0.81186 | 1.2431 | 1.733 | 2.2742 | 2.8601 | 3.4844 | 4.1416 | 4.8266 | 5.5354 | 6.2629 | 7.0054 | 7.76 | 8.5242 | 9.2961 | 10.0743 | 10.859 | 11.6488 | 12.4454 | 13.2362 | 14.0225 | 14.8052 | 15.5852 | 16.363 | 0.43924 | 0.75324 | 0.97527 | 1.1515 | 1.308 | 1.4452 | 1.5644 | 1.667 | 1.7547 | 1.8292 | 1.8924 | 1.9426 | 1.9827 | 2.0147 | 2.0405 | 2.0611 | 2.0778 | 2.0952 | 2.109 | 2.1268 | 2.1117 | 2.0995 | 2.0899 | 2.0825 | 2.077 | 0.43924 | 1.1925 | 2.1678 | 3.3192 | 4.6272 | 6.0725 | 7.6368 | 9.3038 | 11.0585 | 12.8877 | 14.7801 | 16.7227 | 18.7054 | 20.7201 | 22.7606 | 24.8217 | 26.8995 | 28.9947 | 31.1037 | 33.2306 | 35.3422 | 37.4417 | 39.5316 | 41.6142 | 43.6912 | 0 | 0 | 0 | 0 | 0 | 0 | 0 | 0 | 0 | 0 | 0 | 0 | 0 | 0 | 0 | 0 | 0 | 0 | 0 | 0 | 0 | 0 | 0 | 0 | 0 | 0 | 0 | 0 | 0 | 0 | 0 | 0 | 0 | 0 | 0 | 0 | 0 | 0 | 0 | 0 | 0 | 0 | 0 | 0 | 0 | 0 | 0 | 0 | 0 | 0 | 0 | 0 | 0 | 0 | 0 | 0 | 0 | 0 | 0 | 0 | 0 | 0 | 0 | 0 | 0 | 0 | 0 | 0 | 0 | 0 | 0 | 0 | 0 | 0 | 0 | 0 | 0 | 0 | 0 | 0 | 0 | 0 | 0 | 0 | 0 | 0 | 0 | 0 | 0 | 0 | 0 | 0 | 0 | 0 | 0 | 0 | 0 | 0 | 0 | 0 | 0 | 0 | 0 | 0 | 0 | 0 | 0 | 0 | 0 | 0 | 0 | 0 | 0 | 0 | 0 | 0 | 0 | 0 | 0 | 0 | 0 | 0 | 0 | 0 | 0 | 0 | 0 | 0 | 0 | 0 | 0 | 0 | 0 | 0 | 0 | 0 | 0 | 0 | 0 | 0 | 0 | 0 | 0 | 0 | 0 | 0 | 0 | 0 | 0 | 0 | 0 | 0 | 0 | 0 | 0 | 0 | 0 | 0 | 0 | 0 | 0 | 0 | 0 | 0 | 0 | 0 | 0 | 0 | 0 | 0 | 0 | 0 | 0 | 0 | 0 | 0 | 0 | 0 | 0 | 0 | 0 | 0 | 0 | 0 | 0 | 0 | 0 | 0 | 0 | 0 | 0 | 0 | 0 | 0 | 0 | 0 | 0 | 0 | 0 | 0 | 1904.3597 | 1904.3597 | 1904.3597 | 1904.3597 | 1904.3597 | 1904.3597 | 1904.3597 | 1904.3597 | 1904.3597 | 1904.3597 | 1904.3597 | 1904.3597 | 1904.3597 | 1904.3597 | 1904.3597 | 1904.3597 | 1904.3597 | 1904.3597 | 1904.3597 | 1904.3597 | 1904.3597 | 1904.3587 | 1904.3587 | 1904.3587 | 1904.3587 | 1428.2698 | 1428.2698 | 1428.2698 | 1428.2698 | 1428.2698 | 1428.2698 | 1428.2698 | 1428.2698 | 1428.2698 | 1428.2698 | 1428.2698 | 1428.2698 | 1428.2698 | 1428.2698 | 1428.2698 | 1428.2698 | 1428.2698 | 1428.2698 | 1428.2698 | 1428.2698 | 1428.2698 | 1428.269 | 1428.269 | 1428.269 | 1428.269
OR_Commercial_OR - College_Existing_Space Heating_Natural Gas_Unit Heater_A | OR | Commercial | OR - College | Existing | Space Heating | Natural Gas | Unit Heater | A | WCNG87 | Standard | Infrared Radiant | 15 | 0 | 0 | 0 | 16127.37 | -2197.29 | 0 | 0 | 0.7 | 0.2 | 120 kBtu/Hr | 0% | 100% | Lost Opportunity | LO5Med_OR | 85% | TBD | 0% | 0 |  | 0 |  | 0 | Xcel CO 2021/22 DSM Plan/TRM p.424 | Xcel CO 2021/22 DSM Plan/TRM p.416 | Xcel CO 2021/22 DSM Plan/TRM p.416 | Standard | Standard | Standard | Standard | Standard | Standard | Standard | Standard | Standard | Standard | Standard | Standard | Standard | Standard | Standard | Standard | Standard | Standard | Standard | Standard | Standard | Standard | Standard | Standard | Standard | Standard | Standard | Infrared Radiant | Infrared Radiant | Infrared Radiant | Infrared Radiant | Infrared Radiant | Infrared Radiant | Infrared Radiant | Infrared Radiant | Infrared Radiant | Infrared Radiant | Infrared Radiant | Infrared Radiant | Infrared Radiant | Infrared Radiant | Infrared Radiant | Infrared Radiant | Infrared Radiant | Infrared Radiant | Infrared Radiant | Infrared Radiant | Infrared Radiant | Infrared Radiant | Infrared Radiant | Infrared Radiant | Infrared Radiant | Infrared Radiant | Infrared Radiant | 16127.37 | 16127.37 | 16127.37 | 16127.37 | 16127.37 | 16127.37 | 16127.37 | 16127.37 | 16127.37 | 16127.37 | 16127.37 | 16127.37 | 16127.37 | 16127.37 | 16127.37 | 16127.37 | 16127.37 | 16127.37 | 16127.37 | 16127.37 | 16127.37 | 16127.37 | 16127.37 | 16127.3721 | 16127.3721 | 16127.3721 | 16127.3721 | 0 | 0 | 0 | 0 | 0 | 0 | 0 | 0 | 0 | 0 | 0 | 0 | 0 | 0 | 0 | 0 | 0 | 0 | 0 | 0 | 0 | 0 | 0 | 0 | 0 | 0 | 0 | 0 | 0 | 0 | 0 | 0 | 0 | 0 | 0 | 0 | 0 | 0 | 0 | 0 | 0 | 0 | 0 | 0 | 0 | 0 | 0 | 0 | 0 | 0 | 0 | 0 | 0 | 0 | 0 | 0 | 0 | 0 | 0 | 0 | 0 | 0 | 0 | 0 | 0 | 0 | 0 | 0 | 0 | 0 | 0 | 0 | 0 | 0 | 0 | 0 | 0 | 0 | 0 | 0 | 0 | 0 | 0 | 0 | 0 | 0 | 0 | 0 | 0 | 0 | 0 | 0 | 0 | 0 | 0 | 0 | 0 | 0 | 0 | 0 | 0 | 0 | 0 | 0 | 0 | 0 | 0 | 0 | 0 | 0 | 0 | 0 | 0 | 0 | 0 | 0 | 0 | 0 | 0 | 0 | 0 | 0 | 0 | 0 | 0 | 0 | 0 | 0 | 0 | 0 | 0 | 0 | 0 | 0 | 0 | 0 | 0 | 0 | 0 | 0 | 0 | 0 | 0 | 0 | 0 | 0 | 0 | 0 | 0 | 0 | 0 | 0 | 0 | 0 | 0 | 0 | 0 | 0 | 0 | 0 | 0 | 0 | 0 | 0 | 0 | 0 | 0 | 0 | 0 | 0 | 0 | 0 | 0 | 0 | 0 | 0 | 0 | 0 | 0 | 0 | 0 | 0 | 0 | 0 | 0 | 0 | 0 | 0 | 0 | 0 | 0 | 0 | 0 | 0 | 0 | 0 | 0 | 0 | 0 | 0 | 0 | 0 | 0 | 0 | 0 | 0 | 0 | 0 | 0 | 0 | 0 | 0 | 0 | 0 | 0 | 0 | 0 | 0 | 0 | 0 | 0 | 0 | 0 | 0 | 0 | 0 | 0 | 0 | 0 | 0 | 0 | 0 | 0 | 0 | 0 | 0 | 0 | 0 | 0 | 0 | 0 | 0 | 0 | 0 | 0 | 0 | 0 | 0 | 0 | 0 | 0 | 0 | 0 | 0 | 0 | 0 | 0 | 0 | 0 | 0 | 0 | 0 | 0 | 0 | 0 | 0 | 0 | 0 | 0 | 0 | 0 | 0 | 0 | 0 | 0 | 0 | 0 | 0 | 0 | 0 | 0 | 0 | 0 | 0 | 0 | 0 | 0 | 0 | 0 | 0 | 0 | 0 | 0 | 0 | 0 | 0 | 0 | 0 | 0 | 0 | 0 | 0 | 0 | 0 | 0 | 0 | 0 | 0 | 0 | 0 | 0 | 0 | 0 | 0 | 0 | 0 | 0 | 0 | 0 | 0 | 0 | 0 | 0 | 0 | 0 | 0 | 0 | 0 | 0 | 0 | 0 | 0 | 0 | 0 | 0 | 0 | 0 | 0 | 0 | 0 | 0 | 0 | 0 | 0 | 0 | 0 | 0 | 0 | 0 | 0 | 0 | 0 | 0 | 0 | 0 | 0 | 0 | 0 | 0 | 0 | 0 | 0 | 0 | 0 | 0 | 0 | 0 | 0 | 0 | 0 | 0 | 0 | 0 | 0 | 0 | 0 | 0 | 0 | 0 | 0 | 0 | 0 | 0 | 0 | 0 | 0 | 0 | 0 | 0 | 0 | 0 | 0 | 0 | 0 | 0 | 0 | 0 | 0 | 0 | 0 | 0 | 0 | 0 | 0 | 0 | 0 | 0 | 0 | 0 | 0 | 0 | 0 | 0 | 0 | 0 | 0 | 0 | 0 | 0 | 0 | 0 | 0 | 0 | 0 | 0 | 0 | 0 | 0 | 0 | 0 | 0 | 0 | 0 | 0 | 0 | 0 | 0 | 0 | 0 | 0 | 0 | 0 | 0 | 0 | 0 | 0 | 0 | 0 | 0 | 0 | 0 | 0 | 0 | 0 | 0 | 0 | 0 | 0 | 0 | 0 | 0 | 0 | 0 | 0 | 0 | 0 | 0 | 0 | 0 | 0 | 0 | 0 | 0 | 0 | 0 | 0 | 0
OR_Commercial_OR - College_Existing_Water Heating_Natural Gas_Water Heater_A | OR | Commercial | OR - College | Existing | Water Heating | Natural Gas | Water Heater | A | WCNG88 | TE 88% | Tankless | 10 | 4.8851 | 0 | 0 | 4.9 | 1.3 | 0 | 0 | 0.7 | 0.2 | 1 kBtu/hr | 87.23% | 100% | Lost Opportunity | LO12Med_OR | 84.74% | TBD | 0% | -96.1446 |  | 127.996 |  | 0 | AEO 2021 - gas_water_heater 2017 ENERGY STAR | AEO 2021 - gas_water_heater 2017 ENERGY STAR | DHW_WH-Water Heating-NMTRM-2016-7 | TE 88% | TE 88% | TE 88% | TE 88% | TE 88% | TE 88% | TE 88% | TE 88% | TE 88% | TE 88% | TE 88% | TE 88% | TE 88% | TE 88% | TE 88% | TE 88% | TE 88% | TE 88% | TE 88% | TE 88% | TE 88% | TE 88% | TE 88% | TE 88% | TE 88% | TE 88% | TE 88% | Tankless | Tankless | Tankless | Tankless | Tankless | Tankless | Tankless | Tankless | Tankless | Tankless | Tankless | Tankless | Tankless | Tankless | Tankless | Tankless | Tankless | Tankless | Tankless | Tankless | Tankless | Tankless | Tankless | Tankless | Tankless | Tankless | Tankless | 4.9 | 4.9 | 4.9 | 4.9 | 4.9 | 4.9 | 4.9 | 4.9 | 4.9 | 4.9 | 4.9 | 4.9 | 4.9 | 4.9 | 4.9 | 4.9 | 4.9 | 4.9 | 4.9 | 4.9 | 4.9 | 4.9 | 4.9 | 4.8991 | 4.8991 | 4.8991 | 4.8991 | 0 | 2.8505 | 6.0949 | 6.0949 | 6.0949 | 6.0949 | 6.0949 | 6.0949 | 6.0949 | 6.0949 | 6.0949 | 6.0949 | 6.0949 | 6.0949 | 6.0949 | 6.0949 | 6.0949 | 6.0949 | 6.0949 | 6.0949 | 6.0949 | 6.0949 | 6.0949 | 6.0949 | 6.0949 | 6.0949 | 6.0949 | 3.2604 | 3.1023 | 2.9759 | 2.8747 | 2.7938 | 2.729 | 2.6772 | 2.6358 | 2.8002 | 2.8923 | 0 | 0 | 0 | 0.93377 | 0.74701 | 0.59761 | 0.47809 | 0.42199 | 0.20322 | 0.080377 | 0 | 0 | 0.17883 | 0 | 0 | 3.2604 | 6.3628 | 9.3386 | 12.2133 | 15.0071 | 17.7361 | 20.4133 | 23.0491 | 25.8494 | 28.7416 | 28.7416 | 28.7416 | 28.7416 | 29.6754 | 30.4224 | 31.02 | 31.4981 | 31.9201 | 32.1233 | 32.2037 | 32.2037 | 32.2037 | 32.3825 | 32.3825 | 32.3825 | 534.9412 | 509.0046 | 488.2554 | 471.656 | 458.3765 | 447.7529 | 439.254 | 432.4549 | 459.4363 | 474.5373 | 0 | 0 | 0 | 153.204 | 122.5632 | 98.0506 | 78.4404 | 69.2365 | 33.3431 | 13.1875 | 0 | 0 | 29.3416 | 0 | 0 | 534.9412 | 1043.9458 | 1532.2013 | 2003.8573 | 2462.2338 | 2909.9867 | 3349.2407 | 3781.6956 | 4241.132 | 4715.6692 | 4715.6692 | 4715.6692 | 4715.6692 | 4868.8732 | 4991.4364 | 5089.487 | 5167.9274 | 5237.1639 | 5270.507 | 5283.6945 | 5283.6945 | 5283.6945 | 5313.0362 | 5313.0362 | 5313.0362 | 0.14176 | 0.26978 | 0.38817 | 0.49996 | 0.60736 | 0.70007 | 0.77059 | 0.82468 | 0.93223 | 1.0092 | 0.91975 | 0.82494 | 0.72553 | 0.97313 | 0.78079 | 0.6181 | 0.47978 | 0.38708 | 0.258 | 0.1688 | 0.10875 | 0.069347 | 0.13649 | 0 | 0 | 0.14176 | 0.41154 | 0.7997 | 1.2997 | 1.907 | 2.6071 | 3.3777 | 4.2024 | 5.1346 | 6.1438 | 7.0636 | 7.8885 | 8.614 | 9.5872 | 10.368 | 10.9861 | 11.4658 | 11.8529 | 12.1109 | 12.2797 | 12.3885 | 12.4578 | 12.5943 | 12.5943 | 12.5943 | 49.7326 | 94.6427 | 136.177 | 175.3964 | 213.0727 | 245.5986 | 270.3393 | 289.3126 | 327.0454 | 354.0581 | 322.6684 | 289.4038 | 254.5299 | 341.3933 | 273.9169 | 216.8406 | 168.3159 | 135.7938 | 90.5132 | 59.2185 | 38.1524 | 24.3284 | 47.8822 | 0 | 0 | 49.7326 | 144.3753 | 280.5523 | 455.9487 | 669.0214 | 914.62 | 1184.9592 | 1474.2719 | 1801.3172 | 2155.3753 | 2478.0438 | 2767.4476 | 3021.9775 | 3363.3708 | 3637.2877 | 3854.1284 | 4022.4443 | 4158.238 | 4248.7512 | 4307.9697 | 4346.1221 | 4370.4505 | 4418.3327 | 4418.3327 | 4418.3327 | 0.14176 | 0.26978 | 0.38817 | 0.49996 | 0.60736 | 0.70007 | 0.77059 | 0.82468 | 0.93223 | 1.0092 | 0.91975 | 0.82494 | 0.72553 | 0.97313 | 0.78079 | 0.6181 | 0.47978 | 0.38708 | 0.258 | 0.1688 | 0.10875 | 0.069347 | 0.13649 | 0 | 0 | 0.14176 | 0.41154 | 0.7997 | 1.2997 | 1.907 | 2.6071 | 3.3777 | 4.2024 | 5.1346 | 6.1438 | 7.0636 | 7.8885 | 8.614 | 9.5872 | 10.368 | 10.9861 | 11.4658 | 11.8529 | 12.1109 | 12.2797 | 12.3885 | 12.4578 | 12.5943 | 12.5943 | 12.5943 | 49.7326 | 94.6427 | 136.177 | 175.3964 | 213.0727 | 245.5986 | 270.3393 | 289.3126 | 327.0454 | 354.0581 | 322.6684 | 289.4038 | 254.5299 | 341.3933 | 273.9169 | 216.8406 | 168.3159 | 135.7938 | 90.5132 | 59.2185 | 38.1524 | 24.3284 | 47.8822 | 0 | 0 | 49.7326 | 144.3753 | 280.5523 | 455.9487 | 669.0214 | 914.62 | 1184.9592 | 1474.2719 | 1801.3172 | 2155.3753 | 2478.0438 | 2767.4476 | 3021.9775 | 3363.3708 | 3637.2877 | 3854.1284 | 4022.4443 | 4158.238 | 4248.7512 | 4307.9697 | 4346.1221 | 4370.4505 | 4418.3327 | 4418.3327 | 4418.3327 | 0.14176 | 0.26978 | 0.38817 | 0.49996 | 0.60736 | 0.70007 | 0.77059 | 0.82468 | 0.93223 | 1.0092 | 0.91975 | 0.82494 | 0.72553 | 0.97313 | 0.78079 | 0.6181 | 0.47978 | 0.38708 | 0.258 | 0.1688 | 0.10875 | 0.069347 | 0.13649 | 0 | 0 | 0.14176 | 0.41154 | 0.7997 | 1.2997 | 1.907 | 2.6071 | 3.3777 | 4.2024 | 5.1346 | 6.1438 | 7.0636 | 7.8885 | 8.614 | 9.5872 | 10.368 | 10.9861 | 11.4658 | 11.8529 | 12.1109 | 12.2797 | 12.3885 | 12.4578 | 12.5943 | 12.5943 | 12.5943 | 49.7326 | 94.6427 | 136.177 | 175.3964 | 213.0727 | 245.5986 | 270.3393 | 289.3126 | 327.0454 | 354.0581 | 322.6684 | 289.4038 | 254.5299 | 341.3933 | 273.9169 | 216.8406 | 168.3159 | 135.7938 | 90.5132 | 59.2185 | 38.1524 | 24.3284 | 47.8822 | 0 | 0 | 49.7326 | 144.3753 | 280.5523 | 455.9487 | 669.0214 | 914.62 | 1184.9592 | 1474.2719 | 1801.3172 | 2155.3753 | 2478.0438 | 2767.4476 | 3021.9775 | 3363.3708 | 3637.2877 | 3854.1284 | 4022.4443 | 4158.238 | 4248.7512 | 4307.9697 | 4346.1221 | 4370.4505 | 4418.3327 | 4418.3327 | 4418.3327 | -96.1446 | -96.1446 | -96.1446 | -96.1446 | -96.1446 | -96.1446 | -96.1446 | -96.1446 | -96.1446 | -96.1446 | -96.1446 | -96.1446 | -96.1446 | -96.1446 | -96.1446 | -96.1446 | -96.1446 | -96.1446 | -96.1446 | -96.1446 | -96.1446 | -96.1772 | -96.1772 | -96.1772 | -96.1772 | 127.996 | 127.996 | 127.996 | 127.996 | 127.996 | 127.996 | 127.996 | 127.996 | 127.996 | 127.996 | 127.996 | 127.996 | 127.996 | 127.996 | 127.996 | 127.996 | 127.996 | 127.996 | 127.996 | 127.996 | 127.996 | 127.9716 | 127.9716 | 127.9716 | 127.9716
OR_Commercial_OR - College_Existing_Food Preparation_Natural Gas_Oven_A | OR | Commercial | OR - College | Existing | Food Preparation | Natural Gas | Oven | A | WCNG89 | Standard | ENERGY STAR (>42% Baking Efficiency) | 12 | 106.6752 | 0 | 0 | 436.37 | 0 | 0 | 0 | 0.7 | 0.2 | 1 units | 8.361% | 100% | Lost Opportunity | LOEven20_OR | 85% | TBD | 0% | 615.0627 |  | 461.297 |  | 0 | IL TRM - 4.2.1 - CI-FSE-CBOV-V02-160601 | EIA 2018 Tech Forecast | ETO Measure Input Sheet | Standard | Standard | Standard | Standard | Standard | Standard | Standard | Standard | Standard | Standard | Standard | Standard | Standard | Standard | Standard | Standard | Standard | Standard | Standard | Standard | Standard | Standard | Standard | Standard | Standard | Standard | Standard | ENERGY STAR (>42% Baking Efficiency) | ENERGY STAR (>42% Baking Efficiency) | ENERGY STAR (>42% Baking Efficiency) | ENERGY STAR (>42% Baking Efficiency) | ENERGY STAR (>42% Baking Efficiency) | ENERGY STAR (>42% Baking Efficiency) | ENERGY STAR (>42% Baking Efficiency) | ENERGY STAR (>42% Baking Efficiency) | ENERGY STAR (>42% Baking Efficiency) | ENERGY STAR (>42% Baking Efficiency) | ENERGY STAR (>42% Baking Efficiency) | ENERGY STAR (>42% Baking Efficiency) | ENERGY STAR (>42% Baking Efficiency) | ENERGY STAR (>42% Baking Efficiency) | ENERGY STAR (>42% Baking Efficiency) | ENERGY STAR (>42% Baking Efficiency) | ENERGY STAR (>42% Baking Efficiency) | ENERGY STAR (>42% Baking Efficiency) | ENERGY STAR (>42% Baking Efficiency) | ENERGY STAR (>42% Baking Efficiency) | ENERGY STAR (>42% Baking Efficiency) | ENERGY STAR (>42% Baking Efficiency) | ENERGY STAR (>42% Baking Efficiency) | ENERGY STAR (>42% Baking Efficiency) | ENERGY STAR (>42% Baking Efficiency) | ENERGY STAR (>42% Baking Efficiency) | ENERGY STAR (>42% Baking Efficiency) | 436.37 | 436.37 | 436.37 | 436.37 | 436.37 | 436.37 | 436.37 | 436.37 | 436.37 | 436.37 | 436.37 | 436.37 | 436.37 | 436.37 | 436.37 | 436.37 | 436.37 | 436.37 | 436.37 | 436.37 | 436.37 | 436.37 | 436.37 | 436.3686 | 436.3686 | 436.3686 | 436.3686 | 0 | 106.6752 | 106.6752 | 106.6752 | 106.6752 | 106.6752 | 106.6752 | 106.6752 | 106.6752 | 106.6752 | 106.6752 | 106.6752 | 106.6752 | 106.6752 | 106.6752 | 106.6752 | 106.6752 | 106.6752 | 106.6752 | 106.6752 | 106.6752 | 106.6752 | 106.6752 | 106.6752 | 106.6752 | 106.6752 | 106.6752 | 0.0026467 | 0.0040779 | 0.0057129 | 0.007021 | 0.0080674 | 0.0089046 | 0.0095743 | 0.01011 | 0.010539 | 0.010882 | 0.0089993 | 0.0077288 | 0.0043519 | 0.0026636 | 0.0010845 | 0.00041587 | 0 | 0 | 0 | 0 | 0 | 0 | 0.0010221 | 0.0018285 | 0.0021079 | 0.0026467 | 0.0067245 | 0.012437 | 0.019458 | 0.027526 | 0.03643 | 0.046005 | 0.056115 | 0.066653 | 0.077535 | 0.086534 | 0.094263 | 0.098615 | 0.10128 | 0.10236 | 0.10278 | 0.10278 | 0.10278 | 0.10278 | 0.10278 | 0.10278 | 0.10278 | 0.1038 | 0.10563 | 0.10774 | 0.024811 | 0.038227 | 0.053554 | 0.065816 | 0.075626 | 0.083474 | 0.089752 | 0.094774 | 0.098792 | 0.10201 | 0.084362 | 0.072452 | 0.040796 | 0.024969 | 0.010166 | 0.0038984 | 0 | 0 | 0 | 0 | 0 | 0 | 0.009581 | 0.017141 | 0.01976 | 0.024811 | 0.063038 | 0.11659 | 0.18241 | 0.25803 | 0.34151 | 0.43126 | 0.52603 | 0.62483 | 0.72683 | 0.81119 | 0.88365 | 0.92444 | 0.94941 | 0.95958 | 0.96348 | 0.96348 | 0.96348 | 0.96348 | 0.96348 | 0.96348 | 0.96348 | 0.97306 | 0.9902 | 1.01 | 5.6242e-05 | 0.00026452 | 0.00061978 | 0.0010679 | 0.001579 | 0.0021312 | 0.0027091 | 0.0033017 | 0.0039014 | 0.004503 | 0.0041166 | 0.0038725 | 0.0037557 | 0.0037014 | 0.0036755 | 0.0039559 | 0.004202 | 0.0045208 | 0.004893 | 0.005192 | 0.0049766 | 0.0043159 | 0.0044016 | 0.0042512 | 0.0039286 | 5.6242e-05 | 0.00032077 | 0.00094054 | 0.0020085 | 0.0035875 | 0.0057187 | 0.0084278 | 0.01173 | 0.015631 | 0.020134 | 0.024251 | 0.028123 | 0.031879 | 0.03558 | 0.039256 | 0.043212 | 0.047414 | 0.051934 | 0.056827 | 0.062019 | 0.066996 | 0.071312 | 0.075713 | 0.079965 | 0.083893 | 0.00052723 | 0.0024797 | 0.0058099 | 0.010011 | 0.014802 | 0.019979 | 0.025396 | 0.030951 | 0.036573 | 0.042212 | 0.03859 | 0.036302 | 0.035207 | 0.034698 | 0.034455 | 0.037083 | 0.039391 | 0.042379 | 0.045868 | 0.048671 | 0.046652 | 0.040458 | 0.041262 | 0.039851 | 0.036827 | 0.00052723 | 0.0030069 | 0.0088169 | 0.018828 | 0.03363 | 0.053608 | 0.079005 | 0.10996 | 0.14653 | 0.18874 | 0.22733 | 0.26363 | 0.29884 | 0.33354 | 0.36799 | 0.40508 | 0.44447 | 0.48685 | 0.53271 | 0.58139 | 0.62804 | 0.6685 | 0.70976 | 0.74961 | 0.78644 | 5.6242e-05 | 0.00026452 | 0.00061978 | 0.0010679 | 0.001579 | 0.0021312 | 0.0027091 | 0.0033017 | 0.0039014 | 0.004503 | 0.0041166 | 0.0038725 | 0.0037557 | 0.0037014 | 0.0036755 | 0.0039559 | 0.004202 | 0.0045208 | 0.004893 | 0.005192 | 0.0049766 | 0.0043159 | 0.0044016 | 0.0042512 | 0.0039286 | 5.6242e-05 | 0.00032077 | 0.00094054 | 0.0020085 | 0.0035875 | 0.0057187 | 0.0084278 | 0.01173 | 0.015631 | 0.020134 | 0.024251 | 0.028123 | 0.031879 | 0.03558 | 0.039256 | 0.043212 | 0.047414 | 0.051934 | 0.056827 | 0.062019 | 0.066996 | 0.071312 | 0.075713 | 0.079965 | 0.083893 | 0.00052723 | 0.0024797 | 0.0058099 | 0.010011 | 0.014802 | 0.019979 | 0.025396 | 0.030951 | 0.036573 | 0.042212 | 0.03859 | 0.036302 | 0.035207 | 0.034698 | 0.034455 | 0.037083 | 0.039391 | 0.042379 | 0.045868 | 0.048671 | 0.046652 | 0.040458 | 0.041262 | 0.039851 | 0.036827 | 0.00052723 | 0.0030069 | 0.0088169 | 0.018828 | 0.03363 | 0.053608 | 0.079005 | 0.10996 | 0.14653 | 0.18874 | 0.22733 | 0.26363 | 0.29884 | 0.33354 | 0.36799 | 0.40508 | 0.44447 | 0.48685 | 0.53271 | 0.58139 | 0.62804 | 0.6685 | 0.70976 | 0.74961 | 0.78644 | 5.6242e-05 | 0.00026452 | 0.00061978 | 0.0010679 | 0.001579 | 0.0021312 | 0.0027091 | 0.0033017 | 0.0039014 | 0.004503 | 0.0041166 | 0.0038725 | 0.0037557 | 0.0037014 | 0.0036755 | 0.0039559 | 0.004202 | 0.0045208 | 0.004893 | 0.005192 | 0.0049766 | 0.0043159 | 0.0044016 | 0.0042512 | 0.0039286 | 5.6242e-05 | 0.00032077 | 0.00094054 | 0.0020085 | 0.0035875 | 0.0057187 | 0.0084278 | 0.01173 | 0.015631 | 0.020134 | 0.024251 | 0.028123 | 0.031879 | 0.03558 | 0.039256 | 0.043212 | 0.047414 | 0.051934 | 0.056827 | 0.062019 | 0.066996 | 0.071312 | 0.075713 | 0.079965 | 0.083893 | 0.00052723 | 0.0024797 | 0.0058099 | 0.010011 | 0.014802 | 0.019979 | 0.025396 | 0.030951 | 0.036573 | 0.042212 | 0.03859 | 0.036302 | 0.035207 | 0.034698 | 0.034455 | 0.037083 | 0.039391 | 0.042379 | 0.045868 | 0.048671 | 0.046652 | 0.040458 | 0.041262 | 0.039851 | 0.036827 | 0.00052723 | 0.0030069 | 0.0088169 | 0.018828 | 0.03363 | 0.053608 | 0.079005 | 0.10996 | 0.14653 | 0.18874 | 0.22733 | 0.26363 | 0.29884 | 0.33354 | 0.36799 | 0.40508 | 0.44447 | 0.48685 | 0.53271 | 0.58139 | 0.62804 | 0.6685 | 0.70976 | 0.74961 | 0.78644 | 615.0627 | 615.0627 | 615.0627 | 615.0627 | 615.0627 | 615.0627 | 615.0627 | 615.0627 | 615.0627 | 615.0627 | 615.0627 | 615.0627 | 615.0627 | 615.0627 | 615.0627 | 615.0627 | 615.0627 | 615.0627 | 615.0627 | 615.0627 | 615.0627 | 615.0607 | 615.0607 | 615.0607 | 615.0607 | 461.297 | 461.297 | 461.297 | 461.297 | 461.297 | 461.297 | 461.297 | 461.297 | 461.297 | 461.297 | 461.297 | 461.297 | 461.297 | 461.297 | 461.297 | 461.297 | 461.297 | 461.297 | 461.297 | 461.297 | 461.297 | 461.2955 | 461.2955 | 461.2955 | 461.2955
OR_Commercial_OR - College_Existing_Food Preparation_Natural Gas_Conveyor Oven_A | OR | Commercial | OR - College | Existing | Food Preparation | Natural Gas | Conveyor Oven | A | WCNG90 | Standard | Efficient (>42% Baking Efficiency) | 17 | 692.0657 | 0 | 0 | 2424.76 | 0 | 0 | 0 | 0.7 | 0.2 | 1 units | 4.18% | 100% | Lost Opportunity | LOEven20_OR | 85% | TBD | 0% | 427.9545 |  | 320.9659 |  | 0 | IL TRM - 4.2.4 - CI-FSE-CVOV-V02-180101 | PGE Workpaper, PGECOFST117 R5, 2015 | MN TRM 3.1 - Gas Conveyor Oven v1.1 | Standard | Standard | Standard | Standard | Standard | Standard | Standard | Standard | Standard | Standard | Standard | Standard | Standard | Standard | Standard | Standard | Standard | Standard | Standard | Standard | Standard | Standard | Standard | Standard | Standard | Standard | Standard | Efficient (>42% Baking Efficiency) | Efficient (>42% Baking Efficiency) | Efficient (>42% Baking Efficiency) | Efficient (>42% Baking Efficiency) | Efficient (>42% Baking Efficiency) | Efficient (>42% Baking Efficiency) | Efficient (>42% Baking Efficiency) | Efficient (>42% Baking Efficiency) | Efficient (>42% Baking Efficiency) | Efficient (>42% Baking Efficiency) | Efficient (>42% Baking Efficiency) | Efficient (>42% Baking Efficiency) | Efficient (>42% Baking Efficiency) | Efficient (>42% Baking Efficiency) | Efficient (>42% Baking Efficiency) | Efficient (>42% Baking Efficiency) | Efficient (>42% Baking Efficiency) | Efficient (>42% Baking Efficiency) | Efficient (>42% Baking Efficiency) | Efficient (>42% Baking Efficiency) | Efficient (>42% Baking Efficiency) | Efficient (>42% Baking Efficiency) | Efficient (>42% Baking Efficiency) | Efficient (>42% Baking Efficiency) | Efficient (>42% Baking Efficiency) | Efficient (>42% Baking Efficiency) | Efficient (>42% Baking Efficiency) | 2424.76 | 2424.76 | 2424.76 | 2424.76 | 2424.76 | 2424.76 | 2424.76 | 2424.76 | 2424.76 | 2424.76 | 2424.76 | 2424.76 | 2424.76 | 2424.76 | 2424.76 | 2424.76 | 2424.76 | 2424.76 | 2424.76 | 2424.76 | 2424.76 | 2424.76 | 2424.76 | 2424.76 | 2424.76 | 2424.76 | 2424.76 | 0 | 0 | 0 | 0 | 0 | 692.0657 | 692.0657 | 692.0657 | 692.0657 | 692.0657 | 692.0657 | 692.0657 | 692.0657 | 692.0657 | 692.0657 | 692.0657 | 692.0657 | 692.0657 | 692.0657 | 692.0657 | 692.0657 | 692.0657 | 692.0657 | 692.0657 | 692.0657 | 692.0657 | 692.0657 | 0 | 0 | 0 | 0.00081859 | 0.002292 | 0.0042894 | 0.0067059 | 0.0094576 | 0.011659 | 0.01342 | 0.014829 | 0.015956 | 0.016858 | 0.017579 | 0.018156 | 0.014525 | 0.01162 | 0.009296 | 0.0074368 | 0.0061132 | 0.0045304 | 0.002845 | 0.0011614 | 0 | 0 | 0 | 0 | 0 | 0.00081859 | 0.0031106 | 0.0074 | 0.014106 | 0.023563 | 0.035222 | 0.048643 | 0.063472 | 0.079428 | 0.096286 | 0.11386 | 0.13202 | 0.14655 | 0.15817 | 0.16746 | 0.1749 | 0.18101 | 0.18554 | 0.18839 | 0.18955 | 0.18955 | 0.18955 | 0 | 0 | 0 | 0.0011828 | 0.0033119 | 0.0061979 | 0.0096896 | 0.013666 | 0.016847 | 0.019391 | 0.021427 | 0.023056 | 0.024359 | 0.025401 | 0.026235 | 0.020988 | 0.01679 | 0.013432 | 0.010746 | 0.0088332 | 0.0065461 | 0.0041109 | 0.0016782 | 0 | 0 | 0 | 0 | 0 | 0.0011828 | 0.0044947 | 0.010693 | 0.020382 | 0.034048 | 0.050895 | 0.070286 | 0.091713 | 0.11477 | 0.13913 | 0.16453 | 0.19076 | 0.21175 | 0.22854 | 0.24197 | 0.25272 | 0.26155 | 0.2681 | 0.27221 | 0.27389 | 0.27389 | 0.27389 | 0 | 0 | 0 | 0.00012451 | 0.00044861 | 0.0010266 | 0.0018975 | 0.0030887 | 0.0043161 | 0.0055535 | 0.0067833 | 0.0079949 | 0.009182 | 0.010342 | 0.011473 | 0.009812 | 0.0083565 | 0.0070907 | 0.0059969 | 0.0051962 | 0.0044221 | 0.0039179 | 0.0036065 | 0.0034168 | 0.0033272 | 0 | 0 | 0 | 0.00012451 | 0.00057312 | 0.0015997 | 0.0034972 | 0.0065859 | 0.010902 | 0.016455 | 0.023239 | 0.031234 | 0.040416 | 0.050757 | 0.06223 | 0.072042 | 0.080399 | 0.08749 | 0.093487 | 0.098683 | 0.1031 | 0.10702 | 0.11063 | 0.11405 | 0.11737 | 0 | 0 | 0 | 0.00017991 | 0.00064821 | 0.0014834 | 0.0027418 | 0.004463 | 0.0062366 | 0.0080245 | 0.0098015 | 0.011552 | 0.013268 | 0.014943 | 0.016578 | 0.014178 | 0.012075 | 0.010246 | 0.0086652 | 0.0075082 | 0.0063897 | 0.0056611 | 0.0052113 | 0.0049372 | 0.0048077 | 0 | 0 | 0 | 0.00017991 | 0.00082813 | 0.0023116 | 0.0050533 | 0.0095163 | 0.015753 | 0.023777 | 0.033579 | 0.045131 | 0.058399 | 0.073342 | 0.08992 | 0.1041 | 0.11617 | 0.12642 | 0.13508 | 0.14259 | 0.14898 | 0.15464 | 0.15985 | 0.16479 | 0.1696 | 0 | 0 | 0 | 0.00012451 | 0.00044861 | 0.0010266 | 0.0018975 | 0.0030887 | 0.0043161 | 0.0055535 | 0.0067833 | 0.0079949 | 0.009182 | 0.010342 | 0.011473 | 0.009812 | 0.0083565 | 0.0070907 | 0.0059969 | 0.0051962 | 0.0044221 | 0.0039179 | 0.0036065 | 0.0034168 | 0.0033272 | 0 | 0 | 0 | 0.00012451 | 0.00057312 | 0.0015997 | 0.0034972 | 0.0065859 | 0.010902 | 0.016455 | 0.023239 | 0.031234 | 0.040416 | 0.050757 | 0.06223 | 0.072042 | 0.080399 | 0.08749 | 0.093487 | 0.098683 | 0.1031 | 0.10702 | 0.11063 | 0.11405 | 0.11737 | 0 | 0 | 0 | 0.00017991 | 0.00064821 | 0.0014834 | 0.0027418 | 0.004463 | 0.0062366 | 0.0080245 | 0.0098015 | 0.011552 | 0.013268 | 0.014943 | 0.016578 | 0.014178 | 0.012075 | 0.010246 | 0.0086652 | 0.0075082 | 0.0063897 | 0.0056611 | 0.0052113 | 0.0049372 | 0.0048077 | 0 | 0 | 0 | 0.00017991 | 0.00082813 | 0.0023116 | 0.0050533 | 0.0095163 | 0.015753 | 0.023777 | 0.033579 | 0.045131 | 0.058399 | 0.073342 | 0.08992 | 0.1041 | 0.11617 | 0.12642 | 0.13508 | 0.14259 | 0.14898 | 0.15464 | 0.15985 | 0.16479 | 0.1696 | 0 | 0 | 0 | 0.00012451 | 0.00044861 | 0.0010266 | 0.0018975 | 0.0030887 | 0.0043161 | 0.0055535 | 0.0067833 | 0.0079949 | 0.009182 | 0.010342 | 0.011473 | 0.009812 | 0.0083565 | 0.0070907 | 0.0059969 | 0.0051962 | 0.0044221 | 0.0039179 | 0.0036065 | 0.0034168 | 0.0033272 | 0 | 0 | 0 | 0.00012451 | 0.00057312 | 0.0015997 | 0.0034972 | 0.0065859 | 0.010902 | 0.016455 | 0.023239 | 0.031234 | 0.040416 | 0.050757 | 0.06223 | 0.072042 | 0.080399 | 0.08749 | 0.093487 | 0.098683 | 0.1031 | 0.10702 | 0.11063 | 0.11405 | 0.11737 | 0 | 0 | 0 | 0.00017991 | 0.00064821 | 0.0014834 | 0.0027418 | 0.004463 | 0.0062366 | 0.0080245 | 0.0098015 | 0.011552 | 0.013268 | 0.014943 | 0.016578 | 0.014178 | 0.012075 | 0.010246 | 0.0086652 | 0.0075082 | 0.0063897 | 0.0056611 | 0.0052113 | 0.0049372 | 0.0048077 | 0 | 0 | 0 | 0.00017991 | 0.00082813 | 0.0023116 | 0.0050533 | 0.0095163 | 0.015753 | 0.023777 | 0.033579 | 0.045131 | 0.058399 | 0.073342 | 0.08992 | 0.1041 | 0.11617 | 0.12642 | 0.13508 | 0.14259 | 0.14898 | 0.15464 | 0.15985 | 0.16479 | 0.1696 | 0 | 0 | 0 | 427.9545 | 427.9545 | 427.9545 | 427.9545 | 427.9545 | 427.9545 | 427.9545 | 427.9545 | 427.9545 | 427.9545 | 427.9545 | 427.9545 | 427.9545 | 427.9545 | 427.9545 | 427.9545 | 427.9545 | 427.9545 | 427.9545 | 427.9545 | 427.9545 | 427.9545 | 0 | 0 | 0 | 320.9659 | 320.9659 | 320.9659 | 320.9659 | 320.9659 | 320.9659 | 320.9659 | 320.9659 | 320.9659 | 320.9659 | 320.9659 | 320.9659 | 320.9659 | 320.9659 | 320.9659 | 320.9659 | 320.9659 | 320.9659 | 320.9659 | 320.9659 | 320.9659 | 320.9659
OR_Commercial_OR - College_Existing_Food Preparation_Natural Gas_Double Rack Oven_A | OR | Commercial | OR - College | Existing | Food Preparation | Natural Gas | Double Rack Oven | A | WCNG91 | Standard | FTSC Qualified (>50% Cooking Efficiency) | 12 | 1621.62 | 0 | 0 | 5342.47 | 0 | 0 | 0 | 0.7 | 0.2 | 1 units | 4.18% | 100% | Lost Opportunity | LOEven20_OR | 85% | TBD | 0% | 495.3602 |  | 371.5201 |  | 0 | IL TRM - 4.2.18 - CI-FSE-RKOV-VO2-180101 | PGE Workpaper, PGECOFST109 R6, 2016 | IL TRM - 4.2.18 - CI-FSE-RKOV-VO2-180101 | Standard | Standard | Standard | Standard | Standard | Standard | Standard | Standard | Standard | Standard | Standard | Standard | Standard | Standard | Standard | Standard | Standard | Standard | Standard | Standard | Standard | Standard | Standard | Standard | Standard | Standard | Standard | FTSC Qualified (>50% Cooking Efficiency) | FTSC Qualified (>50% Cooking Efficiency) | FTSC Qualified (>50% Cooking Efficiency) | FTSC Qualified (>50% Cooking Efficiency) | FTSC Qualified (>50% Cooking Efficiency) | FTSC Qualified (>50% Cooking Efficiency) | FTSC Qualified (>50% Cooking Efficiency) | FTSC Qualified (>50% Cooking Efficiency) | FTSC Qualified (>50% Cooking Efficiency) | FTSC Qualified (>50% Cooking Efficiency) | FTSC Qualified (>50% Cooking Efficiency) | FTSC Qualified (>50% Cooking Efficiency) | FTSC Qualified (>50% Cooking Efficiency) | FTSC Qualified (>50% Cooking Efficiency) | FTSC Qualified (>50% Cooking Efficiency) | FTSC Qualified (>50% Cooking Efficiency) | FTSC Qualified (>50% Cooking Efficiency) | FTSC Qualified (>50% Cooking Efficiency) | FTSC Qualified (>50% Cooking Efficiency) | FTSC Qualified (>50% Cooking Efficiency) | FTSC Qualified (>50% Cooking Efficiency) | FTSC Qualified (>50% Cooking Efficiency) | FTSC Qualified (>50% Cooking Efficiency) | FTSC Qualified (>50% Cooking Efficiency) | FTSC Qualified (>50% Cooking Efficiency) | FTSC Qualified (>50% Cooking Efficiency) | FTSC Qualified (>50% Cooking Efficiency) | 5342.47 | 5342.47 | 5342.47 | 5342.47 | 5342.47 | 5342.47 | 5342.47 | 5342.47 | 5342.47 | 5342.47 | 5342.47 | 5342.47 | 5342.47 | 5342.47 | 5342.47 | 5342.47 | 5342.47 | 5342.47 | 5342.47 | 5342.47 | 5342.47 | 5342.47 | 5342.47 | 5342.4659 | 5342.4659 | 5342.4659 | 5342.4659 | 0 | 1621.62 | 1621.62 | 1621.62 | 1621.62 | 1621.62 | 1621.62 | 1621.62 | 1621.62 | 1621.62 | 1621.62 | 1621.62 | 1621.62 | 1621.62 | 1621.62 | 1621.62 | 1621.62 | 1621.62 | 1621.62 | 1621.62 | 1621.62 | 1621.62 | 1621.62 | 1621.62 | 1621.62 | 1621.62 | 1621.62 | 0.01844 | 0.02303 | 0.027109 | 0.030736 | 0.033959 | 0.036824 | 0.039371 | 0.041635 | 0.038484 | 0.036257 | 0.034787 | 0.033934 | 0.015139 | 0.010591 | 0.0068677 | 0.0038407 | 0.0014016 | 0.002972 | 0.0016219 | 8.1796e-05 | 0.0036243 | 0.0060204 | 0.0075209 | 0.0083306 | 0.0086161 | 0.01844 | 0.04147 | 0.068579 | 0.099315 | 0.13327 | 0.1701 | 0.20947 | 0.25111 | 0.28959 | 0.32585 | 0.36063 | 0.39457 | 0.40971 | 0.4203 | 0.42717 | 0.43101 | 0.43241 | 0.43538 | 0.437 | 0.43708 | 0.44071 | 0.44673 | 0.45425 | 0.46258 | 0.4712 | 0.011371 | 0.014202 | 0.016717 | 0.018954 | 0.020941 | 0.022708 | 0.024279 | 0.025675 | 0.023732 | 0.022359 | 0.021452 | 0.020926 | 0.0093355 | 0.0065314 | 0.0042351 | 0.0023684 | 0.00086432 | 0.0018327 | 0.0010002 | 5.0441e-05 | 0.002235 | 0.0037126 | 0.0046379 | 0.0051372 | 0.0053132 | 0.011371 | 0.025573 | 0.042291 | 0.061244 | 0.082186 | 0.10489 | 0.12917 | 0.15485 | 0.17858 | 0.20094 | 0.22239 | 0.24332 | 0.25265 | 0.25918 | 0.26342 | 0.26579 | 0.26665 | 0.26848 | 0.26948 | 0.26954 | 0.27177 | 0.27548 | 0.28012 | 0.28526 | 0.29057 | 0.00039185 | 0.0014939 | 0.002941 | 0.0046751 | 0.0066466 | 0.0088136 | 0.011141 | 0.013597 | 0.014247 | 0.015004 | 0.015913 | 0.017003 | 0.017898 | 0.018285 | 0.018529 | 0.018682 | 0.018783 | 0.021542 | 0.021916 | 0.021862 | 0.021545 | 0.020932 | 0.020049 | 0.018922 | 0.017576 | 0.00039185 | 0.0018858 | 0.0048268 | 0.0095018 | 0.016148 | 0.024962 | 0.036103 | 0.0497 | 0.063947 | 0.07895 | 0.094863 | 0.11187 | 0.12976 | 0.14805 | 0.16658 | 0.18526 | 0.20404 | 0.22558 | 0.2475 | 0.26936 | 0.29091 | 0.31184 | 0.33189 | 0.35081 | 0.36839 | 0.00024164 | 0.00092124 | 0.0018136 | 0.002883 | 0.0040987 | 0.0054351 | 0.00687 | 0.0083849 | 0.0087855 | 0.0092523 | 0.009813 | 0.010485 | 0.011037 | 0.011276 | 0.011426 | 0.011521 | 0.011583 | 0.013284 | 0.013515 | 0.013482 | 0.013286 | 0.012908 | 0.012364 | 0.011669 | 0.010839 | 0.00024164 | 0.0011629 | 0.0029765 | 0.0058595 | 0.0099582 | 0.015393 | 0.022263 | 0.030648 | 0.039434 | 0.048686 | 0.058499 | 0.068984 | 0.080021 | 0.091297 | 0.10272 | 0.11424 | 0.12583 | 0.13911 | 0.15263 | 0.16611 | 0.17939 | 0.1923 | 0.20467 | 0.21633 | 0.22717 | 0.00039185 | 0.0014939 | 0.002941 | 0.0046751 | 0.0066466 | 0.0088136 | 0.011141 | 0.013597 | 0.014247 | 0.015004 | 0.015913 | 0.017003 | 0.017898 | 0.018285 | 0.018529 | 0.018682 | 0.018783 | 0.021542 | 0.021916 | 0.021862 | 0.021545 | 0.020932 | 0.020049 | 0.018922 | 0.017576 | 0.00039185 | 0.0018858 | 0.0048268 | 0.0095018 | 0.016148 | 0.024962 | 0.036103 | 0.0497 | 0.063947 | 0.07895 | 0.094863 | 0.11187 | 0.12976 | 0.14805 | 0.16658 | 0.18526 | 0.20404 | 0.22558 | 0.2475 | 0.26936 | 0.29091 | 0.31184 | 0.33189 | 0.35081 | 0.36839 | 0.00024164 | 0.00092124 | 0.0018136 | 0.002883 | 0.0040987 | 0.0054351 | 0.00687 | 0.0083849 | 0.0087855 | 0.0092523 | 0.009813 | 0.010485 | 0.011037 | 0.011276 | 0.011426 | 0.011521 | 0.011583 | 0.013284 | 0.013515 | 0.013482 | 0.013286 | 0.012908 | 0.012364 | 0.011669 | 0.010839 | 0.00024164 | 0.0011629 | 0.0029765 | 0.0058595 | 0.0099582 | 0.015393 | 0.022263 | 0.030648 | 0.039434 | 0.048686 | 0.058499 | 0.068984 | 0.080021 | 0.091297 | 0.10272 | 0.11424 | 0.12583 | 0.13911 | 0.15263 | 0.16611 | 0.17939 | 0.1923 | 0.20467 | 0.21633 | 0.22717 | 0.00039185 | 0.0014939 | 0.002941 | 0.0046751 | 0.0066466 | 0.0088136 | 0.011141 | 0.013597 | 0.014247 | 0.015004 | 0.015913 | 0.017003 | 0.017898 | 0.018285 | 0.018529 | 0.018682 | 0.018783 | 0.021542 | 0.021916 | 0.021862 | 0.021545 | 0.020932 | 0.020049 | 0.018922 | 0.017576 | 0.00039185 | 0.0018858 | 0.0048268 | 0.0095018 | 0.016148 | 0.024962 | 0.036103 | 0.0497 | 0.063947 | 0.07895 | 0.094863 | 0.11187 | 0.12976 | 0.14805 | 0.16658 | 0.18526 | 0.20404 | 0.22558 | 0.2475 | 0.26936 | 0.29091 | 0.31184 | 0.33189 | 0.35081 | 0.36839 | 0.00024164 | 0.00092124 | 0.0018136 | 0.002883 | 0.0040987 | 0.0054351 | 0.00687 | 0.0083849 | 0.0087855 | 0.0092523 | 0.009813 | 0.010485 | 0.011037 | 0.011276 | 0.011426 | 0.011521 | 0.011583 | 0.013284 | 0.013515 | 0.013482 | 0.013286 | 0.012908 | 0.012364 | 0.011669 | 0.010839 | 0.00024164 | 0.0011629 | 0.0029765 | 0.0058595 | 0.0099582 | 0.015393 | 0.022263 | 0.030648 | 0.039434 | 0.048686 | 0.058499 | 0.068984 | 0.080021 | 0.091297 | 0.10272 | 0.11424 | 0.12583 | 0.13911 | 0.15263 | 0.16611 | 0.17939 | 0.1923 | 0.20467 | 0.21633 | 0.22717 | 495.3602 | 495.3602 | 495.3602 | 495.3602 | 495.3602 | 495.3602 | 495.3602 | 495.3602 | 495.3602 | 495.3602 | 495.3602 | 495.3602 | 495.3602 | 495.3602 | 495.3602 | 495.3602 | 495.3602 | 495.3602 | 495.3602 | 495.3602 | 495.3602 | 495.3598 | 495.3598 | 495.3598 | 495.3598 | 371.5201 | 371.5201 | 371.5201 | 371.5201 | 371.5201 | 371.5201 | 371.5201 | 371.5201 | 371.5201 | 371.5201 | 371.5201 | 371.5201 | 371.5201 | 371.5201 | 371.5201 | 371.5201 | 371.5201 | 371.5201 | 371.5201 | 371.5201 | 371.5201 | 371.5198 | 371.5198 | 371.5198 | 371.5198
OR_Commercial_OR - College_Existing_Food Preparation_Natural Gas_Fryer_A | OR | Commercial | OR - College | Existing | Food Preparation | Natural Gas | Fryer | A | WCNG92 | Standard | ENERGY STAR | 9 | 395.2691 | 0 | 0 | 933.12 | 0 | 0 | 0 | 0.7 | 0.2 | 1 units | 10.82% | 100% | Lost Opportunity | LO5Med_OR | 85% | TBD | 0% | 433.1432 |  | 324.8574 |  | 0 | RTF Wkbk - ComCookingFryer_v5_0 | RTF Wkbk - ComCookingFryer_v5_0 | RTF Wkbk - ComCookingFryer_v5_0 | Standard | Standard | Standard | Standard | Standard | Standard | Standard | Standard | Standard | Standard | Standard | Standard | Standard | Standard | Standard | Standard | Standard | Standard | Standard | Standard | Standard | Standard | Standard | Standard | Standard | Standard | Standard | ENERGY STAR | ENERGY STAR | ENERGY STAR | ENERGY STAR | ENERGY STAR | ENERGY STAR | ENERGY STAR | ENERGY STAR | ENERGY STAR | ENERGY STAR | ENERGY STAR | ENERGY STAR | ENERGY STAR | ENERGY STAR | ENERGY STAR | ENERGY STAR | ENERGY STAR | ENERGY STAR | ENERGY STAR | ENERGY STAR | ENERGY STAR | ENERGY STAR | ENERGY STAR | ENERGY STAR | ENERGY STAR | ENERGY STAR | ENERGY STAR | 933.12 | 933.12 | 933.12 | 933.12 | 933.12 | 933.12 | 933.12 | 933.12 | 933.12 | 933.12 | 933.12 | 933.12 | 933.12 | 933.12 | 933.12 | 933.12 | 933.12 | 933.12 | 933.12 | 933.12 | 933.12 | 933.12 | 933.12 | 933.1211 | 933.1211 | 933.1211 | 933.1211 | 0 | 395.2691 | 395.2691 | 395.2691 | 395.2691 | 395.2691 | 395.2691 | 395.2691 | 395.2691 | 395.2691 | 395.2691 | 395.2691 | 395.2691 | 395.2691 | 395.2691 | 395.2691 | 395.2691 | 395.2691 | 395.2691 | 395.2691 | 395.2691 | 395.2691 | 395.2691 | 395.2691 | 395.2691 | 395.2691 | 395.2691 | 0.11823 | 0.11056 | 0.10442 | 0.099515 | 0.095588 | 0.092447 | 0.089934 | 0.09751 | 0.10165 | 0 | 0 | 0 | 0.035355 | 0.028284 | 0.022627 | 0.020019 | 0.0094967 | 0.0036096 | 0 | 0 | 0.0070919 | 0 | 0 | 0 | 0.0028115 | 0.11823 | 0.22878 | 0.33321 | 0.43272 | 0.52831 | 0.62076 | 0.71069 | 0.8082 | 0.90985 | 0.90985 | 0.90985 | 0.90985 | 0.94521 | 0.97349 | 0.99612 | 1.0161 | 1.0256 | 1.0292 | 1.0292 | 1.0292 | 1.0363 | 1.0363 | 1.0363 | 1.0363 | 1.0391 | 0.2991 | 0.2797 | 0.26418 | 0.25176 | 0.24183 | 0.23388 | 0.22753 | 0.24669 | 0.25717 | 0 | 0 | 0 | 0.089445 | 0.071556 | 0.057245 | 0.050646 | 0.024026 | 0.009132 | 0 | 0 | 0.017942 | 0 | 0 | 0 | 0.007113 | 0.2991 | 0.5788 | 0.84299 | 1.0947 | 1.3366 | 1.5705 | 1.798 | 2.0447 | 2.3019 | 2.3019 | 2.3019 | 2.3019 | 2.3913 | 2.4629 | 2.5201 | 2.5707 | 2.5948 | 2.6039 | 2.6039 | 2.6039 | 2.6218 | 2.6218 | 2.6218 | 2.6218 | 2.629 | 0.0043212 | 0.0090024 | 0.014237 | 0.019912 | 0.026077 | 0.03308 | 0.040568 | 0.053275 | 0.064665 | 0.069459 | 0.071108 | 0.06945 | 0.093182 | 0.079214 | 0.064733 | 0.052892 | 0.037681 | 0.024808 | 0.014715 | 0.0076036 | 0.011099 | 0 | 0 | 0 | 0.0023898 | 0.0043212 | 0.013324 | 0.027561 | 0.047473 | 0.073551 | 0.10663 | 0.1472 | 0.20047 | 0.26514 | 0.3346 | 0.40571 | 0.47516 | 0.56834 | 0.64755 | 0.71228 | 0.76518 | 0.80286 | 0.82767 | 0.84238 | 0.84999 | 0.86108 | 0.86108 | 0.86108 | 0.86108 | 0.86347 | 0.010932 | 0.022775 | 0.03602 | 0.050377 | 0.065974 | 0.083689 | 0.10263 | 0.13478 | 0.1636 | 0.17573 | 0.1799 | 0.1757 | 0.23574 | 0.2004 | 0.16377 | 0.13381 | 0.095329 | 0.062763 | 0.037229 | 0.019237 | 0.028081 | 0 | 0 | 0 | 0.006046 | 0.010932 | 0.033708 | 0.069727 | 0.1201 | 0.18608 | 0.26977 | 0.3724 | 0.50718 | 0.67078 | 0.84651 | 1.0264 | 1.2021 | 1.4378 | 1.6383 | 1.802 | 1.9358 | 2.0312 | 2.0939 | 2.1312 | 2.1504 | 2.1785 | 2.1785 | 2.1785 | 2.1785 | 2.1845 | 0.0043212 | 0.0090024 | 0.014237 | 0.019912 | 0.026077 | 0.03308 | 0.040568 | 0.053275 | 0.064665 | 0.069459 | 0.071108 | 0.06945 | 0.093182 | 0.079214 | 0.064733 | 0.052892 | 0.037681 | 0.024808 | 0.014715 | 0.0076036 | 0.011099 | 0 | 0 | 0 | 0.0023898 | 0.0043212 | 0.013324 | 0.027561 | 0.047473 | 0.073551 | 0.10663 | 0.1472 | 0.20047 | 0.26514 | 0.3346 | 0.40571 | 0.47516 | 0.56834 | 0.64755 | 0.71228 | 0.76518 | 0.80286 | 0.82767 | 0.84238 | 0.84999 | 0.86108 | 0.86108 | 0.86108 | 0.86108 | 0.86347 | 0.010932 | 0.022775 | 0.03602 | 0.050377 | 0.065974 | 0.083689 | 0.10263 | 0.13478 | 0.1636 | 0.17573 | 0.1799 | 0.1757 | 0.23574 | 0.2004 | 0.16377 | 0.13381 | 0.095329 | 0.062763 | 0.037229 | 0.019237 | 0.028081 | 0 | 0 | 0 | 0.006046 | 0.010932 | 0.033708 | 0.069727 | 0.1201 | 0.18608 | 0.26977 | 0.3724 | 0.50718 | 0.67078 | 0.84651 | 1.0264 | 1.2021 | 1.4378 | 1.6383 | 1.802 | 1.9358 | 2.0312 | 2.0939 | 2.1312 | 2.1504 | 2.1785 | 2.1785 | 2.1785 | 2.1785 | 2.1845 | 0.0043212 | 0.0090024 | 0.014237 | 0.019912 | 0.026077 | 0.03308 | 0.040568 | 0.053275 | 0.064665 | 0.069459 | 0.071108 | 0.06945 | 0.093182 | 0.079214 | 0.064733 | 0.052892 | 0.037681 | 0.024808 | 0.014715 | 0.0076036 | 0.011099 | 0 | 0 | 0 | 0.0023898 | 0.0043212 | 0.013324 | 0.027561 | 0.047473 | 0.073551 | 0.10663 | 0.1472 | 0.20047 | 0.26514 | 0.3346 | 0.40571 | 0.47516 | 0.56834 | 0.64755 | 0.71228 | 0.76518 | 0.80286 | 0.82767 | 0.84238 | 0.84999 | 0.86108 | 0.86108 | 0.86108 | 0.86108 | 0.86347 | 0.010932 | 0.022775 | 0.03602 | 0.050377 | 0.065974 | 0.083689 | 0.10263 | 0.13478 | 0.1636 | 0.17573 | 0.1799 | 0.1757 | 0.23574 | 0.2004 | 0.16377 | 0.13381 | 0.095329 | 0.062763 | 0.037229 | 0.019237 | 0.028081 | 0 | 0 | 0 | 0.006046 | 0.010932 | 0.033708 | 0.069727 | 0.1201 | 0.18608 | 0.26977 | 0.3724 | 0.50718 | 0.67078 | 0.84651 | 1.0264 | 1.2021 | 1.4378 | 1.6383 | 1.802 | 1.9358 | 2.0312 | 2.0939 | 2.1312 | 2.1504 | 2.1785 | 2.1785 | 2.1785 | 2.1785 | 2.1845 | 433.1432 | 433.1432 | 433.1432 | 433.1432 | 433.1432 | 433.1432 | 433.1432 | 433.1432 | 433.1432 | 433.1432 | 433.1432 | 433.1432 | 433.1432 | 433.1432 | 433.1432 | 433.1432 | 433.1432 | 433.1432 | 433.1432 | 433.1432 | 433.1432 | 433.1437 | 433.1437 | 433.1437 | 433.1437 | 324.8574 | 324.8574 | 324.8574 | 324.8574 | 324.8574 | 324.8574 | 324.8574 | 324.8574 | 324.8574 | 324.8574 | 324.8574 | 324.8574 | 324.8574 | 324.8574 | 324.8574 | 324.8574 | 324.8574 | 324.8574 | 324.8574 | 324.8574 | 324.8574 | 324.8578 | 324.8578 | 324.8578 | 324.8578
OR_Commercial_OR - College_Existing_Food Preparation_Natural Gas_Broiler_A | OR | Commercial | OR - College | Existing | Food Preparation | Natural Gas | Broiler | A | WCNG93 | Standard | Infrared Burners | 12 | 240.24 | 0 | 0 | 1166.72 | 0 | 0 | 0 | 0.7 | 0.2 | 1 units | 16.72% | 100% | Lost Opportunity | LOEven20_OR | 85% | TBD | 0% | 730.2128 |  | 547.6596 |  | 0 | IL TRM - 4.2.14 - CI-FSE-IRBL-V02-180101 | IL TRM - 4.2.14 - CI-FSE-IRBL-V02-180101 | IL TRM - 4.2.14 - CI-FSE-IRBL-V02-180101 | Standard | Standard | Standard | Standard | Standard | Standard | Standard | Standard | Standard | Standard | Standard | Standard | Standard | Standard | Standard | Standard | Standard | Standard | Standard | Standard | Standard | Standard | Standard | Standard | Standard | Standard | Standard | Infrared Burners | Infrared Burners | Infrared Burners | Infrared Burners | Infrared Burners | Infrared Burners | Infrared Burners | Infrared Burners | Infrared Burners | Infrared Burners | Infrared Burners | Infrared Burners | Infrared Burners | Infrared Burners | Infrared Burners | Infrared Burners | Infrared Burners | Infrared Burners | Infrared Burners | Infrared Burners | Infrared Burners | Infrared Burners | Infrared Burners | Infrared Burners | Infrared Burners | Infrared Burners | Infrared Burners | 1166.72 | 1166.72 | 1166.72 | 1166.72 | 1166.72 | 1166.72 | 1166.72 | 1166.72 | 1166.72 | 1166.72 | 1166.72 | 1166.72 | 1166.72 | 1166.72 | 1166.72 | 1166.72 | 1166.72 | 1166.72 | 1166.72 | 1166.72 | 1166.72 | 1166.72 | 1166.72 | 1166.7179 | 1166.7179 | 1166.7179 | 1166.7179 | 0 | 240.24 | 240.24 | 240.24 | 240.24 | 240.24 | 240.24 | 240.24 | 240.24 | 240.24 | 240.24 | 240.24 | 240.24 | 240.24 | 240.24 | 240.24 | 240.24 | 240.24 | 240.24 | 240.24 | 240.24 | 240.24 | 240.24 | 240.24 | 240.24 | 240.24 | 240.24 | 0.094145 | 0.10435 | 0.11342 | 0.12149 | 0.12865 | 0.13502 | 0.14069 | 0.14572 | 0.13872 | 0.13376 | 0.1305 | 0.1286 | 0.033663 | 0.023551 | 0.015271 | 0.0085402 | 0.0031166 | 0.022973 | 0.018153 | 0.013112 | 0.019552 | 0.023603 | 0.025805 | 0.026596 | 0.026334 | 0.094145 | 0.1985 | 0.31192 | 0.4334 | 0.56206 | 0.69708 | 0.83777 | 0.98349 | 1.1222 | 1.256 | 1.3865 | 1.5151 | 1.5487 | 1.5723 | 1.5875 | 1.5961 | 1.5992 | 1.6222 | 1.6403 | 1.6534 | 1.673 | 1.6966 | 1.7224 | 1.749 | 1.7753 | 0.39188 | 0.43436 | 0.47212 | 0.50568 | 0.53552 | 0.56204 | 0.58561 | 0.60657 | 0.5774 | 0.55679 | 0.54319 | 0.53529 | 0.14012 | 0.098032 | 0.063566 | 0.035549 | 0.012973 | 0.095626 | 0.075561 | 0.054579 | 0.081387 | 0.098249 | 0.10741 | 0.11071 | 0.10962 | 0.39188 | 0.82624 | 1.2984 | 1.804 | 2.3396 | 2.9016 | 3.4872 | 4.0938 | 4.6712 | 5.228 | 5.7712 | 6.3065 | 6.4466 | 6.5446 | 6.6082 | 6.6437 | 6.6567 | 6.7523 | 6.8279 | 6.8825 | 6.9638 | 7.0621 | 7.1695 | 7.2802 | 7.3898 | 0.0020006 | 0.0067691 | 0.012305 | 0.018479 | 0.02518 | 0.032317 | 0.039809 | 0.04759 | 0.051352 | 0.055353 | 0.059693 | 0.064434 | 0.067613 | 0.068474 | 0.069017 | 0.069357 | 0.069581 | 0.088198 | 0.088277 | 0.087419 | 0.083176 | 0.078408 | 0.073162 | 0.067481 | 0.061407 | 0.0020006 | 0.0087696 | 0.021074 | 0.039553 | 0.064734 | 0.097051 | 0.13686 | 0.18445 | 0.2358 | 0.29115 | 0.35085 | 0.41528 | 0.48289 | 0.55137 | 0.62039 | 0.68974 | 0.75932 | 0.84752 | 0.9358 | 1.0232 | 1.1064 | 1.1848 | 1.258 | 1.3254 | 1.3869 | 0.0083274 | 0.028176 | 0.051219 | 0.076917 | 0.10481 | 0.13452 | 0.16571 | 0.19809 | 0.21375 | 0.23041 | 0.24847 | 0.26821 | 0.28144 | 0.28502 | 0.28729 | 0.2887 | 0.28963 | 0.36712 | 0.36745 | 0.36388 | 0.34622 | 0.32637 | 0.30454 | 0.28089 | 0.25561 | 0.0083274 | 0.036504 | 0.087722 | 0.16464 | 0.26945 | 0.40397 | 0.56968 | 0.76777 | 0.98152 | 1.2119 | 1.4604 | 1.7286 | 2.0101 | 2.2951 | 2.5824 | 2.8711 | 3.1607 | 3.5278 | 3.8953 | 4.2592 | 4.6054 | 4.9317 | 5.2363 | 5.5172 | 5.7728 | 0.0020006 | 0.0067691 | 0.012305 | 0.018479 | 0.02518 | 0.032317 | 0.039809 | 0.04759 | 0.051352 | 0.055353 | 0.059693 | 0.064434 | 0.067613 | 0.068474 | 0.069017 | 0.069357 | 0.069581 | 0.088198 | 0.088277 | 0.087419 | 0.083176 | 0.078408 | 0.073162 | 0.067481 | 0.061407 | 0.0020006 | 0.0087696 | 0.021074 | 0.039553 | 0.064734 | 0.097051 | 0.13686 | 0.18445 | 0.2358 | 0.29115 | 0.35085 | 0.41528 | 0.48289 | 0.55137 | 0.62039 | 0.68974 | 0.75932 | 0.84752 | 0.9358 | 1.0232 | 1.1064 | 1.1848 | 1.258 | 1.3254 | 1.3869 | 0.0083274 | 0.028176 | 0.051219 | 0.076917 | 0.10481 | 0.13452 | 0.16571 | 0.19809 | 0.21375 | 0.23041 | 0.24847 | 0.26821 | 0.28144 | 0.28502 | 0.28729 | 0.2887 | 0.28963 | 0.36712 | 0.36745 | 0.36388 | 0.34622 | 0.32637 | 0.30454 | 0.28089 | 0.25561 | 0.0083274 | 0.036504 | 0.087722 | 0.16464 | 0.26945 | 0.40397 | 0.56968 | 0.76777 | 0.98152 | 1.2119 | 1.4604 | 1.7286 | 2.0101 | 2.2951 | 2.5824 | 2.8711 | 3.1607 | 3.5278 | 3.8953 | 4.2592 | 4.6054 | 4.9317 | 5.2363 | 5.5172 | 5.7728 | 0.0020006 | 0.0067691 | 0.012305 | 0.018479 | 0.02518 | 0.032317 | 0.039809 | 0.04759 | 0.051352 | 0.055353 | 0.059693 | 0.064434 | 0.067613 | 0.068474 | 0.069017 | 0.069357 | 0.069581 | 0.088198 | 0.088277 | 0.087419 | 0.083176 | 0.078408 | 0.073162 | 0.067481 | 0.061407 | 0.0020006 | 0.0087696 | 0.021074 | 0.039553 | 0.064734 | 0.097051 | 0.13686 | 0.18445 | 0.2358 | 0.29115 | 0.35085 | 0.41528 | 0.48289 | 0.55137 | 0.62039 | 0.68974 | 0.75932 | 0.84752 | 0.9358 | 1.0232 | 1.1064 | 1.1848 | 1.258 | 1.3254 | 1.3869 | 0.0083274 | 0.028176 | 0.051219 | 0.076917 | 0.10481 | 0.13452 | 0.16571 | 0.19809 | 0.21375 | 0.23041 | 0.24847 | 0.26821 | 0.28144 | 0.28502 | 0.28729 | 0.2887 | 0.28963 | 0.36712 | 0.36745 | 0.36388 | 0.34622 | 0.32637 | 0.30454 | 0.28089 | 0.25561 | 0.0083274 | 0.036504 | 0.087722 | 0.16464 | 0.26945 | 0.40397 | 0.56968 | 0.76777 | 0.98152 | 1.2119 | 1.4604 | 1.7286 | 2.0101 | 2.2951 | 2.5824 | 2.8711 | 3.1607 | 3.5278 | 3.8953 | 4.2592 | 4.6054 | 4.9317 | 5.2363 | 5.5172 | 5.7728 | 730.2128 | 730.2128 | 730.2128 | 730.2128 | 730.2128 | 730.2128 | 730.2128 | 730.2128 | 730.2128 | 730.2128 | 730.2128 | 730.2128 | 730.2128 | 730.2128 | 730.2128 | 730.2128 | 730.2128 | 730.2128 | 730.2128 | 730.2128 | 730.2128 | 730.2114 | 730.2114 | 730.2114 | 730.2114 | 547.6596 | 547.6596 | 547.6596 | 547.6596 | 547.6596 | 547.6596 | 547.6596 | 547.6596 | 547.6596 | 547.6596 | 547.6596 | 547.6596 | 547.6596 | 547.6596 | 547.6596 | 547.6596 | 547.6596 | 547.6596 | 547.6596 | 547.6596 | 547.6596 | 547.6586 | 547.6586 | 547.6586 | 547.6586
OR_Commercial_OR - College_Existing_Food Preparation_Natural Gas_Griddle_A | OR | Commercial | OR - College | Existing | Food Preparation | Natural Gas | Griddle | A | WCNG94 | Standard | ENERGY STAR | 12 | 167.9465 | 0 | 0 | 1405.83 | 0 | 0 | 0 | 0.7 | 0.2 | 1 units | 23.61% | 100% | Lost Opportunity | LOEven20_OR | 85% | TBD | 0% | 1258.6067 |  | 943.955 |  | 0 | IL TRM - 4.2.8 - CI-FSE-ESGR-V04-200101 | IL TRM - 4.2.8 - CI-FSE-ESGR-V04-200101 | IL TRM - 4.2.8 - CI-FSE-ESGR-V04-200101 | Standard | Standard | Standard | Standard | Standard | Standard | Standard | Standard | Standard | Standard | Standard | Standard | Standard | Standard | Standard | Standard | Standard | Standard | Standard | Standard | Standard | Standard | Standard | Standard | Standard | Standard | Standard | ENERGY STAR | ENERGY STAR | ENERGY STAR | ENERGY STAR | ENERGY STAR | ENERGY STAR | ENERGY STAR | ENERGY STAR | ENERGY STAR | ENERGY STAR | ENERGY STAR | ENERGY STAR | ENERGY STAR | ENERGY STAR | ENERGY STAR | ENERGY STAR | ENERGY STAR | ENERGY STAR | ENERGY STAR | ENERGY STAR | ENERGY STAR | ENERGY STAR | ENERGY STAR | ENERGY STAR | ENERGY STAR | ENERGY STAR | ENERGY STAR | 1405.83 | 1405.83 | 1405.83 | 1405.83 | 1405.83 | 1405.83 | 1405.83 | 1405.83 | 1405.83 | 1405.83 | 1405.83 | 1405.83 | 1405.83 | 1405.83 | 1405.83 | 1405.83 | 1405.83 | 1405.83 | 1405.83 | 1405.83 | 1405.83 | 1405.83 | 1405.83 | 1405.8266 | 1405.8266 | 1405.8266 | 1405.8266 | 0 | 167.9465 | 167.9465 | 167.9465 | 167.9465 | 167.9465 | 167.9465 | 167.9465 | 167.9465 | 167.9465 | 167.9465 | 167.9465 | 167.9465 | 167.9465 | 167.9465 | 167.9465 | 167.9465 | 167.9465 | 167.9465 | 167.9465 | 167.9465 | 167.9465 | 167.9465 | 167.9465 | 167.9465 | 167.9465 | 167.9465 | 0.029726 | 0.032948 | 0.035813 | 0.038359 | 0.040622 | 0.042633 | 0.044422 | 0.046011 | 0.043799 | 0.042235 | 0.041203 | 0.040604 | 0.010629 | 0.0074362 | 0.0048218 | 0.0026965 | 0.00098406 | 0.0072537 | 0.0057317 | 0.00414 | 0.0061736 | 0.0074527 | 0.0081478 | 0.0083977 | 0.0083149 | 0.029726 | 0.062674 | 0.098487 | 0.13685 | 0.17747 | 0.2201 | 0.26452 | 0.31053 | 0.35433 | 0.39657 | 0.43777 | 0.47837 | 0.489 | 0.49644 | 0.50126 | 0.50396 | 0.50494 | 0.5122 | 0.51793 | 0.52207 | 0.52824 | 0.53569 | 0.54384 | 0.55224 | 0.56055 | 0.177 | 0.19618 | 0.21324 | 0.2284 | 0.24187 | 0.25385 | 0.2645 | 0.27396 | 0.26079 | 0.25148 | 0.24534 | 0.24177 | 0.063287 | 0.044277 | 0.02871 | 0.016056 | 0.0058594 | 0.043191 | 0.034128 | 0.024651 | 0.036759 | 0.044375 | 0.048514 | 0.050002 | 0.049509 | 0.177 | 0.37318 | 0.58642 | 0.81482 | 1.0567 | 1.3105 | 1.575 | 1.849 | 2.1098 | 2.3613 | 2.6066 | 2.8484 | 2.9117 | 2.9559 | 2.9847 | 3.0007 | 3.0066 | 3.0498 | 3.0839 | 3.1085 | 3.1453 | 3.1897 | 3.2382 | 3.2882 | 3.3377 | 0.00063168 | 0.0021373 | 0.0038852 | 0.0058345 | 0.0079506 | 0.010204 | 0.01257 | 0.015026 | 0.016214 | 0.017478 | 0.018848 | 0.020345 | 0.021348 | 0.02162 | 0.021792 | 0.021899 | 0.02197 | 0.027848 | 0.027873 | 0.027602 | 0.026262 | 0.024757 | 0.023101 | 0.021307 | 0.019389 | 0.00063168 | 0.002769 | 0.0066542 | 0.012489 | 0.020439 | 0.030643 | 0.043213 | 0.058239 | 0.074453 | 0.091931 | 0.11078 | 0.13112 | 0.15247 | 0.17409 | 0.19588 | 0.21778 | 0.23975 | 0.2676 | 0.29547 | 0.32308 | 0.34934 | 0.3741 | 0.3972 | 0.4185 | 0.43789 | 0.0037612 | 0.012726 | 0.023134 | 0.034741 | 0.04734 | 0.060757 | 0.074843 | 0.08947 | 0.096544 | 0.10407 | 0.11223 | 0.12114 | 0.12711 | 0.12873 | 0.12976 | 0.13039 | 0.13082 | 0.16582 | 0.16596 | 0.16435 | 0.15637 | 0.14741 | 0.13755 | 0.12687 | 0.11545 | 0.0037612 | 0.016487 | 0.039621 | 0.074361 | 0.1217 | 0.18246 | 0.2573 | 0.34677 | 0.44332 | 0.54738 | 0.65961 | 0.78075 | 0.90786 | 1.0366 | 1.1664 | 1.2967 | 1.4276 | 1.5934 | 1.7593 | 1.9237 | 2.0801 | 2.2275 | 2.365 | 2.4919 | 2.6073 | 0 | 0 | 0 | 0 | 0 | 0 | 0 | 0 | 0 | 0 | 0 | 0 | 0 | 0 | 0 | 0 | 0 | 0 | 0 | 0 | 0 | 0 | 0 | 0 | 0 | 0 | 0 | 0 | 0 | 0 | 0 | 0 | 0 | 0 | 0 | 0 | 0 | 0 | 0 | 0 | 0 | 0 | 0 | 0 | 0 | 0 | 0 | 0 | 0 | 0 | 0 | 0 | 0 | 0 | 0 | 0 | 0 | 0 | 0 | 0 | 0 | 0 | 0 | 0 | 0 | 0 | 0 | 0 | 0 | 0 | 0 | 0 | 0 | 0 | 0 | 0 | 0 | 0 | 0 | 0 | 0 | 0 | 0 | 0 | 0 | 0 | 0 | 0 | 0 | 0 | 0 | 0 | 0 | 0 | 0 | 0 | 0 | 0 | 0 | 0 | 0.00063168 | 0.0021373 | 0.0038852 | 0.0058345 | 0.0079506 | 0.010204 | 0.01257 | 0.015026 | 0.016214 | 0.017478 | 0.018848 | 0.020345 | 0.021348 | 0.02162 | 0.021792 | 0.021899 | 0.02197 | 0.027848 | 0.027873 | 0.027602 | 0.026262 | 0.024757 | 0.023101 | 0.021307 | 0.019389 | 0.00063168 | 0.002769 | 0.0066542 | 0.012489 | 0.020439 | 0.030643 | 0.043213 | 0.058239 | 0.074453 | 0.091931 | 0.11078 | 0.13112 | 0.15247 | 0.17409 | 0.19588 | 0.21778 | 0.23975 | 0.2676 | 0.29547 | 0.32308 | 0.34934 | 0.3741 | 0.3972 | 0.4185 | 0.43789 | 0.0037612 | 0.012726 | 0.023134 | 0.034741 | 0.04734 | 0.060757 | 0.074843 | 0.08947 | 0.096544 | 0.10407 | 0.11223 | 0.12114 | 0.12711 | 0.12873 | 0.12976 | 0.13039 | 0.13082 | 0.16582 | 0.16596 | 0.16435 | 0.15637 | 0.14741 | 0.13755 | 0.12687 | 0.11545 | 0.0037612 | 0.016487 | 0.039621 | 0.074361 | 0.1217 | 0.18246 | 0.2573 | 0.34677 | 0.44332 | 0.54738 | 0.65961 | 0.78075 | 0.90786 | 1.0366 | 1.1664 | 1.2967 | 1.4276 | 1.5934 | 1.7593 | 1.9237 | 2.0801 | 2.2275 | 2.365 | 2.4919 | 2.6073 | 1258.6067 | 1258.6067 | 1258.6067 | 1258.6067 | 1258.6067 | 1258.6067 | 1258.6067 | 1258.6067 | 1258.6067 | 1258.6067 | 1258.6067 | 1258.6067 | 1258.6067 | 1258.6067 | 1258.6067 | 1258.6067 | 1258.6067 | 1258.6067 | 1258.6067 | 1258.6067 | 1258.6067 | 1258.6037 | 1258.6037 | 1258.6037 | 1258.6037 | 943.955 | 943.955 | 943.955 | 943.955 | 943.955 | 943.955 | 943.955 | 943.955 | 943.955 | 943.955 | 943.955 | 943.955 | 943.955 | 943.955 | 943.955 | 943.955 | 943.955 | 943.955 | 943.955 | 943.955 | 943.955 | 943.9527 | 943.9527 | 943.9527 | 943.9527
OR_Commercial_OR - College_Existing_Food Preparation_Natural Gas_Range_A | OR | Commercial | OR - College | Existing | Food Preparation | Natural Gas | Range | A | WCNG95 | Standard | High Efficiency | 10 | 171.4286 | 0 | 0 | 0.01 | 0 | 0 | 0 | 0.7 | 0.2 | 1 units | 29.18% | 100% | Lost Opportunity | LOEven20_OR | 85% | TBD | 0% | 0.009925 |  | 0.0074438 |  | 0 | COOK_OVN-Food Preparation-AEO17-1 | EIA 2018 Tech Forecast | EIA 2018 Tech Forecast | Standard | Standard | Standard | Standard | Standard | Standard | Standard | Standard | Standard | Standard | Standard | Standard | Standard | Standard | Standard | Standard | Standard | Standard | Standard | Standard | Standard | Standard | Standard | Standard | Standard | Standard | Standard | High Efficiency | High Efficiency | High Efficiency | High Efficiency | High Efficiency | High Efficiency | High Efficiency | High Efficiency | High Efficiency | High Efficiency | High Efficiency | High Efficiency | High Efficiency | High Efficiency | High Efficiency | High Efficiency | High Efficiency | High Efficiency | High Efficiency | High Efficiency | High Efficiency | High Efficiency | High Efficiency | High Efficiency | High Efficiency | High Efficiency | High Efficiency | 0.01 | 0.01 | 0.01 | 0.01 | 0.01 | 0.01 | 0.01 | 0.01 | 0.01 | 0.01 | 0.01 | 0.01 | 0.01 | 0.01 | 0.01 | 0.01 | 0.01 | 0.01 | 0.01 | 0.01 | 0.01 | 0.01 | 0.01 | 0.010631 | 0.010631 | 0.010631 | 0.010631 | 0 | 171.4286 | 171.4286 | 171.4286 | 171.4286 | 171.4286 | 171.4286 | 171.4286 | 171.4286 | 171.4286 | 171.4286 | 171.4286 | 171.4286 | 171.4286 | 171.4286 | 171.4286 | 171.4286 | 171.4286 | 171.4286 | 171.4286 | 171.4286 | 171.4286 | 171.4286 | 171.4286 | 171.4286 | 171.4286 | 171.4286 | 0.055783 | 0.066081 | 0.07432 | 0.080911 | 0.086184 | 0.090402 | 0.093776 | 0.096476 | 0.085763 | 0.079767 | 0.021247 | 0.010407 | 0.0030525 | 0.0094723 | 0.0075779 | 0.0060623 | 0.0048498 | 0.0013053 | 0.0097978 | 0.013193 | 0.013521 | 0.012135 | 0.0087938 | 0 | 0 | 0.055783 | 0.12186 | 0.19618 | 0.27709 | 0.36328 | 0.45368 | 0.54746 | 0.64393 | 0.72969 | 0.80946 | 0.83071 | 0.84111 | 0.84417 | 0.85364 | 0.86122 | 0.86728 | 0.87213 | 0.87343 | 0.88323 | 0.89643 | 0.90995 | 0.92208 | 0.93088 | 0.93088 | 0.93088 | 0.3254 | 0.38547 | 0.43353 | 0.47198 | 0.50274 | 0.52734 | 0.54703 | 0.56278 | 0.50028 | 0.46531 | 0.12394 | 0.060705 | 0.017806 | 0.055255 | 0.044204 | 0.035363 | 0.028291 | 0.0076141 | 0.057154 | 0.076962 | 0.07887 | 0.070786 | 0.051297 | 0 | 0 | 0.3254 | 0.71087 | 1.1444 | 1.6164 | 2.1191 | 2.6465 | 3.1935 | 3.7563 | 4.2566 | 4.7219 | 4.8458 | 4.9065 | 4.9243 | 4.9796 | 5.0238 | 5.0591 | 5.0874 | 5.095 | 5.1522 | 5.2292 | 5.308 | 5.3788 | 5.4301 | 5.4301 | 5.4301 | 0.0011854 | 0.0042866 | 0.0080627 | 0.012307 | 0.016868 | 0.021637 | 0.026535 | 0.031507 | 0.031749 | 0.033009 | 0.034051 | 0.034038 | 0.03408 | 0.040864 | 0.04238 | 0.043527 | 0.044391 | 0.043077 | 0.045309 | 0.046007 | 0.041732 | 0.037005 | 0.031099 | 0.020025 | 0.015098 | 0.0011854 | 0.005472 | 0.013535 | 0.025842 | 0.04271 | 0.064347 | 0.090882 | 0.12239 | 0.15414 | 0.18715 | 0.2212 | 0.25523 | 0.28931 | 0.33018 | 0.37256 | 0.41609 | 0.46048 | 0.50355 | 0.54886 | 0.59487 | 0.6366 | 0.67361 | 0.70471 | 0.72473 | 0.73983 | 0.0069147 | 0.025005 | 0.047033 | 0.071791 | 0.098398 | 0.12622 | 0.15479 | 0.18379 | 0.1852 | 0.19255 | 0.19863 | 0.19855 | 0.1988 | 0.23838 | 0.24722 | 0.25391 | 0.25895 | 0.25128 | 0.2643 | 0.26838 | 0.24344 | 0.21586 | 0.18141 | 0.11681 | 0.088069 | 0.0069147 | 0.03192 | 0.078952 | 0.15074 | 0.24914 | 0.37536 | 0.53014 | 0.71393 | 0.89914 | 1.0917 | 1.2903 | 1.4889 | 1.6877 | 1.926 | 2.1733 | 2.4272 | 2.6861 | 2.9374 | 3.2017 | 3.4701 | 3.7135 | 3.9294 | 4.1108 | 4.2276 | 4.3157 | 0.0011854 | 0.0042866 | 0.0080627 | 0.012307 | 0.016868 | 0.021637 | 0.026535 | 0.031507 | 0.031749 | 0.033009 | 0.034051 | 0.034038 | 0.03408 | 0.040864 | 0.04238 | 0.043527 | 0.044391 | 0.043077 | 0.045309 | 0.046007 | 0.041732 | 0.037005 | 0.031099 | 0.020025 | 0.015098 | 0.0011854 | 0.005472 | 0.013535 | 0.025842 | 0.04271 | 0.064347 | 0.090882 | 0.12239 | 0.15414 | 0.18715 | 0.2212 | 0.25523 | 0.28931 | 0.33018 | 0.37256 | 0.41609 | 0.46048 | 0.50355 | 0.54886 | 0.59487 | 0.6366 | 0.67361 | 0.70471 | 0.72473 | 0.73983 | 0.0069147 | 0.025005 | 0.047033 | 0.071791 | 0.098398 | 0.12622 | 0.15479 | 0.18379 | 0.1852 | 0.19255 | 0.19863 | 0.19855 | 0.1988 | 0.23838 | 0.24722 | 0.25391 | 0.25895 | 0.25128 | 0.2643 | 0.26838 | 0.24344 | 0.21586 | 0.18141 | 0.11681 | 0.088069 | 0.0069147 | 0.03192 | 0.078952 | 0.15074 | 0.24914 | 0.37536 | 0.53014 | 0.71393 | 0.89914 | 1.0917 | 1.2903 | 1.4889 | 1.6877 | 1.926 | 2.1733 | 2.4272 | 2.6861 | 2.9374 | 3.2017 | 3.4701 | 3.7135 | 3.9294 | 4.1108 | 4.2276 | 4.3157 | 0.0011854 | 0.0042866 | 0.0080627 | 0.012307 | 0.016868 | 0.021637 | 0.026535 | 0.031507 | 0.031749 | 0.033009 | 0.034051 | 0.034038 | 0.03408 | 0.040864 | 0.04238 | 0.043527 | 0.044391 | 0.043077 | 0.045309 | 0.046007 | 0.041732 | 0.037005 | 0.031099 | 0.020025 | 0.015098 | 0.0011854 | 0.005472 | 0.013535 | 0.025842 | 0.04271 | 0.064347 | 0.090882 | 0.12239 | 0.15414 | 0.18715 | 0.2212 | 0.25523 | 0.28931 | 0.33018 | 0.37256 | 0.41609 | 0.46048 | 0.50355 | 0.54886 | 0.59487 | 0.6366 | 0.67361 | 0.70471 | 0.72473 | 0.73983 | 0.0069147 | 0.025005 | 0.047033 | 0.071791 | 0.098398 | 0.12622 | 0.15479 | 0.18379 | 0.1852 | 0.19255 | 0.19863 | 0.19855 | 0.1988 | 0.23838 | 0.24722 | 0.25391 | 0.25895 | 0.25128 | 0.2643 | 0.26838 | 0.24344 | 0.21586 | 0.18141 | 0.11681 | 0.088069 | 0.0069147 | 0.03192 | 0.078952 | 0.15074 | 0.24914 | 0.37536 | 0.53014 | 0.71393 | 0.89914 | 1.0917 | 1.2903 | 1.4889 | 1.6877 | 1.926 | 2.1733 | 2.4272 | 2.6861 | 2.9374 | 3.2017 | 3.4701 | 3.7135 | 3.9294 | 4.1108 | 4.2276 | 4.3157 | 0.009925 | 0.009925 | 0.009925 | 0.009925 | 0.009925 | 0.009925 | 0.009925 | 0.009925 | 0.009925 | 0.009925 | 0.009925 | 0.009925 | 0.009925 | 0.009925 | 0.009925 | 0.009925 | 0.009925 | 0.009925 | 0.009925 | 0.009925 | 0.009925 | 0.010551 | 0.010551 | 0.010551 | 0.010551 | 0.0074438 | 0.0074438 | 0.0074438 | 0.0074438 | 0.0074438 | 0.0074438 | 0.0074438 | 0.0074438 | 0.0074438 | 0.0074438 | 0.0074438 | 0.0074438 | 0.0074438 | 0.0074438 | 0.0074438 | 0.0074438 | 0.0074438 | 0.0074438 | 0.0074438 | 0.0074438 | 0.0074438 | 0.0079134 | 0.0079134 | 0.0079134 | 0.0079134
OR_Commercial_OR - College_Existing_Food Preparation_Natural Gas_Steamer_A | OR | Commercial | OR - College | Existing | Food Preparation | Natural Gas | Steamer | A | WCNG96 | Standard | ENERGY STAR | 8 | 1215.1419 | 0 | 0 | 0.01 | 737.87 | 0 | 0 | 0.7 | 0.2 | 1 units | 10.49% | 100% | Lost Opportunity | LOEven20_OR | 85% | TBD | 0% | -607.2266 |  | 0.001236 |  | 0 | RTF Wkbk - ComCookingSteamer_v5_0 | RTF Wkbk - ComCookingSteamer_v5_0 | RTF Wkbk - ComCookingSteamer_v5_0 | Standard | Standard | Standard | Standard | Standard | Standard | Standard | Standard | Standard | Standard | Standard | Standard | Standard | Standard | Standard | Standard | Standard | Standard | Standard | Standard | Standard | Standard | Standard | Standard | Standard | Standard | Standard | ENERGY STAR | ENERGY STAR | ENERGY STAR | ENERGY STAR | ENERGY STAR | ENERGY STAR | ENERGY STAR | ENERGY STAR | ENERGY STAR | ENERGY STAR | ENERGY STAR | ENERGY STAR | ENERGY STAR | ENERGY STAR | ENERGY STAR | ENERGY STAR | ENERGY STAR | ENERGY STAR | ENERGY STAR | ENERGY STAR | ENERGY STAR | ENERGY STAR | ENERGY STAR | ENERGY STAR | ENERGY STAR | ENERGY STAR | ENERGY STAR | 0.01 | 0.01 | 0.01 | 0.01 | 0.01 | 0.01 | 0.01 | 0.01 | 0.01 | 0.01 | 0.01 | 0.01 | 0.01 | 0.01 | 0.01 | 0.01 | 0.01 | 0.01 | 0.01 | 0.01 | 0.01 | 0.01 | 0.01 | 0.010743 | 0.010743 | 0.010743 | 0.010743 | 0 | 1215.1419 | 1215.1419 | 1215.1419 | 1215.1419 | 1215.1419 | 1215.1419 | 1215.1419 | 1215.1419 | 1215.1419 | 1215.1419 | 1215.1419 | 1215.1419 | 1215.1419 | 1215.1419 | 1215.1419 | 1215.1419 | 1215.1419 | 1215.1419 | 1215.1419 | 1215.1419 | 1215.1419 | 1215.1419 | 1215.1419 | 1215.1419 | 1215.1419 | 1215.1419 | 0.21639 | 0.21042 | 0.20565 | 0.20183 | 0.19877 | 0.19632 | 0.20183 | 0.20474 | 0 | 0 | 0 | 0.060634 | 0.048507 | 0.040298 | 0.027165 | 0.018628 | 0.0026699 | 0.0051923 | 0.02078 | 0 | 0 | 0 | 0.0010333 | 0.019519 | 0 | 0.21639 | 0.42681 | 0.63246 | 0.83428 | 1.0331 | 1.2294 | 1.4312 | 1.636 | 1.636 | 1.636 | 1.636 | 1.6966 | 1.7451 | 1.7854 | 1.8126 | 1.8312 | 1.8339 | 1.839 | 1.8598 | 1.8598 | 1.8598 | 1.8598 | 1.8609 | 1.8804 | 1.8804 | 0.17808 | 0.17317 | 0.16924 | 0.16609 | 0.16358 | 0.16156 | 0.1661 | 0.16849 | 0 | 0 | 0 | 0.049899 | 0.039919 | 0.033163 | 0.022355 | 0.01533 | 0.0021972 | 0.004273 | 0.017101 | 0 | 0 | 0 | 0.00085032 | 0.016064 | 0 | 0.17808 | 0.35125 | 0.52048 | 0.68657 | 0.85015 | 1.0117 | 1.1778 | 1.3463 | 1.3463 | 1.3463 | 1.3463 | 1.3962 | 1.4361 | 1.4693 | 1.4916 | 1.507 | 1.5092 | 1.5134 | 1.5305 | 1.5305 | 1.5305 | 1.5305 | 1.5314 | 1.5475 | 1.5475 | 0.0045983 | 0.01365 | 0.02231 | 0.030699 | 0.038904 | 0.046989 | 0.05711 | 0.066865 | 0.071617 | 0.071527 | 0.071478 | 0.10081 | 0.095781 | 0.092214 | 0.087594 | 0.084028 | 0.081321 | 0.079286 | 0.088798 | 0.06515 | 0.063119 | 0.057959 | 0.05082 | 0.055564 | 0.036301 | 0.0045983 | 0.018248 | 0.040558 | 0.071257 | 0.11016 | 0.15715 | 0.21426 | 0.28112 | 0.35274 | 0.42427 | 0.49575 | 0.59655 | 0.69233 | 0.78455 | 0.87214 | 0.95617 | 1.0375 | 1.1168 | 1.2056 | 1.2707 | 1.3338 | 1.3918 | 1.4426 | 1.4982 | 1.5345 | 0.0037842 | 0.011233 | 0.01836 | 0.025264 | 0.032016 | 0.038669 | 0.046999 | 0.055026 | 0.058937 | 0.058863 | 0.058823 | 0.082959 | 0.078823 | 0.075887 | 0.072085 | 0.069151 | 0.066923 | 0.065248 | 0.073076 | 0.053615 | 0.051944 | 0.047697 | 0.041822 | 0.045726 | 0.029874 | 0.0037842 | 0.015017 | 0.033377 | 0.058641 | 0.090657 | 0.12933 | 0.17632 | 0.23135 | 0.29029 | 0.34915 | 0.40797 | 0.49093 | 0.56976 | 0.64564 | 0.71773 | 0.78688 | 0.8538 | 0.91905 | 0.99213 | 1.0457 | 1.0977 | 1.1454 | 1.1872 | 1.2329 | 1.2628 | 0.0045983 | 0.01365 | 0.02231 | 0.030699 | 0.038904 | 0.046989 | 0.05711 | 0.066865 | 0.071617 | 0.071527 | 0.071478 | 0.10081 | 0.095781 | 0.092214 | 0.087594 | 0.084028 | 0.081321 | 0.079286 | 0.088798 | 0.06515 | 0.063119 | 0.057959 | 0.05082 | 0.055564 | 0.036301 | 0.0045983 | 0.018248 | 0.040558 | 0.071257 | 0.11016 | 0.15715 | 0.21426 | 0.28112 | 0.35274 | 0.42427 | 0.49575 | 0.59655 | 0.69233 | 0.78455 | 0.87214 | 0.95617 | 1.0375 | 1.1168 | 1.2056 | 1.2707 | 1.3338 | 1.3918 | 1.4426 | 1.4982 | 1.5345 | 0.0037842 | 0.011233 | 0.01836 | 0.025264 | 0.032016 | 0.038669 | 0.046999 | 0.055026 | 0.058937 | 0.058863 | 0.058823 | 0.082959 | 0.078823 | 0.075887 | 0.072085 | 0.069151 | 0.066923 | 0.065248 | 0.073076 | 0.053615 | 0.051944 | 0.047697 | 0.041822 | 0.045726 | 0.029874 | 0.0037842 | 0.015017 | 0.033377 | 0.058641 | 0.090657 | 0.12933 | 0.17632 | 0.23135 | 0.29029 | 0.34915 | 0.40797 | 0.49093 | 0.56976 | 0.64564 | 0.71773 | 0.78688 | 0.8538 | 0.91905 | 0.99213 | 1.0457 | 1.0977 | 1.1454 | 1.1872 | 1.2329 | 1.2628 | 0.0045983 | 0.01365 | 0.02231 | 0.030699 | 0.038904 | 0.046989 | 0.05711 | 0.066865 | 0.071617 | 0.071527 | 0.071478 | 0.10081 | 0.095781 | 0.092214 | 0.087594 | 0.084028 | 0.081321 | 0.079286 | 0.088798 | 0.06515 | 0.063119 | 0.057959 | 0.05082 | 0.055564 | 0.036301 | 0.0045983 | 0.018248 | 0.040558 | 0.071257 | 0.11016 | 0.15715 | 0.21426 | 0.28112 | 0.35274 | 0.42427 | 0.49575 | 0.59655 | 0.69233 | 0.78455 | 0.87214 | 0.95617 | 1.0375 | 1.1168 | 1.2056 | 1.2707 | 1.3338 | 1.3918 | 1.4426 | 1.4982 | 1.5345 | 0.0037842 | 0.011233 | 0.01836 | 0.025264 | 0.032016 | 0.038669 | 0.046999 | 0.055026 | 0.058937 | 0.058863 | 0.058823 | 0.082959 | 0.078823 | 0.075887 | 0.072085 | 0.069151 | 0.066923 | 0.065248 | 0.073076 | 0.053615 | 0.051944 | 0.047697 | 0.041822 | 0.045726 | 0.029874 | 0.0037842 | 0.015017 | 0.033377 | 0.058641 | 0.090657 | 0.12933 | 0.17632 | 0.23135 | 0.29029 | 0.34915 | 0.40797 | 0.49093 | 0.56976 | 0.64564 | 0.71773 | 0.78688 | 0.8538 | 0.91905 | 0.99213 | 1.0457 | 1.0977 | 1.1454 | 1.1872 | 1.2329 | 1.2628 | -607.2266 | -607.2266 | -607.2266 | -607.2266 | -607.2266 | -607.2266 | -607.2266 | -607.2266 | -607.2266 | -607.2266 | -607.2266 | -607.2266 | -607.2266 | -607.2266 | -607.2266 | -607.2266 | -607.2266 | -607.2266 | -607.2266 | -607.2266 | -607.2266 | -607.2265 | -607.2265 | -607.2265 | -607.2265 | 0.001236 | 0.001236 | 0.001236 | 0.001236 | 0.001236 | 0.001236 | 0.001236 | 0.001236 | 0.001236 | 0.001236 | 0.001236 | 0.001236 | 0.001236 | 0.001236 | 0.001236 | 0.001236 | 0.001236 | 0.001236 | 0.001236 | 0.001236 | 0.001236 | 0.0013278 | 0.0013278 | 0.0013278 | 0.0013278
OR_Commercial_OR - College_Existing_Food Preparation_Natural Gas_Commercial Food Prep Other_A | OR | Commercial | OR - College | Existing | Food Preparation | Natural Gas | Commercial Food Prep Other | A | WCNG97 | Standard | ENERGY STAR | 10 | 366.1618 | 0 | 0 | 254.64 | 0 | 0 | 0 | 0.7 | 0.2 | 1 units | 1.311% | 100% | Lost Opportunity | LOEven20_OR | 85% | TBD | 0% | 118.3225 |  | 88.7419 |  | 0 | N/A | N/A | N/A | Standard | Standard | Standard | Standard | Standard | Standard | Standard | Standard | Standard | Standard | Standard | Standard | Standard | Standard | Standard | Standard | Standard | Standard | Standard | Standard | Standard | Standard | Standard | Standard | Standard | Standard | Standard | ENERGY STAR | ENERGY STAR | ENERGY STAR | ENERGY STAR | ENERGY STAR | ENERGY STAR | ENERGY STAR | ENERGY STAR | ENERGY STAR | ENERGY STAR | ENERGY STAR | ENERGY STAR | ENERGY STAR | ENERGY STAR | ENERGY STAR | ENERGY STAR | ENERGY STAR | ENERGY STAR | ENERGY STAR | ENERGY STAR | ENERGY STAR | ENERGY STAR | ENERGY STAR | ENERGY STAR | ENERGY STAR | ENERGY STAR | ENERGY STAR | 254.64 | 254.64 | 254.64 | 254.64 | 254.64 | 254.64 | 254.64 | 254.64 | 254.64 | 254.64 | 254.64 | 254.64 | 254.64 | 254.64 | 254.64 | 254.64 | 254.64 | 254.64 | 254.64 | 254.64 | 254.64 | 254.64 | 254.64 | 254.6373 | 254.6373 | 254.6373 | 254.6373 | 0 | 366.1618 | 366.1618 | 366.1618 | 366.1618 | 366.1618 | 366.1618 | 366.1618 | 366.1618 | 366.1618 | 366.1618 | 366.1618 | 366.1618 | 366.1618 | 366.1618 | 366.1618 | 366.1618 | 366.1618 | 366.1618 | 366.1618 | 366.1618 | 366.1618 | 366.1618 | 366.1618 | 366.1618 | 366.1618 | 366.1618 | 0.0015104 | 0.0017893 | 0.0020124 | 0.0021908 | 0.0023336 | 0.0024478 | 0.0025392 | 0.0026123 | 0.0023222 | 0.0021598 | 0.0005753 | 0.00028178 | 8.2651e-05 | 0.00025648 | 0.00020519 | 0.00016415 | 0.00013132 | 3.5343e-05 | 0.0002653 | 0.00035724 | 0.0003661 | 0.00032857 | 0.00023811 | 0 | 0 | 0.0015104 | 0.0032997 | 0.0053121 | 0.0075029 | 0.0098365 | 0.012284 | 0.014823 | 0.017436 | 0.019758 | 0.021918 | 0.022493 | 0.022775 | 0.022857 | 0.023114 | 0.023319 | 0.023483 | 0.023615 | 0.02365 | 0.023915 | 0.024272 | 0.024639 | 0.024967 | 0.025205 | 0.025205 | 0.025205 | 0.004125 | 0.0048866 | 0.0054958 | 0.0059832 | 0.0063731 | 0.006685 | 0.0069346 | 0.0071342 | 0.006342 | 0.0058986 | 0.0015712 | 0.00076954 | 0.00022572 | 0.00070046 | 0.00056037 | 0.00044829 | 0.00035864 | 9.6522e-05 | 0.00072453 | 0.00097563 | 0.00099983 | 0.00089734 | 0.00065029 | 0 | 0 | 0.004125 | 0.0090116 | 0.014507 | 0.020491 | 0.026864 | 0.033549 | 0.040483 | 0.047618 | 0.05396 | 0.059858 | 0.061429 | 0.062199 | 0.062425 | 0.063125 | 0.063685 | 0.064134 | 0.064492 | 0.064589 | 0.065313 | 0.066289 | 0.067289 | 0.068186 | 0.068836 | 0.068836 | 0.068836 | 3.2097e-05 | 0.00011607 | 0.00021831 | 0.00033323 | 0.00045674 | 0.00058586 | 0.00071849 | 0.00085311 | 0.00085967 | 0.00089378 | 0.00092199 | 0.00092164 | 0.00092277 | 0.0011065 | 0.0011475 | 0.0011786 | 0.001202 | 0.0011664 | 0.0012268 | 0.0012457 | 0.00113 | 0.001002 | 0.00084206 | 0.00054221 | 0.00040879 | 3.2097e-05 | 0.00014816 | 0.00036648 | 0.00069971 | 0.0011565 | 0.0017423 | 0.0024608 | 0.0033139 | 0.0041736 | 0.0050674 | 0.0059893 | 0.006911 | 0.0078338 | 0.0089402 | 0.010088 | 0.011266 | 0.012468 | 0.013635 | 0.014862 | 0.016107 | 0.017237 | 0.018239 | 0.019081 | 0.019624 | 0.020032 | 8.7657e-05 | 0.00031698 | 0.00059622 | 0.00091008 | 0.0012474 | 0.0016 | 0.0019622 | 0.0023299 | 0.0023478 | 0.0024409 | 0.002518 | 0.002517 | 0.0025201 | 0.0030218 | 0.0031339 | 0.0032187 | 0.0032827 | 0.0031855 | 0.0033505 | 0.0034022 | 0.003086 | 0.0027364 | 0.0022997 | 0.0014808 | 0.0011164 | 8.7657e-05 | 0.00040464 | 0.0010009 | 0.0019109 | 0.0031583 | 0.0047583 | 0.0067205 | 0.0090504 | 0.011398 | 0.013839 | 0.016357 | 0.018874 | 0.021394 | 0.024416 | 0.02755 | 0.030769 | 0.034051 | 0.037237 | 0.040587 | 0.04399 | 0.047076 | 0.049812 | 0.052112 | 0.053592 | 0.054709 | 3.2097e-05 | 0.00011607 | 0.00021831 | 0.00033323 | 0.00045674 | 0.00058586 | 0.00071849 | 0.00085311 | 0.00085967 | 0.00089378 | 0.00092199 | 0.00092164 | 0.00092277 | 0.0011065 | 0.0011475 | 0.0011786 | 0.001202 | 0.0011664 | 0.0012268 | 0.0012457 | 0.00113 | 0.001002 | 0.00084206 | 0.00054221 | 0.00040879 | 3.2097e-05 | 0.00014816 | 0.00036648 | 0.00069971 | 0.0011565 | 0.0017423 | 0.0024608 | 0.0033139 | 0.0041736 | 0.0050674 | 0.0059893 | 0.006911 | 0.0078338 | 0.0089402 | 0.010088 | 0.011266 | 0.012468 | 0.013635 | 0.014862 | 0.016107 | 0.017237 | 0.018239 | 0.019081 | 0.019624 | 0.020032 | 8.7657e-05 | 0.00031698 | 0.00059622 | 0.00091008 | 0.0012474 | 0.0016 | 0.0019622 | 0.0023299 | 0.0023478 | 0.0024409 | 0.002518 | 0.002517 | 0.0025201 | 0.0030218 | 0.0031339 | 0.0032187 | 0.0032827 | 0.0031855 | 0.0033505 | 0.0034022 | 0.003086 | 0.0027364 | 0.0022997 | 0.0014808 | 0.0011164 | 8.7657e-05 | 0.00040464 | 0.0010009 | 0.0019109 | 0.0031583 | 0.0047583 | 0.0067205 | 0.0090504 | 0.011398 | 0.013839 | 0.016357 | 0.018874 | 0.021394 | 0.024416 | 0.02755 | 0.030769 | 0.034051 | 0.037237 | 0.040587 | 0.04399 | 0.047076 | 0.049812 | 0.052112 | 0.053592 | 0.054709 | 3.2097e-05 | 0.00011607 | 0.00021831 | 0.00033323 | 0.00045674 | 0.00058586 | 0.00071849 | 0.00085311 | 0.00085967 | 0.00089378 | 0.00092199 | 0.00092164 | 0.00092277 | 0.0011065 | 0.0011475 | 0.0011786 | 0.001202 | 0.0011664 | 0.0012268 | 0.0012457 | 0.00113 | 0.001002 | 0.00084206 | 0.00054221 | 0.00040879 | 3.2097e-05 | 0.00014816 | 0.00036648 | 0.00069971 | 0.0011565 | 0.0017423 | 0.0024608 | 0.0033139 | 0.0041736 | 0.0050674 | 0.0059893 | 0.006911 | 0.0078338 | 0.0089402 | 0.010088 | 0.011266 | 0.012468 | 0.013635 | 0.014862 | 0.016107 | 0.017237 | 0.018239 | 0.019081 | 0.019624 | 0.020032 | 8.7657e-05 | 0.00031698 | 0.00059622 | 0.00091008 | 0.0012474 | 0.0016 | 0.0019622 | 0.0023299 | 0.0023478 | 0.0024409 | 0.002518 | 0.002517 | 0.0025201 | 0.0030218 | 0.0031339 | 0.0032187 | 0.0032827 | 0.0031855 | 0.0033505 | 0.0034022 | 0.003086 | 0.0027364 | 0.0022997 | 0.0014808 | 0.0011164 | 8.7657e-05 | 0.00040464 | 0.0010009 | 0.0019109 | 0.0031583 | 0.0047583 | 0.0067205 | 0.0090504 | 0.011398 | 0.013839 | 0.016357 | 0.018874 | 0.021394 | 0.024416 | 0.02755 | 0.030769 | 0.034051 | 0.037237 | 0.040587 | 0.04399 | 0.047076 | 0.049812 | 0.052112 | 0.053592 | 0.054709 | 118.3225 | 118.3225 | 118.3225 | 118.3225 | 118.3225 | 118.3225 | 118.3225 | 118.3225 | 118.3225 | 118.3225 | 118.3225 | 118.3225 | 118.3225 | 118.3225 | 118.3225 | 118.3225 | 118.3225 | 118.3225 | 118.3225 | 118.3225 | 118.3225 | 118.3213 | 118.3213 | 118.3213 | 118.3213 | 88.7419 | 88.7419 | 88.7419 | 88.7419 | 88.7419 | 88.7419 | 88.7419 | 88.7419 | 88.7419 | 88.7419 | 88.7419 | 88.7419 | 88.7419 | 88.7419 | 88.7419 | 88.7419 | 88.7419 | 88.7419 | 88.7419 | 88.7419 | 88.7419 | 88.741 | 88.741 | 88.741 | 88.741
OR_Commercial_OR - College_Existing_Miscellaneous_Natural Gas_Pool Heater_A | OR | Commercial | OR - College | Existing | Miscellaneous | Natural Gas | Pool Heater | A | WCNG98 | Standard (EF .78) | Condensing (EF .90) | 6 | 2233.5 | 0 | 0 | 12715.41 | 0 | 0 | 0 | 0.7 | 0.2 | 1 units | 1.215% | 100% | Lost Opportunity | LO1Slow_OR | 84.66% | TBD | 0% | 1429.2719 |  | 1071.9539 |  | 0 | DOE Commercial R&D 2016 - Table 7-6 | DOE Commercial R&D 2016 - Table 7-7 | DOE Commercial R&D 2016 - Table 7-9 | Standard (EF .78) | Standard (EF .78) | Standard (EF .78) | Standard (EF .78) | Standard (EF .78) | Standard (EF .78) | Standard (EF .78) | Standard (EF .78) | Standard (EF .78) | Standard (EF .78) | Standard (EF .78) | Standard (EF .78) | Standard (EF .78) | Standard (EF .78) | Standard (EF .78) | Standard (EF .78) | Standard (EF .78) | Standard (EF .78) | Standard (EF .78) | Standard (EF .78) | Standard (EF .78) | Standard (EF .78) | Standard (EF .78) | Standard (EF .78) | Standard (EF .78) | Standard (EF .78) | Standard (EF .78) | Condensing (EF .90) | Condensing (EF .90) | Condensing (EF .90) | Condensing (EF .90) | Condensing (EF .90) | Condensing (EF .90) | Condensing (EF .90) | Condensing (EF .90) | Condensing (EF .90) | Condensing (EF .90) | Condensing (EF .90) | Condensing (EF .90) | Condensing (EF .90) | Condensing (EF .90) | Condensing (EF .90) | Condensing (EF .90) | Condensing (EF .90) | Condensing (EF .90) | Condensing (EF .90) | Condensing (EF .90) | Condensing (EF .90) | Condensing (EF .90) | Condensing (EF .90) | Condensing (EF .90) | Condensing (EF .90) | Condensing (EF .90) | Condensing (EF .90) | 12715.41 | 12715.41 | 12715.41 | 12715.41 | 12715.41 | 12715.41 | 12715.41 | 12715.41 | 12715.41 | 12715.41 | 12715.41 | 12715.41 | 12715.41 | 12715.41 | 12715.41 | 12715.41 | 12715.41 | 12715.41 | 12715.41 | 12715.41 | 12715.41 | 12715.41 | 12715.41 | 12715.4132 | 12715.4132 | 12715.4132 | 12715.4132 | 0 | 2233.5 | 2233.5 | 2233.5 | 2233.5 | 2233.5 | 2233.5 | 2233.5 | 2233.5 | 2233.5 | 2233.5 | 2233.5 | 2233.5 | 2233.5 | 2233.5 | 2233.5 | 2233.5 | 2233.5 | 2233.5 | 2233.5 | 2233.5 | 2233.5 | 2233.5 | 2233.5 | 2233.5 | 2233.5 | 2233.5 | 0.00080371 | 0.00078154 | 0.0007638 | 0.00074961 | 0.00076598 | 0.00077352 | 0 | 0 | 4.409e-06 | 0.0002361 | 0.00017004 | 0.0001245 | 6.4631e-05 | 6.3056e-05 | 0.0001089 | 0 | 0 | 0 | 0 | 0 | 0 | 0 | 0 | 0 | 0 | 0.00080371 | 0.0015853 | 0.0023491 | 0.0030987 | 0.0038646 | 0.0046382 | 0.0046382 | 0.0046382 | 0.0046426 | 0.0048787 | 0.0050487 | 0.0051732 | 0.0052378 | 0.0053009 | 0.0054098 | 0.0054098 | 0.0054098 | 0.0054098 | 0.0054098 | 0.0054098 | 0.0054098 | 0.0054098 | 0.0054098 | 0.0054098 | 0.0054098 | 0.00035984 | 0.00034992 | 0.00034198 | 0.00033562 | 0.00034295 | 0.00034633 | 0 | 0 | 1.974e-06 | 0.00010571 | 7.6131e-05 | 5.5743e-05 | 2.8937e-05 | 2.8232e-05 | 4.8757e-05 | 0 | 0 | 0 | 0 | 0 | 0 | 0 | 0 | 0 | 0 | 0.00035984 | 0.00070976 | 0.0010517 | 0.0013874 | 0.0017303 | 0.0020766 | 0.0020766 | 0.0020766 | 0.0020786 | 0.0021843 | 0.0022605 | 0.0023162 | 0.0023451 | 0.0023734 | 0.0024221 | 0.0024221 | 0.0024221 | 0.0024221 | 0.0024221 | 0.0024221 | 0.0024221 | 0.0024221 | 0.0024221 | 0.0024221 | 0.0024221 | 3.4158e-06 | 5.1088e-06 | 1.0902e-05 | 2.0133e-05 | 3.5203e-05 | 5.6711e-05 | 8.2257e-05 | 0.0001176 | 0.0001569 | 0.00026454 | 0.000309 | 0.00034894 | 0.00037979 | 0.00039717 | 0.00043339 | 0.00037664 | 0.00035644 | 0.00031835 | 0.00026208 | 0.00026611 | 0.00016059 | 7.9435e-05 | 1.6494e-05 | 0 | 0 | 3.4158e-06 | 8.5246e-06 | 1.9427e-05 | 3.9559e-05 | 7.4762e-05 | 0.00013147 | 0.00021373 | 0.00033133 | 0.00048823 | 0.00075277 | 0.0010618 | 0.0014107 | 0.0017905 | 0.0021877 | 0.0026211 | 0.0029977 | 0.0033541 | 0.0036725 | 0.0039346 | 0.0042007 | 0.0043613 | 0.0044407 | 0.0044572 | 0.0044572 | 0.0044572 | 1.5293e-06 | 2.2874e-06 | 4.8811e-06 | 9.014e-06 | 1.5761e-05 | 2.5391e-05 | 3.6829e-05 | 5.2652e-05 | 7.025e-05 | 0.00011844 | 0.00013835 | 0.00015623 | 0.00017004 | 0.00017782 | 0.00019404 | 0.00016863 | 0.00015959 | 0.00014253 | 0.00011734 | 0.00011915 | 7.1903e-05 | 3.5565e-05 | 7.3847e-06 | 0 | 0 | 1.5293e-06 | 3.8167e-06 | 8.6978e-06 | 1.7712e-05 | 3.3473e-05 | 5.8864e-05 | 9.5693e-05 | 0.00014834 | 0.00021859 | 0.00033704 | 0.00047538 | 0.00063161 | 0.00080166 | 0.00097948 | 0.0011735 | 0.0013422 | 0.0015017 | 0.0016443 | 0.0017616 | 0.0018808 | 0.0019527 | 0.0019882 | 0.0019956 | 0.0019956 | 0.0019956 | 0 | 0 | 0 | 0 | 0 | 0 | 0 | 0 | 0 | 0 | 0 | 0 | 0 | 0 | 0 | 0 | 0 | 0 | 0 | 0 | 0 | 0 | 0 | 0 | 0 | 0 | 0 | 0 | 0 | 0 | 0 | 0 | 0 | 0 | 0 | 0 | 0 | 0 | 0 | 0 | 0 | 0 | 0 | 0 | 0 | 0 | 0 | 0 | 0 | 0 | 0 | 0 | 0 | 0 | 0 | 0 | 0 | 0 | 0 | 0 | 0 | 0 | 0 | 0 | 0 | 0 | 0 | 0 | 0 | 0 | 0 | 0 | 0 | 0 | 0 | 0 | 0 | 0 | 0 | 0 | 0 | 0 | 0 | 0 | 0 | 0 | 0 | 0 | 0 | 0 | 0 | 0 | 0 | 0 | 0 | 0 | 0 | 0 | 0 | 0 | 0 | 0 | 0 | 0 | 0 | 0 | 0 | 0 | 0 | 0 | 3.9781e-06 | 5.8703e-06 | 1.2394e-05 | 2.2684e-05 | 4.0311e-05 | 6.5314e-05 | 9.4692e-05 | 0.000135 | 0.00017928 | 0.00024718 | 0.00029532 | 0.00034066 | 0.00037769 | 0.00040093 | 0.00042491 | 0 | 0 | 0 | 0 | 0 | 0 | 0 | 0 | 0 | 0 | 3.9781e-06 | 9.8483e-06 | 2.2242e-05 | 4.4926e-05 | 8.5237e-05 | 0.00015055 | 0.00024524 | 0.00038024 | 0.00055952 | 0.0008067 | 0.001102 | 0.0014427 | 0.0018204 | 0.0022213 | 0.0026462 | 0 | 0 | 0 | 0 | 0 | 0 | 0 | 0 | 0 | 0 | 1.7811e-06 | 2.6283e-06 | 5.5492e-06 | 1.0156e-05 | 1.8048e-05 | 2.9243e-05 | 4.2396e-05 | 6.0442e-05 | 8.027e-05 | 0.00011067 | 0.00013222 | 0.00015252 | 0.0001691 | 0.00017951 | 0.00019025 | 0 | 0 | 0 | 0 | 0 | 0 | 0 | 0 | 0 | 0 | 1.7811e-06 | 4.4094e-06 | 9.9585e-06 | 2.0115e-05 | 3.8163e-05 | 6.7406e-05 | 0.0001098 | 0.00017024 | 0.00025051 | 0.00036118 | 0.00049341 | 0.00064593 | 0.00081503 | 0.00099454 | 0.0011848 | 1429.2719 | 1429.2719 | 1429.2719 | 1429.2719 | 1429.2719 | 1429.2719 | 1429.2719 | 1429.2719 | 1429.2719 | 1429.2719 | 1429.2719 | 1429.2719 | 1429.2719 | 1429.2719 | 1429.2719 | 1429.2719 | 1429.2719 | 1429.2719 | 1429.2719 | 1429.2719 | 1429.2719 | 1429.2722 | 1429.2722 | 1429.2722 | 1429.2722 | 1071.9539 | 1071.9539 | 1071.9539 | 1071.9539 | 1071.9539 | 1071.9539 | 1071.9539 | 1071.9539 | 1071.9539 | 1071.9539 | 1071.9539 | 1071.9539 | 1071.9539 | 1071.9539 | 1071.9539 | 1071.9539 | 1071.9539 | 1071.9539 | 1071.9539 | 1071.9539 | 1071.9539 | 1071.9542 | 1071.9542 | 1071.9542 | 1071.9542
OR_Commercial_OR - College_New_Space Heating_Natural Gas_Furnace_A | OR | Commercial | OR - College | New | Space Heating | Natural Gas | Furnace | A | WCNG99 | AFUE 80% (Standard) | AFUE 96% | 23 | 0 | 0 | 0 | 956.79 | -5.72 | 0 | 0 | 0.7 | 0.2 | 400 kBtu/hr | 8.126% | 100% | Lost Opportunity | LO1Slow_OR | 84.66% | TBD | 0% | 0 |  | 0 |  | 0 | EIA18_Tech Forecast Updates_p.90_2020 Typical | EIA18_Tech Forecast Updates_p.90_2020 Typical | AEG BEST | AFUE 80% (Standard) | AFUE 80% (Standard) | AFUE 80% (Standard) | AFUE 90% | AFUE 90% | AFUE 90% | AFUE 90% | AFUE 90% | AFUE 90% | AFUE 90% | AFUE 90% | AFUE 90% | AFUE 90% | AFUE 90% | AFUE 90% | AFUE 90% | AFUE 90% | AFUE 90% | AFUE 90% | AFUE 90% | AFUE 90% | AFUE 90% | AFUE 90% | AFUE 90% | AFUE 90% | AFUE 90% | AFUE 90% | AFUE 96% | AFUE 96% | AFUE 96% | AFUE 96% | AFUE 96% | AFUE 96% | AFUE 96% | AFUE 96% | AFUE 96% | AFUE 96% | AFUE 96% | AFUE 96% | AFUE 96% | AFUE 96% | AFUE 96% | AFUE 96% | AFUE 96% | AFUE 96% | AFUE 96% | AFUE 96% | AFUE 96% | AFUE 96% | AFUE 96% | AFUE 96% | AFUE 96% | AFUE 96% | AFUE 96% | 1913.58 | 1913.58 | 1913.58 | 956.79 | 956.79 | 956.79 | 956.79 | 956.79 | 956.79 | 956.79 | 956.79 | 956.79 | 956.79 | 956.79 | 956.79 | 956.79 | 956.79 | 956.79 | 956.79 | 956.79 | 956.79 | 956.79 | 956.79 | 956.7894 | 956.7894 | 956.7894 | 956.7894 | 0 | 0 | 0 | 0 | 0 | 0 | 0 | 0 | 0 | 0 | 0 | 0 | 0 | 0 | 0 | 0 | 0 | 0 | 0 | 0 | 0 | 0 | 0 | 0 | 0 | 0 | 0 | 0 | 0 | 0 | 0 | 0 | 0 | 0 | 0 | 0 | 0 | 0 | 0 | 0 | 0 | 0 | 0 | 0 | 0 | 0 | 0 | 0 | 0 | 0 | 0 | 0 | 0 | 0 | 0 | 0 | 0 | 0 | 0 | 0 | 0 | 0 | 0 | 0 | 0 | 0 | 0 | 0 | 0 | 0 | 0 | 0 | 0 | 0 | 0 | 0 | 0 | 0 | 0 | 0 | 0 | 0 | 0 | 0 | 0 | 0 | 0 | 0 | 0 | 0 | 0 | 0 | 0 | 0 | 0 | 0 | 0 | 0 | 0 | 0 | 0 | 0 | 0 | 0 | 0 | 0 | 0 | 0 | 0 | 0 | 0 | 0 | 0 | 0 | 0 | 0 | 0 | 0 | 0 | 0 | 0 | 0 | 0 | 0 | 0 | 0 | 0 | 0 | 0 | 0 | 0 | 0 | 0 | 0 | 0 | 0 | 0 | 0 | 0 | 0 | 0 | 0 | 0 | 0 | 0 | 0 | 0 | 0 | 0 | 0 | 0 | 0 | 0 | 0 | 0 | 0 | 0 | 0 | 0 | 0 | 0 | 0 | 0 | 0 | 0 | 0 | 0 | 0 | 0 | 0 | 0 | 0 | 0 | 0 | 0 | 0 | 0 | 0 | 0 | 0 | 0 | 0 | 0 | 0 | 0 | 0 | 0 | 0 | 0 | 0 | 0 | 0 | 0 | 0 | 0 | 0 | 0 | 0 | 0 | 0 | 0 | 0 | 0 | 0 | 0 | 0 | 0 | 0 | 0 | 0 | 0 | 0 | 0 | 0 | 0 | 0 | 0 | 0 | 0 | 0 | 0 | 0 | 0 | 0 | 0 | 0 | 0 | 0 | 0 | 0 | 0 | 0 | 0 | 0 | 0 | 0 | 0 | 0 | 0 | 0 | 0 | 0 | 0 | 0 | 0 | 0 | 0 | 0 | 0 | 0 | 0 | 0 | 0 | 0 | 0 | 0 | 0 | 0 | 0 | 0 | 0 | 0 | 0 | 0 | 0 | 0 | 0 | 0 | 0 | 0 | 0 | 0 | 0 | 0 | 0 | 0 | 0 | 0 | 0 | 0 | 0 | 0 | 0 | 0 | 0 | 0 | 0 | 0 | 0 | 0 | 0 | 0 | 0 | 0 | 0 | 0 | 0 | 0 | 0 | 0 | 0 | 0 | 0 | 0 | 0 | 0 | 0 | 0 | 0 | 0 | 0 | 0 | 0 | 0 | 0 | 0 | 0 | 0 | 0 | 0 | 0 | 0 | 0 | 0 | 0 | 0 | 0 | 0 | 0 | 0 | 0 | 0 | 0 | 0 | 0 | 0 | 0 | 0 | 0 | 0 | 0 | 0 | 0 | 0 | 0 | 0 | 0 | 0 | 0 | 0 | 0 | 0 | 0 | 0 | 0 | 0 | 0 | 0 | 0 | 0 | 0 | 0 | 0 | 0 | 0 | 0 | 0 | 0 | 0 | 0 | 0 | 0 | 0 | 0 | 0 | 0 | 0 | 0 | 0 | 0 | 0 | 0 | 0 | 0 | 0 | 0 | 0 | 0 | 0 | 0 | 0 | 0 | 0 | 0 | 0 | 0 | 0 | 0 | 0 | 0 | 0 | 0 | 0 | 0 | 0 | 0 | 0 | 0 | 0 | 0 | 0 | 0 | 0 | 0 | 0 | 0 | 0 | 0 | 0 | 0 | 0 | 0 | 0 | 0 | 0 | 0 | 0 | 0 | 0 | 0 | 0 | 0 | 0 | 0 | 0 | 0 | 0 | 0 | 0 | 0 | 0 | 0 | 0 | 0 | 0 | 0 | 0 | 0 | 0 | 0 | 0 | 0 | 0 | 0 | 0 | 0 | 0 | 0 | 0 | 0 | 0 | 0 | 0 | 0 | 0 | 0 | 0 | 0 | 0 | 0 | 0 | 0 | 0 | 0 | 0 | 0 | 0
OR_Commercial_OR - College_New_Space Heating_Natural Gas_Boiler_A | OR | Commercial | OR - College | New | Space Heating | Natural Gas | Boiler | A | WCNG100 | AFUE 80% (Standard) | AFUE 85% | 25 | 0 | 0 | 0 | 6982.75 | 0 | 0 | 0 | 0.7 | 0.2 | 800 kBtu/hr | 69.31% | 100% | Lost Opportunity | LO20Fast_OR | 84.66% | TBD | 0% | 0 |  | 0 |  | 0 | EIA 2018 Tech Forecast | EIA 2018 Tech Forecast | AEG BEST | AFUE 80% (Standard) | AFUE 80% (Standard) | AFUE 80% (Standard) | AFUE 80% (Standard) | AFUE 80% (Standard) | AFUE 80% (Standard) | AFUE 80% (Standard) | AFUE 80% (Standard) | AFUE 80% (Standard) | AFUE 80% (Standard) | AFUE 80% (Standard) | AFUE 80% (Standard) | AFUE 80% (Standard) | AFUE 80% (Standard) | AFUE 80% (Standard) | AFUE 80% (Standard) | AFUE 80% (Standard) | AFUE 80% (Standard) | AFUE 80% (Standard) | AFUE 80% (Standard) | AFUE 80% (Standard) | AFUE 80% (Standard) | AFUE 80% (Standard) | AFUE 80% (Standard) | AFUE 80% (Standard) | AFUE 80% (Standard) | AFUE 80% (Standard) | AFUE 85% | AFUE 85% | AFUE 85% | AFUE 85% | AFUE 85% | AFUE 85% | AFUE 85% | AFUE 85% | AFUE 85% | AFUE 85% | AFUE 85% | AFUE 85% | AFUE 85% | AFUE 85% | AFUE 85% | AFUE 85% | AFUE 85% | AFUE 85% | AFUE 85% | AFUE 85% | AFUE 85% | AFUE 85% | AFUE 85% | AFUE 85% | AFUE 85% | AFUE 85% | AFUE 85% | 6982.75 | 6982.75 | 6982.75 | 6982.75 | 6982.75 | 6982.75 | 6982.75 | 6982.75 | 6982.75 | 6982.75 | 6982.75 | 6982.75 | 6982.75 | 6982.75 | 6982.75 | 6982.75 | 6982.75 | 6982.75 | 6982.75 | 6982.75 | 6982.75 | 6982.75 | 6982.75 | 6982.7461 | 6982.7461 | 6982.7461 | 6982.7461 | 0 | 0 | 0 | 0 | 0 | 0 | 0 | 0 | 0 | 0 | 0 | 0 | 0 | 0 | 0 | 0 | 0 | 0 | 0 | 0 | 0 | 0 | 0 | 0 | 0 | 0 | 0 | 0 | 0 | 0 | 0 | 0 | 0 | 0 | 0 | 0 | 0 | 0 | 0 | 0 | 0 | 0 | 0 | 0 | 0 | 0 | 0 | 0 | 0 | 0 | 0 | 0 | 0 | 0 | 0 | 0 | 0 | 0 | 0 | 0 | 0 | 0 | 0 | 0 | 0 | 0 | 0 | 0 | 0 | 0 | 0 | 0 | 0 | 0 | 0 | 0 | 0 | 0 | 0 | 0 | 0 | 0 | 0 | 0 | 0 | 0 | 0 | 0 | 0 | 0 | 0 | 0 | 0 | 0 | 0 | 0 | 0 | 0 | 0 | 0 | 0 | 0 | 0 | 0 | 0 | 0 | 0 | 0 | 0 | 0 | 0 | 0 | 0 | 0 | 0 | 0 | 0 | 0 | 0 | 0 | 0 | 0 | 0 | 0 | 0 | 0 | 0 | 0 | 0 | 0 | 0 | 0 | 0 | 0 | 0 | 0 | 0 | 0 | 0 | 0 | 0 | 0 | 0 | 0 | 0 | 0 | 0 | 0 | 0 | 0 | 0 | 0 | 0 | 0 | 0 | 0 | 0 | 0 | 0 | 0 | 0 | 0 | 0 | 0 | 0 | 0 | 0 | 0 | 0 | 0 | 0 | 0 | 0 | 0 | 0 | 0 | 0 | 0 | 0 | 0 | 0 | 0 | 0 | 0 | 0 | 0 | 0 | 0 | 0 | 0 | 0 | 0 | 0 | 0 | 0 | 0 | 0 | 0 | 0 | 0 | 0 | 0 | 0 | 0 | 0 | 0 | 0 | 0 | 0 | 0 | 0 | 0 | 0 | 0 | 0 | 0 | 0 | 0 | 0 | 0 | 0 | 0 | 0 | 0 | 0 | 0 | 0 | 0 | 0 | 0 | 0 | 0 | 0 | 0 | 0 | 0 | 0 | 0 | 0 | 0 | 0 | 0 | 0 | 0 | 0 | 0 | 0 | 0 | 0 | 0 | 0 | 0 | 0 | 0 | 0 | 0 | 0 | 0 | 0 | 0 | 0 | 0 | 0 | 0 | 0 | 0 | 0 | 0 | 0 | 0 | 0 | 0 | 0 | 0 | 0 | 0 | 0 | 0 | 0 | 0 | 0 | 0 | 0 | 0 | 0 | 0 | 0 | 0 | 0 | 0 | 0 | 0 | 0 | 0 | 0 | 0 | 0 | 0 | 0 | 0 | 0 | 0 | 0 | 0 | 0 | 0 | 0 | 0 | 0 | 0 | 0 | 0 | 0 | 0 | 0 | 0 | 0 | 0 | 0 | 0 | 0 | 0 | 0 | 0 | 0 | 0 | 0 | 0 | 0 | 0 | 0 | 0 | 0 | 0 | 0 | 0 | 0 | 0 | 0 | 0 | 0 | 0 | 0 | 0 | 0 | 0 | 0 | 0 | 0 | 0 | 0 | 0 | 0 | 0 | 0 | 0 | 0 | 0 | 0 | 0 | 0 | 0 | 0 | 0 | 0 | 0 | 0 | 0 | 0 | 0 | 0 | 0 | 0 | 0 | 0 | 0 | 0 | 0 | 0 | 0 | 0 | 0 | 0 | 0 | 0 | 0 | 0 | 0 | 0 | 0 | 0 | 0 | 0 | 0 | 0 | 0 | 0 | 0 | 0 | 0 | 0 | 0 | 0 | 0 | 0 | 0 | 0 | 0 | 0 | 0 | 0 | 0 | 0 | 0 | 0 | 0 | 0 | 0 | 0 | 0 | 0 | 0 | 0 | 0 | 0 | 0 | 0 | 0 | 0 | 0 | 0 | 0 | 0 | 0 | 0 | 0 | 0 | 0 | 0 | 0 | 0 | 0 | 0 | 0 | 0 | 0 | 0 | 0 | 0 | 0 | 0 | 0 | 0 | 0 | 0 | 0 | 0 | 0 | 0 | 0 | 0 | 0 | 0 | 0 | 0 | 0 | 0 | 0 | 0 | 0 | 0 | 0 | 0 | 0 | 0 | 0 | 0
OR_Commercial_OR - College_New_Space Heating_Natural Gas_Unit Heater_A | OR | Commercial | OR - College | New | Space Heating | Natural Gas | Unit Heater | A | WCNG101 | Standard | Infrared Radiant | 15 | 0 | 0 | 0 | 16127.37 | -2197.29 | 0 | 0 | 0.7 | 0.2 | 120 kBtu/Hr | 0% | 100% | Lost Opportunity | LO5Med_OR | 85% | TBD | 0% | 0 |  | 0 |  | 0 | Xcel CO 2021/22 DSM Plan/TRM p.424 | Xcel CO 2021/22 DSM Plan/TRM p.416 | Xcel CO 2021/22 DSM Plan/TRM p.416 | Standard | Standard | Standard | Standard | Standard | Standard | Standard | Standard | Standard | Standard | Standard | Standard | Standard | Standard | Standard | Standard | Standard | Standard | Standard | Standard | Standard | Standard | Standard | Standard | Standard | Standard | Standard | Infrared Radiant | Infrared Radiant | Infrared Radiant | Infrared Radiant | Infrared Radiant | Infrared Radiant | Infrared Radiant | Infrared Radiant | Infrared Radiant | Infrared Radiant | Infrared Radiant | Infrared Radiant | Infrared Radiant | Infrared Radiant | Infrared Radiant | Infrared Radiant | Infrared Radiant | Infrared Radiant | Infrared Radiant | Infrared Radiant | Infrared Radiant | Infrared Radiant | Infrared Radiant | Infrared Radiant | Infrared Radiant | Infrared Radiant | Infrared Radiant | 16127.37 | 16127.37 | 16127.37 | 16127.37 | 16127.37 | 16127.37 | 16127.37 | 16127.37 | 16127.37 | 16127.37 | 16127.37 | 16127.37 | 16127.37 | 16127.37 | 16127.37 | 16127.37 | 16127.37 | 16127.37 | 16127.37 | 16127.37 | 16127.37 | 16127.37 | 16127.37 | 16127.3721 | 16127.3721 | 16127.3721 | 16127.3721 | 0 | 0 | 0 | 0 | 0 | 0 | 0 | 0 | 0 | 0 | 0 | 0 | 0 | 0 | 0 | 0 | 0 | 0 | 0 | 0 | 0 | 0 | 0 | 0 | 0 | 0 | 0 | 0 | 0 | 0 | 0 | 0 | 0 | 0 | 0 | 0 | 0 | 0 | 0 | 0 | 0 | 0 | 0 | 0 | 0 | 0 | 0 | 0 | 0 | 0 | 0 | 0 | 0 | 0 | 0 | 0 | 0 | 0 | 0 | 0 | 0 | 0 | 0 | 0 | 0 | 0 | 0 | 0 | 0 | 0 | 0 | 0 | 0 | 0 | 0 | 0 | 0 | 0 | 0 | 0 | 0 | 0 | 0 | 0 | 0 | 0 | 0 | 0 | 0 | 0 | 0 | 0 | 0 | 0 | 0 | 0 | 0 | 0 | 0 | 0 | 0 | 0 | 0 | 0 | 0 | 0 | 0 | 0 | 0 | 0 | 0 | 0 | 0 | 0 | 0 | 0 | 0 | 0 | 0 | 0 | 0 | 0 | 0 | 0 | 0 | 0 | 0 | 0 | 0 | 0 | 0 | 0 | 0 | 0 | 0 | 0 | 0 | 0 | 0 | 0 | 0 | 0 | 0 | 0 | 0 | 0 | 0 | 0 | 0 | 0 | 0 | 0 | 0 | 0 | 0 | 0 | 0 | 0 | 0 | 0 | 0 | 0 | 0 | 0 | 0 | 0 | 0 | 0 | 0 | 0 | 0 | 0 | 0 | 0 | 0 | 0 | 0 | 0 | 0 | 0 | 0 | 0 | 0 | 0 | 0 | 0 | 0 | 0 | 0 | 0 | 0 | 0 | 0 | 0 | 0 | 0 | 0 | 0 | 0 | 0 | 0 | 0 | 0 | 0 | 0 | 0 | 0 | 0 | 0 | 0 | 0 | 0 | 0 | 0 | 0 | 0 | 0 | 0 | 0 | 0 | 0 | 0 | 0 | 0 | 0 | 0 | 0 | 0 | 0 | 0 | 0 | 0 | 0 | 0 | 0 | 0 | 0 | 0 | 0 | 0 | 0 | 0 | 0 | 0 | 0 | 0 | 0 | 0 | 0 | 0 | 0 | 0 | 0 | 0 | 0 | 0 | 0 | 0 | 0 | 0 | 0 | 0 | 0 | 0 | 0 | 0 | 0 | 0 | 0 | 0 | 0 | 0 | 0 | 0 | 0 | 0 | 0 | 0 | 0 | 0 | 0 | 0 | 0 | 0 | 0 | 0 | 0 | 0 | 0 | 0 | 0 | 0 | 0 | 0 | 0 | 0 | 0 | 0 | 0 | 0 | 0 | 0 | 0 | 0 | 0 | 0 | 0 | 0 | 0 | 0 | 0 | 0 | 0 | 0 | 0 | 0 | 0 | 0 | 0 | 0 | 0 | 0 | 0 | 0 | 0 | 0 | 0 | 0 | 0 | 0 | 0 | 0 | 0 | 0 | 0 | 0 | 0 | 0 | 0 | 0 | 0 | 0 | 0 | 0 | 0 | 0 | 0 | 0 | 0 | 0 | 0 | 0 | 0 | 0 | 0 | 0 | 0 | 0 | 0 | 0 | 0 | 0 | 0 | 0 | 0 | 0 | 0 | 0 | 0 | 0 | 0 | 0 | 0 | 0 | 0 | 0 | 0 | 0 | 0 | 0 | 0 | 0 | 0 | 0 | 0 | 0 | 0 | 0 | 0 | 0 | 0 | 0 | 0 | 0 | 0 | 0 | 0 | 0 | 0 | 0 | 0 | 0 | 0 | 0 | 0 | 0 | 0 | 0 | 0 | 0 | 0 | 0 | 0 | 0 | 0 | 0 | 0 | 0 | 0 | 0 | 0 | 0 | 0 | 0 | 0 | 0 | 0 | 0 | 0 | 0 | 0 | 0 | 0 | 0 | 0 | 0 | 0 | 0 | 0 | 0 | 0 | 0 | 0 | 0 | 0 | 0 | 0 | 0 | 0 | 0 | 0 | 0 | 0 | 0 | 0 | 0 | 0 | 0 | 0 | 0 | 0 | 0 | 0 | 0 | 0 | 0 | 0 | 0 | 0 | 0 | 0 | 0 | 0 | 0 | 0 | 0 | 0
OR_Commercial_OR - College_New_Water Heating_Natural Gas_Water Heater_A | OR | Commercial | OR - College | New | Water Heating | Natural Gas | Water Heater | A | WCNG102 | TE 88% | Tankless | 10 | 0 | 0 | 0 | 4.9 | 1.3 | 0 | 0 | 0.7 | 0.2 | 1 kBtu/hr | 87.23% | 100% | Lost Opportunity | LO12Med_OR | 84.74% | TBD | 0% | 0 |  | 0 |  | 0 | AEO 2021 - gas_water_heater 2017 ENERGY STAR | AEO 2021 - gas_water_heater 2017 ENERGY STAR | DHW_WH-Water Heating-NMTRM-2016-7 | TE 88% | TE 88% | TE 88% | TE 88% | TE 88% | TE 88% | TE 88% | TE 88% | TE 88% | TE 88% | TE 88% | TE 88% | TE 88% | TE 88% | TE 88% | TE 88% | TE 88% | TE 88% | TE 88% | TE 88% | TE 88% | TE 88% | TE 88% | TE 88% | TE 88% | TE 88% | TE 88% | Tankless | Tankless | Tankless | Tankless | Tankless | Tankless | Tankless | Tankless | Tankless | Tankless | Tankless | Tankless | Tankless | Tankless | Tankless | Tankless | Tankless | Tankless | Tankless | Tankless | Tankless | Tankless | Tankless | Tankless | Tankless | Tankless | Tankless | 4.9 | 4.9 | 4.9 | 4.9 | 4.9 | 4.9 | 4.9 | 4.9 | 4.9 | 4.9 | 4.9 | 4.9 | 4.9 | 4.9 | 4.9 | 4.9 | 4.9 | 4.9 | 4.9 | 4.9 | 4.9 | 4.9 | 4.9 | 4.8991 | 4.8991 | 4.8991 | 4.8991 | 0 | 0 | 0 | 0 | 0 | 0 | 0 | 0 | 0 | 0 | 0 | 0 | 0 | 0 | 0 | 0 | 0 | 0 | 0 | 0 | 0 | 0 | 0 | 0 | 0 | 0 | 0 | 0 | 0 | 0 | 0 | 0 | 0 | 0 | 0 | 0 | 0 | 0 | 0 | 0 | 0 | 0 | 0 | 0 | 0 | 0 | 0 | 0 | 0 | 0 | 0 | 0 | 0 | 0 | 0 | 0 | 0 | 0 | 0 | 0 | 0 | 0 | 0 | 0 | 0 | 0 | 0 | 0 | 0 | 0 | 0 | 0 | 0 | 0 | 0 | 0 | 0 | 0 | 0 | 0 | 0 | 0 | 0 | 0 | 0 | 0 | 0 | 0 | 0 | 0 | 0 | 0 | 0 | 0 | 0 | 0 | 0 | 0 | 0 | 0 | 0 | 0 | 0 | 0 | 0 | 0 | 0 | 0 | 0 | 0 | 0 | 0 | 0 | 0 | 0 | 0 | 0 | 0 | 0 | 0 | 0 | 0 | 0 | 0 | 0 | 0 | 0 | 0 | 0 | 0 | 0 | 0 | 0 | 0 | 0 | 0 | 0 | 0 | 0 | 0 | 0 | 0 | 0 | 0 | 0 | 0 | 0 | 0 | 0 | 0 | 0 | 0 | 0 | 0 | 0 | 0 | 0 | 0 | 0 | 0 | 0 | 0 | 0 | 0 | 0 | 0 | 0 | 0 | 0 | 0 | 0 | 0 | 0 | 0 | 0 | 0 | 0 | 0 | 0 | 0 | 0 | 0 | 0 | 0 | 0 | 0 | 0 | 0 | 0 | 0 | 0 | 0 | 0 | 0 | 0 | 0 | 0 | 0 | 0 | 0 | 0 | 0 | 0 | 0 | 0 | 0 | 0 | 0 | 0 | 0 | 0 | 0 | 0 | 0 | 0 | 0 | 0 | 0 | 0 | 0 | 0 | 0 | 0 | 0 | 0 | 0 | 0 | 0 | 0 | 0 | 0 | 0 | 0 | 0 | 0 | 0 | 0 | 0 | 0 | 0 | 0 | 0 | 0 | 0 | 0 | 0 | 0 | 0 | 0 | 0 | 0 | 0 | 0 | 0 | 0 | 0 | 0 | 0 | 0 | 0 | 0 | 0 | 0 | 0 | 0 | 0 | 0 | 0 | 0 | 0 | 0 | 0 | 0 | 0 | 0 | 0 | 0 | 0 | 0 | 0 | 0 | 0 | 0 | 0 | 0 | 0 | 0 | 0 | 0 | 0 | 0 | 0 | 0 | 0 | 0 | 0 | 0 | 0 | 0 | 0 | 0 | 0 | 0 | 0 | 0 | 0 | 0 | 0 | 0 | 0 | 0 | 0 | 0 | 0 | 0 | 0 | 0 | 0 | 0 | 0 | 0 | 0 | 0 | 0 | 0 | 0 | 0 | 0 | 0 | 0 | 0 | 0 | 0 | 0 | 0 | 0 | 0 | 0 | 0 | 0 | 0 | 0 | 0 | 0 | 0 | 0 | 0 | 0 | 0 | 0 | 0 | 0 | 0 | 0 | 0 | 0 | 0 | 0 | 0 | 0 | 0 | 0 | 0 | 0 | 0 | 0 | 0 | 0 | 0 | 0 | 0 | 0 | 0 | 0 | 0 | 0 | 0 | 0 | 0 | 0 | 0 | 0 | 0 | 0 | 0 | 0 | 0 | 0 | 0 | 0 | 0 | 0 | 0 | 0 | 0 | 0 | 0 | 0 | 0 | 0 | 0 | 0 | 0 | 0 | 0 | 0 | 0 | 0 | 0 | 0 | 0 | 0 | 0 | 0 | 0 | 0 | 0 | 0 | 0 | 0 | 0 | 0 | 0 | 0 | 0 | 0 | 0 | 0 | 0 | 0 | 0 | 0 | 0 | 0 | 0 | 0 | 0 | 0 | 0 | 0 | 0 | 0 | 0 | 0 | 0 | 0 | 0 | 0 | 0 | 0 | 0 | 0 | 0 | 0 | 0 | 0 | 0 | 0 | 0 | 0 | 0 | 0 | 0 | 0 | 0 | 0 | 0 | 0 | 0 | 0 | 0 | 0 | 0 | 0 | 0 | 0 | 0
OR_Commercial_OR - College_New_Food Preparation_Natural Gas_Oven_A | OR | Commercial | OR - College | New | Food Preparation | Natural Gas | Oven | A | WCNG103 | Standard | ENERGY STAR (>42% Baking Efficiency) | 12 | 0 | 0 | 0 | 436.37 | 0 | 0 | 0 | 0.7 | 0.2 | 1 units | 8.361% | 100% | Lost Opportunity | LOEven20_OR | 85% | TBD | 0% | 0 |  | 0 |  | 0 | IL TRM - 4.2.1 - CI-FSE-CBOV-V02-160601 | EIA 2018 Tech Forecast | ETO Measure Input Sheet | Standard | Standard | Standard | Standard | Standard | Standard | Standard | Standard | Standard | Standard | Standard | Standard | Standard | Standard | Standard | Standard | Standard | Standard | Standard | Standard | Standard | Standard | Standard | Standard | Standard | Standard | Standard | ENERGY STAR (>42% Baking Efficiency) | ENERGY STAR (>42% Baking Efficiency) | ENERGY STAR (>42% Baking Efficiency) | ENERGY STAR (>42% Baking Efficiency) | ENERGY STAR (>42% Baking Efficiency) | ENERGY STAR (>42% Baking Efficiency) | ENERGY STAR (>42% Baking Efficiency) | ENERGY STAR (>42% Baking Efficiency) | ENERGY STAR (>42% Baking Efficiency) | ENERGY STAR (>42% Baking Efficiency) | ENERGY STAR (>42% Baking Efficiency) | ENERGY STAR (>42% Baking Efficiency) | ENERGY STAR (>42% Baking Efficiency) | ENERGY STAR (>42% Baking Efficiency) | ENERGY STAR (>42% Baking Efficiency) | ENERGY STAR (>42% Baking Efficiency) | ENERGY STAR (>42% Baking Efficiency) | ENERGY STAR (>42% Baking Efficiency) | ENERGY STAR (>42% Baking Efficiency) | ENERGY STAR (>42% Baking Efficiency) | ENERGY STAR (>42% Baking Efficiency) | ENERGY STAR (>42% Baking Efficiency) | ENERGY STAR (>42% Baking Efficiency) | ENERGY STAR (>42% Baking Efficiency) | ENERGY STAR (>42% Baking Efficiency) | ENERGY STAR (>42% Baking Efficiency) | ENERGY STAR (>42% Baking Efficiency) | 436.37 | 436.37 | 436.37 | 436.37 | 436.37 | 436.37 | 436.37 | 436.37 | 436.37 | 436.37 | 436.37 | 436.37 | 436.37 | 436.37 | 436.37 | 436.37 | 436.37 | 436.37 | 436.37 | 436.37 | 436.37 | 436.37 | 436.37 | 436.3686 | 436.3686 | 436.3686 | 436.3686 | 0 | 0 | 0 | 0 | 0 | 0 | 0 | 0 | 0 | 0 | 0 | 0 | 0 | 0 | 0 | 0 | 0 | 0 | 0 | 0 | 0 | 0 | 0 | 0 | 0 | 0 | 0 | 0 | 0 | 0 | 0 | 0 | 0 | 0 | 0 | 0 | 0 | 0 | 0 | 0 | 0 | 0 | 0 | 0 | 0 | 0 | 0 | 0 | 0 | 0 | 0 | 0 | 0 | 0 | 0 | 0 | 0 | 0 | 0 | 0 | 0 | 0 | 0 | 0 | 0 | 0 | 0 | 0 | 0 | 0 | 0 | 0 | 0 | 0 | 0 | 0 | 0 | 0 | 0 | 0 | 0 | 0 | 0 | 0 | 0 | 0 | 0 | 0 | 0 | 0 | 0 | 0 | 0 | 0 | 0 | 0 | 0 | 0 | 0 | 0 | 0 | 0 | 0 | 0 | 0 | 0 | 0 | 0 | 0 | 0 | 0 | 0 | 0 | 0 | 0 | 0 | 0 | 0 | 0 | 0 | 0 | 0 | 0 | 0 | 0 | 0 | 0 | 0 | 0 | 0 | 0 | 0 | 0 | 0 | 0 | 0 | 0 | 0 | 0 | 0 | 0 | 0 | 0 | 0 | 0 | 0 | 0 | 0 | 0 | 0 | 0 | 0 | 0 | 0 | 0 | 0 | 0 | 0 | 0 | 0 | 0 | 0 | 0 | 0 | 0 | 0 | 0 | 0 | 0 | 0 | 0 | 0 | 0 | 0 | 0 | 0 | 0 | 0 | 0 | 0 | 0 | 0 | 0 | 0 | 0 | 0 | 0 | 0 | 0 | 0 | 0 | 0 | 0 | 0 | 0 | 0 | 0 | 0 | 0 | 0 | 0 | 0 | 0 | 0 | 0 | 0 | 0 | 0 | 0 | 0 | 0 | 0 | 0 | 0 | 0 | 0 | 0 | 0 | 0 | 0 | 0 | 0 | 0 | 0 | 0 | 0 | 0 | 0 | 0 | 0 | 0 | 0 | 0 | 0 | 0 | 0 | 0 | 0 | 0 | 0 | 0 | 0 | 0 | 0 | 0 | 0 | 0 | 0 | 0 | 0 | 0 | 0 | 0 | 0 | 0 | 0 | 0 | 0 | 0 | 0 | 0 | 0 | 0 | 0 | 0 | 0 | 0 | 0 | 0 | 0 | 0 | 0 | 0 | 0 | 0 | 0 | 0 | 0 | 0 | 0 | 0 | 0 | 0 | 0 | 0 | 0 | 0 | 0 | 0 | 0 | 0 | 0 | 0 | 0 | 0 | 0 | 0 | 0 | 0 | 0 | 0 | 0 | 0 | 0 | 0 | 0 | 0 | 0 | 0 | 0 | 0 | 0 | 0 | 0 | 0 | 0 | 0 | 0 | 0 | 0 | 0 | 0 | 0 | 0 | 0 | 0 | 0 | 0 | 0 | 0 | 0 | 0 | 0 | 0 | 0 | 0 | 0 | 0 | 0 | 0 | 0 | 0 | 0 | 0 | 0 | 0 | 0 | 0 | 0 | 0 | 0 | 0 | 0 | 0 | 0 | 0 | 0 | 0 | 0 | 0 | 0 | 0 | 0 | 0 | 0 | 0 | 0 | 0 | 0 | 0 | 0 | 0 | 0 | 0 | 0 | 0 | 0 | 0 | 0 | 0 | 0 | 0 | 0 | 0 | 0 | 0 | 0 | 0 | 0 | 0 | 0 | 0 | 0 | 0 | 0 | 0 | 0 | 0 | 0 | 0 | 0 | 0 | 0 | 0 | 0 | 0 | 0 | 0 | 0 | 0 | 0 | 0 | 0 | 0 | 0 | 0 | 0 | 0 | 0 | 0 | 0 | 0 | 0 | 0 | 0 | 0 | 0 | 0 | 0 | 0 | 0 | 0 | 0 | 0 | 0 | 0 | 0 | 0 | 0 | 0 | 0 | 0 | 0 | 0 | 0 | 0 | 0 | 0 | 0 | 0 | 0 | 0 | 0 | 0 | 0 | 0 | 0 | 0 | 0 | 0 | 0 | 0 | 0 | 0 | 0 | 0 | 0 | 0 | 0 | 0 | 0 | 0 | 0 | 0 | 0 | 0 | 0
OR_Commercial_OR - College_New_Food Preparation_Natural Gas_Conveyor Oven_A | OR | Commercial | OR - College | New | Food Preparation | Natural Gas | Conveyor Oven | A | WCNG104 | Standard | Efficient (>42% Baking Efficiency) | 17 | 0 | 0 | 0 | 2424.76 | 0 | 0 | 0 | 0.7 | 0.2 | 1 units | 4.18% | 100% | Lost Opportunity | LOEven20_OR | 85% | TBD | 0% | 0 |  | 0 |  | 0 | IL TRM - 4.2.4 - CI-FSE-CVOV-V02-180101 | PGE Workpaper, PGECOFST117 R5, 2015 | MN TRM 3.1 - Gas Conveyor Oven v1.1 | Standard | Standard | Standard | Standard | Standard | Standard | Standard | Standard | Standard | Standard | Standard | Standard | Standard | Standard | Standard | Standard | Standard | Standard | Standard | Standard | Standard | Standard | Standard | Standard | Standard | Standard | Standard | Efficient (>42% Baking Efficiency) | Efficient (>42% Baking Efficiency) | Efficient (>42% Baking Efficiency) | Efficient (>42% Baking Efficiency) | Efficient (>42% Baking Efficiency) | Efficient (>42% Baking Efficiency) | Efficient (>42% Baking Efficiency) | Efficient (>42% Baking Efficiency) | Efficient (>42% Baking Efficiency) | Efficient (>42% Baking Efficiency) | Efficient (>42% Baking Efficiency) | Efficient (>42% Baking Efficiency) | Efficient (>42% Baking Efficiency) | Efficient (>42% Baking Efficiency) | Efficient (>42% Baking Efficiency) | Efficient (>42% Baking Efficiency) | Efficient (>42% Baking Efficiency) | Efficient (>42% Baking Efficiency) | Efficient (>42% Baking Efficiency) | Efficient (>42% Baking Efficiency) | Efficient (>42% Baking Efficiency) | Efficient (>42% Baking Efficiency) | Efficient (>42% Baking Efficiency) | Efficient (>42% Baking Efficiency) | Efficient (>42% Baking Efficiency) | Efficient (>42% Baking Efficiency) | Efficient (>42% Baking Efficiency) | 2424.76 | 2424.76 | 2424.76 | 2424.76 | 2424.76 | 2424.76 | 2424.76 | 2424.76 | 2424.76 | 2424.76 | 2424.76 | 2424.76 | 2424.76 | 2424.76 | 2424.76 | 2424.76 | 2424.76 | 2424.76 | 2424.76 | 2424.76 | 2424.76 | 2424.76 | 2424.76 | 2424.76 | 2424.76 | 2424.76 | 2424.76 | 0 | 0 | 0 | 0 | 0 | 0 | 0 | 0 | 0 | 0 | 0 | 0 | 0 | 0 | 0 | 0 | 0 | 0 | 0 | 0 | 0 | 0 | 0 | 0 | 0 | 0 | 0 | 0 | 0 | 0 | 0 | 0 | 0 | 0 | 0 | 0 | 0 | 0 | 0 | 0 | 0 | 0 | 0 | 0 | 0 | 0 | 0 | 0 | 0 | 0 | 0 | 0 | 0 | 0 | 0 | 0 | 0 | 0 | 0 | 0 | 0 | 0 | 0 | 0 | 0 | 0 | 0 | 0 | 0 | 0 | 0 | 0 | 0 | 0 | 0 | 0 | 0 | 0 | 0 | 0 | 0 | 0 | 0 | 0 | 0 | 0 | 0 | 0 | 0 | 0 | 0 | 0 | 0 | 0 | 0 | 0 | 0 | 0 | 0 | 0 | 0 | 0 | 0 | 0 | 0 | 0 | 0 | 0 | 0 | 0 | 0 | 0 | 0 | 0 | 0 | 0 | 0 | 0 | 0 | 0 | 0 | 0 | 0 | 0 | 0 | 0 | 0 | 0 | 0 | 0 | 0 | 0 | 0 | 0 | 0 | 0 | 0 | 0 | 0 | 0 | 0 | 0 | 0 | 0 | 0 | 0 | 0 | 0 | 0 | 0 | 0 | 0 | 0 | 0 | 0 | 0 | 0 | 0 | 0 | 0 | 0 | 0 | 0 | 0 | 0 | 0 | 0 | 0 | 0 | 0 | 0 | 0 | 0 | 0 | 0 | 0 | 0 | 0 | 0 | 0 | 0 | 0 | 0 | 0 | 0 | 0 | 0 | 0 | 0 | 0 | 0 | 0 | 0 | 0 | 0 | 0 | 0 | 0 | 0 | 0 | 0 | 0 | 0 | 0 | 0 | 0 | 0 | 0 | 0 | 0 | 0 | 0 | 0 | 0 | 0 | 0 | 0 | 0 | 0 | 0 | 0 | 0 | 0 | 0 | 0 | 0 | 0 | 0 | 0 | 0 | 0 | 0 | 0 | 0 | 0 | 0 | 0 | 0 | 0 | 0 | 0 | 0 | 0 | 0 | 0 | 0 | 0 | 0 | 0 | 0 | 0 | 0 | 0 | 0 | 0 | 0 | 0 | 0 | 0 | 0 | 0 | 0 | 0 | 0 | 0 | 0 | 0 | 0 | 0 | 0 | 0 | 0 | 0 | 0 | 0 | 0 | 0 | 0 | 0 | 0 | 0 | 0 | 0 | 0 | 0 | 0 | 0 | 0 | 0 | 0 | 0 | 0 | 0 | 0 | 0 | 0 | 0 | 0 | 0 | 0 | 0 | 0 | 0 | 0 | 0 | 0 | 0 | 0 | 0 | 0 | 0 | 0 | 0 | 0 | 0 | 0 | 0 | 0 | 0 | 0 | 0 | 0 | 0 | 0 | 0 | 0 | 0 | 0 | 0 | 0 | 0 | 0 | 0 | 0 | 0 | 0 | 0 | 0 | 0 | 0 | 0 | 0 | 0 | 0 | 0 | 0 | 0 | 0 | 0 | 0 | 0 | 0 | 0 | 0 | 0 | 0 | 0 | 0 | 0 | 0 | 0 | 0 | 0 | 0 | 0 | 0 | 0 | 0 | 0 | 0 | 0 | 0 | 0 | 0 | 0 | 0 | 0 | 0 | 0 | 0 | 0 | 0 | 0 | 0 | 0 | 0 | 0 | 0 | 0 | 0 | 0 | 0 | 0 | 0 | 0 | 0 | 0 | 0 | 0 | 0 | 0 | 0 | 0 | 0 | 0 | 0 | 0 | 0 | 0 | 0 | 0 | 0 | 0 | 0 | 0 | 0 | 0 | 0 | 0 | 0 | 0 | 0 | 0 | 0 | 0 | 0 | 0 | 0 | 0 | 0 | 0 | 0 | 0 | 0 | 0 | 0 | 0 | 0 | 0 | 0 | 0 | 0 | 0 | 0 | 0 | 0 | 0 | 0 | 0 | 0 | 0 | 0 | 0 | 0 | 0 | 0 | 0 | 0 | 0 | 0 | 0 | 0 | 0 | 0 | 0 | 0 | 0 | 0 | 0 | 0 | 0 | 0 | 0 | 0 | 0 | 0 | 0
OR_Commercial_OR - College_New_Food Preparation_Natural Gas_Double Rack Oven_A | OR | Commercial | OR - College | New | Food Preparation | Natural Gas | Double Rack Oven | A | WCNG105 | Standard | FTSC Qualified (>50% Cooking Efficiency) | 12 | 0 | 0 | 0 | 5342.47 | 0 | 0 | 0 | 0.7 | 0.2 | 1 units | 4.18% | 100% | Lost Opportunity | LOEven20_OR | 85% | TBD | 0% | 0 |  | 0 |  | 0 | IL TRM - 4.2.18 - CI-FSE-RKOV-VO2-180101 | PGE Workpaper, PGECOFST109 R6, 2016 | IL TRM - 4.2.18 - CI-FSE-RKOV-VO2-180101 | Standard | Standard | Standard | Standard | Standard | Standard | Standard | Standard | Standard | Standard | Standard | Standard | Standard | Standard | Standard | Standard | Standard | Standard | Standard | Standard | Standard | Standard | Standard | Standard | Standard | Standard | Standard | FTSC Qualified (>50% Cooking Efficiency) | FTSC Qualified (>50% Cooking Efficiency) | FTSC Qualified (>50% Cooking Efficiency) | FTSC Qualified (>50% Cooking Efficiency) | FTSC Qualified (>50% Cooking Efficiency) | FTSC Qualified (>50% Cooking Efficiency) | FTSC Qualified (>50% Cooking Efficiency) | FTSC Qualified (>50% Cooking Efficiency) | FTSC Qualified (>50% Cooking Efficiency) | FTSC Qualified (>50% Cooking Efficiency) | FTSC Qualified (>50% Cooking Efficiency) | FTSC Qualified (>50% Cooking Efficiency) | FTSC Qualified (>50% Cooking Efficiency) | FTSC Qualified (>50% Cooking Efficiency) | FTSC Qualified (>50% Cooking Efficiency) | FTSC Qualified (>50% Cooking Efficiency) | FTSC Qualified (>50% Cooking Efficiency) | FTSC Qualified (>50% Cooking Efficiency) | FTSC Qualified (>50% Cooking Efficiency) | FTSC Qualified (>50% Cooking Efficiency) | FTSC Qualified (>50% Cooking Efficiency) | FTSC Qualified (>50% Cooking Efficiency) | FTSC Qualified (>50% Cooking Efficiency) | FTSC Qualified (>50% Cooking Efficiency) | FTSC Qualified (>50% Cooking Efficiency) | FTSC Qualified (>50% Cooking Efficiency) | FTSC Qualified (>50% Cooking Efficiency) | 5342.47 | 5342.47 | 5342.47 | 5342.47 | 5342.47 | 5342.47 | 5342.47 | 5342.47 | 5342.47 | 5342.47 | 5342.47 | 5342.47 | 5342.47 | 5342.47 | 5342.47 | 5342.47 | 5342.47 | 5342.47 | 5342.47 | 5342.47 | 5342.47 | 5342.47 | 5342.47 | 5342.4659 | 5342.4659 | 5342.4659 | 5342.4659 | 0 | 0 | 0 | 0 | 0 | 0 | 0 | 0 | 0 | 0 | 0 | 0 | 0 | 0 | 0 | 0 | 0 | 0 | 0 | 0 | 0 | 0 | 0 | 0 | 0 | 0 | 0 | 0 | 0 | 0 | 0 | 0 | 0 | 0 | 0 | 0 | 0 | 0 | 0 | 0 | 0 | 0 | 0 | 0 | 0 | 0 | 0 | 0 | 0 | 0 | 0 | 0 | 0 | 0 | 0 | 0 | 0 | 0 | 0 | 0 | 0 | 0 | 0 | 0 | 0 | 0 | 0 | 0 | 0 | 0 | 0 | 0 | 0 | 0 | 0 | 0 | 0 | 0 | 0 | 0 | 0 | 0 | 0 | 0 | 0 | 0 | 0 | 0 | 0 | 0 | 0 | 0 | 0 | 0 | 0 | 0 | 0 | 0 | 0 | 0 | 0 | 0 | 0 | 0 | 0 | 0 | 0 | 0 | 0 | 0 | 0 | 0 | 0 | 0 | 0 | 0 | 0 | 0 | 0 | 0 | 0 | 0 | 0 | 0 | 0 | 0 | 0 | 0 | 0 | 0 | 0 | 0 | 0 | 0 | 0 | 0 | 0 | 0 | 0 | 0 | 0 | 0 | 0 | 0 | 0 | 0 | 0 | 0 | 0 | 0 | 0 | 0 | 0 | 0 | 0 | 0 | 0 | 0 | 0 | 0 | 0 | 0 | 0 | 0 | 0 | 0 | 0 | 0 | 0 | 0 | 0 | 0 | 0 | 0 | 0 | 0 | 0 | 0 | 0 | 0 | 0 | 0 | 0 | 0 | 0 | 0 | 0 | 0 | 0 | 0 | 0 | 0 | 0 | 0 | 0 | 0 | 0 | 0 | 0 | 0 | 0 | 0 | 0 | 0 | 0 | 0 | 0 | 0 | 0 | 0 | 0 | 0 | 0 | 0 | 0 | 0 | 0 | 0 | 0 | 0 | 0 | 0 | 0 | 0 | 0 | 0 | 0 | 0 | 0 | 0 | 0 | 0 | 0 | 0 | 0 | 0 | 0 | 0 | 0 | 0 | 0 | 0 | 0 | 0 | 0 | 0 | 0 | 0 | 0 | 0 | 0 | 0 | 0 | 0 | 0 | 0 | 0 | 0 | 0 | 0 | 0 | 0 | 0 | 0 | 0 | 0 | 0 | 0 | 0 | 0 | 0 | 0 | 0 | 0 | 0 | 0 | 0 | 0 | 0 | 0 | 0 | 0 | 0 | 0 | 0 | 0 | 0 | 0 | 0 | 0 | 0 | 0 | 0 | 0 | 0 | 0 | 0 | 0 | 0 | 0 | 0 | 0 | 0 | 0 | 0 | 0 | 0 | 0 | 0 | 0 | 0 | 0 | 0 | 0 | 0 | 0 | 0 | 0 | 0 | 0 | 0 | 0 | 0 | 0 | 0 | 0 | 0 | 0 | 0 | 0 | 0 | 0 | 0 | 0 | 0 | 0 | 0 | 0 | 0 | 0 | 0 | 0 | 0 | 0 | 0 | 0 | 0 | 0 | 0 | 0 | 0 | 0 | 0 | 0 | 0 | 0 | 0 | 0 | 0 | 0 | 0 | 0 | 0 | 0 | 0 | 0 | 0 | 0 | 0 | 0 | 0 | 0 | 0 | 0 | 0 | 0 | 0 | 0 | 0 | 0 | 0 | 0 | 0 | 0 | 0 | 0 | 0 | 0 | 0 | 0 | 0 | 0 | 0 | 0 | 0 | 0 | 0 | 0 | 0 | 0 | 0 | 0 | 0 | 0 | 0 | 0 | 0 | 0 | 0 | 0 | 0 | 0 | 0 | 0 | 0 | 0 | 0 | 0 | 0 | 0 | 0 | 0 | 0 | 0 | 0 | 0 | 0 | 0 | 0 | 0 | 0 | 0 | 0 | 0 | 0 | 0 | 0 | 0 | 0 | 0 | 0 | 0 | 0 | 0 | 0 | 0 | 0 | 0 | 0 | 0 | 0 | 0 | 0 | 0 | 0 | 0 | 0 | 0 | 0 | 0 | 0 | 0 | 0 | 0 | 0 | 0 | 0 | 0 | 0 | 0 | 0 | 0 | 0 | 0 | 0 | 0 | 0
OR_Commercial_OR - College_New_Food Preparation_Natural Gas_Fryer_A | OR | Commercial | OR - College | New | Food Preparation | Natural Gas | Fryer | A | WCNG106 | Standard | ENERGY STAR | 9 | 0 | 0 | 0 | 933.12 | 0 | 0 | 0 | 0.7 | 0.2 | 1 units | 10.82% | 100% | Lost Opportunity | LO5Med_OR | 85% | TBD | 0% | 0 |  | 0 |  | 0 | RTF Wkbk - ComCookingFryer_v5_0 | RTF Wkbk - ComCookingFryer_v5_0 | RTF Wkbk - ComCookingFryer_v5_0 | Standard | Standard | Standard | Standard | Standard | Standard | Standard | Standard | Standard | Standard | Standard | Standard | Standard | Standard | Standard | Standard | Standard | Standard | Standard | Standard | Standard | Standard | Standard | Standard | Standard | Standard | Standard | ENERGY STAR | ENERGY STAR | ENERGY STAR | ENERGY STAR | ENERGY STAR | ENERGY STAR | ENERGY STAR | ENERGY STAR | ENERGY STAR | ENERGY STAR | ENERGY STAR | ENERGY STAR | ENERGY STAR | ENERGY STAR | ENERGY STAR | ENERGY STAR | ENERGY STAR | ENERGY STAR | ENERGY STAR | ENERGY STAR | ENERGY STAR | ENERGY STAR | ENERGY STAR | ENERGY STAR | ENERGY STAR | ENERGY STAR | ENERGY STAR | 933.12 | 933.12 | 933.12 | 933.12 | 933.12 | 933.12 | 933.12 | 933.12 | 933.12 | 933.12 | 933.12 | 933.12 | 933.12 | 933.12 | 933.12 | 933.12 | 933.12 | 933.12 | 933.12 | 933.12 | 933.12 | 933.12 | 933.12 | 933.1211 | 933.1211 | 933.1211 | 933.1211 | 0 | 0 | 0 | 0 | 0 | 0 | 0 | 0 | 0 | 0 | 0 | 0 | 0 | 0 | 0 | 0 | 0 | 0 | 0 | 0 | 0 | 0 | 0 | 0 | 0 | 0 | 0 | 0 | 0 | 0 | 0 | 0 | 0 | 0 | 0 | 0 | 0 | 0 | 0 | 0 | 0 | 0 | 0 | 0 | 0 | 0 | 0 | 0 | 0 | 0 | 0 | 0 | 0 | 0 | 0 | 0 | 0 | 0 | 0 | 0 | 0 | 0 | 0 | 0 | 0 | 0 | 0 | 0 | 0 | 0 | 0 | 0 | 0 | 0 | 0 | 0 | 0 | 0 | 0 | 0 | 0 | 0 | 0 | 0 | 0 | 0 | 0 | 0 | 0 | 0 | 0 | 0 | 0 | 0 | 0 | 0 | 0 | 0 | 0 | 0 | 0 | 0 | 0 | 0 | 0 | 0 | 0 | 0 | 0 | 0 | 0 | 0 | 0 | 0 | 0 | 0 | 0 | 0 | 0 | 0 | 0 | 0 | 0 | 0 | 0 | 0 | 0 | 0 | 0 | 0 | 0 | 0 | 0 | 0 | 0 | 0 | 0 | 0 | 0 | 0 | 0 | 0 | 0 | 0 | 0 | 0 | 0 | 0 | 0 | 0 | 0 | 0 | 0 | 0 | 0 | 0 | 0 | 0 | 0 | 0 | 0 | 0 | 0 | 0 | 0 | 0 | 0 | 0 | 0 | 0 | 0 | 0 | 0 | 0 | 0 | 0 | 0 | 0 | 0 | 0 | 0 | 0 | 0 | 0 | 0 | 0 | 0 | 0 | 0 | 0 | 0 | 0 | 0 | 0 | 0 | 0 | 0 | 0 | 0 | 0 | 0 | 0 | 0 | 0 | 0 | 0 | 0 | 0 | 0 | 0 | 0 | 0 | 0 | 0 | 0 | 0 | 0 | 0 | 0 | 0 | 0 | 0 | 0 | 0 | 0 | 0 | 0 | 0 | 0 | 0 | 0 | 0 | 0 | 0 | 0 | 0 | 0 | 0 | 0 | 0 | 0 | 0 | 0 | 0 | 0 | 0 | 0 | 0 | 0 | 0 | 0 | 0 | 0 | 0 | 0 | 0 | 0 | 0 | 0 | 0 | 0 | 0 | 0 | 0 | 0 | 0 | 0 | 0 | 0 | 0 | 0 | 0 | 0 | 0 | 0 | 0 | 0 | 0 | 0 | 0 | 0 | 0 | 0 | 0 | 0 | 0 | 0 | 0 | 0 | 0 | 0 | 0 | 0 | 0 | 0 | 0 | 0 | 0 | 0 | 0 | 0 | 0 | 0 | 0 | 0 | 0 | 0 | 0 | 0 | 0 | 0 | 0 | 0 | 0 | 0 | 0 | 0 | 0 | 0 | 0 | 0 | 0 | 0 | 0 | 0 | 0 | 0 | 0 | 0 | 0 | 0 | 0 | 0 | 0 | 0 | 0 | 0 | 0 | 0 | 0 | 0 | 0 | 0 | 0 | 0 | 0 | 0 | 0 | 0 | 0 | 0 | 0 | 0 | 0 | 0 | 0 | 0 | 0 | 0 | 0 | 0 | 0 | 0 | 0 | 0 | 0 | 0 | 0 | 0 | 0 | 0 | 0 | 0 | 0 | 0 | 0 | 0 | 0 | 0 | 0 | 0 | 0 | 0 | 0 | 0 | 0 | 0 | 0 | 0 | 0 | 0 | 0 | 0 | 0 | 0 | 0 | 0 | 0 | 0 | 0 | 0 | 0 | 0 | 0 | 0 | 0 | 0 | 0 | 0 | 0 | 0 | 0 | 0 | 0 | 0 | 0 | 0 | 0 | 0 | 0 | 0 | 0 | 0 | 0 | 0 | 0 | 0 | 0 | 0 | 0 | 0 | 0 | 0 | 0 | 0 | 0 | 0 | 0 | 0 | 0 | 0 | 0 | 0 | 0 | 0 | 0 | 0 | 0 | 0 | 0 | 0 | 0 | 0 | 0 | 0 | 0 | 0 | 0 | 0 | 0 | 0 | 0 | 0 | 0 | 0 | 0 | 0 | 0 | 0 | 0 | 0 | 0 | 0 | 0 | 0 | 0 | 0
OR_Commercial_OR - College_New_Food Preparation_Natural Gas_Broiler_A | OR | Commercial | OR - College | New | Food Preparation | Natural Gas | Broiler | A | WCNG107 | Standard | Infrared Burners | 12 | 0 | 0 | 0 | 1166.72 | 0 | 0 | 0 | 0.7 | 0.2 | 1 units | 16.72% | 100% | Lost Opportunity | LOEven20_OR | 85% | TBD | 0% | 0 |  | 0 |  | 0 | IL TRM - 4.2.14 - CI-FSE-IRBL-V02-180101 | IL TRM - 4.2.14 - CI-FSE-IRBL-V02-180101 | IL TRM - 4.2.14 - CI-FSE-IRBL-V02-180101 | Standard | Standard | Standard | Standard | Standard | Standard | Standard | Standard | Standard | Standard | Standard | Standard | Standard | Standard | Standard | Standard | Standard | Standard | Standard | Standard | Standard | Standard | Standard | Standard | Standard | Standard | Standard | Infrared Burners | Infrared Burners | Infrared Burners | Infrared Burners | Infrared Burners | Infrared Burners | Infrared Burners | Infrared Burners | Infrared Burners | Infrared Burners | Infrared Burners | Infrared Burners | Infrared Burners | Infrared Burners | Infrared Burners | Infrared Burners | Infrared Burners | Infrared Burners | Infrared Burners | Infrared Burners | Infrared Burners | Infrared Burners | Infrared Burners | Infrared Burners | Infrared Burners | Infrared Burners | Infrared Burners | 1166.72 | 1166.72 | 1166.72 | 1166.72 | 1166.72 | 1166.72 | 1166.72 | 1166.72 | 1166.72 | 1166.72 | 1166.72 | 1166.72 | 1166.72 | 1166.72 | 1166.72 | 1166.72 | 1166.72 | 1166.72 | 1166.72 | 1166.72 | 1166.72 | 1166.72 | 1166.72 | 1166.7179 | 1166.7179 | 1166.7179 | 1166.7179 | 0 | 0 | 0 | 0 | 0 | 0 | 0 | 0 | 0 | 0 | 0 | 0 | 0 | 0 | 0 | 0 | 0 | 0 | 0 | 0 | 0 | 0 | 0 | 0 | 0 | 0 | 0 | 0 | 0 | 0 | 0 | 0 | 0 | 0 | 0 | 0 | 0 | 0 | 0 | 0 | 0 | 0 | 0 | 0 | 0 | 0 | 0 | 0 | 0 | 0 | 0 | 0 | 0 | 0 | 0 | 0 | 0 | 0 | 0 | 0 | 0 | 0 | 0 | 0 | 0 | 0 | 0 | 0 | 0 | 0 | 0 | 0 | 0 | 0 | 0 | 0 | 0 | 0 | 0 | 0 | 0 | 0 | 0 | 0 | 0 | 0 | 0 | 0 | 0 | 0 | 0 | 0 | 0 | 0 | 0 | 0 | 0 | 0 | 0 | 0 | 0 | 0 | 0 | 0 | 0 | 0 | 0 | 0 | 0 | 0 | 0 | 0 | 0 | 0 | 0 | 0 | 0 | 0 | 0 | 0 | 0 | 0 | 0 | 0 | 0 | 0 | 0 | 0 | 0 | 0 | 0 | 0 | 0 | 0 | 0 | 0 | 0 | 0 | 0 | 0 | 0 | 0 | 0 | 0 | 0 | 0 | 0 | 0 | 0 | 0 | 0 | 0 | 0 | 0 | 0 | 0 | 0 | 0 | 0 | 0 | 0 | 0 | 0 | 0 | 0 | 0 | 0 | 0 | 0 | 0 | 0 | 0 | 0 | 0 | 0 | 0 | 0 | 0 | 0 | 0 | 0 | 0 | 0 | 0 | 0 | 0 | 0 | 0 | 0 | 0 | 0 | 0 | 0 | 0 | 0 | 0 | 0 | 0 | 0 | 0 | 0 | 0 | 0 | 0 | 0 | 0 | 0 | 0 | 0 | 0 | 0 | 0 | 0 | 0 | 0 | 0 | 0 | 0 | 0 | 0 | 0 | 0 | 0 | 0 | 0 | 0 | 0 | 0 | 0 | 0 | 0 | 0 | 0 | 0 | 0 | 0 | 0 | 0 | 0 | 0 | 0 | 0 | 0 | 0 | 0 | 0 | 0 | 0 | 0 | 0 | 0 | 0 | 0 | 0 | 0 | 0 | 0 | 0 | 0 | 0 | 0 | 0 | 0 | 0 | 0 | 0 | 0 | 0 | 0 | 0 | 0 | 0 | 0 | 0 | 0 | 0 | 0 | 0 | 0 | 0 | 0 | 0 | 0 | 0 | 0 | 0 | 0 | 0 | 0 | 0 | 0 | 0 | 0 | 0 | 0 | 0 | 0 | 0 | 0 | 0 | 0 | 0 | 0 | 0 | 0 | 0 | 0 | 0 | 0 | 0 | 0 | 0 | 0 | 0 | 0 | 0 | 0 | 0 | 0 | 0 | 0 | 0 | 0 | 0 | 0 | 0 | 0 | 0 | 0 | 0 | 0 | 0 | 0 | 0 | 0 | 0 | 0 | 0 | 0 | 0 | 0 | 0 | 0 | 0 | 0 | 0 | 0 | 0 | 0 | 0 | 0 | 0 | 0 | 0 | 0 | 0 | 0 | 0 | 0 | 0 | 0 | 0 | 0 | 0 | 0 | 0 | 0 | 0 | 0 | 0 | 0 | 0 | 0 | 0 | 0 | 0 | 0 | 0 | 0 | 0 | 0 | 0 | 0 | 0 | 0 | 0 | 0 | 0 | 0 | 0 | 0 | 0 | 0 | 0 | 0 | 0 | 0 | 0 | 0 | 0 | 0 | 0 | 0 | 0 | 0 | 0 | 0 | 0 | 0 | 0 | 0 | 0 | 0 | 0 | 0 | 0 | 0 | 0 | 0 | 0 | 0 | 0 | 0 | 0 | 0 | 0 | 0 | 0 | 0 | 0 | 0 | 0 | 0 | 0 | 0 | 0 | 0 | 0 | 0 | 0 | 0 | 0 | 0 | 0 | 0 | 0 | 0 | 0 | 0 | 0 | 0 | 0 | 0 | 0 | 0 | 0 | 0 | 0 | 0 | 0 | 0 | 0 | 0 | 0 | 0 | 0 | 0 | 0 | 0 | 0 | 0 | 0 | 0 | 0 | 0 | 0 | 0
OR_Commercial_OR - College_New_Food Preparation_Natural Gas_Griddle_A | OR | Commercial | OR - College | New | Food Preparation | Natural Gas | Griddle | A | WCNG108 | Standard | ENERGY STAR | 12 | 0 | 0 | 0 | 1405.83 | 0 | 0 | 0 | 0.7 | 0.2 | 1 units | 23.61% | 100% | Lost Opportunity | LOEven20_OR | 85% | TBD | 0% | 0 |  | 0 |  | 0 | IL TRM - 4.2.8 - CI-FSE-ESGR-V04-200101 | IL TRM - 4.2.8 - CI-FSE-ESGR-V04-200101 | IL TRM - 4.2.8 - CI-FSE-ESGR-V04-200101 | Standard | Standard | Standard | Standard | Standard | Standard | Standard | Standard | Standard | Standard | Standard | Standard | Standard | Standard | Standard | Standard | Standard | Standard | Standard | Standard | Standard | Standard | Standard | Standard | Standard | Standard | Standard | ENERGY STAR | ENERGY STAR | ENERGY STAR | ENERGY STAR | ENERGY STAR | ENERGY STAR | ENERGY STAR | ENERGY STAR | ENERGY STAR | ENERGY STAR | ENERGY STAR | ENERGY STAR | ENERGY STAR | ENERGY STAR | ENERGY STAR | ENERGY STAR | ENERGY STAR | ENERGY STAR | ENERGY STAR | ENERGY STAR | ENERGY STAR | ENERGY STAR | ENERGY STAR | ENERGY STAR | ENERGY STAR | ENERGY STAR | ENERGY STAR | 1405.83 | 1405.83 | 1405.83 | 1405.83 | 1405.83 | 1405.83 | 1405.83 | 1405.83 | 1405.83 | 1405.83 | 1405.83 | 1405.83 | 1405.83 | 1405.83 | 1405.83 | 1405.83 | 1405.83 | 1405.83 | 1405.83 | 1405.83 | 1405.83 | 1405.83 | 1405.83 | 1405.8266 | 1405.8266 | 1405.8266 | 1405.8266 | 0 | 0 | 0 | 0 | 0 | 0 | 0 | 0 | 0 | 0 | 0 | 0 | 0 | 0 | 0 | 0 | 0 | 0 | 0 | 0 | 0 | 0 | 0 | 0 | 0 | 0 | 0 | 0 | 0 | 0 | 0 | 0 | 0 | 0 | 0 | 0 | 0 | 0 | 0 | 0 | 0 | 0 | 0 | 0 | 0 | 0 | 0 | 0 | 0 | 0 | 0 | 0 | 0 | 0 | 0 | 0 | 0 | 0 | 0 | 0 | 0 | 0 | 0 | 0 | 0 | 0 | 0 | 0 | 0 | 0 | 0 | 0 | 0 | 0 | 0 | 0 | 0 | 0 | 0 | 0 | 0 | 0 | 0 | 0 | 0 | 0 | 0 | 0 | 0 | 0 | 0 | 0 | 0 | 0 | 0 | 0 | 0 | 0 | 0 | 0 | 0 | 0 | 0 | 0 | 0 | 0 | 0 | 0 | 0 | 0 | 0 | 0 | 0 | 0 | 0 | 0 | 0 | 0 | 0 | 0 | 0 | 0 | 0 | 0 | 0 | 0 | 0 | 0 | 0 | 0 | 0 | 0 | 0 | 0 | 0 | 0 | 0 | 0 | 0 | 0 | 0 | 0 | 0 | 0 | 0 | 0 | 0 | 0 | 0 | 0 | 0 | 0 | 0 | 0 | 0 | 0 | 0 | 0 | 0 | 0 | 0 | 0 | 0 | 0 | 0 | 0 | 0 | 0 | 0 | 0 | 0 | 0 | 0 | 0 | 0 | 0 | 0 | 0 | 0 | 0 | 0 | 0 | 0 | 0 | 0 | 0 | 0 | 0 | 0 | 0 | 0 | 0 | 0 | 0 | 0 | 0 | 0 | 0 | 0 | 0 | 0 | 0 | 0 | 0 | 0 | 0 | 0 | 0 | 0 | 0 | 0 | 0 | 0 | 0 | 0 | 0 | 0 | 0 | 0 | 0 | 0 | 0 | 0 | 0 | 0 | 0 | 0 | 0 | 0 | 0 | 0 | 0 | 0 | 0 | 0 | 0 | 0 | 0 | 0 | 0 | 0 | 0 | 0 | 0 | 0 | 0 | 0 | 0 | 0 | 0 | 0 | 0 | 0 | 0 | 0 | 0 | 0 | 0 | 0 | 0 | 0 | 0 | 0 | 0 | 0 | 0 | 0 | 0 | 0 | 0 | 0 | 0 | 0 | 0 | 0 | 0 | 0 | 0 | 0 | 0 | 0 | 0 | 0 | 0 | 0 | 0 | 0 | 0 | 0 | 0 | 0 | 0 | 0 | 0 | 0 | 0 | 0 | 0 | 0 | 0 | 0 | 0 | 0 | 0 | 0 | 0 | 0 | 0 | 0 | 0 | 0 | 0 | 0 | 0 | 0 | 0 | 0 | 0 | 0 | 0 | 0 | 0 | 0 | 0 | 0 | 0 | 0 | 0 | 0 | 0 | 0 | 0 | 0 | 0 | 0 | 0 | 0 | 0 | 0 | 0 | 0 | 0 | 0 | 0 | 0 | 0 | 0 | 0 | 0 | 0 | 0 | 0 | 0 | 0 | 0 | 0 | 0 | 0 | 0 | 0 | 0 | 0 | 0 | 0 | 0 | 0 | 0 | 0 | 0 | 0 | 0 | 0 | 0 | 0 | 0 | 0 | 0 | 0 | 0 | 0 | 0 | 0 | 0 | 0 | 0 | 0 | 0 | 0 | 0 | 0 | 0 | 0 | 0 | 0 | 0 | 0 | 0 | 0 | 0 | 0 | 0 | 0 | 0 | 0 | 0 | 0 | 0 | 0 | 0 | 0 | 0 | 0 | 0 | 0 | 0 | 0 | 0 | 0 | 0 | 0 | 0 | 0 | 0 | 0 | 0 | 0 | 0 | 0 | 0 | 0 | 0 | 0 | 0 | 0 | 0 | 0 | 0 | 0 | 0 | 0 | 0 | 0 | 0 | 0 | 0 | 0 | 0 | 0 | 0 | 0 | 0 | 0 | 0 | 0 | 0 | 0 | 0 | 0 | 0 | 0 | 0 | 0 | 0 | 0 | 0 | 0 | 0 | 0 | 0 | 0 | 0 | 0 | 0 | 0 | 0 | 0 | 0
OR_Commercial_OR - College_New_Food Preparation_Natural Gas_Range_A | OR | Commercial | OR - College | New | Food Preparation | Natural Gas | Range | A | WCNG109 | Standard | High Efficiency | 10 | 0 | 0 | 0 | 0.01 | 0 | 0 | 0 | 0.7 | 0.2 | 1 units | 29.18% | 100% | Lost Opportunity | LOEven20_OR | 85% | TBD | 0% | 0 |  | 0 |  | 0 | COOK_OVN-Food Preparation-AEO17-1 | EIA 2018 Tech Forecast | EIA 2018 Tech Forecast | Standard | Standard | Standard | Standard | Standard | Standard | Standard | Standard | Standard | Standard | Standard | Standard | Standard | Standard | Standard | Standard | Standard | Standard | Standard | Standard | Standard | Standard | Standard | Standard | Standard | Standard | Standard | High Efficiency | High Efficiency | High Efficiency | High Efficiency | High Efficiency | High Efficiency | High Efficiency | High Efficiency | High Efficiency | High Efficiency | High Efficiency | High Efficiency | High Efficiency | High Efficiency | High Efficiency | High Efficiency | High Efficiency | High Efficiency | High Efficiency | High Efficiency | High Efficiency | High Efficiency | High Efficiency | High Efficiency | High Efficiency | High Efficiency | High Efficiency | 0.01 | 0.01 | 0.01 | 0.01 | 0.01 | 0.01 | 0.01 | 0.01 | 0.01 | 0.01 | 0.01 | 0.01 | 0.01 | 0.01 | 0.01 | 0.01 | 0.01 | 0.01 | 0.01 | 0.01 | 0.01 | 0.01 | 0.01 | 0.010631 | 0.010631 | 0.010631 | 0.010631 | 0 | 0 | 0 | 0 | 0 | 0 | 0 | 0 | 0 | 0 | 0 | 0 | 0 | 0 | 0 | 0 | 0 | 0 | 0 | 0 | 0 | 0 | 0 | 0 | 0 | 0 | 0 | 0 | 0 | 0 | 0 | 0 | 0 | 0 | 0 | 0 | 0 | 0 | 0 | 0 | 0 | 0 | 0 | 0 | 0 | 0 | 0 | 0 | 0 | 0 | 0 | 0 | 0 | 0 | 0 | 0 | 0 | 0 | 0 | 0 | 0 | 0 | 0 | 0 | 0 | 0 | 0 | 0 | 0 | 0 | 0 | 0 | 0 | 0 | 0 | 0 | 0 | 0 | 0 | 0 | 0 | 0 | 0 | 0 | 0 | 0 | 0 | 0 | 0 | 0 | 0 | 0 | 0 | 0 | 0 | 0 | 0 | 0 | 0 | 0 | 0 | 0 | 0 | 0 | 0 | 0 | 0 | 0 | 0 | 0 | 0 | 0 | 0 | 0 | 0 | 0 | 0 | 0 | 0 | 0 | 0 | 0 | 0 | 0 | 0 | 0 | 0 | 0 | 0 | 0 | 0 | 0 | 0 | 0 | 0 | 0 | 0 | 0 | 0 | 0 | 0 | 0 | 0 | 0 | 0 | 0 | 0 | 0 | 0 | 0 | 0 | 0 | 0 | 0 | 0 | 0 | 0 | 0 | 0 | 0 | 0 | 0 | 0 | 0 | 0 | 0 | 0 | 0 | 0 | 0 | 0 | 0 | 0 | 0 | 0 | 0 | 0 | 0 | 0 | 0 | 0 | 0 | 0 | 0 | 0 | 0 | 0 | 0 | 0 | 0 | 0 | 0 | 0 | 0 | 0 | 0 | 0 | 0 | 0 | 0 | 0 | 0 | 0 | 0 | 0 | 0 | 0 | 0 | 0 | 0 | 0 | 0 | 0 | 0 | 0 | 0 | 0 | 0 | 0 | 0 | 0 | 0 | 0 | 0 | 0 | 0 | 0 | 0 | 0 | 0 | 0 | 0 | 0 | 0 | 0 | 0 | 0 | 0 | 0 | 0 | 0 | 0 | 0 | 0 | 0 | 0 | 0 | 0 | 0 | 0 | 0 | 0 | 0 | 0 | 0 | 0 | 0 | 0 | 0 | 0 | 0 | 0 | 0 | 0 | 0 | 0 | 0 | 0 | 0 | 0 | 0 | 0 | 0 | 0 | 0 | 0 | 0 | 0 | 0 | 0 | 0 | 0 | 0 | 0 | 0 | 0 | 0 | 0 | 0 | 0 | 0 | 0 | 0 | 0 | 0 | 0 | 0 | 0 | 0 | 0 | 0 | 0 | 0 | 0 | 0 | 0 | 0 | 0 | 0 | 0 | 0 | 0 | 0 | 0 | 0 | 0 | 0 | 0 | 0 | 0 | 0 | 0 | 0 | 0 | 0 | 0 | 0 | 0 | 0 | 0 | 0 | 0 | 0 | 0 | 0 | 0 | 0 | 0 | 0 | 0 | 0 | 0 | 0 | 0 | 0 | 0 | 0 | 0 | 0 | 0 | 0 | 0 | 0 | 0 | 0 | 0 | 0 | 0 | 0 | 0 | 0 | 0 | 0 | 0 | 0 | 0 | 0 | 0 | 0 | 0 | 0 | 0 | 0 | 0 | 0 | 0 | 0 | 0 | 0 | 0 | 0 | 0 | 0 | 0 | 0 | 0 | 0 | 0 | 0 | 0 | 0 | 0 | 0 | 0 | 0 | 0 | 0 | 0 | 0 | 0 | 0 | 0 | 0 | 0 | 0 | 0 | 0 | 0 | 0 | 0 | 0 | 0 | 0 | 0 | 0 | 0 | 0 | 0 | 0 | 0 | 0 | 0 | 0 | 0 | 0 | 0 | 0 | 0 | 0 | 0 | 0 | 0 | 0 | 0 | 0 | 0 | 0 | 0 | 0 | 0 | 0 | 0 | 0 | 0 | 0 | 0 | 0 | 0 | 0 | 0 | 0 | 0 | 0 | 0 | 0 | 0 | 0 | 0 | 0 | 0 | 0 | 0 | 0 | 0 | 0 | 0 | 0 | 0 | 0 | 0 | 0 | 0 | 0 | 0 | 0 | 0 | 0
OR_Commercial_OR - College_New_Food Preparation_Natural Gas_Steamer_A | OR | Commercial | OR - College | New | Food Preparation | Natural Gas | Steamer | A | WCNG110 | Standard | ENERGY STAR | 8 | 0 | 0 | 0 | 0.01 | 737.87 | 0 | 0 | 0.7 | 0.2 | 1 units | 10.49% | 100% | Lost Opportunity | LOEven20_OR | 85% | TBD | 0% | 0 |  | 0 |  | 0 | RTF Wkbk - ComCookingSteamer_v5_0 | RTF Wkbk - ComCookingSteamer_v5_0 | RTF Wkbk - ComCookingSteamer_v5_0 | Standard | Standard | Standard | Standard | Standard | Standard | Standard | Standard | Standard | Standard | Standard | Standard | Standard | Standard | Standard | Standard | Standard | Standard | Standard | Standard | Standard | Standard | Standard | Standard | Standard | Standard | Standard | ENERGY STAR | ENERGY STAR | ENERGY STAR | ENERGY STAR | ENERGY STAR | ENERGY STAR | ENERGY STAR | ENERGY STAR | ENERGY STAR | ENERGY STAR | ENERGY STAR | ENERGY STAR | ENERGY STAR | ENERGY STAR | ENERGY STAR | ENERGY STAR | ENERGY STAR | ENERGY STAR | ENERGY STAR | ENERGY STAR | ENERGY STAR | ENERGY STAR | ENERGY STAR | ENERGY STAR | ENERGY STAR | ENERGY STAR | ENERGY STAR | 0.01 | 0.01 | 0.01 | 0.01 | 0.01 | 0.01 | 0.01 | 0.01 | 0.01 | 0.01 | 0.01 | 0.01 | 0.01 | 0.01 | 0.01 | 0.01 | 0.01 | 0.01 | 0.01 | 0.01 | 0.01 | 0.01 | 0.01 | 0.010743 | 0.010743 | 0.010743 | 0.010743 | 0 | 0 | 0 | 0 | 0 | 0 | 0 | 0 | 0 | 0 | 0 | 0 | 0 | 0 | 0 | 0 | 0 | 0 | 0 | 0 | 0 | 0 | 0 | 0 | 0 | 0 | 0 | 0 | 0 | 0 | 0 | 0 | 0 | 0 | 0 | 0 | 0 | 0 | 0 | 0 | 0 | 0 | 0 | 0 | 0 | 0 | 0 | 0 | 0 | 0 | 0 | 0 | 0 | 0 | 0 | 0 | 0 | 0 | 0 | 0 | 0 | 0 | 0 | 0 | 0 | 0 | 0 | 0 | 0 | 0 | 0 | 0 | 0 | 0 | 0 | 0 | 0 | 0 | 0 | 0 | 0 | 0 | 0 | 0 | 0 | 0 | 0 | 0 | 0 | 0 | 0 | 0 | 0 | 0 | 0 | 0 | 0 | 0 | 0 | 0 | 0 | 0 | 0 | 0 | 0 | 0 | 0 | 0 | 0 | 0 | 0 | 0 | 0 | 0 | 0 | 0 | 0 | 0 | 0 | 0 | 0 | 0 | 0 | 0 | 0 | 0 | 0 | 0 | 0 | 0 | 0 | 0 | 0 | 0 | 0 | 0 | 0 | 0 | 0 | 0 | 0 | 0 | 0 | 0 | 0 | 0 | 0 | 0 | 0 | 0 | 0 | 0 | 0 | 0 | 0 | 0 | 0 | 0 | 0 | 0 | 0 | 0 | 0 | 0 | 0 | 0 | 0 | 0 | 0 | 0 | 0 | 0 | 0 | 0 | 0 | 0 | 0 | 0 | 0 | 0 | 0 | 0 | 0 | 0 | 0 | 0 | 0 | 0 | 0 | 0 | 0 | 0 | 0 | 0 | 0 | 0 | 0 | 0 | 0 | 0 | 0 | 0 | 0 | 0 | 0 | 0 | 0 | 0 | 0 | 0 | 0 | 0 | 0 | 0 | 0 | 0 | 0 | 0 | 0 | 0 | 0 | 0 | 0 | 0 | 0 | 0 | 0 | 0 | 0 | 0 | 0 | 0 | 0 | 0 | 0 | 0 | 0 | 0 | 0 | 0 | 0 | 0 | 0 | 0 | 0 | 0 | 0 | 0 | 0 | 0 | 0 | 0 | 0 | 0 | 0 | 0 | 0 | 0 | 0 | 0 | 0 | 0 | 0 | 0 | 0 | 0 | 0 | 0 | 0 | 0 | 0 | 0 | 0 | 0 | 0 | 0 | 0 | 0 | 0 | 0 | 0 | 0 | 0 | 0 | 0 | 0 | 0 | 0 | 0 | 0 | 0 | 0 | 0 | 0 | 0 | 0 | 0 | 0 | 0 | 0 | 0 | 0 | 0 | 0 | 0 | 0 | 0 | 0 | 0 | 0 | 0 | 0 | 0 | 0 | 0 | 0 | 0 | 0 | 0 | 0 | 0 | 0 | 0 | 0 | 0 | 0 | 0 | 0 | 0 | 0 | 0 | 0 | 0 | 0 | 0 | 0 | 0 | 0 | 0 | 0 | 0 | 0 | 0 | 0 | 0 | 0 | 0 | 0 | 0 | 0 | 0 | 0 | 0 | 0 | 0 | 0 | 0 | 0 | 0 | 0 | 0 | 0 | 0 | 0 | 0 | 0 | 0 | 0 | 0 | 0 | 0 | 0 | 0 | 0 | 0 | 0 | 0 | 0 | 0 | 0 | 0 | 0 | 0 | 0 | 0 | 0 | 0 | 0 | 0 | 0 | 0 | 0 | 0 | 0 | 0 | 0 | 0 | 0 | 0 | 0 | 0 | 0 | 0 | 0 | 0 | 0 | 0 | 0 | 0 | 0 | 0 | 0 | 0 | 0 | 0 | 0 | 0 | 0 | 0 | 0 | 0 | 0 | 0 | 0 | 0 | 0 | 0 | 0 | 0 | 0 | 0 | 0 | 0 | 0 | 0 | 0 | 0 | 0 | 0 | 0 | 0 | 0 | 0 | 0 | 0 | 0 | 0 | 0 | 0 | 0 | 0 | 0 | 0 | 0 | 0 | 0 | 0 | 0 | 0 | 0 | 0 | 0 | 0 | 0 | 0 | 0 | 0 | 0 | 0 | 0 | 0 | 0 | 0 | 0 | 0 | 0 | 0
OR_Commercial_OR - College_New_Food Preparation_Natural Gas_Commercial Food Prep Other_A | OR | Commercial | OR - College | New | Food Preparation | Natural Gas | Commercial Food Prep Other | A | WCNG111 | Standard | ENERGY STAR | 10 | 0 | 0 | 0 | 254.64 | 0 | 0 | 0 | 0.7 | 0.2 | 1 units | 1.311% | 100% | Lost Opportunity | LOEven20_OR | 85% | TBD | 0% | 0 |  | 0 |  | 0 | N/A | N/A | N/A | Standard | Standard | Standard | Standard | Standard | Standard | Standard | Standard | Standard | Standard | Standard | Standard | Standard | Standard | Standard | Standard | Standard | Standard | Standard | Standard | Standard | Standard | Standard | Standard | Standard | Standard | Standard | ENERGY STAR | ENERGY STAR | ENERGY STAR | ENERGY STAR | ENERGY STAR | ENERGY STAR | ENERGY STAR | ENERGY STAR | ENERGY STAR | ENERGY STAR | ENERGY STAR | ENERGY STAR | ENERGY STAR | ENERGY STAR | ENERGY STAR | ENERGY STAR | ENERGY STAR | ENERGY STAR | ENERGY STAR | ENERGY STAR | ENERGY STAR | ENERGY STAR | ENERGY STAR | ENERGY STAR | ENERGY STAR | ENERGY STAR | ENERGY STAR | 254.64 | 254.64 | 254.64 | 254.64 | 254.64 | 254.64 | 254.64 | 254.64 | 254.64 | 254.64 | 254.64 | 254.64 | 254.64 | 254.64 | 254.64 | 254.64 | 254.64 | 254.64 | 254.64 | 254.64 | 254.64 | 254.64 | 254.64 | 254.6373 | 254.6373 | 254.6373 | 254.6373 | 0 | 0 | 0 | 0 | 0 | 0 | 0 | 0 | 0 | 0 | 0 | 0 | 0 | 0 | 0 | 0 | 0 | 0 | 0 | 0 | 0 | 0 | 0 | 0 | 0 | 0 | 0 | 0 | 0 | 0 | 0 | 0 | 0 | 0 | 0 | 0 | 0 | 0 | 0 | 0 | 0 | 0 | 0 | 0 | 0 | 0 | 0 | 0 | 0 | 0 | 0 | 0 | 0 | 0 | 0 | 0 | 0 | 0 | 0 | 0 | 0 | 0 | 0 | 0 | 0 | 0 | 0 | 0 | 0 | 0 | 0 | 0 | 0 | 0 | 0 | 0 | 0 | 0 | 0 | 0 | 0 | 0 | 0 | 0 | 0 | 0 | 0 | 0 | 0 | 0 | 0 | 0 | 0 | 0 | 0 | 0 | 0 | 0 | 0 | 0 | 0 | 0 | 0 | 0 | 0 | 0 | 0 | 0 | 0 | 0 | 0 | 0 | 0 | 0 | 0 | 0 | 0 | 0 | 0 | 0 | 0 | 0 | 0 | 0 | 0 | 0 | 0 | 0 | 0 | 0 | 0 | 0 | 0 | 0 | 0 | 0 | 0 | 0 | 0 | 0 | 0 | 0 | 0 | 0 | 0 | 0 | 0 | 0 | 0 | 0 | 0 | 0 | 0 | 0 | 0 | 0 | 0 | 0 | 0 | 0 | 0 | 0 | 0 | 0 | 0 | 0 | 0 | 0 | 0 | 0 | 0 | 0 | 0 | 0 | 0 | 0 | 0 | 0 | 0 | 0 | 0 | 0 | 0 | 0 | 0 | 0 | 0 | 0 | 0 | 0 | 0 | 0 | 0 | 0 | 0 | 0 | 0 | 0 | 0 | 0 | 0 | 0 | 0 | 0 | 0 | 0 | 0 | 0 | 0 | 0 | 0 | 0 | 0 | 0 | 0 | 0 | 0 | 0 | 0 | 0 | 0 | 0 | 0 | 0 | 0 | 0 | 0 | 0 | 0 | 0 | 0 | 0 | 0 | 0 | 0 | 0 | 0 | 0 | 0 | 0 | 0 | 0 | 0 | 0 | 0 | 0 | 0 | 0 | 0 | 0 | 0 | 0 | 0 | 0 | 0 | 0 | 0 | 0 | 0 | 0 | 0 | 0 | 0 | 0 | 0 | 0 | 0 | 0 | 0 | 0 | 0 | 0 | 0 | 0 | 0 | 0 | 0 | 0 | 0 | 0 | 0 | 0 | 0 | 0 | 0 | 0 | 0 | 0 | 0 | 0 | 0 | 0 | 0 | 0 | 0 | 0 | 0 | 0 | 0 | 0 | 0 | 0 | 0 | 0 | 0 | 0 | 0 | 0 | 0 | 0 | 0 | 0 | 0 | 0 | 0 | 0 | 0 | 0 | 0 | 0 | 0 | 0 | 0 | 0 | 0 | 0 | 0 | 0 | 0 | 0 | 0 | 0 | 0 | 0 | 0 | 0 | 0 | 0 | 0 | 0 | 0 | 0 | 0 | 0 | 0 | 0 | 0 | 0 | 0 | 0 | 0 | 0 | 0 | 0 | 0 | 0 | 0 | 0 | 0 | 0 | 0 | 0 | 0 | 0 | 0 | 0 | 0 | 0 | 0 | 0 | 0 | 0 | 0 | 0 | 0 | 0 | 0 | 0 | 0 | 0 | 0 | 0 | 0 | 0 | 0 | 0 | 0 | 0 | 0 | 0 | 0 | 0 | 0 | 0 | 0 | 0 | 0 | 0 | 0 | 0 | 0 | 0 | 0 | 0 | 0 | 0 | 0 | 0 | 0 | 0 | 0 | 0 | 0 | 0 | 0 | 0 | 0 | 0 | 0 | 0 | 0 | 0 | 0 | 0 | 0 | 0 | 0 | 0 | 0 | 0 | 0 | 0 | 0 | 0 | 0 | 0 | 0 | 0 | 0 | 0 | 0 | 0 | 0 | 0 | 0 | 0 | 0 | 0 | 0 | 0 | 0 | 0 | 0 | 0 | 0 | 0 | 0 | 0 | 0 | 0 | 0 | 0 | 0 | 0 | 0 | 0 | 0 | 0 | 0 | 0 | 0 | 0 | 0 | 0 | 0 | 0 | 0
OR_Commercial_OR - College_New_Miscellaneous_Natural Gas_Pool Heater_A | OR | Commercial | OR - College | New | Miscellaneous | Natural Gas | Pool Heater | A | WCNG112 | Standard (EF .78) | Condensing (EF .90) | 6 | 0 | 0 | 0 | 12715.41 | 0 | 0 | 0 | 0.7 | 0.2 | 1 units | 1.215% | 100% | Lost Opportunity | LO1Slow_OR | 84.66% | TBD | 0% | 0 |  | 0 |  | 0 | DOE Commercial R&D 2016 - Table 7-6 | DOE Commercial R&D 2016 - Table 7-7 | DOE Commercial R&D 2016 - Table 7-9 | Standard (EF .78) | Standard (EF .78) | Standard (EF .78) | Standard (EF .78) | Standard (EF .78) | Standard (EF .78) | Standard (EF .78) | Standard (EF .78) | Standard (EF .78) | Standard (EF .78) | Standard (EF .78) | Standard (EF .78) | Standard (EF .78) | Standard (EF .78) | Standard (EF .78) | Standard (EF .78) | Standard (EF .78) | Standard (EF .78) | Standard (EF .78) | Standard (EF .78) | Standard (EF .78) | Standard (EF .78) | Standard (EF .78) | Standard (EF .78) | Standard (EF .78) | Standard (EF .78) | Standard (EF .78) | Condensing (EF .90) | Condensing (EF .90) | Condensing (EF .90) | Condensing (EF .90) | Condensing (EF .90) | Condensing (EF .90) | Condensing (EF .90) | Condensing (EF .90) | Condensing (EF .90) | Condensing (EF .90) | Condensing (EF .90) | Condensing (EF .90) | Condensing (EF .90) | Condensing (EF .90) | Condensing (EF .90) | Condensing (EF .90) | Condensing (EF .90) | Condensing (EF .90) | Condensing (EF .90) | Condensing (EF .90) | Condensing (EF .90) | Condensing (EF .90) | Condensing (EF .90) | Condensing (EF .90) | Condensing (EF .90) | Condensing (EF .90) | Condensing (EF .90) | 12715.41 | 12715.41 | 12715.41 | 12715.41 | 12715.41 | 12715.41 | 12715.41 | 12715.41 | 12715.41 | 12715.41 | 12715.41 | 12715.41 | 12715.41 | 12715.41 | 12715.41 | 12715.41 | 12715.41 | 12715.41 | 12715.41 | 12715.41 | 12715.41 | 12715.41 | 12715.41 | 12715.4132 | 12715.4132 | 12715.4132 | 12715.4132 | 0 | 0 | 0 | 0 | 0 | 0 | 0 | 0 | 0 | 0 | 0 | 0 | 0 | 0 | 0 | 0 | 0 | 0 | 0 | 0 | 0 | 0 | 0 | 0 | 0 | 0 | 0 | 0 | 0 | 0 | 0 | 0 | 0 | 0 | 0 | 0 | 0 | 0 | 0 | 0 | 0 | 0 | 0 | 0 | 0 | 0 | 0 | 0 | 0 | 0 | 0 | 0 | 0 | 0 | 0 | 0 | 0 | 0 | 0 | 0 | 0 | 0 | 0 | 0 | 0 | 0 | 0 | 0 | 0 | 0 | 0 | 0 | 0 | 0 | 0 | 0 | 0 | 0 | 0 | 0 | 0 | 0 | 0 | 0 | 0 | 0 | 0 | 0 | 0 | 0 | 0 | 0 | 0 | 0 | 0 | 0 | 0 | 0 | 0 | 0 | 0 | 0 | 0 | 0 | 0 | 0 | 0 | 0 | 0 | 0 | 0 | 0 | 0 | 0 | 0 | 0 | 0 | 0 | 0 | 0 | 0 | 0 | 0 | 0 | 0 | 0 | 0 | 0 | 0 | 0 | 0 | 0 | 0 | 0 | 0 | 0 | 0 | 0 | 0 | 0 | 0 | 0 | 0 | 0 | 0 | 0 | 0 | 0 | 0 | 0 | 0 | 0 | 0 | 0 | 0 | 0 | 0 | 0 | 0 | 0 | 0 | 0 | 0 | 0 | 0 | 0 | 0 | 0 | 0 | 0 | 0 | 0 | 0 | 0 | 0 | 0 | 0 | 0 | 0 | 0 | 0 | 0 | 0 | 0 | 0 | 0 | 0 | 0 | 0 | 0 | 0 | 0 | 0 | 0 | 0 | 0 | 0 | 0 | 0 | 0 | 0 | 0 | 0 | 0 | 0 | 0 | 0 | 0 | 0 | 0 | 0 | 0 | 0 | 0 | 0 | 0 | 0 | 0 | 0 | 0 | 0 | 0 | 0 | 0 | 0 | 0 | 0 | 0 | 0 | 0 | 0 | 0 | 0 | 0 | 0 | 0 | 0 | 0 | 0 | 0 | 0 | 0 | 0 | 0 | 0 | 0 | 0 | 0 | 0 | 0 | 0 | 0 | 0 | 0 | 0 | 0 | 0 | 0 | 0 | 0 | 0 | 0 | 0 | 0 | 0 | 0 | 0 | 0 | 0 | 0 | 0 | 0 | 0 | 0 | 0 | 0 | 0 | 0 | 0 | 0 | 0 | 0 | 0 | 0 | 0 | 0 | 0 | 0 | 0 | 0 | 0 | 0 | 0 | 0 | 0 | 0 | 0 | 0 | 0 | 0 | 0 | 0 | 0 | 0 | 0 | 0 | 0 | 0 | 0 | 0 | 0 | 0 | 0 | 0 | 0 | 0 | 0 | 0 | 0 | 0 | 0 | 0 | 0 | 0 | 0 | 0 | 0 | 0 | 0 | 0 | 0 | 0 | 0 | 0 | 0 | 0 | 0 | 0 | 0 | 0 | 0 | 0 | 0 | 0 | 0 | 0 | 0 | 0 | 0 | 0 | 0 | 0 | 0 | 0 | 0 | 0 | 0 | 0 | 0 | 0 | 0 | 0 | 0 | 0 | 0 | 0 | 0 | 0 | 0 | 0 | 0 | 0 | 0 | 0 | 0 | 0 | 0 | 0 | 0 | 0 | 0 | 0 | 0 | 0 | 0 | 0 | 0 | 0 | 0 | 0 | 0 | 0 | 0 | 0 | 0 | 0 | 0 | 0 | 0 | 0 | 0 | 0 | 0 | 0 | 0 | 0 | 0 | 0 | 0 | 0 | 0 | 0 | 0 | 0 | 0 | 0 | 0 | 0 | 0 | 0 | 0 | 0 | 0 | 0 | 0 | 0 | 0 | 0 | 0 | 0 | 0 | 0 | 0 | 0 | 0 | 0 | 0 | 0 | 0 | 0 | 0 | 0 | 0 | 0 | 0 | 0 | 0 | 0 | 0 | 0 | 0 | 0 | 0 | 0 | 0 | 0 | 0 | 0 | 0 | 0 | 0 | 0 | 0 | 0 | 0 | 0 | 0 | 0 | 0 | 0 | 0 | 0 | 0 | 0 | 0 | 0 | 0
OR_Commercial_OR - Health_Existing_Space Heating_Natural Gas_Furnace_A | OR | Commercial | OR - Health | Existing | Space Heating | Natural Gas | Furnace | A | WCNG113 | AFUE 80% (Standard) | AFUE 96% | 23 | 249.9184 | 0 | 0 | 956.79 | -5.72 | 0 | 0 | 0.7 | 0.2 | 400 kBtu/hr | 13.17% | 100% | Lost Opportunity | LO1Slow_OR | 84.66% | TBD | 0% | 1225.3681 |  | 871.9926 |  | 0 | EIA18_Tech Forecast Updates_p.90_2020 Typical | EIA18_Tech Forecast Updates_p.90_2020 Typical | AEG BEST | AFUE 80% (Standard) | AFUE 80% (Standard) | AFUE 80% (Standard) | AFUE 90% | AFUE 90% | AFUE 90% | AFUE 90% | AFUE 90% | AFUE 90% | AFUE 90% | AFUE 90% | AFUE 90% | AFUE 90% | AFUE 90% | AFUE 90% | AFUE 90% | AFUE 90% | AFUE 90% | AFUE 90% | AFUE 90% | AFUE 90% | AFUE 90% | AFUE 90% | AFUE 90% | AFUE 90% | AFUE 90% | AFUE 90% | AFUE 96% | AFUE 96% | AFUE 96% | AFUE 96% | AFUE 96% | AFUE 96% | AFUE 96% | AFUE 96% | AFUE 96% | AFUE 96% | AFUE 96% | AFUE 96% | AFUE 96% | AFUE 96% | AFUE 96% | AFUE 96% | AFUE 96% | AFUE 96% | AFUE 96% | AFUE 96% | AFUE 96% | AFUE 96% | AFUE 96% | AFUE 96% | AFUE 96% | AFUE 96% | AFUE 96% | 1913.58 | 1913.58 | 1913.58 | 956.79 | 956.79 | 956.79 | 956.79 | 956.79 | 956.79 | 956.79 | 956.79 | 956.79 | 956.79 | 956.79 | 956.79 | 956.79 | 956.79 | 956.79 | 956.79 | 956.79 | 956.79 | 956.79 | 956.79 | 956.7894 | 956.7894 | 956.7894 | 956.7894 | 0 | 122.2515 | 121.7774 | 82.9831 | 82.9831 | 82.9831 | 82.9831 | 82.9831 | 82.9831 | 82.9831 | 82.9831 | 82.9831 | 82.9831 | 82.9831 | 82.9831 | 82.9831 | 82.9831 | 82.9831 | 82.9831 | 82.9831 | 82.9831 | 82.9831 | 82.9831 | 82.9831 | 82.9831 | 82.9831 | 82.9831 | 0.081497 | 0.063115 | 0.071191 | 0.079723 | 0.088675 | 0.098017 | 0.10772 | 0.11775 | 0.12701 | 0.13556 | 0.14345 | 0.15073 | 0.15746 | 0.16366 | 0.16939 | 0.17468 | 0.17956 | 0.16948 | 0.16071 | 0.15321 | 0.1469 | 0.14173 | 0.13765 | 0.079065 | 0.069416 | 0.081497 | 0.11865 | 0.18984 | 0.26956 | 0.35824 | 0.45626 | 0.56397 | 0.68172 | 0.80873 | 0.94429 | 1.0877 | 1.2385 | 1.3959 | 1.5596 | 1.729 | 1.9037 | 2.0832 | 2.2527 | 2.4134 | 2.5666 | 2.7135 | 2.8552 | 2.9929 | 3.072 | 3.1414 | 0.66923 | 0.76058 | 0.85789 | 0.96071 | 1.0686 | 1.1812 | 1.2981 | 1.419 | 1.5306 | 1.6336 | 1.7287 | 1.8164 | 1.8974 | 1.9722 | 2.0413 | 2.105 | 2.1638 | 2.0423 | 1.9367 | 1.8462 | 1.7702 | 1.7079 | 1.6587 | 0.95279 | 0.83651 | 0.66923 | 1.4298 | 2.2877 | 3.2484 | 4.317 | 5.4982 | 6.7962 | 8.2152 | 9.7458 | 11.3793 | 13.108 | 14.9244 | 16.8219 | 18.7941 | 20.8354 | 22.9403 | 25.1042 | 27.1465 | 29.0832 | 30.9294 | 32.6996 | 34.4075 | 36.0663 | 37.019 | 37.8556 | 0.00034636 | 0.00041258 | 0.0010161 | 0.0021411 | 0.0040754 | 0.0071862 | 0.011906 | 0.018695 | 0.027744 | 0.039149 | 0.052751 | 0.068088 | 0.084403 | 0.10074 | 0.1161 | 0.12967 | 0.14093 | 0.13829 | 0.13387 | 0.1297 | 0.12436 | 0.11999 | 0.11653 | 0.11372 | 0.11179 | 0.00034636 | 0.0006486 | 0.0016647 | 0.0038059 | 0.0078812 | 0.015067 | 0.026973 | 0.045668 | 0.073412 | 0.11256 | 0.16531 | 0.2334 | 0.3178 | 0.41854 | 0.53465 | 0.66431 | 0.80524 | 0.94353 | 1.0774 | 1.2071 | 1.3315 | 1.4515 | 1.568 | 1.6817 | 1.7935 | 0.0028442 | 0.0049718 | 0.012245 | 0.025802 | 0.049111 | 0.086598 | 0.14347 | 0.22529 | 0.33433 | 0.47177 | 0.63569 | 0.8205 | 1.0171 | 1.214 | 1.3991 | 1.5626 | 1.6983 | 1.6665 | 1.6133 | 1.563 | 1.4986 | 1.4459 | 1.4043 | 1.3704 | 1.3471 | 0.0028442 | 0.007816 | 0.020061 | 0.045863 | 0.094974 | 0.18157 | 0.32505 | 0.55033 | 0.88466 | 1.3564 | 1.9921 | 2.8126 | 3.8297 | 5.0437 | 6.4428 | 8.0054 | 9.7037 | 11.3702 | 12.9834 | 14.5465 | 16.0451 | 17.491 | 18.8953 | 20.2657 | 21.6128 | 0.00034636 | 0.00041258 | 0.0010161 | 0.0021411 | 0.0040754 | 0.0071862 | 0.011906 | 0.018695 | 0.027744 | 0.039149 | 0.052751 | 0.068088 | 0.084403 | 0.10074 | 0.1161 | 0.12967 | 0.14093 | 0.13829 | 0.13387 | 0.1297 | 0.12436 | 0.11999 | 0.11653 | 0.11372 | 0.11179 | 0.00034636 | 0.0006486 | 0.0016647 | 0.0038059 | 0.0078812 | 0.015067 | 0.026973 | 0.045668 | 0.073412 | 0.11256 | 0.16531 | 0.2334 | 0.3178 | 0.41854 | 0.53465 | 0.66431 | 0.80524 | 0.94353 | 1.0774 | 1.2071 | 1.3315 | 1.4515 | 1.568 | 1.6817 | 1.7935 | 0.0028442 | 0.0049718 | 0.012245 | 0.025802 | 0.049111 | 0.086598 | 0.14347 | 0.22529 | 0.33433 | 0.47177 | 0.63569 | 0.8205 | 1.0171 | 1.214 | 1.3991 | 1.5626 | 1.6983 | 1.6665 | 1.6133 | 1.563 | 1.4986 | 1.4459 | 1.4043 | 1.3704 | 1.3471 | 0.0028442 | 0.007816 | 0.020061 | 0.045863 | 0.094974 | 0.18157 | 0.32505 | 0.55033 | 0.88466 | 1.3564 | 1.9921 | 2.8126 | 3.8297 | 5.0437 | 6.4428 | 8.0054 | 9.7037 | 11.3702 | 12.9834 | 14.5465 | 16.0451 | 17.491 | 18.8953 | 20.2657 | 21.6128 | 0.00034636 | 0.00041258 | 0.0010161 | 0.0021411 | 0.0040754 | 0.0071862 | 0.011906 | 0.018695 | 0.027744 | 0.039149 | 0.052751 | 0.068088 | 0.084403 | 0.10074 | 0.1161 | 0.12967 | 0.14093 | 0.13829 | 0.13387 | 0.1297 | 0.12436 | 0.11999 | 0.11653 | 0.11372 | 0.11179 | 0.00034636 | 0.0006486 | 0.0016647 | 0.0038059 | 0.0078812 | 0.015067 | 0.026973 | 0.045668 | 0.073412 | 0.11256 | 0.16531 | 0.2334 | 0.3178 | 0.41854 | 0.53465 | 0.66431 | 0.80524 | 0.94353 | 1.0774 | 1.2071 | 1.3315 | 1.4515 | 1.568 | 1.6817 | 1.7935 | 0.0028442 | 0.0049718 | 0.012245 | 0.025802 | 0.049111 | 0.086598 | 0.14347 | 0.22529 | 0.33433 | 0.47177 | 0.63569 | 0.8205 | 1.0171 | 1.214 | 1.3991 | 1.5626 | 1.6983 | 1.6665 | 1.6133 | 1.563 | 1.4986 | 1.4459 | 1.4043 | 1.3704 | 1.3471 | 0.0028442 | 0.007816 | 0.020061 | 0.045863 | 0.094974 | 0.18157 | 0.32505 | 0.55033 | 0.88466 | 1.3564 | 1.9921 | 2.8126 | 3.8297 | 5.0437 | 6.4428 | 8.0054 | 9.7037 | 11.3702 | 12.9834 | 14.5465 | 16.0451 | 17.491 | 18.8953 | 20.2657 | 21.6128 | 835.0084 | 1287.0039 | 1287.0039 | 1287.0039 | 1287.0039 | 1287.0039 | 1287.0039 | 1287.0039 | 1287.0039 | 1287.0039 | 1287.0039 | 1287.0039 | 1287.0039 | 1287.0039 | 1287.0039 | 1287.0039 | 1287.0039 | 1287.0039 | 1287.0039 | 1287.0039 | 1287.0039 | 1287.0032 | 1287.0032 | 1287.0032 | 1287.0032 | 609.0107 | 913.516 | 913.516 | 913.516 | 913.516 | 913.516 | 913.516 | 913.516 | 913.516 | 913.516 | 913.516 | 913.516 | 913.516 | 913.516 | 913.516 | 913.516 | 913.516 | 913.516 | 913.516 | 913.516 | 913.516 | 913.5155 | 913.5155 | 913.5155 | 913.5155
OR_Commercial_OR - Health_Existing_Space Heating_Natural Gas_Boiler_A | OR | Commercial | OR - Health | Existing | Space Heating | Natural Gas | Boiler | A | WCNG114 | AFUE 80% (Standard) | AFUE 85% | 25 | 431.2043 | 0 | 0 | 6982.75 | 0 | 0 | 0 | 0.7 | 0.2 | 800 kBtu/hr | 74.23% | 100% | Lost Opportunity | LO20Fast_OR | 84.66% | TBD | 0% | 1676.0041 |  | 1257.0031 |  | 0 | EIA 2018 Tech Forecast | EIA 2018 Tech Forecast | AEG BEST | AFUE 80% (Standard) | AFUE 80% (Standard) | AFUE 80% (Standard) | AFUE 80% (Standard) | AFUE 80% (Standard) | AFUE 80% (Standard) | AFUE 80% (Standard) | AFUE 80% (Standard) | AFUE 80% (Standard) | AFUE 80% (Standard) | AFUE 80% (Standard) | AFUE 80% (Standard) | AFUE 80% (Standard) | AFUE 80% (Standard) | AFUE 80% (Standard) | AFUE 80% (Standard) | AFUE 80% (Standard) | AFUE 80% (Standard) | AFUE 80% (Standard) | AFUE 80% (Standard) | AFUE 80% (Standard) | AFUE 80% (Standard) | AFUE 80% (Standard) | AFUE 80% (Standard) | AFUE 80% (Standard) | AFUE 80% (Standard) | AFUE 80% (Standard) | AFUE 85% | AFUE 85% | AFUE 85% | AFUE 85% | AFUE 97% | AFUE 97% | AFUE 97% | AFUE 97% | AFUE 97% | AFUE 97% | AFUE 97% | AFUE 97% | AFUE 97% | AFUE 97% | AFUE 97% | AFUE 97% | AFUE 97% | AFUE 97% | AFUE 97% | AFUE 97% | AFUE 97% | AFUE 97% | AFUE 97% | AFUE 97% | AFUE 97% | AFUE 97% | AFUE 97% | 6982.75 | 6982.75 | 6982.75 | 6982.75 | 21006.57 | 21006.57 | 21006.57 | 21006.57 | 21006.57 | 21006.57 | 21006.57 | 21006.57 | 21006.57 | 21006.57 | 21006.57 | 21006.57 | 21006.57 | 21006.57 | 21006.57 | 21006.57 | 21006.57 | 21006.57 | 21006.57 | 21006.5738 | 21006.5738 | 21006.5738 | 21006.5738 | 0 | 3064.0148 | 3052.1334 | 3052.1334 | 3052.1334 | 3052.1334 | 3052.1334 | 3052.1334 | 3052.1334 | 3052.1334 | 3052.1334 | 3052.1334 | 3052.1334 | 3052.1334 | 3052.1334 | 3052.1334 | 3052.1334 | 3052.1334 | 3052.1334 | 3052.1334 | 3052.1334 | 3052.1334 | 3052.1334 | 3052.1334 | 3052.1334 | 3052.1334 | 3052.1334 | 13.5851 | 13.6964 | 13.7976 | 13.8895 | 13.9731 | 14.0491 | 14.1182 | 14.181 | 14.2381 | 14.29 | 14.3372 | 14.3801 | 14.4191 | 14.4545 | 14.4867 | 14.516 | 14.5427 | 14.5669 | 14.5889 | 14.6089 | 14.5047 | 14.4211 | 14.3552 | 14.3045 | 14.2668 | 13.5851 | 27.2815 | 41.0791 | 54.9686 | 68.9417 | 82.9908 | 97.109 | 111.29 | 125.528 | 139.818 | 154.1552 | 168.5352 | 182.9543 | 197.4088 | 211.8956 | 226.4116 | 240.9543 | 255.5212 | 270.1101 | 284.719 | 299.2237 | 313.6448 | 328.0001 | 342.3046 | 356.5714 | 4.451 | 4.4875 | 4.5206 | 4.5508 | 4.5781 | 4.603 | 4.6257 | 4.6463 | 4.665 | 4.682 | 4.6974 | 4.7115 | 4.7243 | 4.7359 | 4.7464 | 4.756 | 4.7648 | 4.7727 | 4.7799 | 4.7865 | 4.7523 | 4.7249 | 4.7033 | 4.6867 | 4.6744 | 4.451 | 8.9385 | 13.4591 | 18.0099 | 22.588 | 27.1911 | 31.8168 | 36.463 | 41.128 | 45.8099 | 50.5074 | 55.2188 | 59.9431 | 64.679 | 69.4254 | 74.1814 | 78.9462 | 83.7189 | 88.4988 | 93.2852 | 98.0376 | 102.7625 | 107.4658 | 112.1526 | 116.8269 | 0.29476 | 0.50547 | 2.2343 | 2.638 | 2.9965 | 3.311 | 3.5839 | 3.8189 | 4.0198 | 4.1907 | 4.3353 | 4.4504 | 4.5422 | 4.6157 | 4.6746 | 4.722 | 4.7602 | 4.7999 | 4.8316 | 4.8725 | 4.8377 | 4.8099 | 4.7879 | 4.771 | 4.7584 | 0.29476 | 0.80024 | 2.8905 | 5.5284 | 8.525 | 11.8359 | 15.4199 | 19.2388 | 23.2586 | 27.4493 | 31.7846 | 36.235 | 40.7772 | 45.3929 | 50.0674 | 54.7894 | 59.5496 | 64.3495 | 69.1812 | 74.0536 | 78.8914 | 83.7012 | 88.4891 | 93.2601 | 98.0184 | 0.68624 | 1.1768 | 1.8581 | 2.1939 | 2.4921 | 2.7536 | 2.9806 | 3.176 | 3.3431 | 3.4852 | 3.6055 | 3.7012 | 3.7776 | 3.8386 | 3.8876 | 3.927 | 3.9588 | 3.9919 | 4.0182 | 4.0522 | 4.0233 | 4.0001 | 3.9819 | 3.9678 | 3.9573 | 0.68624 | 1.863 | 3.7212 | 5.9151 | 8.4071 | 11.1607 | 14.1413 | 17.3173 | 20.6604 | 24.1456 | 27.7511 | 31.4522 | 35.2298 | 39.0684 | 42.9561 | 46.8831 | 50.8419 | 54.8338 | 58.852 | 62.9042 | 66.9276 | 70.9277 | 74.9095 | 78.8773 | 82.8347 | 0 | 0.29718 | 1.7384 | 2.2492 | 2.6538 | 3.0128 | 3.3273 | 3.5999 | 3.8343 | 4.0345 | 4.2045 | 4.3483 | 4.4625 | 4.5534 | 4.626 | 4.684 | 4.7306 | 4.7681 | 4.8072 | 4.8382 | 4.8377 | 4.8099 | 4.7879 | 4.771 | 4.7584 | 0 | 0.29718 | 1.9821 | 4.2312 | 6.8851 | 9.8979 | 13.2251 | 16.825 | 20.6593 | 24.6938 | 28.8983 | 33.2466 | 37.709 | 42.2624 | 46.8884 | 51.5724 | 56.303 | 61.0712 | 65.8784 | 70.7166 | 75.5543 | 80.3642 | 85.1521 | 89.923 | 94.6814 | 0 | 0.69186 | 1.4457 | 1.8705 | 2.2071 | 2.5056 | 2.7671 | 2.9938 | 3.1888 | 3.3553 | 3.4967 | 3.6162 | 3.7112 | 3.7868 | 3.8472 | 3.8955 | 3.9342 | 3.9654 | 3.9979 | 4.0237 | 4.0233 | 4.0001 | 3.9819 | 3.9678 | 3.9573 | 0 | 0.69186 | 2.1376 | 4.0081 | 6.2152 | 8.7208 | 11.4879 | 14.4818 | 17.6706 | 21.0259 | 24.5226 | 28.1388 | 31.85 | 35.6369 | 39.4841 | 43.3796 | 47.3138 | 51.2792 | 55.2771 | 59.3009 | 63.3242 | 67.3243 | 71.3062 | 75.2739 | 79.2313 | 0.29476 | 0.50547 | 2.2343 | 2.638 | 2.9965 | 3.311 | 3.5839 | 3.8189 | 4.0198 | 4.1907 | 4.3353 | 4.4504 | 4.5422 | 4.6157 | 4.6746 | 4.722 | 4.7602 | 4.7999 | 4.8316 | 4.8725 | 4.8377 | 4.8099 | 4.7879 | 4.771 | 4.7584 | 0.29476 | 0.80024 | 2.8905 | 5.5284 | 8.525 | 11.8359 | 15.4199 | 19.2388 | 23.2586 | 27.4493 | 31.7846 | 36.235 | 40.7772 | 45.3929 | 50.0674 | 54.7894 | 59.5496 | 64.3495 | 69.1812 | 74.0536 | 78.8914 | 83.7012 | 88.4891 | 93.2601 | 98.0184 | 0.68624 | 1.1768 | 1.8581 | 2.1939 | 2.4921 | 2.7536 | 2.9806 | 3.176 | 3.3431 | 3.4852 | 3.6055 | 3.7012 | 3.7776 | 3.8386 | 3.8876 | 3.927 | 3.9588 | 3.9919 | 4.0182 | 4.0522 | 4.0233 | 4.0001 | 3.9819 | 3.9678 | 3.9573 | 0.68624 | 1.863 | 3.7212 | 5.9151 | 8.4071 | 11.1607 | 14.1413 | 17.3173 | 20.6604 | 24.1456 | 27.7511 | 31.4522 | 35.2298 | 39.0684 | 42.9561 | 46.8831 | 50.8419 | 54.8338 | 58.852 | 62.9042 | 66.9276 | 70.9277 | 74.9095 | 78.8773 | 82.8347 | 1660.439 | 1660.439 | 1676.5846 | 1676.5846 | 1676.5846 | 1676.5846 | 1676.5846 | 1676.5846 | 1676.5846 | 1676.5846 | 1676.5846 | 1676.5846 | 1676.5846 | 1676.5846 | 1676.5846 | 1676.5846 | 1676.5846 | 1676.5846 | 1676.5846 | 1676.5846 | 1676.5846 | 1676.5849 | 1676.5849 | 1676.5849 | 1676.5849 | 1245.3292 | 1245.3292 | 1257.4384 | 1257.4384 | 1257.4384 | 1257.4384 | 1257.4384 | 1257.4384 | 1257.4384 | 1257.4384 | 1257.4384 | 1257.4384 | 1257.4384 | 1257.4384 | 1257.4384 | 1257.4384 | 1257.4384 | 1257.4384 | 1257.4384 | 1257.4384 | 1257.4384 | 1257.4387 | 1257.4387 | 1257.4387 | 1257.4387
OR_Commercial_OR - Health_Existing_Space Heating_Natural Gas_Unit Heater_A | OR | Commercial | OR - Health | Existing | Space Heating | Natural Gas | Unit Heater | A | WCNG115 | Standard | Infrared Radiant | 15 | 0 | 0 | 0 | 16127.37 | -2197.29 | 0 | 0 | 0.7 | 0.2 | 120 kBtu/Hr | 0% | 100% | Lost Opportunity | LO5Med_OR | 85% | TBD | 0% | 0 |  | 0 |  | 0 | Xcel CO 2021/22 DSM Plan/TRM p.424 | Xcel CO 2021/22 DSM Plan/TRM p.416 | Xcel CO 2021/22 DSM Plan/TRM p.416 | Standard | Standard | Standard | Standard | Standard | Standard | Standard | Standard | Standard | Standard | Standard | Standard | Standard | Standard | Standard | Standard | Standard | Standard | Standard | Standard | Standard | Standard | Standard | Standard | Standard | Standard | Standard | Infrared Radiant | Infrared Radiant | Infrared Radiant | Infrared Radiant | Infrared Radiant | Infrared Radiant | Infrared Radiant | Infrared Radiant | Infrared Radiant | Infrared Radiant | Infrared Radiant | Infrared Radiant | Infrared Radiant | Infrared Radiant | Infrared Radiant | Infrared Radiant | Infrared Radiant | Infrared Radiant | Infrared Radiant | Infrared Radiant | Infrared Radiant | Infrared Radiant | Infrared Radiant | Infrared Radiant | Infrared Radiant | Infrared Radiant | Infrared Radiant | 16127.37 | 16127.37 | 16127.37 | 16127.37 | 16127.37 | 16127.37 | 16127.37 | 16127.37 | 16127.37 | 16127.37 | 16127.37 | 16127.37 | 16127.37 | 16127.37 | 16127.37 | 16127.37 | 16127.37 | 16127.37 | 16127.37 | 16127.37 | 16127.37 | 16127.37 | 16127.37 | 16127.3721 | 16127.3721 | 16127.3721 | 16127.3721 | 0 | 0 | 0 | 0 | 0 | 0 | 0 | 0 | 0 | 0 | 0 | 0 | 0 | 0 | 0 | 0 | 0 | 0 | 0 | 0 | 0 | 0 | 0 | 0 | 0 | 0 | 0 | 0 | 0 | 0 | 0 | 0 | 0 | 0 | 0 | 0 | 0 | 0 | 0 | 0 | 0 | 0 | 0 | 0 | 0 | 0 | 0 | 0 | 0 | 0 | 0 | 0 | 0 | 0 | 0 | 0 | 0 | 0 | 0 | 0 | 0 | 0 | 0 | 0 | 0 | 0 | 0 | 0 | 0 | 0 | 0 | 0 | 0 | 0 | 0 | 0 | 0 | 0 | 0 | 0 | 0 | 0 | 0 | 0 | 0 | 0 | 0 | 0 | 0 | 0 | 0 | 0 | 0 | 0 | 0 | 0 | 0 | 0 | 0 | 0 | 0 | 0 | 0 | 0 | 0 | 0 | 0 | 0 | 0 | 0 | 0 | 0 | 0 | 0 | 0 | 0 | 0 | 0 | 0 | 0 | 0 | 0 | 0 | 0 | 0 | 0 | 0 | 0 | 0 | 0 | 0 | 0 | 0 | 0 | 0 | 0 | 0 | 0 | 0 | 0 | 0 | 0 | 0 | 0 | 0 | 0 | 0 | 0 | 0 | 0 | 0 | 0 | 0 | 0 | 0 | 0 | 0 | 0 | 0 | 0 | 0 | 0 | 0 | 0 | 0 | 0 | 0 | 0 | 0 | 0 | 0 | 0 | 0 | 0 | 0 | 0 | 0 | 0 | 0 | 0 | 0 | 0 | 0 | 0 | 0 | 0 | 0 | 0 | 0 | 0 | 0 | 0 | 0 | 0 | 0 | 0 | 0 | 0 | 0 | 0 | 0 | 0 | 0 | 0 | 0 | 0 | 0 | 0 | 0 | 0 | 0 | 0 | 0 | 0 | 0 | 0 | 0 | 0 | 0 | 0 | 0 | 0 | 0 | 0 | 0 | 0 | 0 | 0 | 0 | 0 | 0 | 0 | 0 | 0 | 0 | 0 | 0 | 0 | 0 | 0 | 0 | 0 | 0 | 0 | 0 | 0 | 0 | 0 | 0 | 0 | 0 | 0 | 0 | 0 | 0 | 0 | 0 | 0 | 0 | 0 | 0 | 0 | 0 | 0 | 0 | 0 | 0 | 0 | 0 | 0 | 0 | 0 | 0 | 0 | 0 | 0 | 0 | 0 | 0 | 0 | 0 | 0 | 0 | 0 | 0 | 0 | 0 | 0 | 0 | 0 | 0 | 0 | 0 | 0 | 0 | 0 | 0 | 0 | 0 | 0 | 0 | 0 | 0 | 0 | 0 | 0 | 0 | 0 | 0 | 0 | 0 | 0 | 0 | 0 | 0 | 0 | 0 | 0 | 0 | 0 | 0 | 0 | 0 | 0 | 0 | 0 | 0 | 0 | 0 | 0 | 0 | 0 | 0 | 0 | 0 | 0 | 0 | 0 | 0 | 0 | 0 | 0 | 0 | 0 | 0 | 0 | 0 | 0 | 0 | 0 | 0 | 0 | 0 | 0 | 0 | 0 | 0 | 0 | 0 | 0 | 0 | 0 | 0 | 0 | 0 | 0 | 0 | 0 | 0 | 0 | 0 | 0 | 0 | 0 | 0 | 0 | 0 | 0 | 0 | 0 | 0 | 0 | 0 | 0 | 0 | 0 | 0 | 0 | 0 | 0 | 0 | 0 | 0 | 0 | 0 | 0 | 0 | 0 | 0 | 0 | 0 | 0 | 0 | 0 | 0 | 0 | 0 | 0 | 0 | 0 | 0 | 0 | 0 | 0 | 0 | 0 | 0 | 0 | 0 | 0 | 0 | 0 | 0 | 0 | 0 | 0 | 0 | 0 | 0 | 0 | 0 | 0 | 0 | 0 | 0 | 0 | 0 | 0 | 0 | 0 | 0 | 0 | 0 | 0 | 0 | 0 | 0 | 0 | 0 | 0 | 0 | 0 | 0 | 0 | 0 | 0 | 0 | 0 | 0 | 0 | 0 | 0 | 0 | 0 | 0 | 0 | 0 | 0 | 0 | 0 | 0 | 0 | 0 | 0 | 0 | 0 | 0
OR_Commercial_OR - Health_Existing_Water Heating_Natural Gas_Water Heater_A | OR | Commercial | OR - Health | Existing | Water Heating | Natural Gas | Water Heater | A | WCNG116 | TE 88% | Tankless | 10 | 4.8851 | 0 | 0 | 4.9 | 1.3 | 0 | 0 | 0.7 | 0.2 | 1 kBtu/hr | 80.97% | 100% | Lost Opportunity | LO12Med_OR | 84.74% | TBD | 0% | -96.1446 |  | 127.996 |  | 0 | AEO 2021 - gas_water_heater 2017 ENERGY STAR | AEO 2021 - gas_water_heater 2017 ENERGY STAR | DHW_WH-Water Heating-NMTRM-2016-7 | TE 88% | TE 88% | TE 88% | TE 88% | TE 88% | TE 88% | TE 88% | TE 88% | TE 88% | TE 88% | TE 88% | TE 88% | TE 88% | TE 88% | TE 88% | TE 88% | TE 88% | TE 88% | TE 88% | TE 88% | TE 88% | TE 88% | TE 88% | TE 88% | TE 88% | TE 88% | TE 88% | Tankless | Tankless | Tankless | Tankless | Tankless | Tankless | Tankless | Tankless | Tankless | Tankless | Tankless | Tankless | Tankless | Tankless | Tankless | Tankless | Tankless | Tankless | Tankless | Tankless | Tankless | Tankless | Tankless | Tankless | Tankless | Tankless | Tankless | 4.9 | 4.9 | 4.9 | 4.9 | 4.9 | 4.9 | 4.9 | 4.9 | 4.9 | 4.9 | 4.9 | 4.9 | 4.9 | 4.9 | 4.9 | 4.9 | 4.9 | 4.9 | 4.9 | 4.9 | 4.9 | 4.9 | 4.9 | 4.8991 | 4.8991 | 4.8991 | 4.8991 | 0 | 2.8505 | 6.0949 | 6.0949 | 6.0949 | 6.0949 | 6.0949 | 6.0949 | 6.0949 | 6.0949 | 6.0949 | 6.0949 | 6.0949 | 6.0949 | 6.0949 | 6.0949 | 6.0949 | 6.0949 | 6.0949 | 6.0949 | 6.0949 | 6.0949 | 6.0949 | 6.0949 | 6.0949 | 6.0949 | 6.0949 | 10.7696 | 10.2475 | 9.8297 | 9.4955 | 9.2282 | 9.0143 | 8.8432 | 8.7063 | 9.2495 | 9.5536 | 0 | 0 | 0 | 3.0844 | 2.4675 | 1.974 | 1.5792 | 1.3939 | 0.67128 | 0.2655 | 0 | 0 | 0.59072 | 0 | 0 | 10.7696 | 21.0171 | 30.8468 | 40.3424 | 49.5705 | 58.5849 | 67.4281 | 76.1344 | 85.3839 | 94.9375 | 94.9375 | 94.9375 | 94.9375 | 98.0219 | 100.4893 | 102.4633 | 104.0425 | 105.4364 | 106.1077 | 106.3732 | 106.3732 | 106.3732 | 106.9639 | 106.9639 | 106.9639 | 1766.984 | 1681.312 | 1612.7745 | 1557.9444 | 1514.0804 | 1478.9891 | 1450.9162 | 1428.4578 | 1517.581 | 1567.4616 | 0 | 0 | 0 | 506.0537 | 404.843 | 323.8744 | 259.0995 | 228.6976 | 110.1369 | 43.5601 | 0 | 0 | 96.9194 | 0 | 0 | 1766.984 | 3448.296 | 5061.0704 | 6619.0148 | 8133.0952 | 9612.0843 | 11063.0005 | 12491.4583 | 14009.0393 | 15576.5008 | 15576.5008 | 15576.5008 | 15576.5008 | 16082.5546 | 16487.3976 | 16811.272 | 17070.3715 | 17299.0691 | 17409.206 | 17452.7662 | 17452.7662 | 17452.7662 | 17549.6856 | 17549.6856 | 17549.6856 | 0.46826 | 0.89111 | 1.2822 | 1.6514 | 2.0062 | 2.3124 | 2.5454 | 2.724 | 3.0793 | 3.3336 | 3.0381 | 2.7249 | 2.3965 | 3.2144 | 2.5791 | 2.0417 | 1.5848 | 1.2786 | 0.85222 | 0.55757 | 0.35922 | 0.22906 | 0.45083 | 0 | 0 | 0.46826 | 1.3594 | 2.6415 | 4.293 | 6.2992 | 8.6116 | 11.157 | 13.881 | 16.9603 | 20.2939 | 23.332 | 26.0568 | 28.4534 | 31.6677 | 34.2468 | 36.2884 | 37.8732 | 39.1518 | 40.004 | 40.5616 | 40.9208 | 41.1499 | 41.6007 | 41.6007 | 41.6007 | 164.2737 | 312.6178 | 449.8112 | 579.3584 | 703.8082 | 811.2456 | 892.9676 | 955.6392 | 1080.2756 | 1169.5025 | 1065.818 | 955.9404 | 840.7471 | 1127.6688 | 904.785 | 716.2543 | 555.9705 | 448.5454 | 298.9774 | 195.6068 | 126.0226 | 80.36 | 158.1614 | 0 | 0 | 164.2737 | 476.8915 | 926.7027 | 1506.0611 | 2209.8693 | 3021.1149 | 3914.0825 | 4869.7217 | 5949.9973 | 7119.4997 | 8185.3177 | 9141.2582 | 9982.0053 | 11109.6741 | 12014.4591 | 12730.7134 | 13286.6839 | 13735.2293 | 14034.2067 | 14229.8136 | 14355.8361 | 14436.1961 | 14594.3575 | 14594.3575 | 14594.3575 | 0.46826 | 0.89111 | 1.2822 | 1.6514 | 2.0062 | 2.3124 | 2.5454 | 2.724 | 3.0793 | 3.3336 | 3.0381 | 2.7249 | 2.3965 | 3.2144 | 2.5791 | 2.0417 | 1.5848 | 1.2786 | 0.85222 | 0.55757 | 0.35922 | 0.22906 | 0.45083 | 0 | 0 | 0.46826 | 1.3594 | 2.6415 | 4.293 | 6.2992 | 8.6116 | 11.157 | 13.881 | 16.9603 | 20.2939 | 23.332 | 26.0568 | 28.4534 | 31.6677 | 34.2468 | 36.2884 | 37.8732 | 39.1518 | 40.004 | 40.5616 | 40.9208 | 41.1499 | 41.6007 | 41.6007 | 41.6007 | 164.2737 | 312.6178 | 449.8112 | 579.3584 | 703.8082 | 811.2456 | 892.9676 | 955.6392 | 1080.2756 | 1169.5025 | 1065.818 | 955.9404 | 840.7471 | 1127.6688 | 904.785 | 716.2543 | 555.9705 | 448.5454 | 298.9774 | 195.6068 | 126.0226 | 80.36 | 158.1614 | 0 | 0 | 164.2737 | 476.8915 | 926.7027 | 1506.0611 | 2209.8693 | 3021.1149 | 3914.0825 | 4869.7217 | 5949.9973 | 7119.4997 | 8185.3177 | 9141.2582 | 9982.0053 | 11109.6741 | 12014.4591 | 12730.7134 | 13286.6839 | 13735.2293 | 14034.2067 | 14229.8136 | 14355.8361 | 14436.1961 | 14594.3575 | 14594.3575 | 14594.3575 | 0.46826 | 0.89111 | 1.2822 | 1.6514 | 2.0062 | 2.3124 | 2.5454 | 2.724 | 3.0793 | 3.3336 | 3.0381 | 2.7249 | 2.3965 | 3.2144 | 2.5791 | 2.0417 | 1.5848 | 1.2786 | 0.85222 | 0.55757 | 0.35922 | 0.22906 | 0.45083 | 0 | 0 | 0.46826 | 1.3594 | 2.6415 | 4.293 | 6.2992 | 8.6116 | 11.157 | 13.881 | 16.9603 | 20.2939 | 23.332 | 26.0568 | 28.4534 | 31.6677 | 34.2468 | 36.2884 | 37.8732 | 39.1518 | 40.004 | 40.5616 | 40.9208 | 41.1499 | 41.6007 | 41.6007 | 41.6007 | 164.2737 | 312.6178 | 449.8112 | 579.3584 | 703.8082 | 811.2456 | 892.9676 | 955.6392 | 1080.2756 | 1169.5025 | 1065.818 | 955.9404 | 840.7471 | 1127.6688 | 904.785 | 716.2543 | 555.9705 | 448.5454 | 298.9774 | 195.6068 | 126.0226 | 80.36 | 158.1614 | 0 | 0 | 164.2737 | 476.8915 | 926.7027 | 1506.0611 | 2209.8693 | 3021.1149 | 3914.0825 | 4869.7217 | 5949.9973 | 7119.4997 | 8185.3177 | 9141.2582 | 9982.0053 | 11109.6741 | 12014.4591 | 12730.7134 | 13286.6839 | 13735.2293 | 14034.2067 | 14229.8136 | 14355.8361 | 14436.1961 | 14594.3575 | 14594.3575 | 14594.3575 | -96.1446 | -96.1446 | -96.1446 | -96.1446 | -96.1446 | -96.1446 | -96.1446 | -96.1446 | -96.1446 | -96.1446 | -96.1446 | -96.1446 | -96.1446 | -96.1446 | -96.1446 | -96.1446 | -96.1446 | -96.1446 | -96.1446 | -96.1446 | -96.1446 | -96.1772 | -96.1772 | -96.1772 | -96.1772 | 127.996 | 127.996 | 127.996 | 127.996 | 127.996 | 127.996 | 127.996 | 127.996 | 127.996 | 127.996 | 127.996 | 127.996 | 127.996 | 127.996 | 127.996 | 127.996 | 127.996 | 127.996 | 127.996 | 127.996 | 127.996 | 127.9716 | 127.9716 | 127.9716 | 127.9716
OR_Commercial_OR - Health_Existing_Food Preparation_Natural Gas_Oven_A | OR | Commercial | OR - Health | Existing | Food Preparation | Natural Gas | Oven | A | WCNG117 | Standard | ENERGY STAR (>42% Baking Efficiency) | 12 | 106.6752 | 0 | 0 | 436.37 | 0 | 0 | 0 | 0.7 | 0.2 | 1 units | 1.976% | 100% | Lost Opportunity | LOEven20_OR | 85% | TBD | 0% | 615.0627 |  | 461.297 |  | 0 | IL TRM - 4.2.1 - CI-FSE-CBOV-V02-160601 | EIA 2018 Tech Forecast | ETO Measure Input Sheet | Standard | Standard | Standard | Standard | Standard | Standard | Standard | Standard | Standard | Standard | Standard | Standard | Standard | Standard | Standard | Standard | Standard | Standard | Standard | Standard | Standard | Standard | Standard | Standard | Standard | Standard | Standard | ENERGY STAR (>42% Baking Efficiency) | ENERGY STAR (>42% Baking Efficiency) | ENERGY STAR (>42% Baking Efficiency) | ENERGY STAR (>42% Baking Efficiency) | ENERGY STAR (>42% Baking Efficiency) | ENERGY STAR (>42% Baking Efficiency) | ENERGY STAR (>42% Baking Efficiency) | ENERGY STAR (>42% Baking Efficiency) | ENERGY STAR (>42% Baking Efficiency) | ENERGY STAR (>42% Baking Efficiency) | ENERGY STAR (>42% Baking Efficiency) | ENERGY STAR (>42% Baking Efficiency) | ENERGY STAR (>42% Baking Efficiency) | ENERGY STAR (>42% Baking Efficiency) | ENERGY STAR (>42% Baking Efficiency) | ENERGY STAR (>42% Baking Efficiency) | ENERGY STAR (>42% Baking Efficiency) | ENERGY STAR (>42% Baking Efficiency) | ENERGY STAR (>42% Baking Efficiency) | ENERGY STAR (>42% Baking Efficiency) | ENERGY STAR (>42% Baking Efficiency) | ENERGY STAR (>42% Baking Efficiency) | ENERGY STAR (>42% Baking Efficiency) | ENERGY STAR (>42% Baking Efficiency) | ENERGY STAR (>42% Baking Efficiency) | ENERGY STAR (>42% Baking Efficiency) | ENERGY STAR (>42% Baking Efficiency) | 436.37 | 436.37 | 436.37 | 436.37 | 436.37 | 436.37 | 436.37 | 436.37 | 436.37 | 436.37 | 436.37 | 436.37 | 436.37 | 436.37 | 436.37 | 436.37 | 436.37 | 436.37 | 436.37 | 436.37 | 436.37 | 436.37 | 436.37 | 436.3686 | 436.3686 | 436.3686 | 436.3686 | 0 | 106.6752 | 106.6752 | 106.6752 | 106.6752 | 106.6752 | 106.6752 | 106.6752 | 106.6752 | 106.6752 | 106.6752 | 106.6752 | 106.6752 | 106.6752 | 106.6752 | 106.6752 | 106.6752 | 106.6752 | 106.6752 | 106.6752 | 106.6752 | 106.6752 | 106.6752 | 106.6752 | 106.6752 | 106.6752 | 106.6752 | 0.014291 | 0.022018 | 0.030847 | 0.037909 | 0.043559 | 0.04808 | 0.051696 | 0.054589 | 0.056903 | 0.058754 | 0.048591 | 0.041731 | 0.023498 | 0.014382 | 0.0058555 | 0.0022454 | 0 | 0 | 0 | 0 | 0 | 0 | 0.0055185 | 0.0098728 | 0.011381 | 0.014291 | 0.036309 | 0.067155 | 0.10506 | 0.14862 | 0.1967 | 0.2484 | 0.30299 | 0.35989 | 0.41865 | 0.46724 | 0.50897 | 0.53247 | 0.54685 | 0.5527 | 0.55495 | 0.55495 | 0.55495 | 0.55495 | 0.55495 | 0.55495 | 0.55495 | 0.56047 | 0.57034 | 0.58172 | 0.13396 | 0.2064 | 0.28916 | 0.35537 | 0.40834 | 0.45071 | 0.48461 | 0.51173 | 0.53342 | 0.55078 | 0.45551 | 0.3912 | 0.22028 | 0.13482 | 0.054891 | 0.021049 | 0 | 0 | 0 | 0 | 0 | 0 | 0.051732 | 0.09255 | 0.10669 | 0.13396 | 0.34037 | 0.62953 | 0.9849 | 1.3932 | 1.8439 | 2.3286 | 2.8403 | 3.3737 | 3.9245 | 4.38 | 4.7712 | 4.9915 | 5.1263 | 5.1812 | 5.2022 | 5.2022 | 5.2022 | 5.2022 | 5.2022 | 5.2022 | 5.2022 | 5.254 | 5.3465 | 5.4532 | 0.00030368 | 0.0014283 | 0.0033464 | 0.0057662 | 0.0085256 | 0.011507 | 0.014628 | 0.017828 | 0.021065 | 0.024314 | 0.022227 | 0.02091 | 0.020279 | 0.019986 | 0.019846 | 0.021359 | 0.022689 | 0.02441 | 0.026419 | 0.028034 | 0.026871 | 0.023303 | 0.023766 | 0.022954 | 0.021212 | 0.00030368 | 0.001732 | 0.0050784 | 0.010845 | 0.01937 | 0.030878 | 0.045506 | 0.063333 | 0.084398 | 0.10871 | 0.13094 | 0.15185 | 0.17213 | 0.19211 | 0.21196 | 0.23332 | 0.25601 | 0.28042 | 0.30684 | 0.33487 | 0.36174 | 0.38504 | 0.40881 | 0.43176 | 0.45298 | 0.0028467 | 0.013389 | 0.03137 | 0.054054 | 0.079921 | 0.10787 | 0.13713 | 0.16712 | 0.19747 | 0.22792 | 0.20836 | 0.19601 | 0.1901 | 0.18735 | 0.18604 | 0.20023 | 0.21269 | 0.22883 | 0.24766 | 0.2628 | 0.25189 | 0.21845 | 0.22279 | 0.21518 | 0.19885 | 0.0028467 | 0.016236 | 0.047606 | 0.10166 | 0.18158 | 0.28946 | 0.42658 | 0.5937 | 0.79117 | 1.0191 | 1.2275 | 1.4235 | 1.6136 | 1.8009 | 1.987 | 2.1872 | 2.3999 | 2.6287 | 2.8764 | 3.1392 | 3.391 | 3.6095 | 3.8323 | 4.0475 | 4.2463 | 0.00030368 | 0.0014283 | 0.0033464 | 0.0057662 | 0.0085256 | 0.011507 | 0.014628 | 0.017828 | 0.021065 | 0.024314 | 0.022227 | 0.02091 | 0.020279 | 0.019986 | 0.019846 | 0.021359 | 0.022689 | 0.02441 | 0.026419 | 0.028034 | 0.026871 | 0.023303 | 0.023766 | 0.022954 | 0.021212 | 0.00030368 | 0.001732 | 0.0050784 | 0.010845 | 0.01937 | 0.030878 | 0.045506 | 0.063333 | 0.084398 | 0.10871 | 0.13094 | 0.15185 | 0.17213 | 0.19211 | 0.21196 | 0.23332 | 0.25601 | 0.28042 | 0.30684 | 0.33487 | 0.36174 | 0.38504 | 0.40881 | 0.43176 | 0.45298 | 0.0028467 | 0.013389 | 0.03137 | 0.054054 | 0.079921 | 0.10787 | 0.13713 | 0.16712 | 0.19747 | 0.22792 | 0.20836 | 0.19601 | 0.1901 | 0.18735 | 0.18604 | 0.20023 | 0.21269 | 0.22883 | 0.24766 | 0.2628 | 0.25189 | 0.21845 | 0.22279 | 0.21518 | 0.19885 | 0.0028467 | 0.016236 | 0.047606 | 0.10166 | 0.18158 | 0.28946 | 0.42658 | 0.5937 | 0.79117 | 1.0191 | 1.2275 | 1.4235 | 1.6136 | 1.8009 | 1.987 | 2.1872 | 2.3999 | 2.6287 | 2.8764 | 3.1392 | 3.391 | 3.6095 | 3.8323 | 4.0475 | 4.2463 | 0.00030368 | 0.0014283 | 0.0033464 | 0.0057662 | 0.0085256 | 0.011507 | 0.014628 | 0.017828 | 0.021065 | 0.024314 | 0.022227 | 0.02091 | 0.020279 | 0.019986 | 0.019846 | 0.021359 | 0.022689 | 0.02441 | 0.026419 | 0.028034 | 0.026871 | 0.023303 | 0.023766 | 0.022954 | 0.021212 | 0.00030368 | 0.001732 | 0.0050784 | 0.010845 | 0.01937 | 0.030878 | 0.045506 | 0.063333 | 0.084398 | 0.10871 | 0.13094 | 0.15185 | 0.17213 | 0.19211 | 0.21196 | 0.23332 | 0.25601 | 0.28042 | 0.30684 | 0.33487 | 0.36174 | 0.38504 | 0.40881 | 0.43176 | 0.45298 | 0.0028467 | 0.013389 | 0.03137 | 0.054054 | 0.079921 | 0.10787 | 0.13713 | 0.16712 | 0.19747 | 0.22792 | 0.20836 | 0.19601 | 0.1901 | 0.18735 | 0.18604 | 0.20023 | 0.21269 | 0.22883 | 0.24766 | 0.2628 | 0.25189 | 0.21845 | 0.22279 | 0.21518 | 0.19885 | 0.0028467 | 0.016236 | 0.047606 | 0.10166 | 0.18158 | 0.28946 | 0.42658 | 0.5937 | 0.79117 | 1.0191 | 1.2275 | 1.4235 | 1.6136 | 1.8009 | 1.987 | 2.1872 | 2.3999 | 2.6287 | 2.8764 | 3.1392 | 3.391 | 3.6095 | 3.8323 | 4.0475 | 4.2463 | 615.0627 | 615.0627 | 615.0627 | 615.0627 | 615.0627 | 615.0627 | 615.0627 | 615.0627 | 615.0627 | 615.0627 | 615.0627 | 615.0627 | 615.0627 | 615.0627 | 615.0627 | 615.0627 | 615.0627 | 615.0627 | 615.0627 | 615.0627 | 615.0627 | 615.0607 | 615.0607 | 615.0607 | 615.0607 | 461.297 | 461.297 | 461.297 | 461.297 | 461.297 | 461.297 | 461.297 | 461.297 | 461.297 | 461.297 | 461.297 | 461.297 | 461.297 | 461.297 | 461.297 | 461.297 | 461.297 | 461.297 | 461.297 | 461.297 | 461.297 | 461.2955 | 461.2955 | 461.2955 | 461.2955
OR_Commercial_OR - Health_Existing_Food Preparation_Natural Gas_Conveyor Oven_A | OR | Commercial | OR - Health | Existing | Food Preparation | Natural Gas | Conveyor Oven | A | WCNG118 | Standard | Efficient (>42% Baking Efficiency) | 17 | 692.0657 | 0 | 0 | 2424.76 | 0 | 0 | 0 | 0.7 | 0.2 | 1 units | 0.988% | 100% | Lost Opportunity | LOEven20_OR | 85% | TBD | 0% | 427.9545 |  | 320.9659 |  | 0 | IL TRM - 4.2.4 - CI-FSE-CVOV-V02-180101 | PGE Workpaper, PGECOFST117 R5, 2015 | MN TRM 3.1 - Gas Conveyor Oven v1.1 | Standard | Standard | Standard | Standard | Standard | Standard | Standard | Standard | Standard | Standard | Standard | Standard | Standard | Standard | Standard | Standard | Standard | Standard | Standard | Standard | Standard | Standard | Standard | Standard | Standard | Standard | Standard | Efficient (>42% Baking Efficiency) | Efficient (>42% Baking Efficiency) | Efficient (>42% Baking Efficiency) | Efficient (>42% Baking Efficiency) | Efficient (>42% Baking Efficiency) | Efficient (>42% Baking Efficiency) | Efficient (>42% Baking Efficiency) | Efficient (>42% Baking Efficiency) | Efficient (>42% Baking Efficiency) | Efficient (>42% Baking Efficiency) | Efficient (>42% Baking Efficiency) | Efficient (>42% Baking Efficiency) | Efficient (>42% Baking Efficiency) | Efficient (>42% Baking Efficiency) | Efficient (>42% Baking Efficiency) | Efficient (>42% Baking Efficiency) | Efficient (>42% Baking Efficiency) | Efficient (>42% Baking Efficiency) | Efficient (>42% Baking Efficiency) | Efficient (>42% Baking Efficiency) | Efficient (>42% Baking Efficiency) | Efficient (>42% Baking Efficiency) | Efficient (>42% Baking Efficiency) | Efficient (>42% Baking Efficiency) | Efficient (>42% Baking Efficiency) | Efficient (>42% Baking Efficiency) | Efficient (>42% Baking Efficiency) | 2424.76 | 2424.76 | 2424.76 | 2424.76 | 2424.76 | 2424.76 | 2424.76 | 2424.76 | 2424.76 | 2424.76 | 2424.76 | 2424.76 | 2424.76 | 2424.76 | 2424.76 | 2424.76 | 2424.76 | 2424.76 | 2424.76 | 2424.76 | 2424.76 | 2424.76 | 2424.76 | 2424.76 | 2424.76 | 2424.76 | 2424.76 | 0 | 0 | 0 | 0 | 0 | 692.0657 | 692.0657 | 692.0657 | 692.0657 | 692.0657 | 692.0657 | 692.0657 | 692.0657 | 692.0657 | 692.0657 | 692.0657 | 692.0657 | 692.0657 | 692.0657 | 692.0657 | 692.0657 | 692.0657 | 692.0657 | 692.0657 | 692.0657 | 692.0657 | 692.0657 | 0 | 0 | 0 | 0.0044199 | 0.012376 | 0.02316 | 0.036208 | 0.051066 | 0.062952 | 0.072461 | 0.080068 | 0.086154 | 0.091023 | 0.094918 | 0.098034 | 0.078427 | 0.062742 | 0.050193 | 0.040155 | 0.033008 | 0.024461 | 0.015361 | 0.006271 | 0 | 0 | 0 | 0 | 0 | 0.0044199 | 0.016796 | 0.039956 | 0.076164 | 0.12723 | 0.19018 | 0.26264 | 0.34271 | 0.42887 | 0.51989 | 0.61481 | 0.71284 | 0.79127 | 0.85401 | 0.9042 | 0.94436 | 0.97736 | 1.0018 | 1.0172 | 1.0235 | 1.0235 | 1.0235 | 0 | 0 | 0 | 0.0063865 | 0.017882 | 0.033465 | 0.052318 | 0.073787 | 0.090963 | 0.1047 | 0.11569 | 0.12449 | 0.13152 | 0.13715 | 0.14165 | 0.11332 | 0.090658 | 0.072527 | 0.058021 | 0.047694 | 0.035345 | 0.022196 | 0.0090612 | 0 | 0 | 0 | 0 | 0 | 0.0063865 | 0.024269 | 0.057734 | 0.11005 | 0.18384 | 0.2748 | 0.37951 | 0.4952 | 0.61969 | 0.75121 | 0.88836 | 1.03 | 1.1433 | 1.234 | 1.3065 | 1.3645 | 1.4122 | 1.4476 | 1.4698 | 1.4788 | 1.4788 | 1.4788 | 0 | 0 | 0 | 0.00067229 | 0.0024222 | 0.0055432 | 0.010245 | 0.016677 | 0.023305 | 0.029986 | 0.036626 | 0.043168 | 0.049578 | 0.055839 | 0.061948 | 0.05298 | 0.04512 | 0.038286 | 0.03238 | 0.028057 | 0.023877 | 0.021154 | 0.019473 | 0.018449 | 0.017965 | 0 | 0 | 0 | 0.00067229 | 0.0030945 | 0.0086377 | 0.018883 | 0.03556 | 0.058865 | 0.08885 | 0.12548 | 0.16864 | 0.21822 | 0.27406 | 0.33601 | 0.38899 | 0.43411 | 0.47239 | 0.50477 | 0.53283 | 0.55671 | 0.57786 | 0.59734 | 0.61578 | 0.63375 | 0 | 0 | 0 | 0.00097143 | 0.0035 | 0.0080097 | 0.014804 | 0.024097 | 0.033674 | 0.043328 | 0.052923 | 0.062375 | 0.071637 | 0.080685 | 0.089512 | 0.076553 | 0.065197 | 0.055321 | 0.046787 | 0.04054 | 0.034501 | 0.030567 | 0.028138 | 0.026658 | 0.025959 | 0 | 0 | 0 | 0.00097143 | 0.0044714 | 0.012481 | 0.027285 | 0.051383 | 0.085057 | 0.12838 | 0.18131 | 0.24368 | 0.31532 | 0.396 | 0.48552 | 0.56207 | 0.62727 | 0.68259 | 0.72937 | 0.76991 | 0.80441 | 0.83498 | 0.86312 | 0.88978 | 0.91574 | 0 | 0 | 0 | 0.00067229 | 0.0024222 | 0.0055432 | 0.010245 | 0.016677 | 0.023305 | 0.029986 | 0.036626 | 0.043168 | 0.049578 | 0.055839 | 0.061948 | 0.05298 | 0.04512 | 0.038286 | 0.03238 | 0.028057 | 0.023877 | 0.021154 | 0.019473 | 0.018449 | 0.017965 | 0 | 0 | 0 | 0.00067229 | 0.0030945 | 0.0086377 | 0.018883 | 0.03556 | 0.058865 | 0.08885 | 0.12548 | 0.16864 | 0.21822 | 0.27406 | 0.33601 | 0.38899 | 0.43411 | 0.47239 | 0.50477 | 0.53283 | 0.55671 | 0.57786 | 0.59734 | 0.61578 | 0.63375 | 0 | 0 | 0 | 0.00097143 | 0.0035 | 0.0080097 | 0.014804 | 0.024097 | 0.033674 | 0.043328 | 0.052923 | 0.062375 | 0.071637 | 0.080685 | 0.089512 | 0.076553 | 0.065197 | 0.055321 | 0.046787 | 0.04054 | 0.034501 | 0.030567 | 0.028138 | 0.026658 | 0.025959 | 0 | 0 | 0 | 0.00097143 | 0.0044714 | 0.012481 | 0.027285 | 0.051383 | 0.085057 | 0.12838 | 0.18131 | 0.24368 | 0.31532 | 0.396 | 0.48552 | 0.56207 | 0.62727 | 0.68259 | 0.72937 | 0.76991 | 0.80441 | 0.83498 | 0.86312 | 0.88978 | 0.91574 | 0 | 0 | 0 | 0.00067229 | 0.0024222 | 0.0055432 | 0.010245 | 0.016677 | 0.023305 | 0.029986 | 0.036626 | 0.043168 | 0.049578 | 0.055839 | 0.061948 | 0.05298 | 0.04512 | 0.038286 | 0.03238 | 0.028057 | 0.023877 | 0.021154 | 0.019473 | 0.018449 | 0.017965 | 0 | 0 | 0 | 0.00067229 | 0.0030945 | 0.0086377 | 0.018883 | 0.03556 | 0.058865 | 0.08885 | 0.12548 | 0.16864 | 0.21822 | 0.27406 | 0.33601 | 0.38899 | 0.43411 | 0.47239 | 0.50477 | 0.53283 | 0.55671 | 0.57786 | 0.59734 | 0.61578 | 0.63375 | 0 | 0 | 0 | 0.00097143 | 0.0035 | 0.0080097 | 0.014804 | 0.024097 | 0.033674 | 0.043328 | 0.052923 | 0.062375 | 0.071637 | 0.080685 | 0.089512 | 0.076553 | 0.065197 | 0.055321 | 0.046787 | 0.04054 | 0.034501 | 0.030567 | 0.028138 | 0.026658 | 0.025959 | 0 | 0 | 0 | 0.00097143 | 0.0044714 | 0.012481 | 0.027285 | 0.051383 | 0.085057 | 0.12838 | 0.18131 | 0.24368 | 0.31532 | 0.396 | 0.48552 | 0.56207 | 0.62727 | 0.68259 | 0.72937 | 0.76991 | 0.80441 | 0.83498 | 0.86312 | 0.88978 | 0.91574 | 0 | 0 | 0 | 427.9545 | 427.9545 | 427.9545 | 427.9545 | 427.9545 | 427.9545 | 427.9545 | 427.9545 | 427.9545 | 427.9545 | 427.9545 | 427.9545 | 427.9545 | 427.9545 | 427.9545 | 427.9545 | 427.9545 | 427.9545 | 427.9545 | 427.9545 | 427.9545 | 427.9545 | 0 | 0 | 0 | 320.9659 | 320.9659 | 320.9659 | 320.9659 | 320.9659 | 320.9659 | 320.9659 | 320.9659 | 320.9659 | 320.9659 | 320.9659 | 320.9659 | 320.9659 | 320.9659 | 320.9659 | 320.9659 | 320.9659 | 320.9659 | 320.9659 | 320.9659 | 320.9659 | 320.9659
OR_Commercial_OR - Health_Existing_Food Preparation_Natural Gas_Double Rack Oven_A | OR | Commercial | OR - Health | Existing | Food Preparation | Natural Gas | Double Rack Oven | A | WCNG119 | Standard | FTSC Qualified (>50% Cooking Efficiency) | 12 | 1621.62 | 0 | 0 | 5342.47 | 0 | 0 | 0 | 0.7 | 0.2 | 1 units | 0.988% | 100% | Lost Opportunity | LOEven20_OR | 85% | TBD | 0% | 495.3602 |  | 371.5201 |  | 0 | IL TRM - 4.2.18 - CI-FSE-RKOV-VO2-180101 | PGE Workpaper, PGECOFST109 R6, 2016 | IL TRM - 4.2.18 - CI-FSE-RKOV-VO2-180101 | Standard | Standard | Standard | Standard | Standard | Standard | Standard | Standard | Standard | Standard | Standard | Standard | Standard | Standard | Standard | Standard | Standard | Standard | Standard | Standard | Standard | Standard | Standard | Standard | Standard | Standard | Standard | FTSC Qualified (>50% Cooking Efficiency) | FTSC Qualified (>50% Cooking Efficiency) | FTSC Qualified (>50% Cooking Efficiency) | FTSC Qualified (>50% Cooking Efficiency) | FTSC Qualified (>50% Cooking Efficiency) | FTSC Qualified (>50% Cooking Efficiency) | FTSC Qualified (>50% Cooking Efficiency) | FTSC Qualified (>50% Cooking Efficiency) | FTSC Qualified (>50% Cooking Efficiency) | FTSC Qualified (>50% Cooking Efficiency) | FTSC Qualified (>50% Cooking Efficiency) | FTSC Qualified (>50% Cooking Efficiency) | FTSC Qualified (>50% Cooking Efficiency) | FTSC Qualified (>50% Cooking Efficiency) | FTSC Qualified (>50% Cooking Efficiency) | FTSC Qualified (>50% Cooking Efficiency) | FTSC Qualified (>50% Cooking Efficiency) | FTSC Qualified (>50% Cooking Efficiency) | FTSC Qualified (>50% Cooking Efficiency) | FTSC Qualified (>50% Cooking Efficiency) | FTSC Qualified (>50% Cooking Efficiency) | FTSC Qualified (>50% Cooking Efficiency) | FTSC Qualified (>50% Cooking Efficiency) | FTSC Qualified (>50% Cooking Efficiency) | FTSC Qualified (>50% Cooking Efficiency) | FTSC Qualified (>50% Cooking Efficiency) | FTSC Qualified (>50% Cooking Efficiency) | 5342.47 | 5342.47 | 5342.47 | 5342.47 | 5342.47 | 5342.47 | 5342.47 | 5342.47 | 5342.47 | 5342.47 | 5342.47 | 5342.47 | 5342.47 | 5342.47 | 5342.47 | 5342.47 | 5342.47 | 5342.47 | 5342.47 | 5342.47 | 5342.47 | 5342.47 | 5342.47 | 5342.4659 | 5342.4659 | 5342.4659 | 5342.4659 | 0 | 1621.62 | 1621.62 | 1621.62 | 1621.62 | 1621.62 | 1621.62 | 1621.62 | 1621.62 | 1621.62 | 1621.62 | 1621.62 | 1621.62 | 1621.62 | 1621.62 | 1621.62 | 1621.62 | 1621.62 | 1621.62 | 1621.62 | 1621.62 | 1621.62 | 1621.62 | 1621.62 | 1621.62 | 1621.62 | 1621.62 | 0.099567 | 0.12435 | 0.14638 | 0.16596 | 0.18336 | 0.19883 | 0.21258 | 0.22481 | 0.20779 | 0.19577 | 0.18783 | 0.18323 | 0.08174 | 0.057187 | 0.037082 | 0.020738 | 0.0075679 | 0.016047 | 0.0087572 | 0.00044165 | 0.019569 | 0.032507 | 0.040609 | 0.044981 | 0.046522 | 0.099567 | 0.22391 | 0.37029 | 0.53625 | 0.71961 | 0.91844 | 1.131 | 1.3558 | 1.5636 | 1.7594 | 1.9472 | 2.1304 | 2.2122 | 2.2694 | 2.3065 | 2.3272 | 2.3348 | 2.3508 | 2.3596 | 2.36 | 2.3796 | 2.4121 | 2.4527 | 2.4977 | 2.5442 | 0.0614 | 0.076681 | 0.090265 | 0.10234 | 0.11307 | 0.12261 | 0.13109 | 0.13863 | 0.12814 | 0.12072 | 0.11583 | 0.11299 | 0.050407 | 0.035266 | 0.022867 | 0.012788 | 0.0046668 | 0.0098957 | 0.0054003 | 0.00027235 | 0.012068 | 0.020046 | 0.025042 | 0.027738 | 0.028689 | 0.0614 | 0.13808 | 0.22835 | 0.33069 | 0.44376 | 0.56637 | 0.69746 | 0.83609 | 0.96423 | 1.085 | 1.2008 | 1.3138 | 1.3642 | 1.3994 | 1.4223 | 1.4351 | 1.4398 | 1.4497 | 1.4551 | 1.4553 | 1.4674 | 1.4875 | 1.5125 | 1.5402 | 1.5689 | 0.0021158 | 0.0080663 | 0.01588 | 0.025243 | 0.035888 | 0.047589 | 0.060152 | 0.073417 | 0.076925 | 0.081012 | 0.085921 | 0.091806 | 0.096637 | 0.098729 | 0.10005 | 0.10087 | 0.10142 | 0.11631 | 0.11833 | 0.11804 | 0.11633 | 0.11302 | 0.10825 | 0.10217 | 0.094902 | 0.0021158 | 0.010182 | 0.026062 | 0.051305 | 0.087193 | 0.13478 | 0.19493 | 0.26835 | 0.34528 | 0.42629 | 0.51221 | 0.60401 | 0.70065 | 0.79938 | 0.89943 | 1.0003 | 1.1017 | 1.218 | 1.3364 | 1.4544 | 1.5707 | 1.6838 | 1.792 | 1.8942 | 1.9891 | 0.0013047 | 0.0049742 | 0.0097926 | 0.015566 | 0.022131 | 0.029346 | 0.037094 | 0.045274 | 0.047437 | 0.049957 | 0.052985 | 0.056614 | 0.059593 | 0.060883 | 0.061696 | 0.062205 | 0.062541 | 0.071726 | 0.072971 | 0.072794 | 0.071739 | 0.069697 | 0.066757 | 0.063005 | 0.058523 | 0.0013047 | 0.0062789 | 0.016072 | 0.031638 | 0.053769 | 0.083115 | 0.12021 | 0.16548 | 0.21292 | 0.26288 | 0.31586 | 0.37248 | 0.43207 | 0.49295 | 0.55465 | 0.61685 | 0.67939 | 0.75112 | 0.82409 | 0.89689 | 0.96862 | 1.0383 | 1.1051 | 1.1681 | 1.2266 | 0.0021158 | 0.0080663 | 0.01588 | 0.025243 | 0.035888 | 0.047589 | 0.060152 | 0.073417 | 0.076925 | 0.081012 | 0.085921 | 0.091806 | 0.096637 | 0.098729 | 0.10005 | 0.10087 | 0.10142 | 0.11631 | 0.11833 | 0.11804 | 0.11633 | 0.11302 | 0.10825 | 0.10217 | 0.094902 | 0.0021158 | 0.010182 | 0.026062 | 0.051305 | 0.087193 | 0.13478 | 0.19493 | 0.26835 | 0.34528 | 0.42629 | 0.51221 | 0.60401 | 0.70065 | 0.79938 | 0.89943 | 1.0003 | 1.1017 | 1.218 | 1.3364 | 1.4544 | 1.5707 | 1.6838 | 1.792 | 1.8942 | 1.9891 | 0.0013047 | 0.0049742 | 0.0097926 | 0.015566 | 0.022131 | 0.029346 | 0.037094 | 0.045274 | 0.047437 | 0.049957 | 0.052985 | 0.056614 | 0.059593 | 0.060883 | 0.061696 | 0.062205 | 0.062541 | 0.071726 | 0.072971 | 0.072794 | 0.071739 | 0.069697 | 0.066757 | 0.063005 | 0.058523 | 0.0013047 | 0.0062789 | 0.016072 | 0.031638 | 0.053769 | 0.083115 | 0.12021 | 0.16548 | 0.21292 | 0.26288 | 0.31586 | 0.37248 | 0.43207 | 0.49295 | 0.55465 | 0.61685 | 0.67939 | 0.75112 | 0.82409 | 0.89689 | 0.96862 | 1.0383 | 1.1051 | 1.1681 | 1.2266 | 0.0021158 | 0.0080663 | 0.01588 | 0.025243 | 0.035888 | 0.047589 | 0.060152 | 0.073417 | 0.076925 | 0.081012 | 0.085921 | 0.091806 | 0.096637 | 0.098729 | 0.10005 | 0.10087 | 0.10142 | 0.11631 | 0.11833 | 0.11804 | 0.11633 | 0.11302 | 0.10825 | 0.10217 | 0.094902 | 0.0021158 | 0.010182 | 0.026062 | 0.051305 | 0.087193 | 0.13478 | 0.19493 | 0.26835 | 0.34528 | 0.42629 | 0.51221 | 0.60401 | 0.70065 | 0.79938 | 0.89943 | 1.0003 | 1.1017 | 1.218 | 1.3364 | 1.4544 | 1.5707 | 1.6838 | 1.792 | 1.8942 | 1.9891 | 0.0013047 | 0.0049742 | 0.0097926 | 0.015566 | 0.022131 | 0.029346 | 0.037094 | 0.045274 | 0.047437 | 0.049957 | 0.052985 | 0.056614 | 0.059593 | 0.060883 | 0.061696 | 0.062205 | 0.062541 | 0.071726 | 0.072971 | 0.072794 | 0.071739 | 0.069697 | 0.066757 | 0.063005 | 0.058523 | 0.0013047 | 0.0062789 | 0.016072 | 0.031638 | 0.053769 | 0.083115 | 0.12021 | 0.16548 | 0.21292 | 0.26288 | 0.31586 | 0.37248 | 0.43207 | 0.49295 | 0.55465 | 0.61685 | 0.67939 | 0.75112 | 0.82409 | 0.89689 | 0.96862 | 1.0383 | 1.1051 | 1.1681 | 1.2266 | 495.3602 | 495.3602 | 495.3602 | 495.3602 | 495.3602 | 495.3602 | 495.3602 | 495.3602 | 495.3602 | 495.3602 | 495.3602 | 495.3602 | 495.3602 | 495.3602 | 495.3602 | 495.3602 | 495.3602 | 495.3602 | 495.3602 | 495.3602 | 495.3602 | 495.3598 | 495.3598 | 495.3598 | 495.3598 | 371.5201 | 371.5201 | 371.5201 | 371.5201 | 371.5201 | 371.5201 | 371.5201 | 371.5201 | 371.5201 | 371.5201 | 371.5201 | 371.5201 | 371.5201 | 371.5201 | 371.5201 | 371.5201 | 371.5201 | 371.5201 | 371.5201 | 371.5201 | 371.5201 | 371.5198 | 371.5198 | 371.5198 | 371.5198
OR_Commercial_OR - Health_Existing_Food Preparation_Natural Gas_Fryer_A | OR | Commercial | OR - Health | Existing | Food Preparation | Natural Gas | Fryer | A | WCNG120 | Standard | ENERGY STAR | 9 | 395.2691 | 0 | 0 | 933.12 | 0 | 0 | 0 | 0.7 | 0.2 | 1 units | 22.87% | 100% | Lost Opportunity | LO5Med_OR | 85% | TBD | 0% | 433.1432 |  | 324.8574 |  | 0 | RTF Wkbk - ComCookingFryer_v5_0 | RTF Wkbk - ComCookingFryer_v5_0 | RTF Wkbk - ComCookingFryer_v5_0 | Standard | Standard | Standard | Standard | Standard | Standard | Standard | Standard | Standard | Standard | Standard | Standard | Standard | Standard | Standard | Standard | Standard | Standard | Standard | Standard | Standard | Standard | Standard | Standard | Standard | Standard | Standard | ENERGY STAR | ENERGY STAR | ENERGY STAR | ENERGY STAR | ENERGY STAR | ENERGY STAR | ENERGY STAR | ENERGY STAR | ENERGY STAR | ENERGY STAR | ENERGY STAR | ENERGY STAR | ENERGY STAR | ENERGY STAR | ENERGY STAR | ENERGY STAR | ENERGY STAR | ENERGY STAR | ENERGY STAR | ENERGY STAR | ENERGY STAR | ENERGY STAR | ENERGY STAR | ENERGY STAR | ENERGY STAR | ENERGY STAR | ENERGY STAR | 933.12 | 933.12 | 933.12 | 933.12 | 933.12 | 933.12 | 933.12 | 933.12 | 933.12 | 933.12 | 933.12 | 933.12 | 933.12 | 933.12 | 933.12 | 933.12 | 933.12 | 933.12 | 933.12 | 933.12 | 933.12 | 933.12 | 933.12 | 933.1211 | 933.1211 | 933.1211 | 933.1211 | 0 | 395.2691 | 395.2691 | 395.2691 | 395.2691 | 395.2691 | 395.2691 | 395.2691 | 395.2691 | 395.2691 | 395.2691 | 395.2691 | 395.2691 | 395.2691 | 395.2691 | 395.2691 | 395.2691 | 395.2691 | 395.2691 | 395.2691 | 395.2691 | 395.2691 | 395.2691 | 395.2691 | 395.2691 | 395.2691 | 395.2691 | 5.71 | 5.3396 | 5.0433 | 4.8063 | 4.6167 | 4.465 | 4.3436 | 4.7095 | 4.9096 | 0 | 0 | 0 | 1.7075 | 1.366 | 1.0928 | 0.96686 | 0.45867 | 0.17433 | 0 | 0 | 0.34252 | 0 | 0 | 0 | 0.13579 | 5.71 | 11.0497 | 16.093 | 20.8993 | 25.516 | 29.9809 | 34.3245 | 39.034 | 43.9436 | 43.9436 | 43.9436 | 43.9436 | 45.6511 | 47.0172 | 48.11 | 49.0768 | 49.5355 | 49.7098 | 49.7098 | 49.7098 | 50.0524 | 50.0524 | 50.0524 | 50.0524 | 50.1882 | 14.4459 | 13.5089 | 12.7593 | 12.1596 | 11.6798 | 11.296 | 10.9889 | 11.9146 | 12.4209 | 0 | 0 | 0 | 4.32 | 3.456 | 2.7648 | 2.4461 | 1.1604 | 0.44105 | 0 | 0 | 0.86655 | 0 | 0 | 0 | 0.34354 | 14.4459 | 27.9548 | 40.7141 | 52.8736 | 64.5534 | 75.8494 | 86.8383 | 98.7529 | 111.1738 | 111.1738 | 111.1738 | 111.1738 | 115.4937 | 118.9497 | 121.7145 | 124.1606 | 125.321 | 125.762 | 125.762 | 125.762 | 126.6286 | 126.6286 | 126.6286 | 126.6286 | 126.9721 | 0.2087 | 0.43479 | 0.68763 | 0.96171 | 1.2595 | 1.5977 | 1.9593 | 2.573 | 3.1232 | 3.3547 | 3.4343 | 3.3543 | 4.5004 | 3.8258 | 3.1265 | 2.5546 | 1.8199 | 1.1982 | 0.71072 | 0.36724 | 0.53608 | 0 | 0 | 0 | 0.11542 | 0.2087 | 0.6435 | 1.3311 | 2.2928 | 3.5523 | 5.15 | 7.1093 | 9.6823 | 12.8055 | 16.1602 | 19.5945 | 22.9488 | 27.4493 | 31.2751 | 34.4015 | 36.9561 | 38.776 | 39.9742 | 40.6849 | 41.0521 | 41.5882 | 41.5882 | 41.5882 | 41.5882 | 41.7036 | 0.528 | 1.1 | 1.7397 | 2.4331 | 3.1864 | 4.042 | 4.9569 | 6.5096 | 7.9014 | 8.4872 | 8.6886 | 8.4861 | 11.3858 | 9.679 | 7.9097 | 6.4629 | 4.6041 | 3.0313 | 1.7981 | 0.92908 | 1.3562 | 0 | 0 | 0 | 0.29201 | 0.528 | 1.628 | 3.3676 | 5.8007 | 8.9871 | 13.029 | 17.9859 | 24.4955 | 32.3969 | 40.884 | 49.5727 | 58.0587 | 69.4445 | 79.1235 | 87.0332 | 93.4961 | 98.1002 | 101.1315 | 102.9295 | 103.8586 | 105.2149 | 105.2149 | 105.2149 | 105.2149 | 105.5069 | 0.2087 | 0.43479 | 0.68763 | 0.96171 | 1.2595 | 1.5977 | 1.9593 | 2.573 | 3.1232 | 3.3547 | 3.4343 | 3.3543 | 4.5004 | 3.8258 | 3.1265 | 2.5546 | 1.8199 | 1.1982 | 0.71072 | 0.36724 | 0.53608 | 0 | 0 | 0 | 0.11542 | 0.2087 | 0.6435 | 1.3311 | 2.2928 | 3.5523 | 5.15 | 7.1093 | 9.6823 | 12.8055 | 16.1602 | 19.5945 | 22.9488 | 27.4493 | 31.2751 | 34.4015 | 36.9561 | 38.776 | 39.9742 | 40.6849 | 41.0521 | 41.5882 | 41.5882 | 41.5882 | 41.5882 | 41.7036 | 0.528 | 1.1 | 1.7397 | 2.4331 | 3.1864 | 4.042 | 4.9569 | 6.5096 | 7.9014 | 8.4872 | 8.6886 | 8.4861 | 11.3858 | 9.679 | 7.9097 | 6.4629 | 4.6041 | 3.0313 | 1.7981 | 0.92908 | 1.3562 | 0 | 0 | 0 | 0.29201 | 0.528 | 1.628 | 3.3676 | 5.8007 | 8.9871 | 13.029 | 17.9859 | 24.4955 | 32.3969 | 40.884 | 49.5727 | 58.0587 | 69.4445 | 79.1235 | 87.0332 | 93.4961 | 98.1002 | 101.1315 | 102.9295 | 103.8586 | 105.2149 | 105.2149 | 105.2149 | 105.2149 | 105.5069 | 0.2087 | 0.43479 | 0.68763 | 0.96171 | 1.2595 | 1.5977 | 1.9593 | 2.573 | 3.1232 | 3.3547 | 3.4343 | 3.3543 | 4.5004 | 3.8258 | 3.1265 | 2.5546 | 1.8199 | 1.1982 | 0.71072 | 0.36724 | 0.53608 | 0 | 0 | 0 | 0.11542 | 0.2087 | 0.6435 | 1.3311 | 2.2928 | 3.5523 | 5.15 | 7.1093 | 9.6823 | 12.8055 | 16.1602 | 19.5945 | 22.9488 | 27.4493 | 31.2751 | 34.4015 | 36.9561 | 38.776 | 39.9742 | 40.6849 | 41.0521 | 41.5882 | 41.5882 | 41.5882 | 41.5882 | 41.7036 | 0.528 | 1.1 | 1.7397 | 2.4331 | 3.1864 | 4.042 | 4.9569 | 6.5096 | 7.9014 | 8.4872 | 8.6886 | 8.4861 | 11.3858 | 9.679 | 7.9097 | 6.4629 | 4.6041 | 3.0313 | 1.7981 | 0.92908 | 1.3562 | 0 | 0 | 0 | 0.29201 | 0.528 | 1.628 | 3.3676 | 5.8007 | 8.9871 | 13.029 | 17.9859 | 24.4955 | 32.3969 | 40.884 | 49.5727 | 58.0587 | 69.4445 | 79.1235 | 87.0332 | 93.4961 | 98.1002 | 101.1315 | 102.9295 | 103.8586 | 105.2149 | 105.2149 | 105.2149 | 105.2149 | 105.5069 | 433.1432 | 433.1432 | 433.1432 | 433.1432 | 433.1432 | 433.1432 | 433.1432 | 433.1432 | 433.1432 | 433.1432 | 433.1432 | 433.1432 | 433.1432 | 433.1432 | 433.1432 | 433.1432 | 433.1432 | 433.1432 | 433.1432 | 433.1432 | 433.1432 | 433.1437 | 433.1437 | 433.1437 | 433.1437 | 324.8574 | 324.8574 | 324.8574 | 324.8574 | 324.8574 | 324.8574 | 324.8574 | 324.8574 | 324.8574 | 324.8574 | 324.8574 | 324.8574 | 324.8574 | 324.8574 | 324.8574 | 324.8574 | 324.8574 | 324.8574 | 324.8574 | 324.8574 | 324.8574 | 324.8578 | 324.8578 | 324.8578 | 324.8578
OR_Commercial_OR - Health_Existing_Food Preparation_Natural Gas_Broiler_A | OR | Commercial | OR - Health | Existing | Food Preparation | Natural Gas | Broiler | A | WCNG121 | Standard | Infrared Burners | 12 | 240.24 | 0 | 0 | 1166.72 | 0 | 0 | 0 | 0.7 | 0.2 | 1 units | 5.15% | 100% | Lost Opportunity | LOEven20_OR | 85% | TBD | 0% | 730.2128 |  | 547.6596 |  | 0 | IL TRM - 4.2.14 - CI-FSE-IRBL-V02-180101 | IL TRM - 4.2.14 - CI-FSE-IRBL-V02-180101 | IL TRM - 4.2.14 - CI-FSE-IRBL-V02-180101 | Standard | Standard | Standard | Standard | Standard | Standard | Standard | Standard | Standard | Standard | Standard | Standard | Standard | Standard | Standard | Standard | Standard | Standard | Standard | Standard | Standard | Standard | Standard | Standard | Standard | Standard | Standard | Infrared Burners | Infrared Burners | Infrared Burners | Infrared Burners | Infrared Burners | Infrared Burners | Infrared Burners | Infrared Burners | Infrared Burners | Infrared Burners | Infrared Burners | Infrared Burners | Infrared Burners | Infrared Burners | Infrared Burners | Infrared Burners | Infrared Burners | Infrared Burners | Infrared Burners | Infrared Burners | Infrared Burners | Infrared Burners | Infrared Burners | Infrared Burners | Infrared Burners | Infrared Burners | Infrared Burners | 1166.72 | 1166.72 | 1166.72 | 1166.72 | 1166.72 | 1166.72 | 1166.72 | 1166.72 | 1166.72 | 1166.72 | 1166.72 | 1166.72 | 1166.72 | 1166.72 | 1166.72 | 1166.72 | 1166.72 | 1166.72 | 1166.72 | 1166.72 | 1166.72 | 1166.72 | 1166.72 | 1166.7179 | 1166.7179 | 1166.7179 | 1166.7179 | 0 | 240.24 | 240.24 | 240.24 | 240.24 | 240.24 | 240.24 | 240.24 | 240.24 | 240.24 | 240.24 | 240.24 | 240.24 | 240.24 | 240.24 | 240.24 | 240.24 | 240.24 | 240.24 | 240.24 | 240.24 | 240.24 | 240.24 | 240.24 | 240.24 | 240.24 | 240.24 | 0.66237 | 0.73417 | 0.798 | 0.85473 | 0.90516 | 0.94998 | 0.98983 | 1.0252 | 0.97595 | 0.94111 | 0.91811 | 0.90477 | 0.23684 | 0.1657 | 0.10744 | 0.060086 | 0.021927 | 0.16163 | 0.12772 | 0.092251 | 0.13756 | 0.16606 | 0.18155 | 0.18712 | 0.18528 | 0.66237 | 1.3965 | 2.1945 | 3.0493 | 3.9544 | 4.9044 | 5.8942 | 6.9195 | 7.8954 | 8.8365 | 9.7546 | 10.6594 | 10.8963 | 11.062 | 11.1694 | 11.2295 | 11.2514 | 11.413 | 11.5408 | 11.633 | 11.7706 | 11.9366 | 12.1182 | 12.3053 | 12.4906 | 2.7571 | 3.056 | 3.3217 | 3.5578 | 3.7677 | 3.9543 | 4.1202 | 4.2676 | 4.0624 | 3.9174 | 3.8217 | 3.7661 | 0.98584 | 0.68971 | 0.44723 | 0.25011 | 0.091273 | 0.67279 | 0.53162 | 0.38399 | 0.57261 | 0.69124 | 0.75571 | 0.7789 | 0.77122 | 2.7571 | 5.8131 | 9.1348 | 12.6926 | 16.4603 | 20.4146 | 24.5348 | 28.8023 | 32.8647 | 36.7821 | 40.6038 | 44.3699 | 45.3557 | 46.0454 | 46.4926 | 46.7428 | 46.834 | 47.5068 | 48.0384 | 48.4224 | 48.995 | 49.6863 | 50.442 | 51.2209 | 51.9921 | 0.014075 | 0.047625 | 0.086572 | 0.13001 | 0.17716 | 0.22737 | 0.28008 | 0.33482 | 0.36129 | 0.38945 | 0.41998 | 0.45334 | 0.4757 | 0.48176 | 0.48558 | 0.48797 | 0.48955 | 0.62053 | 0.62108 | 0.61505 | 0.58519 | 0.55165 | 0.51474 | 0.47477 | 0.43204 | 0.014075 | 0.0617 | 0.14827 | 0.27828 | 0.45544 | 0.68281 | 0.96289 | 1.2977 | 1.659 | 2.0485 | 2.4684 | 2.9218 | 3.3975 | 3.8792 | 4.3648 | 4.8528 | 5.3423 | 5.9629 | 6.5839 | 7.199 | 7.7842 | 8.3358 | 8.8506 | 9.3253 | 9.7574 | 0.058589 | 0.19824 | 0.36036 | 0.54116 | 0.73743 | 0.94643 | 1.1658 | 1.3937 | 1.5039 | 1.6211 | 1.7482 | 1.887 | 1.9801 | 2.0053 | 2.0212 | 2.0312 | 2.0377 | 2.5829 | 2.5853 | 2.5601 | 2.4359 | 2.2962 | 2.1426 | 1.9762 | 1.7984 | 0.058589 | 0.25683 | 0.61718 | 1.1583 | 1.8958 | 2.8422 | 4.008 | 5.4018 | 6.9056 | 8.5267 | 10.2749 | 12.1619 | 14.142 | 16.1473 | 18.1685 | 20.1997 | 22.2375 | 24.8204 | 27.4057 | 29.9658 | 32.4017 | 34.6979 | 36.8405 | 38.8168 | 40.6151 | 0.014075 | 0.047625 | 0.086572 | 0.13001 | 0.17716 | 0.22737 | 0.28008 | 0.33482 | 0.36129 | 0.38945 | 0.41998 | 0.45334 | 0.4757 | 0.48176 | 0.48558 | 0.48797 | 0.48955 | 0.62053 | 0.62108 | 0.61505 | 0.58519 | 0.55165 | 0.51474 | 0.47477 | 0.43204 | 0.014075 | 0.0617 | 0.14827 | 0.27828 | 0.45544 | 0.68281 | 0.96289 | 1.2977 | 1.659 | 2.0485 | 2.4684 | 2.9218 | 3.3975 | 3.8792 | 4.3648 | 4.8528 | 5.3423 | 5.9629 | 6.5839 | 7.199 | 7.7842 | 8.3358 | 8.8506 | 9.3253 | 9.7574 | 0.058589 | 0.19824 | 0.36036 | 0.54116 | 0.73743 | 0.94643 | 1.1658 | 1.3937 | 1.5039 | 1.6211 | 1.7482 | 1.887 | 1.9801 | 2.0053 | 2.0212 | 2.0312 | 2.0377 | 2.5829 | 2.5853 | 2.5601 | 2.4359 | 2.2962 | 2.1426 | 1.9762 | 1.7984 | 0.058589 | 0.25683 | 0.61718 | 1.1583 | 1.8958 | 2.8422 | 4.008 | 5.4018 | 6.9056 | 8.5267 | 10.2749 | 12.1619 | 14.142 | 16.1473 | 18.1685 | 20.1997 | 22.2375 | 24.8204 | 27.4057 | 29.9658 | 32.4017 | 34.6979 | 36.8405 | 38.8168 | 40.6151 | 0.014075 | 0.047625 | 0.086572 | 0.13001 | 0.17716 | 0.22737 | 0.28008 | 0.33482 | 0.36129 | 0.38945 | 0.41998 | 0.45334 | 0.4757 | 0.48176 | 0.48558 | 0.48797 | 0.48955 | 0.62053 | 0.62108 | 0.61505 | 0.58519 | 0.55165 | 0.51474 | 0.47477 | 0.43204 | 0.014075 | 0.0617 | 0.14827 | 0.27828 | 0.45544 | 0.68281 | 0.96289 | 1.2977 | 1.659 | 2.0485 | 2.4684 | 2.9218 | 3.3975 | 3.8792 | 4.3648 | 4.8528 | 5.3423 | 5.9629 | 6.5839 | 7.199 | 7.7842 | 8.3358 | 8.8506 | 9.3253 | 9.7574 | 0.058589 | 0.19824 | 0.36036 | 0.54116 | 0.73743 | 0.94643 | 1.1658 | 1.3937 | 1.5039 | 1.6211 | 1.7482 | 1.887 | 1.9801 | 2.0053 | 2.0212 | 2.0312 | 2.0377 | 2.5829 | 2.5853 | 2.5601 | 2.4359 | 2.2962 | 2.1426 | 1.9762 | 1.7984 | 0.058589 | 0.25683 | 0.61718 | 1.1583 | 1.8958 | 2.8422 | 4.008 | 5.4018 | 6.9056 | 8.5267 | 10.2749 | 12.1619 | 14.142 | 16.1473 | 18.1685 | 20.1997 | 22.2375 | 24.8204 | 27.4057 | 29.9658 | 32.4017 | 34.6979 | 36.8405 | 38.8168 | 40.6151 | 730.2128 | 730.2128 | 730.2128 | 730.2128 | 730.2128 | 730.2128 | 730.2128 | 730.2128 | 730.2128 | 730.2128 | 730.2128 | 730.2128 | 730.2128 | 730.2128 | 730.2128 | 730.2128 | 730.2128 | 730.2128 | 730.2128 | 730.2128 | 730.2128 | 730.2114 | 730.2114 | 730.2114 | 730.2114 | 547.6596 | 547.6596 | 547.6596 | 547.6596 | 547.6596 | 547.6596 | 547.6596 | 547.6596 | 547.6596 | 547.6596 | 547.6596 | 547.6596 | 547.6596 | 547.6596 | 547.6596 | 547.6596 | 547.6596 | 547.6596 | 547.6596 | 547.6596 | 547.6596 | 547.6586 | 547.6586 | 547.6586 | 547.6586
OR_Commercial_OR - Health_Existing_Food Preparation_Natural Gas_Griddle_A | OR | Commercial | OR - Health | Existing | Food Preparation | Natural Gas | Griddle | A | WCNG122 | Standard | ENERGY STAR | 12 | 167.9465 | 0 | 0 | 1405.83 | 0 | 0 | 0 | 0.7 | 0.2 | 1 units | 5.15% | 100% | Lost Opportunity | LOEven20_OR | 85% | TBD | 0% | 1258.6067 |  | 943.955 |  | 0 | IL TRM - 4.2.8 - CI-FSE-ESGR-V04-200101 | IL TRM - 4.2.8 - CI-FSE-ESGR-V04-200101 | IL TRM - 4.2.8 - CI-FSE-ESGR-V04-200101 | Standard | Standard | Standard | Standard | Standard | Standard | Standard | Standard | Standard | Standard | Standard | Standard | Standard | Standard | Standard | Standard | Standard | Standard | Standard | Standard | Standard | Standard | Standard | Standard | Standard | Standard | Standard | ENERGY STAR | ENERGY STAR | ENERGY STAR | ENERGY STAR | ENERGY STAR | ENERGY STAR | ENERGY STAR | ENERGY STAR | ENERGY STAR | ENERGY STAR | ENERGY STAR | ENERGY STAR | ENERGY STAR | ENERGY STAR | ENERGY STAR | ENERGY STAR | ENERGY STAR | ENERGY STAR | ENERGY STAR | ENERGY STAR | ENERGY STAR | ENERGY STAR | ENERGY STAR | ENERGY STAR | ENERGY STAR | ENERGY STAR | ENERGY STAR | 1405.83 | 1405.83 | 1405.83 | 1405.83 | 1405.83 | 1405.83 | 1405.83 | 1405.83 | 1405.83 | 1405.83 | 1405.83 | 1405.83 | 1405.83 | 1405.83 | 1405.83 | 1405.83 | 1405.83 | 1405.83 | 1405.83 | 1405.83 | 1405.83 | 1405.83 | 1405.83 | 1405.8266 | 1405.8266 | 1405.8266 | 1405.8266 | 0 | 167.9465 | 167.9465 | 167.9465 | 167.9465 | 167.9465 | 167.9465 | 167.9465 | 167.9465 | 167.9465 | 167.9465 | 167.9465 | 167.9465 | 167.9465 | 167.9465 | 167.9465 | 167.9465 | 167.9465 | 167.9465 | 167.9465 | 167.9465 | 167.9465 | 167.9465 | 167.9465 | 167.9465 | 167.9465 | 167.9465 | 0.14814 | 0.1642 | 0.17847 | 0.19116 | 0.20244 | 0.21247 | 0.22138 | 0.2293 | 0.21827 | 0.21048 | 0.20534 | 0.20235 | 0.05297 | 0.037059 | 0.02403 | 0.013438 | 0.0049041 | 0.036149 | 0.028564 | 0.020632 | 0.030767 | 0.037141 | 0.040605 | 0.04185 | 0.041438 | 0.14814 | 0.31234 | 0.49082 | 0.68198 | 0.88442 | 1.0969 | 1.3183 | 1.5476 | 1.7658 | 1.9763 | 2.1817 | 2.384 | 2.437 | 2.474 | 2.4981 | 2.5115 | 2.5164 | 2.5526 | 2.5811 | 2.6018 | 2.6325 | 2.6697 | 2.7103 | 2.7521 | 2.7936 | 0.88208 | 0.97769 | 1.0627 | 1.1382 | 1.2054 | 1.2651 | 1.3181 | 1.3653 | 1.2997 | 1.2533 | 1.2226 | 1.2049 | 0.3154 | 0.22066 | 0.14308 | 0.080016 | 0.029201 | 0.21524 | 0.17008 | 0.12285 | 0.18319 | 0.22115 | 0.24177 | 0.24919 | 0.24673 | 0.88208 | 1.8598 | 2.9225 | 4.0607 | 5.2661 | 6.5312 | 7.8493 | 9.2146 | 10.5143 | 11.7676 | 12.9902 | 14.1951 | 14.5105 | 14.7311 | 14.8742 | 14.9542 | 14.9834 | 15.1987 | 15.3688 | 15.4916 | 15.6748 | 15.896 | 16.1377 | 16.3869 | 16.6336 | 0.003148 | 0.010651 | 0.019362 | 0.029077 | 0.039623 | 0.050852 | 0.062641 | 0.074884 | 0.080805 | 0.087101 | 0.093929 | 0.10139 | 0.10639 | 0.10775 | 0.1086 | 0.10914 | 0.10949 | 0.13878 | 0.13891 | 0.13756 | 0.13088 | 0.12338 | 0.11512 | 0.10618 | 0.096627 | 0.003148 | 0.013799 | 0.033162 | 0.062238 | 0.10186 | 0.15271 | 0.21535 | 0.29024 | 0.37104 | 0.45814 | 0.55207 | 0.65346 | 0.75986 | 0.8676 | 0.9762 | 1.0853 | 1.1948 | 1.3336 | 1.4725 | 1.6101 | 1.741 | 1.8643 | 1.9795 | 2.0856 | 2.1823 | 0.018744 | 0.063421 | 0.11529 | 0.17313 | 0.23592 | 0.30279 | 0.37298 | 0.44588 | 0.48113 | 0.51862 | 0.55928 | 0.60371 | 0.63348 | 0.64156 | 0.64665 | 0.64983 | 0.65193 | 0.82635 | 0.82709 | 0.81906 | 0.7793 | 0.73463 | 0.68548 | 0.63225 | 0.57535 | 0.018744 | 0.082166 | 0.19745 | 0.37058 | 0.60651 | 0.9093 | 1.2823 | 1.7282 | 2.2093 | 2.7279 | 3.2872 | 3.8909 | 4.5244 | 5.1659 | 5.8126 | 6.4624 | 7.1143 | 7.9407 | 8.7678 | 9.5869 | 10.3661 | 11.1008 | 11.7863 | 12.4185 | 12.9938 | 0.003148 | 0.010651 | 0.019362 | 0.029077 | 0.039623 | 0.050852 | 0.062641 | 0.074884 | 0.080805 | 0.087101 | 0.093929 | 0.10139 | 0.10639 | 0.10775 | 0.1086 | 0.10914 | 0.10949 | 0.13878 | 0.13891 | 0.13756 | 0.13088 | 0.12338 | 0.11512 | 0.10618 | 0.096627 | 0.003148 | 0.013799 | 0.033162 | 0.062238 | 0.10186 | 0.15271 | 0.21535 | 0.29024 | 0.37104 | 0.45814 | 0.55207 | 0.65346 | 0.75986 | 0.8676 | 0.9762 | 1.0853 | 1.1948 | 1.3336 | 1.4725 | 1.6101 | 1.741 | 1.8643 | 1.9795 | 2.0856 | 2.1823 | 0.018744 | 0.063421 | 0.11529 | 0.17313 | 0.23592 | 0.30279 | 0.37298 | 0.44588 | 0.48113 | 0.51862 | 0.55928 | 0.60371 | 0.63348 | 0.64156 | 0.64665 | 0.64983 | 0.65193 | 0.82635 | 0.82709 | 0.81906 | 0.7793 | 0.73463 | 0.68548 | 0.63225 | 0.57535 | 0.018744 | 0.082166 | 0.19745 | 0.37058 | 0.60651 | 0.9093 | 1.2823 | 1.7282 | 2.2093 | 2.7279 | 3.2872 | 3.8909 | 4.5244 | 5.1659 | 5.8126 | 6.4624 | 7.1143 | 7.9407 | 8.7678 | 9.5869 | 10.3661 | 11.1008 | 11.7863 | 12.4185 | 12.9938 | 0.003148 | 0.010651 | 0.019362 | 0.029077 | 0.039623 | 0.050852 | 0.062641 | 0.074884 | 0.080805 | 0.087101 | 0.093929 | 0.10139 | 0.10639 | 0.10775 | 0.1086 | 0.10914 | 0.10949 | 0.13878 | 0.13891 | 0.13756 | 0.13088 | 0.12338 | 0.11512 | 0.10618 | 0.096627 | 0.003148 | 0.013799 | 0.033162 | 0.062238 | 0.10186 | 0.15271 | 0.21535 | 0.29024 | 0.37104 | 0.45814 | 0.55207 | 0.65346 | 0.75986 | 0.8676 | 0.9762 | 1.0853 | 1.1948 | 1.3336 | 1.4725 | 1.6101 | 1.741 | 1.8643 | 1.9795 | 2.0856 | 2.1823 | 0.018744 | 0.063421 | 0.11529 | 0.17313 | 0.23592 | 0.30279 | 0.37298 | 0.44588 | 0.48113 | 0.51862 | 0.55928 | 0.60371 | 0.63348 | 0.64156 | 0.64665 | 0.64983 | 0.65193 | 0.82635 | 0.82709 | 0.81906 | 0.7793 | 0.73463 | 0.68548 | 0.63225 | 0.57535 | 0.018744 | 0.082166 | 0.19745 | 0.37058 | 0.60651 | 0.9093 | 1.2823 | 1.7282 | 2.2093 | 2.7279 | 3.2872 | 3.8909 | 4.5244 | 5.1659 | 5.8126 | 6.4624 | 7.1143 | 7.9407 | 8.7678 | 9.5869 | 10.3661 | 11.1008 | 11.7863 | 12.4185 | 12.9938 | 1258.6067 | 1258.6067 | 1258.6067 | 1258.6067 | 1258.6067 | 1258.6067 | 1258.6067 | 1258.6067 | 1258.6067 | 1258.6067 | 1258.6067 | 1258.6067 | 1258.6067 | 1258.6067 | 1258.6067 | 1258.6067 | 1258.6067 | 1258.6067 | 1258.6067 | 1258.6067 | 1258.6067 | 1258.6037 | 1258.6037 | 1258.6037 | 1258.6037 | 943.955 | 943.955 | 943.955 | 943.955 | 943.955 | 943.955 | 943.955 | 943.955 | 943.955 | 943.955 | 943.955 | 943.955 | 943.955 | 943.955 | 943.955 | 943.955 | 943.955 | 943.955 | 943.955 | 943.955 | 943.955 | 943.9527 | 943.9527 | 943.9527 | 943.9527
OR_Commercial_OR - Health_Existing_Food Preparation_Natural Gas_Range_A | OR | Commercial | OR - Health | Existing | Food Preparation | Natural Gas | Range | A | WCNG123 | Standard | High Efficiency | 10 | 171.4286 | 0 | 0 | 0.01 | 0 | 0 | 0 | 0.7 | 0.2 | 1 units | 21.77% | 100% | Lost Opportunity | LOEven20_OR | 85% | TBD | 0% | 0.009925 |  | 0.0074438 |  | 0 | COOK_OVN-Food Preparation-AEO17-1 | EIA 2018 Tech Forecast | EIA 2018 Tech Forecast | Standard | Standard | Standard | Standard | Standard | Standard | Standard | Standard | Standard | Standard | Standard | Standard | Standard | Standard | Standard | Standard | Standard | Standard | Standard | Standard | Standard | Standard | Standard | Standard | Standard | Standard | Standard | High Efficiency | High Efficiency | High Efficiency | High Efficiency | High Efficiency | High Efficiency | High Efficiency | High Efficiency | High Efficiency | High Efficiency | High Efficiency | High Efficiency | High Efficiency | High Efficiency | High Efficiency | High Efficiency | High Efficiency | High Efficiency | High Efficiency | High Efficiency | High Efficiency | High Efficiency | High Efficiency | High Efficiency | High Efficiency | High Efficiency | High Efficiency | 0.01 | 0.01 | 0.01 | 0.01 | 0.01 | 0.01 | 0.01 | 0.01 | 0.01 | 0.01 | 0.01 | 0.01 | 0.01 | 0.01 | 0.01 | 0.01 | 0.01 | 0.01 | 0.01 | 0.01 | 0.01 | 0.01 | 0.01 | 0.010631 | 0.010631 | 0.010631 | 0.010631 | 0 | 171.4286 | 171.4286 | 171.4286 | 171.4286 | 171.4286 | 171.4286 | 171.4286 | 171.4286 | 171.4286 | 171.4286 | 171.4286 | 171.4286 | 171.4286 | 171.4286 | 171.4286 | 171.4286 | 171.4286 | 171.4286 | 171.4286 | 171.4286 | 171.4286 | 171.4286 | 171.4286 | 171.4286 | 171.4286 | 171.4286 | 0.95075 | 1.1263 | 1.2667 | 1.379 | 1.4689 | 1.5408 | 1.5983 | 1.6443 | 1.4617 | 1.3595 | 0.36213 | 0.17737 | 0.052025 | 0.16144 | 0.12916 | 0.10332 | 0.082659 | 0.022247 | 0.16699 | 0.22487 | 0.23044 | 0.20682 | 0.14988 | 0 | 0 | 0.95075 | 2.077 | 3.3437 | 4.7227 | 6.1916 | 7.7324 | 9.3307 | 10.975 | 12.4368 | 13.7963 | 14.1584 | 14.3358 | 14.3878 | 14.5493 | 14.6784 | 14.7817 | 14.8644 | 14.8866 | 15.0536 | 15.2785 | 15.5089 | 15.7158 | 15.8656 | 15.8656 | 15.8656 | 5.546 | 6.5699 | 7.389 | 8.0443 | 8.5685 | 8.9879 | 9.3234 | 9.5918 | 8.5267 | 7.9306 | 2.1124 | 1.0346 | 0.30348 | 0.94176 | 0.75341 | 0.60272 | 0.48218 | 0.12977 | 0.97412 | 1.3117 | 1.3443 | 1.2065 | 0.8743 | 0 | 0 | 5.546 | 12.116 | 19.505 | 27.5493 | 36.1179 | 45.1058 | 54.4292 | 64.0211 | 72.5478 | 80.4784 | 82.5908 | 83.6254 | 83.9289 | 84.8707 | 85.6241 | 86.2268 | 86.709 | 86.8387 | 87.8129 | 89.1246 | 90.4688 | 91.6753 | 92.5496 | 92.5496 | 92.5496 | 0.020203 | 0.07306 | 0.13742 | 0.20976 | 0.2875 | 0.36878 | 0.45226 | 0.537 | 0.54113 | 0.56259 | 0.58035 | 0.58013 | 0.58085 | 0.69649 | 0.72232 | 0.74187 | 0.7566 | 0.73419 | 0.77224 | 0.78414 | 0.71127 | 0.6307 | 0.53004 | 0.3413 | 0.25732 | 0.020203 | 0.093263 | 0.23068 | 0.44044 | 0.72794 | 1.0967 | 1.549 | 2.086 | 2.6271 | 3.1897 | 3.77 | 4.3502 | 4.931 | 5.6275 | 6.3498 | 7.0917 | 7.8483 | 8.5825 | 9.3547 | 10.1389 | 10.8501 | 11.4808 | 12.0109 | 12.3522 | 12.6095 | 0.11785 | 0.42618 | 0.80161 | 1.2236 | 1.6771 | 2.1512 | 2.6382 | 3.1325 | 3.1566 | 3.2818 | 3.3854 | 3.3841 | 3.3883 | 4.0628 | 4.2135 | 4.3276 | 4.4135 | 4.2828 | 4.5047 | 4.5742 | 4.1491 | 3.6791 | 3.0919 | 1.9909 | 1.501 | 0.11785 | 0.54403 | 1.3456 | 2.5692 | 4.2463 | 6.3975 | 9.0357 | 12.1681 | 15.3247 | 18.6065 | 21.9919 | 25.376 | 28.7643 | 32.8271 | 37.0407 | 41.3682 | 45.7817 | 50.0645 | 54.5692 | 59.1434 | 63.2924 | 66.9715 | 70.0634 | 72.0543 | 73.5554 | 0.020203 | 0.07306 | 0.13742 | 0.20976 | 0.2875 | 0.36878 | 0.45226 | 0.537 | 0.54113 | 0.56259 | 0.58035 | 0.58013 | 0.58085 | 0.69649 | 0.72232 | 0.74187 | 0.7566 | 0.73419 | 0.77224 | 0.78414 | 0.71127 | 0.6307 | 0.53004 | 0.3413 | 0.25732 | 0.020203 | 0.093263 | 0.23068 | 0.44044 | 0.72794 | 1.0967 | 1.549 | 2.086 | 2.6271 | 3.1897 | 3.77 | 4.3502 | 4.931 | 5.6275 | 6.3498 | 7.0917 | 7.8483 | 8.5825 | 9.3547 | 10.1389 | 10.8501 | 11.4808 | 12.0109 | 12.3522 | 12.6095 | 0.11785 | 0.42618 | 0.80161 | 1.2236 | 1.6771 | 2.1512 | 2.6382 | 3.1325 | 3.1566 | 3.2818 | 3.3854 | 3.3841 | 3.3883 | 4.0628 | 4.2135 | 4.3276 | 4.4135 | 4.2828 | 4.5047 | 4.5742 | 4.1491 | 3.6791 | 3.0919 | 1.9909 | 1.501 | 0.11785 | 0.54403 | 1.3456 | 2.5692 | 4.2463 | 6.3975 | 9.0357 | 12.1681 | 15.3247 | 18.6065 | 21.9919 | 25.376 | 28.7643 | 32.8271 | 37.0407 | 41.3682 | 45.7817 | 50.0645 | 54.5692 | 59.1434 | 63.2924 | 66.9715 | 70.0634 | 72.0543 | 73.5554 | 0.020203 | 0.07306 | 0.13742 | 0.20976 | 0.2875 | 0.36878 | 0.45226 | 0.537 | 0.54113 | 0.56259 | 0.58035 | 0.58013 | 0.58085 | 0.69649 | 0.72232 | 0.74187 | 0.7566 | 0.73419 | 0.77224 | 0.78414 | 0.71127 | 0.6307 | 0.53004 | 0.3413 | 0.25732 | 0.020203 | 0.093263 | 0.23068 | 0.44044 | 0.72794 | 1.0967 | 1.549 | 2.086 | 2.6271 | 3.1897 | 3.77 | 4.3502 | 4.931 | 5.6275 | 6.3498 | 7.0917 | 7.8483 | 8.5825 | 9.3547 | 10.1389 | 10.8501 | 11.4808 | 12.0109 | 12.3522 | 12.6095 | 0.11785 | 0.42618 | 0.80161 | 1.2236 | 1.6771 | 2.1512 | 2.6382 | 3.1325 | 3.1566 | 3.2818 | 3.3854 | 3.3841 | 3.3883 | 4.0628 | 4.2135 | 4.3276 | 4.4135 | 4.2828 | 4.5047 | 4.5742 | 4.1491 | 3.6791 | 3.0919 | 1.9909 | 1.501 | 0.11785 | 0.54403 | 1.3456 | 2.5692 | 4.2463 | 6.3975 | 9.0357 | 12.1681 | 15.3247 | 18.6065 | 21.9919 | 25.376 | 28.7643 | 32.8271 | 37.0407 | 41.3682 | 45.7817 | 50.0645 | 54.5692 | 59.1434 | 63.2924 | 66.9715 | 70.0634 | 72.0543 | 73.5554 | 0.009925 | 0.009925 | 0.009925 | 0.009925 | 0.009925 | 0.009925 | 0.009925 | 0.009925 | 0.009925 | 0.009925 | 0.009925 | 0.009925 | 0.009925 | 0.009925 | 0.009925 | 0.009925 | 0.009925 | 0.009925 | 0.009925 | 0.009925 | 0.009925 | 0.010551 | 0.010551 | 0.010551 | 0.010551 | 0.0074438 | 0.0074438 | 0.0074438 | 0.0074438 | 0.0074438 | 0.0074438 | 0.0074438 | 0.0074438 | 0.0074438 | 0.0074438 | 0.0074438 | 0.0074438 | 0.0074438 | 0.0074438 | 0.0074438 | 0.0074438 | 0.0074438 | 0.0074438 | 0.0074438 | 0.0074438 | 0.0074438 | 0.0079134 | 0.0079134 | 0.0079134 | 0.0079134
OR_Commercial_OR - Health_Existing_Food Preparation_Natural Gas_Steamer_A | OR | Commercial | OR - Health | Existing | Food Preparation | Natural Gas | Steamer | A | WCNG124 | Standard | ENERGY STAR | 8 | 1215.1419 | 0 | 0 | 0.01 | 737.87 | 0 | 0 | 0.7 | 0.2 | 1 units | 2.392% | 100% | Lost Opportunity | LOEven20_OR | 85% | TBD | 0% | -607.2266 |  | 0.001236 |  | 0 | RTF Wkbk - ComCookingSteamer_v5_0 | RTF Wkbk - ComCookingSteamer_v5_0 | RTF Wkbk - ComCookingSteamer_v5_0 | Standard | Standard | Standard | Standard | Standard | Standard | Standard | Standard | Standard | Standard | Standard | Standard | Standard | Standard | Standard | Standard | Standard | Standard | Standard | Standard | Standard | Standard | Standard | Standard | Standard | Standard | Standard | ENERGY STAR | ENERGY STAR | ENERGY STAR | ENERGY STAR | ENERGY STAR | ENERGY STAR | ENERGY STAR | ENERGY STAR | ENERGY STAR | ENERGY STAR | ENERGY STAR | ENERGY STAR | ENERGY STAR | ENERGY STAR | ENERGY STAR | ENERGY STAR | ENERGY STAR | ENERGY STAR | ENERGY STAR | ENERGY STAR | ENERGY STAR | ENERGY STAR | ENERGY STAR | ENERGY STAR | ENERGY STAR | ENERGY STAR | ENERGY STAR | 0.01 | 0.01 | 0.01 | 0.01 | 0.01 | 0.01 | 0.01 | 0.01 | 0.01 | 0.01 | 0.01 | 0.01 | 0.01 | 0.01 | 0.01 | 0.01 | 0.01 | 0.01 | 0.01 | 0.01 | 0.01 | 0.01 | 0.01 | 0.010743 | 0.010743 | 0.010743 | 0.010743 | 0 | 1215.1419 | 1215.1419 | 1215.1419 | 1215.1419 | 1215.1419 | 1215.1419 | 1215.1419 | 1215.1419 | 1215.1419 | 1215.1419 | 1215.1419 | 1215.1419 | 1215.1419 | 1215.1419 | 1215.1419 | 1215.1419 | 1215.1419 | 1215.1419 | 1215.1419 | 1215.1419 | 1215.1419 | 1215.1419 | 1215.1419 | 1215.1419 | 1215.1419 | 1215.1419 | 1.1272 | 1.0961 | 1.0712 | 1.0513 | 1.0354 | 1.0227 | 1.0514 | 1.0665 | 0 | 0 | 0 | 0.31585 | 0.25268 | 0.20992 | 0.1415 | 0.097034 | 0.013908 | 0.027047 | 0.10825 | 0 | 0 | 0 | 0.0053824 | 0.10168 | 0 | 1.1272 | 2.2233 | 3.2946 | 4.3459 | 5.3813 | 6.404 | 7.4553 | 8.5219 | 8.5219 | 8.5219 | 8.5219 | 8.8377 | 9.0904 | 9.3003 | 9.4418 | 9.5389 | 9.5528 | 9.5798 | 9.6881 | 9.6881 | 9.6881 | 9.6881 | 9.6934 | 9.7951 | 9.7951 | 0.92764 | 0.90205 | 0.88157 | 0.8652 | 0.85209 | 0.84161 | 0.86521 | 0.8777 | 0 | 0 | 0 | 0.25993 | 0.20794 | 0.17275 | 0.11645 | 0.079854 | 0.011446 | 0.022259 | 0.089082 | 0 | 0 | 0 | 0.0044294 | 0.083677 | 0 | 0.92764 | 1.8297 | 2.7113 | 3.5764 | 4.4285 | 5.2702 | 6.1354 | 7.0131 | 7.0131 | 7.0131 | 7.0131 | 7.273 | 7.4809 | 7.6537 | 7.7701 | 7.85 | 7.8614 | 7.8837 | 7.9728 | 7.9728 | 7.9728 | 7.9728 | 7.9772 | 8.0609 | 8.0609 | 0.023953 | 0.071103 | 0.11622 | 0.15991 | 0.20266 | 0.24477 | 0.29749 | 0.34831 | 0.37306 | 0.37259 | 0.37234 | 0.52512 | 0.49893 | 0.48035 | 0.45629 | 0.43771 | 0.42361 | 0.41301 | 0.46256 | 0.33937 | 0.3288 | 0.30192 | 0.26473 | 0.28944 | 0.1891 | 0.023953 | 0.095056 | 0.21127 | 0.37119 | 0.57384 | 0.81861 | 1.1161 | 1.4644 | 1.8375 | 2.2101 | 2.5824 | 3.1075 | 3.6065 | 4.0868 | 4.5431 | 4.9808 | 5.4044 | 5.8174 | 6.28 | 6.6194 | 6.9482 | 7.2501 | 7.5148 | 7.8042 | 7.9933 | 0.019712 | 0.058514 | 0.095639 | 0.1316 | 0.16677 | 0.20143 | 0.24482 | 0.28664 | 0.30701 | 0.30662 | 0.30642 | 0.43215 | 0.4106 | 0.39531 | 0.3755 | 0.36021 | 0.34861 | 0.33989 | 0.38066 | 0.27929 | 0.27058 | 0.24846 | 0.21786 | 0.23819 | 0.15562 | 0.019712 | 0.078227 | 0.17387 | 0.30547 | 0.47224 | 0.67367 | 0.9185 | 1.2051 | 1.5121 | 1.8188 | 2.1252 | 2.5573 | 2.9679 | 3.3632 | 3.7387 | 4.0989 | 4.4476 | 4.7874 | 5.1681 | 5.4474 | 5.718 | 5.9664 | 6.1843 | 6.4225 | 6.5781 | 0.023953 | 0.071103 | 0.11622 | 0.15991 | 0.20266 | 0.24477 | 0.29749 | 0.34831 | 0.37306 | 0.37259 | 0.37234 | 0.52512 | 0.49893 | 0.48035 | 0.45629 | 0.43771 | 0.42361 | 0.41301 | 0.46256 | 0.33937 | 0.3288 | 0.30192 | 0.26473 | 0.28944 | 0.1891 | 0.023953 | 0.095056 | 0.21127 | 0.37119 | 0.57384 | 0.81861 | 1.1161 | 1.4644 | 1.8375 | 2.2101 | 2.5824 | 3.1075 | 3.6065 | 4.0868 | 4.5431 | 4.9808 | 5.4044 | 5.8174 | 6.28 | 6.6194 | 6.9482 | 7.2501 | 7.5148 | 7.8042 | 7.9933 | 0.019712 | 0.058514 | 0.095639 | 0.1316 | 0.16677 | 0.20143 | 0.24482 | 0.28664 | 0.30701 | 0.30662 | 0.30642 | 0.43215 | 0.4106 | 0.39531 | 0.3755 | 0.36021 | 0.34861 | 0.33989 | 0.38066 | 0.27929 | 0.27058 | 0.24846 | 0.21786 | 0.23819 | 0.15562 | 0.019712 | 0.078227 | 0.17387 | 0.30547 | 0.47224 | 0.67367 | 0.9185 | 1.2051 | 1.5121 | 1.8188 | 2.1252 | 2.5573 | 2.9679 | 3.3632 | 3.7387 | 4.0989 | 4.4476 | 4.7874 | 5.1681 | 5.4474 | 5.718 | 5.9664 | 6.1843 | 6.4225 | 6.5781 | 0.023953 | 0.071103 | 0.11622 | 0.15991 | 0.20266 | 0.24477 | 0.29749 | 0.34831 | 0.37306 | 0.37259 | 0.37234 | 0.52512 | 0.49893 | 0.48035 | 0.45629 | 0.43771 | 0.42361 | 0.41301 | 0.46256 | 0.33937 | 0.3288 | 0.30192 | 0.26473 | 0.28944 | 0.1891 | 0.023953 | 0.095056 | 0.21127 | 0.37119 | 0.57384 | 0.81861 | 1.1161 | 1.4644 | 1.8375 | 2.2101 | 2.5824 | 3.1075 | 3.6065 | 4.0868 | 4.5431 | 4.9808 | 5.4044 | 5.8174 | 6.28 | 6.6194 | 6.9482 | 7.2501 | 7.5148 | 7.8042 | 7.9933 | 0.019712 | 0.058514 | 0.095639 | 0.1316 | 0.16677 | 0.20143 | 0.24482 | 0.28664 | 0.30701 | 0.30662 | 0.30642 | 0.43215 | 0.4106 | 0.39531 | 0.3755 | 0.36021 | 0.34861 | 0.33989 | 0.38066 | 0.27929 | 0.27058 | 0.24846 | 0.21786 | 0.23819 | 0.15562 | 0.019712 | 0.078227 | 0.17387 | 0.30547 | 0.47224 | 0.67367 | 0.9185 | 1.2051 | 1.5121 | 1.8188 | 2.1252 | 2.5573 | 2.9679 | 3.3632 | 3.7387 | 4.0989 | 4.4476 | 4.7874 | 5.1681 | 5.4474 | 5.718 | 5.9664 | 6.1843 | 6.4225 | 6.5781 | -607.2266 | -607.2266 | -607.2266 | -607.2266 | -607.2266 | -607.2266 | -607.2266 | -607.2266 | -607.2266 | -607.2266 | -607.2266 | -607.2266 | -607.2266 | -607.2266 | -607.2266 | -607.2266 | -607.2266 | -607.2266 | -607.2266 | -607.2266 | -607.2266 | -607.2265 | -607.2265 | -607.2265 | -607.2265 | 0.001236 | 0.001236 | 0.001236 | 0.001236 | 0.001236 | 0.001236 | 0.001236 | 0.001236 | 0.001236 | 0.001236 | 0.001236 | 0.001236 | 0.001236 | 0.001236 | 0.001236 | 0.001236 | 0.001236 | 0.001236 | 0.001236 | 0.001236 | 0.001236 | 0.0013278 | 0.0013278 | 0.0013278 | 0.0013278
OR_Commercial_OR - Health_Existing_Food Preparation_Natural Gas_Commercial Food Prep Other_A | OR | Commercial | OR - Health | Existing | Food Preparation | Natural Gas | Commercial Food Prep Other | A | WCNG125 | Standard | ENERGY STAR | 10 | 0 | 0 | 0 | 254.64 | 0 | 0 | 0 | 0.7 | 0.2 | 1 units | 0% | 100% | Lost Opportunity | LOEven20_OR | 85% | TBD | 0% | 0 |  | 0 |  | 0 | N/A | N/A | N/A | Standard | Standard | Standard | Standard | Standard | Standard | Standard | Standard | Standard | Standard | Standard | Standard | Standard | Standard | Standard | Standard | Standard | Standard | Standard | Standard | Standard | Standard | Standard | Standard | Standard | Standard | Standard | ENERGY STAR | ENERGY STAR | ENERGY STAR | ENERGY STAR | ENERGY STAR | ENERGY STAR | ENERGY STAR | ENERGY STAR | ENERGY STAR | ENERGY STAR | ENERGY STAR | ENERGY STAR | ENERGY STAR | ENERGY STAR | ENERGY STAR | ENERGY STAR | ENERGY STAR | ENERGY STAR | ENERGY STAR | ENERGY STAR | ENERGY STAR | ENERGY STAR | ENERGY STAR | ENERGY STAR | ENERGY STAR | ENERGY STAR | ENERGY STAR | 254.64 | 254.64 | 254.64 | 254.64 | 254.64 | 254.64 | 254.64 | 254.64 | 254.64 | 254.64 | 254.64 | 254.64 | 254.64 | 254.64 | 254.64 | 254.64 | 254.64 | 254.64 | 254.64 | 254.64 | 254.64 | 254.64 | 254.64 | 254.6373 | 254.6373 | 254.6373 | 254.6373 | 0 | 0 | 0 | 0 | 0 | 0 | 0 | 0 | 0 | 0 | 0 | 0 | 0 | 0 | 0 | 0 | 0 | 0 | 0 | 0 | 0 | 0 | 0 | 0 | 0 | 0 | 0 | 0 | 0 | 0 | 0 | 0 | 0 | 0 | 0 | 0 | 0 | 0 | 0 | 0 | 0 | 0 | 0 | 0 | 0 | 0 | 0 | 0 | 0 | 0 | 0 | 0 | 0 | 0 | 0 | 0 | 0 | 0 | 0 | 0 | 0 | 0 | 0 | 0 | 0 | 0 | 0 | 0 | 0 | 0 | 0 | 0 | 0 | 0 | 0 | 0 | 0 | 0 | 0 | 0 | 0 | 0 | 0 | 0 | 0 | 0 | 0 | 0 | 0 | 0 | 0 | 0 | 0 | 0 | 0 | 0 | 0 | 0 | 0 | 0 | 0 | 0 | 0 | 0 | 0 | 0 | 0 | 0 | 0 | 0 | 0 | 0 | 0 | 0 | 0 | 0 | 0 | 0 | 0 | 0 | 0 | 0 | 0 | 0 | 0 | 0 | 0 | 0 | 0 | 0 | 0 | 0 | 0 | 0 | 0 | 0 | 0 | 0 | 0 | 0 | 0 | 0 | 0 | 0 | 0 | 0 | 0 | 0 | 0 | 0 | 0 | 0 | 0 | 0 | 0 | 0 | 0 | 0 | 0 | 0 | 0 | 0 | 0 | 0 | 0 | 0 | 0 | 0 | 0 | 0 | 0 | 0 | 0 | 0 | 0 | 0 | 0 | 0 | 0 | 0 | 0 | 0 | 0 | 0 | 0 | 0 | 0 | 0 | 0 | 0 | 0 | 0 | 0 | 0 | 0 | 0 | 0 | 0 | 0 | 0 | 0 | 0 | 0 | 0 | 0 | 0 | 0 | 0 | 0 | 0 | 0 | 0 | 0 | 0 | 0 | 0 | 0 | 0 | 0 | 0 | 0 | 0 | 0 | 0 | 0 | 0 | 0 | 0 | 0 | 0 | 0 | 0 | 0 | 0 | 0 | 0 | 0 | 0 | 0 | 0 | 0 | 0 | 0 | 0 | 0 | 0 | 0 | 0 | 0 | 0 | 0 | 0 | 0 | 0 | 0 | 0 | 0 | 0 | 0 | 0 | 0 | 0 | 0 | 0 | 0 | 0 | 0 | 0 | 0 | 0 | 0 | 0 | 0 | 0 | 0 | 0 | 0 | 0 | 0 | 0 | 0 | 0 | 0 | 0 | 0 | 0 | 0 | 0 | 0 | 0 | 0 | 0 | 0 | 0 | 0 | 0 | 0 | 0 | 0 | 0 | 0 | 0 | 0 | 0 | 0 | 0 | 0 | 0 | 0 | 0 | 0 | 0 | 0 | 0 | 0 | 0 | 0 | 0 | 0 | 0 | 0 | 0 | 0 | 0 | 0 | 0 | 0 | 0 | 0 | 0 | 0 | 0 | 0 | 0 | 0 | 0 | 0 | 0 | 0 | 0 | 0 | 0 | 0 | 0 | 0 | 0 | 0 | 0 | 0 | 0 | 0 | 0 | 0 | 0 | 0 | 0 | 0 | 0 | 0 | 0 | 0 | 0 | 0 | 0 | 0 | 0 | 0 | 0 | 0 | 0 | 0 | 0 | 0 | 0 | 0 | 0 | 0 | 0 | 0 | 0 | 0 | 0 | 0 | 0 | 0 | 0 | 0 | 0 | 0 | 0 | 0 | 0 | 0 | 0 | 0 | 0 | 0 | 0 | 0 | 0 | 0 | 0 | 0 | 0 | 0 | 0 | 0 | 0 | 0 | 0 | 0 | 0 | 0 | 0 | 0 | 0 | 0 | 0 | 0 | 0 | 0 | 0 | 0 | 0 | 0 | 0 | 0 | 0 | 0 | 0 | 0 | 0 | 0 | 0 | 0 | 0 | 0 | 0 | 0 | 0 | 0 | 0 | 0 | 0 | 0 | 0 | 0 | 0 | 0 | 0 | 0 | 0 | 0 | 0 | 0 | 0 | 0 | 0 | 0 | 0 | 0 | 0 | 0 | 0 | 0 | 0 | 0 | 0 | 0 | 0 | 0 | 0 | 0 | 0 | 0 | 0 | 0
OR_Commercial_OR - Health_Existing_Miscellaneous_Natural Gas_Pool Heater_A | OR | Commercial | OR - Health | Existing | Miscellaneous | Natural Gas | Pool Heater | A | WCNG126 | Standard (EF .78) | Condensing (EF .90) | 6 | 0 | 0 | 0 | 12715.41 | 0 | 0 | 0 | 0.7 | 0.2 | 1 units | 0% | 100% | Lost Opportunity | LO1Slow_OR | 84.66% | TBD | 0% | 0 |  | 0 |  | 0 | DOE Commercial R&D 2016 - Table 7-6 | DOE Commercial R&D 2016 - Table 7-7 | DOE Commercial R&D 2016 - Table 7-9 | Standard (EF .78) | Standard (EF .78) | Standard (EF .78) | Standard (EF .78) | Standard (EF .78) | Standard (EF .78) | Standard (EF .78) | Standard (EF .78) | Standard (EF .78) | Standard (EF .78) | Standard (EF .78) | Standard (EF .78) | Standard (EF .78) | Standard (EF .78) | Standard (EF .78) | Standard (EF .78) | Standard (EF .78) | Standard (EF .78) | Standard (EF .78) | Standard (EF .78) | Standard (EF .78) | Standard (EF .78) | Standard (EF .78) | Standard (EF .78) | Standard (EF .78) | Standard (EF .78) | Standard (EF .78) | Condensing (EF .90) | Condensing (EF .90) | Condensing (EF .90) | Condensing (EF .90) | Condensing (EF .90) | Condensing (EF .90) | Condensing (EF .90) | Condensing (EF .90) | Condensing (EF .90) | Condensing (EF .90) | Condensing (EF .90) | Condensing (EF .90) | Condensing (EF .90) | Condensing (EF .90) | Condensing (EF .90) | Condensing (EF .90) | Condensing (EF .90) | Condensing (EF .90) | Condensing (EF .90) | Condensing (EF .90) | Condensing (EF .90) | Condensing (EF .90) | Condensing (EF .90) | Condensing (EF .90) | Condensing (EF .90) | Condensing (EF .90) | Condensing (EF .90) | 12715.41 | 12715.41 | 12715.41 | 12715.41 | 12715.41 | 12715.41 | 12715.41 | 12715.41 | 12715.41 | 12715.41 | 12715.41 | 12715.41 | 12715.41 | 12715.41 | 12715.41 | 12715.41 | 12715.41 | 12715.41 | 12715.41 | 12715.41 | 12715.41 | 12715.41 | 12715.41 | 12715.4132 | 12715.4132 | 12715.4132 | 12715.4132 | 0 | 0 | 0 | 0 | 0 | 0 | 0 | 0 | 0 | 0 | 0 | 0 | 0 | 0 | 0 | 0 | 0 | 0 | 0 | 0 | 0 | 0 | 0 | 0 | 0 | 0 | 0 | 0 | 0 | 0 | 0 | 0 | 0 | 0 | 0 | 0 | 0 | 0 | 0 | 0 | 0 | 0 | 0 | 0 | 0 | 0 | 0 | 0 | 0 | 0 | 0 | 0 | 0 | 0 | 0 | 0 | 0 | 0 | 0 | 0 | 0 | 0 | 0 | 0 | 0 | 0 | 0 | 0 | 0 | 0 | 0 | 0 | 0 | 0 | 0 | 0 | 0 | 0 | 0 | 0 | 0 | 0 | 0 | 0 | 0 | 0 | 0 | 0 | 0 | 0 | 0 | 0 | 0 | 0 | 0 | 0 | 0 | 0 | 0 | 0 | 0 | 0 | 0 | 0 | 0 | 0 | 0 | 0 | 0 | 0 | 0 | 0 | 0 | 0 | 0 | 0 | 0 | 0 | 0 | 0 | 0 | 0 | 0 | 0 | 0 | 0 | 0 | 0 | 0 | 0 | 0 | 0 | 0 | 0 | 0 | 0 | 0 | 0 | 0 | 0 | 0 | 0 | 0 | 0 | 0 | 0 | 0 | 0 | 0 | 0 | 0 | 0 | 0 | 0 | 0 | 0 | 0 | 0 | 0 | 0 | 0 | 0 | 0 | 0 | 0 | 0 | 0 | 0 | 0 | 0 | 0 | 0 | 0 | 0 | 0 | 0 | 0 | 0 | 0 | 0 | 0 | 0 | 0 | 0 | 0 | 0 | 0 | 0 | 0 | 0 | 0 | 0 | 0 | 0 | 0 | 0 | 0 | 0 | 0 | 0 | 0 | 0 | 0 | 0 | 0 | 0 | 0 | 0 | 0 | 0 | 0 | 0 | 0 | 0 | 0 | 0 | 0 | 0 | 0 | 0 | 0 | 0 | 0 | 0 | 0 | 0 | 0 | 0 | 0 | 0 | 0 | 0 | 0 | 0 | 0 | 0 | 0 | 0 | 0 | 0 | 0 | 0 | 0 | 0 | 0 | 0 | 0 | 0 | 0 | 0 | 0 | 0 | 0 | 0 | 0 | 0 | 0 | 0 | 0 | 0 | 0 | 0 | 0 | 0 | 0 | 0 | 0 | 0 | 0 | 0 | 0 | 0 | 0 | 0 | 0 | 0 | 0 | 0 | 0 | 0 | 0 | 0 | 0 | 0 | 0 | 0 | 0 | 0 | 0 | 0 | 0 | 0 | 0 | 0 | 0 | 0 | 0 | 0 | 0 | 0 | 0 | 0 | 0 | 0 | 0 | 0 | 0 | 0 | 0 | 0 | 0 | 0 | 0 | 0 | 0 | 0 | 0 | 0 | 0 | 0 | 0 | 0 | 0 | 0 | 0 | 0 | 0 | 0 | 0 | 0 | 0 | 0 | 0 | 0 | 0 | 0 | 0 | 0 | 0 | 0 | 0 | 0 | 0 | 0 | 0 | 0 | 0 | 0 | 0 | 0 | 0 | 0 | 0 | 0 | 0 | 0 | 0 | 0 | 0 | 0 | 0 | 0 | 0 | 0 | 0 | 0 | 0 | 0 | 0 | 0 | 0 | 0 | 0 | 0 | 0 | 0 | 0 | 0 | 0 | 0 | 0 | 0 | 0 | 0 | 0 | 0 | 0 | 0 | 0 | 0 | 0 | 0 | 0 | 0 | 0 | 0 | 0 | 0 | 0 | 0 | 0 | 0 | 0 | 0 | 0 | 0 | 0 | 0 | 0 | 0 | 0 | 0 | 0 | 0 | 0 | 0 | 0 | 0 | 0 | 0 | 0 | 0 | 0 | 0 | 0 | 0 | 0 | 0 | 0 | 0 | 0 | 0 | 0 | 0 | 0 | 0 | 0 | 0 | 0 | 0 | 0 | 0 | 0 | 0 | 0 | 0 | 0 | 0 | 0 | 0 | 0 | 0 | 0 | 0 | 0 | 0 | 0 | 0 | 0 | 0 | 0 | 0 | 0 | 0 | 0 | 0 | 0 | 0 | 0 | 0 | 0 | 0 | 0 | 0 | 0 | 0 | 0
OR_Commercial_OR - Health_New_Space Heating_Natural Gas_Furnace_A | OR | Commercial | OR - Health | New | Space Heating | Natural Gas | Furnace | A | WCNG127 | AFUE 80% (Standard) | AFUE 96% | 23 | 0 | 0 | 0 | 956.79 | -5.72 | 0 | 0 | 0.7 | 0.2 | 400 kBtu/hr | 13.17% | 100% | Lost Opportunity | LO1Slow_OR | 84.66% | TBD | 0% | 0 |  | 0 |  | 0 | EIA18_Tech Forecast Updates_p.90_2020 Typical | EIA18_Tech Forecast Updates_p.90_2020 Typical | AEG BEST | AFUE 80% (Standard) | AFUE 80% (Standard) | AFUE 80% (Standard) | AFUE 90% | AFUE 90% | AFUE 90% | AFUE 90% | AFUE 90% | AFUE 90% | AFUE 90% | AFUE 90% | AFUE 90% | AFUE 90% | AFUE 90% | AFUE 90% | AFUE 90% | AFUE 90% | AFUE 90% | AFUE 90% | AFUE 90% | AFUE 90% | AFUE 90% | AFUE 90% | AFUE 90% | AFUE 90% | AFUE 90% | AFUE 90% | AFUE 96% | AFUE 96% | AFUE 96% | AFUE 96% | AFUE 96% | AFUE 96% | AFUE 96% | AFUE 96% | AFUE 96% | AFUE 96% | AFUE 96% | AFUE 96% | AFUE 96% | AFUE 96% | AFUE 96% | AFUE 96% | AFUE 96% | AFUE 96% | AFUE 96% | AFUE 96% | AFUE 96% | AFUE 96% | AFUE 96% | AFUE 96% | AFUE 96% | AFUE 96% | AFUE 96% | 1913.58 | 1913.58 | 1913.58 | 956.79 | 956.79 | 956.79 | 956.79 | 956.79 | 956.79 | 956.79 | 956.79 | 956.79 | 956.79 | 956.79 | 956.79 | 956.79 | 956.79 | 956.79 | 956.79 | 956.79 | 956.79 | 956.79 | 956.79 | 956.7894 | 956.7894 | 956.7894 | 956.7894 | 0 | 0 | 0 | 0 | 0 | 0 | 0 | 0 | 0 | 0 | 0 | 0 | 0 | 0 | 0 | 0 | 0 | 0 | 0 | 0 | 0 | 0 | 0 | 0 | 0 | 0 | 0 | 0 | 0 | 0 | 0 | 0 | 0 | 0 | 0 | 0 | 0 | 0 | 0 | 0 | 0 | 0 | 0 | 0 | 0 | 0 | 0 | 0 | 0 | 0 | 0 | 0 | 0 | 0 | 0 | 0 | 0 | 0 | 0 | 0 | 0 | 0 | 0 | 0 | 0 | 0 | 0 | 0 | 0 | 0 | 0 | 0 | 0 | 0 | 0 | 0 | 0 | 0 | 0 | 0 | 0 | 0 | 0 | 0 | 0 | 0 | 0 | 0 | 0 | 0 | 0 | 0 | 0 | 0 | 0 | 0 | 0 | 0 | 0 | 0 | 0 | 0 | 0 | 0 | 0 | 0 | 0 | 0 | 0 | 0 | 0 | 0 | 0 | 0 | 0 | 0 | 0 | 0 | 0 | 0 | 0 | 0 | 0 | 0 | 0 | 0 | 0 | 0 | 0 | 0 | 0 | 0 | 0 | 0 | 0 | 0 | 0 | 0 | 0 | 0 | 0 | 0 | 0 | 0 | 0 | 0 | 0 | 0 | 0 | 0 | 0 | 0 | 0 | 0 | 0 | 0 | 0 | 0 | 0 | 0 | 0 | 0 | 0 | 0 | 0 | 0 | 0 | 0 | 0 | 0 | 0 | 0 | 0 | 0 | 0 | 0 | 0 | 0 | 0 | 0 | 0 | 0 | 0 | 0 | 0 | 0 | 0 | 0 | 0 | 0 | 0 | 0 | 0 | 0 | 0 | 0 | 0 | 0 | 0 | 0 | 0 | 0 | 0 | 0 | 0 | 0 | 0 | 0 | 0 | 0 | 0 | 0 | 0 | 0 | 0 | 0 | 0 | 0 | 0 | 0 | 0 | 0 | 0 | 0 | 0 | 0 | 0 | 0 | 0 | 0 | 0 | 0 | 0 | 0 | 0 | 0 | 0 | 0 | 0 | 0 | 0 | 0 | 0 | 0 | 0 | 0 | 0 | 0 | 0 | 0 | 0 | 0 | 0 | 0 | 0 | 0 | 0 | 0 | 0 | 0 | 0 | 0 | 0 | 0 | 0 | 0 | 0 | 0 | 0 | 0 | 0 | 0 | 0 | 0 | 0 | 0 | 0 | 0 | 0 | 0 | 0 | 0 | 0 | 0 | 0 | 0 | 0 | 0 | 0 | 0 | 0 | 0 | 0 | 0 | 0 | 0 | 0 | 0 | 0 | 0 | 0 | 0 | 0 | 0 | 0 | 0 | 0 | 0 | 0 | 0 | 0 | 0 | 0 | 0 | 0 | 0 | 0 | 0 | 0 | 0 | 0 | 0 | 0 | 0 | 0 | 0 | 0 | 0 | 0 | 0 | 0 | 0 | 0 | 0 | 0 | 0 | 0 | 0 | 0 | 0 | 0 | 0 | 0 | 0 | 0 | 0 | 0 | 0 | 0 | 0 | 0 | 0 | 0 | 0 | 0 | 0 | 0 | 0 | 0 | 0 | 0 | 0 | 0 | 0 | 0 | 0 | 0 | 0 | 0 | 0 | 0 | 0 | 0 | 0 | 0 | 0 | 0 | 0 | 0 | 0 | 0 | 0 | 0 | 0 | 0 | 0 | 0 | 0 | 0 | 0 | 0 | 0 | 0 | 0 | 0 | 0 | 0 | 0 | 0 | 0 | 0 | 0 | 0 | 0 | 0 | 0 | 0 | 0 | 0 | 0 | 0 | 0 | 0 | 0 | 0 | 0 | 0 | 0 | 0 | 0 | 0 | 0 | 0 | 0 | 0 | 0 | 0 | 0 | 0 | 0 | 0 | 0 | 0 | 0 | 0 | 0 | 0 | 0 | 0 | 0 | 0 | 0 | 0 | 0 | 0 | 0 | 0 | 0 | 0 | 0 | 0 | 0 | 0 | 0 | 0 | 0 | 0 | 0 | 0 | 0 | 0 | 0 | 0 | 0 | 0 | 0 | 0 | 0 | 0 | 0 | 0 | 0 | 0 | 0 | 0 | 0 | 0
OR_Commercial_OR - Health_New_Space Heating_Natural Gas_Boiler_A | OR | Commercial | OR - Health | New | Space Heating | Natural Gas | Boiler | A | WCNG128 | AFUE 80% (Standard) | AFUE 85% | 25 | 0 | 0 | 0 | 6982.75 | 0 | 0 | 0 | 0.7 | 0.2 | 800 kBtu/hr | 74.23% | 100% | Lost Opportunity | LO20Fast_OR | 84.66% | TBD | 0% | 0 |  | 0 |  | 0 | EIA 2018 Tech Forecast | EIA 2018 Tech Forecast | AEG BEST | AFUE 80% (Standard) | AFUE 80% (Standard) | AFUE 80% (Standard) | AFUE 80% (Standard) | AFUE 80% (Standard) | AFUE 80% (Standard) | AFUE 80% (Standard) | AFUE 80% (Standard) | AFUE 80% (Standard) | AFUE 80% (Standard) | AFUE 80% (Standard) | AFUE 80% (Standard) | AFUE 80% (Standard) | AFUE 80% (Standard) | AFUE 80% (Standard) | AFUE 80% (Standard) | AFUE 80% (Standard) | AFUE 80% (Standard) | AFUE 80% (Standard) | AFUE 80% (Standard) | AFUE 80% (Standard) | AFUE 80% (Standard) | AFUE 80% (Standard) | AFUE 80% (Standard) | AFUE 80% (Standard) | AFUE 80% (Standard) | AFUE 80% (Standard) | AFUE 85% | AFUE 85% | AFUE 85% | AFUE 85% | AFUE 97% | AFUE 97% | AFUE 97% | AFUE 97% | AFUE 97% | AFUE 97% | AFUE 97% | AFUE 97% | AFUE 97% | AFUE 97% | AFUE 97% | AFUE 97% | AFUE 97% | AFUE 97% | AFUE 97% | AFUE 97% | AFUE 97% | AFUE 97% | AFUE 97% | AFUE 97% | AFUE 97% | AFUE 97% | AFUE 97% | 6982.75 | 6982.75 | 6982.75 | 6982.75 | 21006.57 | 21006.57 | 21006.57 | 21006.57 | 21006.57 | 21006.57 | 21006.57 | 21006.57 | 21006.57 | 21006.57 | 21006.57 | 21006.57 | 21006.57 | 21006.57 | 21006.57 | 21006.57 | 21006.57 | 21006.57 | 21006.57 | 21006.5738 | 21006.5738 | 21006.5738 | 21006.5738 | 0 | 0 | 0 | 0 | 0 | 0 | 0 | 0 | 0 | 0 | 0 | 0 | 0 | 0 | 0 | 0 | 0 | 0 | 0 | 0 | 0 | 0 | 0 | 0 | 0 | 0 | 0 | 0 | 0 | 0 | 0 | 0 | 0 | 0 | 0 | 0 | 0 | 0 | 0 | 0 | 0 | 0 | 0 | 0 | 0 | 0 | 0 | 0 | 0 | 0 | 0 | 0 | 0 | 0 | 0 | 0 | 0 | 0 | 0 | 0 | 0 | 0 | 0 | 0 | 0 | 0 | 0 | 0 | 0 | 0 | 0 | 0 | 0 | 0 | 0 | 0 | 0 | 0 | 0 | 0 | 0 | 0 | 0 | 0 | 0 | 0 | 0 | 0 | 0 | 0 | 0 | 0 | 0 | 0 | 0 | 0 | 0 | 0 | 0 | 0 | 0 | 0 | 0 | 0 | 0 | 0 | 0 | 0 | 0 | 0 | 0 | 0 | 0 | 0 | 0 | 0 | 0 | 0 | 0 | 0 | 0 | 0 | 0 | 0 | 0 | 0 | 0 | 0 | 0 | 0 | 0 | 0 | 0 | 0 | 0 | 0 | 0 | 0 | 0 | 0 | 0 | 0 | 0 | 0 | 0 | 0 | 0 | 0 | 0 | 0 | 0 | 0 | 0 | 0 | 0 | 0 | 0 | 0 | 0 | 0 | 0 | 0 | 0 | 0 | 0 | 0 | 0 | 0 | 0 | 0 | 0 | 0 | 0 | 0 | 0 | 0 | 0 | 0 | 0 | 0 | 0 | 0 | 0 | 0 | 0 | 0 | 0 | 0 | 0 | 0 | 0 | 0 | 0 | 0 | 0 | 0 | 0 | 0 | 0 | 0 | 0 | 0 | 0 | 0 | 0 | 0 | 0 | 0 | 0 | 0 | 0 | 0 | 0 | 0 | 0 | 0 | 0 | 0 | 0 | 0 | 0 | 0 | 0 | 0 | 0 | 0 | 0 | 0 | 0 | 0 | 0 | 0 | 0 | 0 | 0 | 0 | 0 | 0 | 0 | 0 | 0 | 0 | 0 | 0 | 0 | 0 | 0 | 0 | 0 | 0 | 0 | 0 | 0 | 0 | 0 | 0 | 0 | 0 | 0 | 0 | 0 | 0 | 0 | 0 | 0 | 0 | 0 | 0 | 0 | 0 | 0 | 0 | 0 | 0 | 0 | 0 | 0 | 0 | 0 | 0 | 0 | 0 | 0 | 0 | 0 | 0 | 0 | 0 | 0 | 0 | 0 | 0 | 0 | 0 | 0 | 0 | 0 | 0 | 0 | 0 | 0 | 0 | 0 | 0 | 0 | 0 | 0 | 0 | 0 | 0 | 0 | 0 | 0 | 0 | 0 | 0 | 0 | 0 | 0 | 0 | 0 | 0 | 0 | 0 | 0 | 0 | 0 | 0 | 0 | 0 | 0 | 0 | 0 | 0 | 0 | 0 | 0 | 0 | 0 | 0 | 0 | 0 | 0 | 0 | 0 | 0 | 0 | 0 | 0 | 0 | 0 | 0 | 0 | 0 | 0 | 0 | 0 | 0 | 0 | 0 | 0 | 0 | 0 | 0 | 0 | 0 | 0 | 0 | 0 | 0 | 0 | 0 | 0 | 0 | 0 | 0 | 0 | 0 | 0 | 0 | 0 | 0 | 0 | 0 | 0 | 0 | 0 | 0 | 0 | 0 | 0 | 0 | 0 | 0 | 0 | 0 | 0 | 0 | 0 | 0 | 0 | 0 | 0 | 0 | 0 | 0 | 0 | 0 | 0 | 0 | 0 | 0 | 0 | 0 | 0 | 0 | 0 | 0 | 0 | 0 | 0 | 0 | 0 | 0 | 0 | 0 | 0 | 0 | 0 | 0 | 0 | 0 | 0 | 0 | 0 | 0 | 0 | 0 | 0 | 0 | 0 | 0 | 0 | 0 | 0 | 0 | 0 | 0 | 0 | 0 | 0 | 0 | 0 | 0 | 0 | 0 | 0 | 0 | 0 | 0 | 0 | 0 | 0 | 0 | 0 | 0 | 0 | 0 | 0 | 0 | 0 | 0 | 0 | 0 | 0 | 0 | 0
OR_Commercial_OR - Health_New_Space Heating_Natural Gas_Unit Heater_A | OR | Commercial | OR - Health | New | Space Heating | Natural Gas | Unit Heater | A | WCNG129 | Standard | Infrared Radiant | 15 | 0 | 0 | 0 | 16127.37 | -2197.29 | 0 | 0 | 0.7 | 0.2 | 120 kBtu/Hr | 0% | 100% | Lost Opportunity | LO5Med_OR | 85% | TBD | 0% | 0 |  | 0 |  | 0 | Xcel CO 2021/22 DSM Plan/TRM p.424 | Xcel CO 2021/22 DSM Plan/TRM p.416 | Xcel CO 2021/22 DSM Plan/TRM p.416 | Standard | Standard | Standard | Standard | Standard | Standard | Standard | Standard | Standard | Standard | Standard | Standard | Standard | Standard | Standard | Standard | Standard | Standard | Standard | Standard | Standard | Standard | Standard | Standard | Standard | Standard | Standard | Infrared Radiant | Infrared Radiant | Infrared Radiant | Infrared Radiant | Infrared Radiant | Infrared Radiant | Infrared Radiant | Infrared Radiant | Infrared Radiant | Infrared Radiant | Infrared Radiant | Infrared Radiant | Infrared Radiant | Infrared Radiant | Infrared Radiant | Infrared Radiant | Infrared Radiant | Infrared Radiant | Infrared Radiant | Infrared Radiant | Infrared Radiant | Infrared Radiant | Infrared Radiant | Infrared Radiant | Infrared Radiant | Infrared Radiant | Infrared Radiant | 16127.37 | 16127.37 | 16127.37 | 16127.37 | 16127.37 | 16127.37 | 16127.37 | 16127.37 | 16127.37 | 16127.37 | 16127.37 | 16127.37 | 16127.37 | 16127.37 | 16127.37 | 16127.37 | 16127.37 | 16127.37 | 16127.37 | 16127.37 | 16127.37 | 16127.37 | 16127.37 | 16127.3721 | 16127.3721 | 16127.3721 | 16127.3721 | 0 | 0 | 0 | 0 | 0 | 0 | 0 | 0 | 0 | 0 | 0 | 0 | 0 | 0 | 0 | 0 | 0 | 0 | 0 | 0 | 0 | 0 | 0 | 0 | 0 | 0 | 0 | 0 | 0 | 0 | 0 | 0 | 0 | 0 | 0 | 0 | 0 | 0 | 0 | 0 | 0 | 0 | 0 | 0 | 0 | 0 | 0 | 0 | 0 | 0 | 0 | 0 | 0 | 0 | 0 | 0 | 0 | 0 | 0 | 0 | 0 | 0 | 0 | 0 | 0 | 0 | 0 | 0 | 0 | 0 | 0 | 0 | 0 | 0 | 0 | 0 | 0 | 0 | 0 | 0 | 0 | 0 | 0 | 0 | 0 | 0 | 0 | 0 | 0 | 0 | 0 | 0 | 0 | 0 | 0 | 0 | 0 | 0 | 0 | 0 | 0 | 0 | 0 | 0 | 0 | 0 | 0 | 0 | 0 | 0 | 0 | 0 | 0 | 0 | 0 | 0 | 0 | 0 | 0 | 0 | 0 | 0 | 0 | 0 | 0 | 0 | 0 | 0 | 0 | 0 | 0 | 0 | 0 | 0 | 0 | 0 | 0 | 0 | 0 | 0 | 0 | 0 | 0 | 0 | 0 | 0 | 0 | 0 | 0 | 0 | 0 | 0 | 0 | 0 | 0 | 0 | 0 | 0 | 0 | 0 | 0 | 0 | 0 | 0 | 0 | 0 | 0 | 0 | 0 | 0 | 0 | 0 | 0 | 0 | 0 | 0 | 0 | 0 | 0 | 0 | 0 | 0 | 0 | 0 | 0 | 0 | 0 | 0 | 0 | 0 | 0 | 0 | 0 | 0 | 0 | 0 | 0 | 0 | 0 | 0 | 0 | 0 | 0 | 0 | 0 | 0 | 0 | 0 | 0 | 0 | 0 | 0 | 0 | 0 | 0 | 0 | 0 | 0 | 0 | 0 | 0 | 0 | 0 | 0 | 0 | 0 | 0 | 0 | 0 | 0 | 0 | 0 | 0 | 0 | 0 | 0 | 0 | 0 | 0 | 0 | 0 | 0 | 0 | 0 | 0 | 0 | 0 | 0 | 0 | 0 | 0 | 0 | 0 | 0 | 0 | 0 | 0 | 0 | 0 | 0 | 0 | 0 | 0 | 0 | 0 | 0 | 0 | 0 | 0 | 0 | 0 | 0 | 0 | 0 | 0 | 0 | 0 | 0 | 0 | 0 | 0 | 0 | 0 | 0 | 0 | 0 | 0 | 0 | 0 | 0 | 0 | 0 | 0 | 0 | 0 | 0 | 0 | 0 | 0 | 0 | 0 | 0 | 0 | 0 | 0 | 0 | 0 | 0 | 0 | 0 | 0 | 0 | 0 | 0 | 0 | 0 | 0 | 0 | 0 | 0 | 0 | 0 | 0 | 0 | 0 | 0 | 0 | 0 | 0 | 0 | 0 | 0 | 0 | 0 | 0 | 0 | 0 | 0 | 0 | 0 | 0 | 0 | 0 | 0 | 0 | 0 | 0 | 0 | 0 | 0 | 0 | 0 | 0 | 0 | 0 | 0 | 0 | 0 | 0 | 0 | 0 | 0 | 0 | 0 | 0 | 0 | 0 | 0 | 0 | 0 | 0 | 0 | 0 | 0 | 0 | 0 | 0 | 0 | 0 | 0 | 0 | 0 | 0 | 0 | 0 | 0 | 0 | 0 | 0 | 0 | 0 | 0 | 0 | 0 | 0 | 0 | 0 | 0 | 0 | 0 | 0 | 0 | 0 | 0 | 0 | 0 | 0 | 0 | 0 | 0 | 0 | 0 | 0 | 0 | 0 | 0 | 0 | 0 | 0 | 0 | 0 | 0 | 0 | 0 | 0 | 0 | 0 | 0 | 0 | 0 | 0 | 0 | 0 | 0 | 0 | 0 | 0 | 0 | 0 | 0 | 0 | 0 | 0 | 0 | 0 | 0 | 0 | 0 | 0 | 0 | 0 | 0 | 0 | 0 | 0 | 0 | 0 | 0 | 0 | 0 | 0 | 0 | 0 | 0 | 0 | 0 | 0 | 0 | 0 | 0 | 0 | 0 | 0 | 0 | 0 | 0 | 0
OR_Commercial_OR - Health_New_Water Heating_Natural Gas_Water Heater_A | OR | Commercial | OR - Health | New | Water Heating | Natural Gas | Water Heater | A | WCNG130 | TE 88% | Tankless | 10 | 0 | 0 | 0 | 4.9 | 1.3 | 0 | 0 | 0.7 | 0.2 | 1 kBtu/hr | 80.97% | 100% | Lost Opportunity | LO12Med_OR | 84.74% | TBD | 0% | 0 |  | 0 |  | 0 | AEO 2021 - gas_water_heater 2017 ENERGY STAR | AEO 2021 - gas_water_heater 2017 ENERGY STAR | DHW_WH-Water Heating-NMTRM-2016-7 | TE 88% | TE 88% | TE 88% | TE 88% | TE 88% | TE 88% | TE 88% | TE 88% | TE 88% | TE 88% | TE 88% | TE 88% | TE 88% | TE 88% | TE 88% | TE 88% | TE 88% | TE 88% | TE 88% | TE 88% | TE 88% | TE 88% | TE 88% | TE 88% | TE 88% | TE 88% | TE 88% | Tankless | Tankless | Tankless | Tankless | Tankless | Tankless | Tankless | Tankless | Tankless | Tankless | Tankless | Tankless | Tankless | Tankless | Tankless | Tankless | Tankless | Tankless | Tankless | Tankless | Tankless | Tankless | Tankless | Tankless | Tankless | Tankless | Tankless | 4.9 | 4.9 | 4.9 | 4.9 | 4.9 | 4.9 | 4.9 | 4.9 | 4.9 | 4.9 | 4.9 | 4.9 | 4.9 | 4.9 | 4.9 | 4.9 | 4.9 | 4.9 | 4.9 | 4.9 | 4.9 | 4.9 | 4.9 | 4.8991 | 4.8991 | 4.8991 | 4.8991 | 0 | 0 | 0 | 0 | 0 | 0 | 0 | 0 | 0 | 0 | 0 | 0 | 0 | 0 | 0 | 0 | 0 | 0 | 0 | 0 | 0 | 0 | 0 | 0 | 0 | 0 | 0 | 0 | 0 | 0 | 0 | 0 | 0 | 0 | 0 | 0 | 0 | 0 | 0 | 0 | 0 | 0 | 0 | 0 | 0 | 0 | 0 | 0 | 0 | 0 | 0 | 0 | 0 | 0 | 0 | 0 | 0 | 0 | 0 | 0 | 0 | 0 | 0 | 0 | 0 | 0 | 0 | 0 | 0 | 0 | 0 | 0 | 0 | 0 | 0 | 0 | 0 | 0 | 0 | 0 | 0 | 0 | 0 | 0 | 0 | 0 | 0 | 0 | 0 | 0 | 0 | 0 | 0 | 0 | 0 | 0 | 0 | 0 | 0 | 0 | 0 | 0 | 0 | 0 | 0 | 0 | 0 | 0 | 0 | 0 | 0 | 0 | 0 | 0 | 0 | 0 | 0 | 0 | 0 | 0 | 0 | 0 | 0 | 0 | 0 | 0 | 0 | 0 | 0 | 0 | 0 | 0 | 0 | 0 | 0 | 0 | 0 | 0 | 0 | 0 | 0 | 0 | 0 | 0 | 0 | 0 | 0 | 0 | 0 | 0 | 0 | 0 | 0 | 0 | 0 | 0 | 0 | 0 | 0 | 0 | 0 | 0 | 0 | 0 | 0 | 0 | 0 | 0 | 0 | 0 | 0 | 0 | 0 | 0 | 0 | 0 | 0 | 0 | 0 | 0 | 0 | 0 | 0 | 0 | 0 | 0 | 0 | 0 | 0 | 0 | 0 | 0 | 0 | 0 | 0 | 0 | 0 | 0 | 0 | 0 | 0 | 0 | 0 | 0 | 0 | 0 | 0 | 0 | 0 | 0 | 0 | 0 | 0 | 0 | 0 | 0 | 0 | 0 | 0 | 0 | 0 | 0 | 0 | 0 | 0 | 0 | 0 | 0 | 0 | 0 | 0 | 0 | 0 | 0 | 0 | 0 | 0 | 0 | 0 | 0 | 0 | 0 | 0 | 0 | 0 | 0 | 0 | 0 | 0 | 0 | 0 | 0 | 0 | 0 | 0 | 0 | 0 | 0 | 0 | 0 | 0 | 0 | 0 | 0 | 0 | 0 | 0 | 0 | 0 | 0 | 0 | 0 | 0 | 0 | 0 | 0 | 0 | 0 | 0 | 0 | 0 | 0 | 0 | 0 | 0 | 0 | 0 | 0 | 0 | 0 | 0 | 0 | 0 | 0 | 0 | 0 | 0 | 0 | 0 | 0 | 0 | 0 | 0 | 0 | 0 | 0 | 0 | 0 | 0 | 0 | 0 | 0 | 0 | 0 | 0 | 0 | 0 | 0 | 0 | 0 | 0 | 0 | 0 | 0 | 0 | 0 | 0 | 0 | 0 | 0 | 0 | 0 | 0 | 0 | 0 | 0 | 0 | 0 | 0 | 0 | 0 | 0 | 0 | 0 | 0 | 0 | 0 | 0 | 0 | 0 | 0 | 0 | 0 | 0 | 0 | 0 | 0 | 0 | 0 | 0 | 0 | 0 | 0 | 0 | 0 | 0 | 0 | 0 | 0 | 0 | 0 | 0 | 0 | 0 | 0 | 0 | 0 | 0 | 0 | 0 | 0 | 0 | 0 | 0 | 0 | 0 | 0 | 0 | 0 | 0 | 0 | 0 | 0 | 0 | 0 | 0 | 0 | 0 | 0 | 0 | 0 | 0 | 0 | 0 | 0 | 0 | 0 | 0 | 0 | 0 | 0 | 0 | 0 | 0 | 0 | 0 | 0 | 0 | 0 | 0 | 0 | 0 | 0 | 0 | 0 | 0 | 0 | 0 | 0 | 0 | 0 | 0 | 0 | 0 | 0 | 0 | 0 | 0 | 0 | 0 | 0 | 0 | 0 | 0 | 0 | 0 | 0 | 0 | 0 | 0 | 0 | 0 | 0 | 0 | 0 | 0 | 0 | 0 | 0 | 0 | 0 | 0 | 0 | 0 | 0 | 0 | 0 | 0 | 0 | 0 | 0 | 0 | 0 | 0 | 0 | 0 | 0
OR_Commercial_OR - Health_New_Food Preparation_Natural Gas_Oven_A | OR | Commercial | OR - Health | New | Food Preparation | Natural Gas | Oven | A | WCNG131 | Standard | ENERGY STAR (>42% Baking Efficiency) | 12 | 0 | 0 | 0 | 436.37 | 0 | 0 | 0 | 0.7 | 0.2 | 1 units | 1.976% | 100% | Lost Opportunity | LOEven20_OR | 85% | TBD | 0% | 0 |  | 0 |  | 0 | IL TRM - 4.2.1 - CI-FSE-CBOV-V02-160601 | EIA 2018 Tech Forecast | ETO Measure Input Sheet | Standard | Standard | Standard | Standard | Standard | Standard | Standard | Standard | Standard | Standard | Standard | Standard | Standard | Standard | Standard | Standard | Standard | Standard | Standard | Standard | Standard | Standard | Standard | Standard | Standard | Standard | Standard | ENERGY STAR (>42% Baking Efficiency) | ENERGY STAR (>42% Baking Efficiency) | ENERGY STAR (>42% Baking Efficiency) | ENERGY STAR (>42% Baking Efficiency) | ENERGY STAR (>42% Baking Efficiency) | ENERGY STAR (>42% Baking Efficiency) | ENERGY STAR (>42% Baking Efficiency) | ENERGY STAR (>42% Baking Efficiency) | ENERGY STAR (>42% Baking Efficiency) | ENERGY STAR (>42% Baking Efficiency) | ENERGY STAR (>42% Baking Efficiency) | ENERGY STAR (>42% Baking Efficiency) | ENERGY STAR (>42% Baking Efficiency) | ENERGY STAR (>42% Baking Efficiency) | ENERGY STAR (>42% Baking Efficiency) | ENERGY STAR (>42% Baking Efficiency) | ENERGY STAR (>42% Baking Efficiency) | ENERGY STAR (>42% Baking Efficiency) | ENERGY STAR (>42% Baking Efficiency) | ENERGY STAR (>42% Baking Efficiency) | ENERGY STAR (>42% Baking Efficiency) | ENERGY STAR (>42% Baking Efficiency) | ENERGY STAR (>42% Baking Efficiency) | ENERGY STAR (>42% Baking Efficiency) | ENERGY STAR (>42% Baking Efficiency) | ENERGY STAR (>42% Baking Efficiency) | ENERGY STAR (>42% Baking Efficiency) | 436.37 | 436.37 | 436.37 | 436.37 | 436.37 | 436.37 | 436.37 | 436.37 | 436.37 | 436.37 | 436.37 | 436.37 | 436.37 | 436.37 | 436.37 | 436.37 | 436.37 | 436.37 | 436.37 | 436.37 | 436.37 | 436.37 | 436.37 | 436.3686 | 436.3686 | 436.3686 | 436.3686 | 0 | 0 | 0 | 0 | 0 | 0 | 0 | 0 | 0 | 0 | 0 | 0 | 0 | 0 | 0 | 0 | 0 | 0 | 0 | 0 | 0 | 0 | 0 | 0 | 0 | 0 | 0 | 0 | 0 | 0 | 0 | 0 | 0 | 0 | 0 | 0 | 0 | 0 | 0 | 0 | 0 | 0 | 0 | 0 | 0 | 0 | 0 | 0 | 0 | 0 | 0 | 0 | 0 | 0 | 0 | 0 | 0 | 0 | 0 | 0 | 0 | 0 | 0 | 0 | 0 | 0 | 0 | 0 | 0 | 0 | 0 | 0 | 0 | 0 | 0 | 0 | 0 | 0 | 0 | 0 | 0 | 0 | 0 | 0 | 0 | 0 | 0 | 0 | 0 | 0 | 0 | 0 | 0 | 0 | 0 | 0 | 0 | 0 | 0 | 0 | 0 | 0 | 0 | 0 | 0 | 0 | 0 | 0 | 0 | 0 | 0 | 0 | 0 | 0 | 0 | 0 | 0 | 0 | 0 | 0 | 0 | 0 | 0 | 0 | 0 | 0 | 0 | 0 | 0 | 0 | 0 | 0 | 0 | 0 | 0 | 0 | 0 | 0 | 0 | 0 | 0 | 0 | 0 | 0 | 0 | 0 | 0 | 0 | 0 | 0 | 0 | 0 | 0 | 0 | 0 | 0 | 0 | 0 | 0 | 0 | 0 | 0 | 0 | 0 | 0 | 0 | 0 | 0 | 0 | 0 | 0 | 0 | 0 | 0 | 0 | 0 | 0 | 0 | 0 | 0 | 0 | 0 | 0 | 0 | 0 | 0 | 0 | 0 | 0 | 0 | 0 | 0 | 0 | 0 | 0 | 0 | 0 | 0 | 0 | 0 | 0 | 0 | 0 | 0 | 0 | 0 | 0 | 0 | 0 | 0 | 0 | 0 | 0 | 0 | 0 | 0 | 0 | 0 | 0 | 0 | 0 | 0 | 0 | 0 | 0 | 0 | 0 | 0 | 0 | 0 | 0 | 0 | 0 | 0 | 0 | 0 | 0 | 0 | 0 | 0 | 0 | 0 | 0 | 0 | 0 | 0 | 0 | 0 | 0 | 0 | 0 | 0 | 0 | 0 | 0 | 0 | 0 | 0 | 0 | 0 | 0 | 0 | 0 | 0 | 0 | 0 | 0 | 0 | 0 | 0 | 0 | 0 | 0 | 0 | 0 | 0 | 0 | 0 | 0 | 0 | 0 | 0 | 0 | 0 | 0 | 0 | 0 | 0 | 0 | 0 | 0 | 0 | 0 | 0 | 0 | 0 | 0 | 0 | 0 | 0 | 0 | 0 | 0 | 0 | 0 | 0 | 0 | 0 | 0 | 0 | 0 | 0 | 0 | 0 | 0 | 0 | 0 | 0 | 0 | 0 | 0 | 0 | 0 | 0 | 0 | 0 | 0 | 0 | 0 | 0 | 0 | 0 | 0 | 0 | 0 | 0 | 0 | 0 | 0 | 0 | 0 | 0 | 0 | 0 | 0 | 0 | 0 | 0 | 0 | 0 | 0 | 0 | 0 | 0 | 0 | 0 | 0 | 0 | 0 | 0 | 0 | 0 | 0 | 0 | 0 | 0 | 0 | 0 | 0 | 0 | 0 | 0 | 0 | 0 | 0 | 0 | 0 | 0 | 0 | 0 | 0 | 0 | 0 | 0 | 0 | 0 | 0 | 0 | 0 | 0 | 0 | 0 | 0 | 0 | 0 | 0 | 0 | 0 | 0 | 0 | 0 | 0 | 0 | 0 | 0 | 0 | 0 | 0 | 0 | 0 | 0 | 0 | 0 | 0 | 0 | 0 | 0 | 0 | 0 | 0 | 0 | 0 | 0 | 0 | 0 | 0 | 0 | 0 | 0 | 0 | 0 | 0 | 0 | 0 | 0 | 0 | 0 | 0 | 0 | 0 | 0 | 0 | 0 | 0 | 0 | 0 | 0 | 0 | 0 | 0 | 0 | 0 | 0 | 0 | 0 | 0 | 0 | 0 | 0 | 0 | 0 | 0 | 0 | 0 | 0 | 0 | 0 | 0 | 0 | 0 | 0 | 0 | 0 | 0 | 0 | 0 | 0
OR_Commercial_OR - Health_New_Food Preparation_Natural Gas_Conveyor Oven_A | OR | Commercial | OR - Health | New | Food Preparation | Natural Gas | Conveyor Oven | A | WCNG132 | Standard | Efficient (>42% Baking Efficiency) | 17 | 0 | 0 | 0 | 2424.76 | 0 | 0 | 0 | 0.7 | 0.2 | 1 units | 0.988% | 100% | Lost Opportunity | LOEven20_OR | 85% | TBD | 0% | 0 |  | 0 |  | 0 | IL TRM - 4.2.4 - CI-FSE-CVOV-V02-180101 | PGE Workpaper, PGECOFST117 R5, 2015 | MN TRM 3.1 - Gas Conveyor Oven v1.1 | Standard | Standard | Standard | Standard | Standard | Standard | Standard | Standard | Standard | Standard | Standard | Standard | Standard | Standard | Standard | Standard | Standard | Standard | Standard | Standard | Standard | Standard | Standard | Standard | Standard | Standard | Standard | Efficient (>42% Baking Efficiency) | Efficient (>42% Baking Efficiency) | Efficient (>42% Baking Efficiency) | Efficient (>42% Baking Efficiency) | Efficient (>42% Baking Efficiency) | Efficient (>42% Baking Efficiency) | Efficient (>42% Baking Efficiency) | Efficient (>42% Baking Efficiency) | Efficient (>42% Baking Efficiency) | Efficient (>42% Baking Efficiency) | Efficient (>42% Baking Efficiency) | Efficient (>42% Baking Efficiency) | Efficient (>42% Baking Efficiency) | Efficient (>42% Baking Efficiency) | Efficient (>42% Baking Efficiency) | Efficient (>42% Baking Efficiency) | Efficient (>42% Baking Efficiency) | Efficient (>42% Baking Efficiency) | Efficient (>42% Baking Efficiency) | Efficient (>42% Baking Efficiency) | Efficient (>42% Baking Efficiency) | Efficient (>42% Baking Efficiency) | Efficient (>42% Baking Efficiency) | Efficient (>42% Baking Efficiency) | Efficient (>42% Baking Efficiency) | Efficient (>42% Baking Efficiency) | Efficient (>42% Baking Efficiency) | 2424.76 | 2424.76 | 2424.76 | 2424.76 | 2424.76 | 2424.76 | 2424.76 | 2424.76 | 2424.76 | 2424.76 | 2424.76 | 2424.76 | 2424.76 | 2424.76 | 2424.76 | 2424.76 | 2424.76 | 2424.76 | 2424.76 | 2424.76 | 2424.76 | 2424.76 | 2424.76 | 2424.76 | 2424.76 | 2424.76 | 2424.76 | 0 | 0 | 0 | 0 | 0 | 0 | 0 | 0 | 0 | 0 | 0 | 0 | 0 | 0 | 0 | 0 | 0 | 0 | 0 | 0 | 0 | 0 | 0 | 0 | 0 | 0 | 0 | 0 | 0 | 0 | 0 | 0 | 0 | 0 | 0 | 0 | 0 | 0 | 0 | 0 | 0 | 0 | 0 | 0 | 0 | 0 | 0 | 0 | 0 | 0 | 0 | 0 | 0 | 0 | 0 | 0 | 0 | 0 | 0 | 0 | 0 | 0 | 0 | 0 | 0 | 0 | 0 | 0 | 0 | 0 | 0 | 0 | 0 | 0 | 0 | 0 | 0 | 0 | 0 | 0 | 0 | 0 | 0 | 0 | 0 | 0 | 0 | 0 | 0 | 0 | 0 | 0 | 0 | 0 | 0 | 0 | 0 | 0 | 0 | 0 | 0 | 0 | 0 | 0 | 0 | 0 | 0 | 0 | 0 | 0 | 0 | 0 | 0 | 0 | 0 | 0 | 0 | 0 | 0 | 0 | 0 | 0 | 0 | 0 | 0 | 0 | 0 | 0 | 0 | 0 | 0 | 0 | 0 | 0 | 0 | 0 | 0 | 0 | 0 | 0 | 0 | 0 | 0 | 0 | 0 | 0 | 0 | 0 | 0 | 0 | 0 | 0 | 0 | 0 | 0 | 0 | 0 | 0 | 0 | 0 | 0 | 0 | 0 | 0 | 0 | 0 | 0 | 0 | 0 | 0 | 0 | 0 | 0 | 0 | 0 | 0 | 0 | 0 | 0 | 0 | 0 | 0 | 0 | 0 | 0 | 0 | 0 | 0 | 0 | 0 | 0 | 0 | 0 | 0 | 0 | 0 | 0 | 0 | 0 | 0 | 0 | 0 | 0 | 0 | 0 | 0 | 0 | 0 | 0 | 0 | 0 | 0 | 0 | 0 | 0 | 0 | 0 | 0 | 0 | 0 | 0 | 0 | 0 | 0 | 0 | 0 | 0 | 0 | 0 | 0 | 0 | 0 | 0 | 0 | 0 | 0 | 0 | 0 | 0 | 0 | 0 | 0 | 0 | 0 | 0 | 0 | 0 | 0 | 0 | 0 | 0 | 0 | 0 | 0 | 0 | 0 | 0 | 0 | 0 | 0 | 0 | 0 | 0 | 0 | 0 | 0 | 0 | 0 | 0 | 0 | 0 | 0 | 0 | 0 | 0 | 0 | 0 | 0 | 0 | 0 | 0 | 0 | 0 | 0 | 0 | 0 | 0 | 0 | 0 | 0 | 0 | 0 | 0 | 0 | 0 | 0 | 0 | 0 | 0 | 0 | 0 | 0 | 0 | 0 | 0 | 0 | 0 | 0 | 0 | 0 | 0 | 0 | 0 | 0 | 0 | 0 | 0 | 0 | 0 | 0 | 0 | 0 | 0 | 0 | 0 | 0 | 0 | 0 | 0 | 0 | 0 | 0 | 0 | 0 | 0 | 0 | 0 | 0 | 0 | 0 | 0 | 0 | 0 | 0 | 0 | 0 | 0 | 0 | 0 | 0 | 0 | 0 | 0 | 0 | 0 | 0 | 0 | 0 | 0 | 0 | 0 | 0 | 0 | 0 | 0 | 0 | 0 | 0 | 0 | 0 | 0 | 0 | 0 | 0 | 0 | 0 | 0 | 0 | 0 | 0 | 0 | 0 | 0 | 0 | 0 | 0 | 0 | 0 | 0 | 0 | 0 | 0 | 0 | 0 | 0 | 0 | 0 | 0 | 0 | 0 | 0 | 0 | 0 | 0 | 0 | 0 | 0 | 0 | 0 | 0 | 0 | 0 | 0 | 0 | 0 | 0 | 0 | 0 | 0 | 0 | 0 | 0 | 0 | 0 | 0 | 0 | 0 | 0 | 0 | 0 | 0 | 0 | 0 | 0 | 0 | 0 | 0 | 0 | 0 | 0 | 0 | 0 | 0 | 0 | 0 | 0 | 0 | 0 | 0 | 0 | 0 | 0 | 0 | 0 | 0 | 0 | 0 | 0 | 0 | 0 | 0 | 0 | 0 | 0 | 0 | 0 | 0 | 0 | 0 | 0 | 0 | 0 | 0 | 0 | 0 | 0 | 0
OR_Commercial_OR - Health_New_Food Preparation_Natural Gas_Double Rack Oven_A | OR | Commercial | OR - Health | New | Food Preparation | Natural Gas | Double Rack Oven | A | WCNG133 | Standard | FTSC Qualified (>50% Cooking Efficiency) | 12 | 0 | 0 | 0 | 5342.47 | 0 | 0 | 0 | 0.7 | 0.2 | 1 units | 0.988% | 100% | Lost Opportunity | LOEven20_OR | 85% | TBD | 0% | 0 |  | 0 |  | 0 | IL TRM - 4.2.18 - CI-FSE-RKOV-VO2-180101 | PGE Workpaper, PGECOFST109 R6, 2016 | IL TRM - 4.2.18 - CI-FSE-RKOV-VO2-180101 | Standard | Standard | Standard | Standard | Standard | Standard | Standard | Standard | Standard | Standard | Standard | Standard | Standard | Standard | Standard | Standard | Standard | Standard | Standard | Standard | Standard | Standard | Standard | Standard | Standard | Standard | Standard | FTSC Qualified (>50% Cooking Efficiency) | FTSC Qualified (>50% Cooking Efficiency) | FTSC Qualified (>50% Cooking Efficiency) | FTSC Qualified (>50% Cooking Efficiency) | FTSC Qualified (>50% Cooking Efficiency) | FTSC Qualified (>50% Cooking Efficiency) | FTSC Qualified (>50% Cooking Efficiency) | FTSC Qualified (>50% Cooking Efficiency) | FTSC Qualified (>50% Cooking Efficiency) | FTSC Qualified (>50% Cooking Efficiency) | FTSC Qualified (>50% Cooking Efficiency) | FTSC Qualified (>50% Cooking Efficiency) | FTSC Qualified (>50% Cooking Efficiency) | FTSC Qualified (>50% Cooking Efficiency) | FTSC Qualified (>50% Cooking Efficiency) | FTSC Qualified (>50% Cooking Efficiency) | FTSC Qualified (>50% Cooking Efficiency) | FTSC Qualified (>50% Cooking Efficiency) | FTSC Qualified (>50% Cooking Efficiency) | FTSC Qualified (>50% Cooking Efficiency) | FTSC Qualified (>50% Cooking Efficiency) | FTSC Qualified (>50% Cooking Efficiency) | FTSC Qualified (>50% Cooking Efficiency) | FTSC Qualified (>50% Cooking Efficiency) | FTSC Qualified (>50% Cooking Efficiency) | FTSC Qualified (>50% Cooking Efficiency) | FTSC Qualified (>50% Cooking Efficiency) | 5342.47 | 5342.47 | 5342.47 | 5342.47 | 5342.47 | 5342.47 | 5342.47 | 5342.47 | 5342.47 | 5342.47 | 5342.47 | 5342.47 | 5342.47 | 5342.47 | 5342.47 | 5342.47 | 5342.47 | 5342.47 | 5342.47 | 5342.47 | 5342.47 | 5342.47 | 5342.47 | 5342.4659 | 5342.4659 | 5342.4659 | 5342.4659 | 0 | 0 | 0 | 0 | 0 | 0 | 0 | 0 | 0 | 0 | 0 | 0 | 0 | 0 | 0 | 0 | 0 | 0 | 0 | 0 | 0 | 0 | 0 | 0 | 0 | 0 | 0 | 0 | 0 | 0 | 0 | 0 | 0 | 0 | 0 | 0 | 0 | 0 | 0 | 0 | 0 | 0 | 0 | 0 | 0 | 0 | 0 | 0 | 0 | 0 | 0 | 0 | 0 | 0 | 0 | 0 | 0 | 0 | 0 | 0 | 0 | 0 | 0 | 0 | 0 | 0 | 0 | 0 | 0 | 0 | 0 | 0 | 0 | 0 | 0 | 0 | 0 | 0 | 0 | 0 | 0 | 0 | 0 | 0 | 0 | 0 | 0 | 0 | 0 | 0 | 0 | 0 | 0 | 0 | 0 | 0 | 0 | 0 | 0 | 0 | 0 | 0 | 0 | 0 | 0 | 0 | 0 | 0 | 0 | 0 | 0 | 0 | 0 | 0 | 0 | 0 | 0 | 0 | 0 | 0 | 0 | 0 | 0 | 0 | 0 | 0 | 0 | 0 | 0 | 0 | 0 | 0 | 0 | 0 | 0 | 0 | 0 | 0 | 0 | 0 | 0 | 0 | 0 | 0 | 0 | 0 | 0 | 0 | 0 | 0 | 0 | 0 | 0 | 0 | 0 | 0 | 0 | 0 | 0 | 0 | 0 | 0 | 0 | 0 | 0 | 0 | 0 | 0 | 0 | 0 | 0 | 0 | 0 | 0 | 0 | 0 | 0 | 0 | 0 | 0 | 0 | 0 | 0 | 0 | 0 | 0 | 0 | 0 | 0 | 0 | 0 | 0 | 0 | 0 | 0 | 0 | 0 | 0 | 0 | 0 | 0 | 0 | 0 | 0 | 0 | 0 | 0 | 0 | 0 | 0 | 0 | 0 | 0 | 0 | 0 | 0 | 0 | 0 | 0 | 0 | 0 | 0 | 0 | 0 | 0 | 0 | 0 | 0 | 0 | 0 | 0 | 0 | 0 | 0 | 0 | 0 | 0 | 0 | 0 | 0 | 0 | 0 | 0 | 0 | 0 | 0 | 0 | 0 | 0 | 0 | 0 | 0 | 0 | 0 | 0 | 0 | 0 | 0 | 0 | 0 | 0 | 0 | 0 | 0 | 0 | 0 | 0 | 0 | 0 | 0 | 0 | 0 | 0 | 0 | 0 | 0 | 0 | 0 | 0 | 0 | 0 | 0 | 0 | 0 | 0 | 0 | 0 | 0 | 0 | 0 | 0 | 0 | 0 | 0 | 0 | 0 | 0 | 0 | 0 | 0 | 0 | 0 | 0 | 0 | 0 | 0 | 0 | 0 | 0 | 0 | 0 | 0 | 0 | 0 | 0 | 0 | 0 | 0 | 0 | 0 | 0 | 0 | 0 | 0 | 0 | 0 | 0 | 0 | 0 | 0 | 0 | 0 | 0 | 0 | 0 | 0 | 0 | 0 | 0 | 0 | 0 | 0 | 0 | 0 | 0 | 0 | 0 | 0 | 0 | 0 | 0 | 0 | 0 | 0 | 0 | 0 | 0 | 0 | 0 | 0 | 0 | 0 | 0 | 0 | 0 | 0 | 0 | 0 | 0 | 0 | 0 | 0 | 0 | 0 | 0 | 0 | 0 | 0 | 0 | 0 | 0 | 0 | 0 | 0 | 0 | 0 | 0 | 0 | 0 | 0 | 0 | 0 | 0 | 0 | 0 | 0 | 0 | 0 | 0 | 0 | 0 | 0 | 0 | 0 | 0 | 0 | 0 | 0 | 0 | 0 | 0 | 0 | 0 | 0 | 0 | 0 | 0 | 0 | 0 | 0 | 0 | 0 | 0 | 0 | 0 | 0 | 0 | 0 | 0 | 0 | 0 | 0 | 0 | 0 | 0 | 0 | 0 | 0 | 0 | 0 | 0 | 0 | 0 | 0 | 0 | 0 | 0 | 0 | 0 | 0 | 0 | 0 | 0 | 0 | 0 | 0 | 0 | 0 | 0 | 0 | 0 | 0 | 0 | 0 | 0 | 0 | 0 | 0 | 0 | 0 | 0 | 0 | 0 | 0 | 0 | 0 | 0
OR_Commercial_OR - Health_New_Food Preparation_Natural Gas_Fryer_A | OR | Commercial | OR - Health | New | Food Preparation | Natural Gas | Fryer | A | WCNG134 | Standard | ENERGY STAR | 9 | 0 | 0 | 0 | 933.12 | 0 | 0 | 0 | 0.7 | 0.2 | 1 units | 22.87% | 100% | Lost Opportunity | LO5Med_OR | 85% | TBD | 0% | 0 |  | 0 |  | 0 | RTF Wkbk - ComCookingFryer_v5_0 | RTF Wkbk - ComCookingFryer_v5_0 | RTF Wkbk - ComCookingFryer_v5_0 | Standard | Standard | Standard | Standard | Standard | Standard | Standard | Standard | Standard | Standard | Standard | Standard | Standard | Standard | Standard | Standard | Standard | Standard | Standard | Standard | Standard | Standard | Standard | Standard | Standard | Standard | Standard | ENERGY STAR | ENERGY STAR | ENERGY STAR | ENERGY STAR | ENERGY STAR | ENERGY STAR | ENERGY STAR | ENERGY STAR | ENERGY STAR | ENERGY STAR | ENERGY STAR | ENERGY STAR | ENERGY STAR | ENERGY STAR | ENERGY STAR | ENERGY STAR | ENERGY STAR | ENERGY STAR | ENERGY STAR | ENERGY STAR | ENERGY STAR | ENERGY STAR | ENERGY STAR | ENERGY STAR | ENERGY STAR | ENERGY STAR | ENERGY STAR | 933.12 | 933.12 | 933.12 | 933.12 | 933.12 | 933.12 | 933.12 | 933.12 | 933.12 | 933.12 | 933.12 | 933.12 | 933.12 | 933.12 | 933.12 | 933.12 | 933.12 | 933.12 | 933.12 | 933.12 | 933.12 | 933.12 | 933.12 | 933.1211 | 933.1211 | 933.1211 | 933.1211 | 0 | 0 | 0 | 0 | 0 | 0 | 0 | 0 | 0 | 0 | 0 | 0 | 0 | 0 | 0 | 0 | 0 | 0 | 0 | 0 | 0 | 0 | 0 | 0 | 0 | 0 | 0 | 0 | 0 | 0 | 0 | 0 | 0 | 0 | 0 | 0 | 0 | 0 | 0 | 0 | 0 | 0 | 0 | 0 | 0 | 0 | 0 | 0 | 0 | 0 | 0 | 0 | 0 | 0 | 0 | 0 | 0 | 0 | 0 | 0 | 0 | 0 | 0 | 0 | 0 | 0 | 0 | 0 | 0 | 0 | 0 | 0 | 0 | 0 | 0 | 0 | 0 | 0 | 0 | 0 | 0 | 0 | 0 | 0 | 0 | 0 | 0 | 0 | 0 | 0 | 0 | 0 | 0 | 0 | 0 | 0 | 0 | 0 | 0 | 0 | 0 | 0 | 0 | 0 | 0 | 0 | 0 | 0 | 0 | 0 | 0 | 0 | 0 | 0 | 0 | 0 | 0 | 0 | 0 | 0 | 0 | 0 | 0 | 0 | 0 | 0 | 0 | 0 | 0 | 0 | 0 | 0 | 0 | 0 | 0 | 0 | 0 | 0 | 0 | 0 | 0 | 0 | 0 | 0 | 0 | 0 | 0 | 0 | 0 | 0 | 0 | 0 | 0 | 0 | 0 | 0 | 0 | 0 | 0 | 0 | 0 | 0 | 0 | 0 | 0 | 0 | 0 | 0 | 0 | 0 | 0 | 0 | 0 | 0 | 0 | 0 | 0 | 0 | 0 | 0 | 0 | 0 | 0 | 0 | 0 | 0 | 0 | 0 | 0 | 0 | 0 | 0 | 0 | 0 | 0 | 0 | 0 | 0 | 0 | 0 | 0 | 0 | 0 | 0 | 0 | 0 | 0 | 0 | 0 | 0 | 0 | 0 | 0 | 0 | 0 | 0 | 0 | 0 | 0 | 0 | 0 | 0 | 0 | 0 | 0 | 0 | 0 | 0 | 0 | 0 | 0 | 0 | 0 | 0 | 0 | 0 | 0 | 0 | 0 | 0 | 0 | 0 | 0 | 0 | 0 | 0 | 0 | 0 | 0 | 0 | 0 | 0 | 0 | 0 | 0 | 0 | 0 | 0 | 0 | 0 | 0 | 0 | 0 | 0 | 0 | 0 | 0 | 0 | 0 | 0 | 0 | 0 | 0 | 0 | 0 | 0 | 0 | 0 | 0 | 0 | 0 | 0 | 0 | 0 | 0 | 0 | 0 | 0 | 0 | 0 | 0 | 0 | 0 | 0 | 0 | 0 | 0 | 0 | 0 | 0 | 0 | 0 | 0 | 0 | 0 | 0 | 0 | 0 | 0 | 0 | 0 | 0 | 0 | 0 | 0 | 0 | 0 | 0 | 0 | 0 | 0 | 0 | 0 | 0 | 0 | 0 | 0 | 0 | 0 | 0 | 0 | 0 | 0 | 0 | 0 | 0 | 0 | 0 | 0 | 0 | 0 | 0 | 0 | 0 | 0 | 0 | 0 | 0 | 0 | 0 | 0 | 0 | 0 | 0 | 0 | 0 | 0 | 0 | 0 | 0 | 0 | 0 | 0 | 0 | 0 | 0 | 0 | 0 | 0 | 0 | 0 | 0 | 0 | 0 | 0 | 0 | 0 | 0 | 0 | 0 | 0 | 0 | 0 | 0 | 0 | 0 | 0 | 0 | 0 | 0 | 0 | 0 | 0 | 0 | 0 | 0 | 0 | 0 | 0 | 0 | 0 | 0 | 0 | 0 | 0 | 0 | 0 | 0 | 0 | 0 | 0 | 0 | 0 | 0 | 0 | 0 | 0 | 0 | 0 | 0 | 0 | 0 | 0 | 0 | 0 | 0 | 0 | 0 | 0 | 0 | 0 | 0 | 0 | 0 | 0 | 0 | 0 | 0 | 0 | 0 | 0 | 0 | 0 | 0 | 0 | 0 | 0 | 0 | 0 | 0 | 0 | 0 | 0 | 0 | 0 | 0 | 0 | 0 | 0 | 0 | 0 | 0 | 0 | 0 | 0 | 0 | 0 | 0 | 0 | 0 | 0 | 0 | 0 | 0 | 0 | 0 | 0
OR_Commercial_OR - Health_New_Food Preparation_Natural Gas_Broiler_A | OR | Commercial | OR - Health | New | Food Preparation | Natural Gas | Broiler | A | WCNG135 | Standard | Infrared Burners | 12 | 0 | 0 | 0 | 1166.72 | 0 | 0 | 0 | 0.7 | 0.2 | 1 units | 5.15% | 100% | Lost Opportunity | LOEven20_OR | 85% | TBD | 0% | 0 |  | 0 |  | 0 | IL TRM - 4.2.14 - CI-FSE-IRBL-V02-180101 | IL TRM - 4.2.14 - CI-FSE-IRBL-V02-180101 | IL TRM - 4.2.14 - CI-FSE-IRBL-V02-180101 | Standard | Standard | Standard | Standard | Standard | Standard | Standard | Standard | Standard | Standard | Standard | Standard | Standard | Standard | Standard | Standard | Standard | Standard | Standard | Standard | Standard | Standard | Standard | Standard | Standard | Standard | Standard | Infrared Burners | Infrared Burners | Infrared Burners | Infrared Burners | Infrared Burners | Infrared Burners | Infrared Burners | Infrared Burners | Infrared Burners | Infrared Burners | Infrared Burners | Infrared Burners | Infrared Burners | Infrared Burners | Infrared Burners | Infrared Burners | Infrared Burners | Infrared Burners | Infrared Burners | Infrared Burners | Infrared Burners | Infrared Burners | Infrared Burners | Infrared Burners | Infrared Burners | Infrared Burners | Infrared Burners | 1166.72 | 1166.72 | 1166.72 | 1166.72 | 1166.72 | 1166.72 | 1166.72 | 1166.72 | 1166.72 | 1166.72 | 1166.72 | 1166.72 | 1166.72 | 1166.72 | 1166.72 | 1166.72 | 1166.72 | 1166.72 | 1166.72 | 1166.72 | 1166.72 | 1166.72 | 1166.72 | 1166.7179 | 1166.7179 | 1166.7179 | 1166.7179 | 0 | 0 | 0 | 0 | 0 | 0 | 0 | 0 | 0 | 0 | 0 | 0 | 0 | 0 | 0 | 0 | 0 | 0 | 0 | 0 | 0 | 0 | 0 | 0 | 0 | 0 | 0 | 0 | 0 | 0 | 0 | 0 | 0 | 0 | 0 | 0 | 0 | 0 | 0 | 0 | 0 | 0 | 0 | 0 | 0 | 0 | 0 | 0 | 0 | 0 | 0 | 0 | 0 | 0 | 0 | 0 | 0 | 0 | 0 | 0 | 0 | 0 | 0 | 0 | 0 | 0 | 0 | 0 | 0 | 0 | 0 | 0 | 0 | 0 | 0 | 0 | 0 | 0 | 0 | 0 | 0 | 0 | 0 | 0 | 0 | 0 | 0 | 0 | 0 | 0 | 0 | 0 | 0 | 0 | 0 | 0 | 0 | 0 | 0 | 0 | 0 | 0 | 0 | 0 | 0 | 0 | 0 | 0 | 0 | 0 | 0 | 0 | 0 | 0 | 0 | 0 | 0 | 0 | 0 | 0 | 0 | 0 | 0 | 0 | 0 | 0 | 0 | 0 | 0 | 0 | 0 | 0 | 0 | 0 | 0 | 0 | 0 | 0 | 0 | 0 | 0 | 0 | 0 | 0 | 0 | 0 | 0 | 0 | 0 | 0 | 0 | 0 | 0 | 0 | 0 | 0 | 0 | 0 | 0 | 0 | 0 | 0 | 0 | 0 | 0 | 0 | 0 | 0 | 0 | 0 | 0 | 0 | 0 | 0 | 0 | 0 | 0 | 0 | 0 | 0 | 0 | 0 | 0 | 0 | 0 | 0 | 0 | 0 | 0 | 0 | 0 | 0 | 0 | 0 | 0 | 0 | 0 | 0 | 0 | 0 | 0 | 0 | 0 | 0 | 0 | 0 | 0 | 0 | 0 | 0 | 0 | 0 | 0 | 0 | 0 | 0 | 0 | 0 | 0 | 0 | 0 | 0 | 0 | 0 | 0 | 0 | 0 | 0 | 0 | 0 | 0 | 0 | 0 | 0 | 0 | 0 | 0 | 0 | 0 | 0 | 0 | 0 | 0 | 0 | 0 | 0 | 0 | 0 | 0 | 0 | 0 | 0 | 0 | 0 | 0 | 0 | 0 | 0 | 0 | 0 | 0 | 0 | 0 | 0 | 0 | 0 | 0 | 0 | 0 | 0 | 0 | 0 | 0 | 0 | 0 | 0 | 0 | 0 | 0 | 0 | 0 | 0 | 0 | 0 | 0 | 0 | 0 | 0 | 0 | 0 | 0 | 0 | 0 | 0 | 0 | 0 | 0 | 0 | 0 | 0 | 0 | 0 | 0 | 0 | 0 | 0 | 0 | 0 | 0 | 0 | 0 | 0 | 0 | 0 | 0 | 0 | 0 | 0 | 0 | 0 | 0 | 0 | 0 | 0 | 0 | 0 | 0 | 0 | 0 | 0 | 0 | 0 | 0 | 0 | 0 | 0 | 0 | 0 | 0 | 0 | 0 | 0 | 0 | 0 | 0 | 0 | 0 | 0 | 0 | 0 | 0 | 0 | 0 | 0 | 0 | 0 | 0 | 0 | 0 | 0 | 0 | 0 | 0 | 0 | 0 | 0 | 0 | 0 | 0 | 0 | 0 | 0 | 0 | 0 | 0 | 0 | 0 | 0 | 0 | 0 | 0 | 0 | 0 | 0 | 0 | 0 | 0 | 0 | 0 | 0 | 0 | 0 | 0 | 0 | 0 | 0 | 0 | 0 | 0 | 0 | 0 | 0 | 0 | 0 | 0 | 0 | 0 | 0 | 0 | 0 | 0 | 0 | 0 | 0 | 0 | 0 | 0 | 0 | 0 | 0 | 0 | 0 | 0 | 0 | 0 | 0 | 0 | 0 | 0 | 0 | 0 | 0 | 0 | 0 | 0 | 0 | 0 | 0 | 0 | 0 | 0 | 0 | 0 | 0 | 0 | 0 | 0 | 0 | 0 | 0 | 0 | 0 | 0 | 0 | 0 | 0 | 0 | 0 | 0 | 0 | 0 | 0 | 0 | 0 | 0 | 0 | 0 | 0 | 0 | 0 | 0 | 0 | 0 | 0 | 0 | 0 | 0
OR_Commercial_OR - Health_New_Food Preparation_Natural Gas_Griddle_A | OR | Commercial | OR - Health | New | Food Preparation | Natural Gas | Griddle | A | WCNG136 | Standard | ENERGY STAR | 12 | 0 | 0 | 0 | 1405.83 | 0 | 0 | 0 | 0.7 | 0.2 | 1 units | 5.15% | 100% | Lost Opportunity | LOEven20_OR | 85% | TBD | 0% | 0 |  | 0 |  | 0 | IL TRM - 4.2.8 - CI-FSE-ESGR-V04-200101 | IL TRM - 4.2.8 - CI-FSE-ESGR-V04-200101 | IL TRM - 4.2.8 - CI-FSE-ESGR-V04-200101 | Standard | Standard | Standard | Standard | Standard | Standard | Standard | Standard | Standard | Standard | Standard | Standard | Standard | Standard | Standard | Standard | Standard | Standard | Standard | Standard | Standard | Standard | Standard | Standard | Standard | Standard | Standard | ENERGY STAR | ENERGY STAR | ENERGY STAR | ENERGY STAR | ENERGY STAR | ENERGY STAR | ENERGY STAR | ENERGY STAR | ENERGY STAR | ENERGY STAR | ENERGY STAR | ENERGY STAR | ENERGY STAR | ENERGY STAR | ENERGY STAR | ENERGY STAR | ENERGY STAR | ENERGY STAR | ENERGY STAR | ENERGY STAR | ENERGY STAR | ENERGY STAR | ENERGY STAR | ENERGY STAR | ENERGY STAR | ENERGY STAR | ENERGY STAR | 1405.83 | 1405.83 | 1405.83 | 1405.83 | 1405.83 | 1405.83 | 1405.83 | 1405.83 | 1405.83 | 1405.83 | 1405.83 | 1405.83 | 1405.83 | 1405.83 | 1405.83 | 1405.83 | 1405.83 | 1405.83 | 1405.83 | 1405.83 | 1405.83 | 1405.83 | 1405.83 | 1405.8266 | 1405.8266 | 1405.8266 | 1405.8266 | 0 | 0 | 0 | 0 | 0 | 0 | 0 | 0 | 0 | 0 | 0 | 0 | 0 | 0 | 0 | 0 | 0 | 0 | 0 | 0 | 0 | 0 | 0 | 0 | 0 | 0 | 0 | 0 | 0 | 0 | 0 | 0 | 0 | 0 | 0 | 0 | 0 | 0 | 0 | 0 | 0 | 0 | 0 | 0 | 0 | 0 | 0 | 0 | 0 | 0 | 0 | 0 | 0 | 0 | 0 | 0 | 0 | 0 | 0 | 0 | 0 | 0 | 0 | 0 | 0 | 0 | 0 | 0 | 0 | 0 | 0 | 0 | 0 | 0 | 0 | 0 | 0 | 0 | 0 | 0 | 0 | 0 | 0 | 0 | 0 | 0 | 0 | 0 | 0 | 0 | 0 | 0 | 0 | 0 | 0 | 0 | 0 | 0 | 0 | 0 | 0 | 0 | 0 | 0 | 0 | 0 | 0 | 0 | 0 | 0 | 0 | 0 | 0 | 0 | 0 | 0 | 0 | 0 | 0 | 0 | 0 | 0 | 0 | 0 | 0 | 0 | 0 | 0 | 0 | 0 | 0 | 0 | 0 | 0 | 0 | 0 | 0 | 0 | 0 | 0 | 0 | 0 | 0 | 0 | 0 | 0 | 0 | 0 | 0 | 0 | 0 | 0 | 0 | 0 | 0 | 0 | 0 | 0 | 0 | 0 | 0 | 0 | 0 | 0 | 0 | 0 | 0 | 0 | 0 | 0 | 0 | 0 | 0 | 0 | 0 | 0 | 0 | 0 | 0 | 0 | 0 | 0 | 0 | 0 | 0 | 0 | 0 | 0 | 0 | 0 | 0 | 0 | 0 | 0 | 0 | 0 | 0 | 0 | 0 | 0 | 0 | 0 | 0 | 0 | 0 | 0 | 0 | 0 | 0 | 0 | 0 | 0 | 0 | 0 | 0 | 0 | 0 | 0 | 0 | 0 | 0 | 0 | 0 | 0 | 0 | 0 | 0 | 0 | 0 | 0 | 0 | 0 | 0 | 0 | 0 | 0 | 0 | 0 | 0 | 0 | 0 | 0 | 0 | 0 | 0 | 0 | 0 | 0 | 0 | 0 | 0 | 0 | 0 | 0 | 0 | 0 | 0 | 0 | 0 | 0 | 0 | 0 | 0 | 0 | 0 | 0 | 0 | 0 | 0 | 0 | 0 | 0 | 0 | 0 | 0 | 0 | 0 | 0 | 0 | 0 | 0 | 0 | 0 | 0 | 0 | 0 | 0 | 0 | 0 | 0 | 0 | 0 | 0 | 0 | 0 | 0 | 0 | 0 | 0 | 0 | 0 | 0 | 0 | 0 | 0 | 0 | 0 | 0 | 0 | 0 | 0 | 0 | 0 | 0 | 0 | 0 | 0 | 0 | 0 | 0 | 0 | 0 | 0 | 0 | 0 | 0 | 0 | 0 | 0 | 0 | 0 | 0 | 0 | 0 | 0 | 0 | 0 | 0 | 0 | 0 | 0 | 0 | 0 | 0 | 0 | 0 | 0 | 0 | 0 | 0 | 0 | 0 | 0 | 0 | 0 | 0 | 0 | 0 | 0 | 0 | 0 | 0 | 0 | 0 | 0 | 0 | 0 | 0 | 0 | 0 | 0 | 0 | 0 | 0 | 0 | 0 | 0 | 0 | 0 | 0 | 0 | 0 | 0 | 0 | 0 | 0 | 0 | 0 | 0 | 0 | 0 | 0 | 0 | 0 | 0 | 0 | 0 | 0 | 0 | 0 | 0 | 0 | 0 | 0 | 0 | 0 | 0 | 0 | 0 | 0 | 0 | 0 | 0 | 0 | 0 | 0 | 0 | 0 | 0 | 0 | 0 | 0 | 0 | 0 | 0 | 0 | 0 | 0 | 0 | 0 | 0 | 0 | 0 | 0 | 0 | 0 | 0 | 0 | 0 | 0 | 0 | 0 | 0 | 0 | 0 | 0 | 0 | 0 | 0 | 0 | 0 | 0 | 0 | 0 | 0 | 0 | 0 | 0 | 0 | 0 | 0 | 0 | 0 | 0 | 0 | 0 | 0 | 0 | 0 | 0 | 0 | 0 | 0 | 0 | 0 | 0 | 0
OR_Commercial_OR - Health_New_Food Preparation_Natural Gas_Range_A | OR | Commercial | OR - Health | New | Food Preparation | Natural Gas | Range | A | WCNG137 | Standard | High Efficiency | 10 | 0 | 0 | 0 | 0.01 | 0 | 0 | 0 | 0.7 | 0.2 | 1 units | 21.77% | 100% | Lost Opportunity | LOEven20_OR | 85% | TBD | 0% | 0 |  | 0 |  | 0 | COOK_OVN-Food Preparation-AEO17-1 | EIA 2018 Tech Forecast | EIA 2018 Tech Forecast | Standard | Standard | Standard | Standard | Standard | Standard | Standard | Standard | Standard | Standard | Standard | Standard | Standard | Standard | Standard | Standard | Standard | Standard | Standard | Standard | Standard | Standard | Standard | Standard | Standard | Standard | Standard | High Efficiency | High Efficiency | High Efficiency | High Efficiency | High Efficiency | High Efficiency | High Efficiency | High Efficiency | High Efficiency | High Efficiency | High Efficiency | High Efficiency | High Efficiency | High Efficiency | High Efficiency | High Efficiency | High Efficiency | High Efficiency | High Efficiency | High Efficiency | High Efficiency | High Efficiency | High Efficiency | High Efficiency | High Efficiency | High Efficiency | High Efficiency | 0.01 | 0.01 | 0.01 | 0.01 | 0.01 | 0.01 | 0.01 | 0.01 | 0.01 | 0.01 | 0.01 | 0.01 | 0.01 | 0.01 | 0.01 | 0.01 | 0.01 | 0.01 | 0.01 | 0.01 | 0.01 | 0.01 | 0.01 | 0.010631 | 0.010631 | 0.010631 | 0.010631 | 0 | 0 | 0 | 0 | 0 | 0 | 0 | 0 | 0 | 0 | 0 | 0 | 0 | 0 | 0 | 0 | 0 | 0 | 0 | 0 | 0 | 0 | 0 | 0 | 0 | 0 | 0 | 0 | 0 | 0 | 0 | 0 | 0 | 0 | 0 | 0 | 0 | 0 | 0 | 0 | 0 | 0 | 0 | 0 | 0 | 0 | 0 | 0 | 0 | 0 | 0 | 0 | 0 | 0 | 0 | 0 | 0 | 0 | 0 | 0 | 0 | 0 | 0 | 0 | 0 | 0 | 0 | 0 | 0 | 0 | 0 | 0 | 0 | 0 | 0 | 0 | 0 | 0 | 0 | 0 | 0 | 0 | 0 | 0 | 0 | 0 | 0 | 0 | 0 | 0 | 0 | 0 | 0 | 0 | 0 | 0 | 0 | 0 | 0 | 0 | 0 | 0 | 0 | 0 | 0 | 0 | 0 | 0 | 0 | 0 | 0 | 0 | 0 | 0 | 0 | 0 | 0 | 0 | 0 | 0 | 0 | 0 | 0 | 0 | 0 | 0 | 0 | 0 | 0 | 0 | 0 | 0 | 0 | 0 | 0 | 0 | 0 | 0 | 0 | 0 | 0 | 0 | 0 | 0 | 0 | 0 | 0 | 0 | 0 | 0 | 0 | 0 | 0 | 0 | 0 | 0 | 0 | 0 | 0 | 0 | 0 | 0 | 0 | 0 | 0 | 0 | 0 | 0 | 0 | 0 | 0 | 0 | 0 | 0 | 0 | 0 | 0 | 0 | 0 | 0 | 0 | 0 | 0 | 0 | 0 | 0 | 0 | 0 | 0 | 0 | 0 | 0 | 0 | 0 | 0 | 0 | 0 | 0 | 0 | 0 | 0 | 0 | 0 | 0 | 0 | 0 | 0 | 0 | 0 | 0 | 0 | 0 | 0 | 0 | 0 | 0 | 0 | 0 | 0 | 0 | 0 | 0 | 0 | 0 | 0 | 0 | 0 | 0 | 0 | 0 | 0 | 0 | 0 | 0 | 0 | 0 | 0 | 0 | 0 | 0 | 0 | 0 | 0 | 0 | 0 | 0 | 0 | 0 | 0 | 0 | 0 | 0 | 0 | 0 | 0 | 0 | 0 | 0 | 0 | 0 | 0 | 0 | 0 | 0 | 0 | 0 | 0 | 0 | 0 | 0 | 0 | 0 | 0 | 0 | 0 | 0 | 0 | 0 | 0 | 0 | 0 | 0 | 0 | 0 | 0 | 0 | 0 | 0 | 0 | 0 | 0 | 0 | 0 | 0 | 0 | 0 | 0 | 0 | 0 | 0 | 0 | 0 | 0 | 0 | 0 | 0 | 0 | 0 | 0 | 0 | 0 | 0 | 0 | 0 | 0 | 0 | 0 | 0 | 0 | 0 | 0 | 0 | 0 | 0 | 0 | 0 | 0 | 0 | 0 | 0 | 0 | 0 | 0 | 0 | 0 | 0 | 0 | 0 | 0 | 0 | 0 | 0 | 0 | 0 | 0 | 0 | 0 | 0 | 0 | 0 | 0 | 0 | 0 | 0 | 0 | 0 | 0 | 0 | 0 | 0 | 0 | 0 | 0 | 0 | 0 | 0 | 0 | 0 | 0 | 0 | 0 | 0 | 0 | 0 | 0 | 0 | 0 | 0 | 0 | 0 | 0 | 0 | 0 | 0 | 0 | 0 | 0 | 0 | 0 | 0 | 0 | 0 | 0 | 0 | 0 | 0 | 0 | 0 | 0 | 0 | 0 | 0 | 0 | 0 | 0 | 0 | 0 | 0 | 0 | 0 | 0 | 0 | 0 | 0 | 0 | 0 | 0 | 0 | 0 | 0 | 0 | 0 | 0 | 0 | 0 | 0 | 0 | 0 | 0 | 0 | 0 | 0 | 0 | 0 | 0 | 0 | 0 | 0 | 0 | 0 | 0 | 0 | 0 | 0 | 0 | 0 | 0 | 0 | 0 | 0 | 0 | 0 | 0 | 0 | 0 | 0 | 0 | 0 | 0 | 0 | 0 | 0 | 0 | 0 | 0 | 0 | 0 | 0 | 0 | 0 | 0 | 0 | 0 | 0 | 0 | 0 | 0
OR_Commercial_OR - Health_New_Food Preparation_Natural Gas_Steamer_A | OR | Commercial | OR - Health | New | Food Preparation | Natural Gas | Steamer | A | WCNG138 | Standard | ENERGY STAR | 8 | 0 | 0 | 0 | 0.01 | 737.87 | 0 | 0 | 0.7 | 0.2 | 1 units | 2.392% | 100% | Lost Opportunity | LOEven20_OR | 85% | TBD | 0% | 0 |  | 0 |  | 0 | RTF Wkbk - ComCookingSteamer_v5_0 | RTF Wkbk - ComCookingSteamer_v5_0 | RTF Wkbk - ComCookingSteamer_v5_0 | Standard | Standard | Standard | Standard | Standard | Standard | Standard | Standard | Standard | Standard | Standard | Standard | Standard | Standard | Standard | Standard | Standard | Standard | Standard | Standard | Standard | Standard | Standard | Standard | Standard | Standard | Standard | ENERGY STAR | ENERGY STAR | ENERGY STAR | ENERGY STAR | ENERGY STAR | ENERGY STAR | ENERGY STAR | ENERGY STAR | ENERGY STAR | ENERGY STAR | ENERGY STAR | ENERGY STAR | ENERGY STAR | ENERGY STAR | ENERGY STAR | ENERGY STAR | ENERGY STAR | ENERGY STAR | ENERGY STAR | ENERGY STAR | ENERGY STAR | ENERGY STAR | ENERGY STAR | ENERGY STAR | ENERGY STAR | ENERGY STAR | ENERGY STAR | 0.01 | 0.01 | 0.01 | 0.01 | 0.01 | 0.01 | 0.01 | 0.01 | 0.01 | 0.01 | 0.01 | 0.01 | 0.01 | 0.01 | 0.01 | 0.01 | 0.01 | 0.01 | 0.01 | 0.01 | 0.01 | 0.01 | 0.01 | 0.010743 | 0.010743 | 0.010743 | 0.010743 | 0 | 0 | 0 | 0 | 0 | 0 | 0 | 0 | 0 | 0 | 0 | 0 | 0 | 0 | 0 | 0 | 0 | 0 | 0 | 0 | 0 | 0 | 0 | 0 | 0 | 0 | 0 | 0 | 0 | 0 | 0 | 0 | 0 | 0 | 0 | 0 | 0 | 0 | 0 | 0 | 0 | 0 | 0 | 0 | 0 | 0 | 0 | 0 | 0 | 0 | 0 | 0 | 0 | 0 | 0 | 0 | 0 | 0 | 0 | 0 | 0 | 0 | 0 | 0 | 0 | 0 | 0 | 0 | 0 | 0 | 0 | 0 | 0 | 0 | 0 | 0 | 0 | 0 | 0 | 0 | 0 | 0 | 0 | 0 | 0 | 0 | 0 | 0 | 0 | 0 | 0 | 0 | 0 | 0 | 0 | 0 | 0 | 0 | 0 | 0 | 0 | 0 | 0 | 0 | 0 | 0 | 0 | 0 | 0 | 0 | 0 | 0 | 0 | 0 | 0 | 0 | 0 | 0 | 0 | 0 | 0 | 0 | 0 | 0 | 0 | 0 | 0 | 0 | 0 | 0 | 0 | 0 | 0 | 0 | 0 | 0 | 0 | 0 | 0 | 0 | 0 | 0 | 0 | 0 | 0 | 0 | 0 | 0 | 0 | 0 | 0 | 0 | 0 | 0 | 0 | 0 | 0 | 0 | 0 | 0 | 0 | 0 | 0 | 0 | 0 | 0 | 0 | 0 | 0 | 0 | 0 | 0 | 0 | 0 | 0 | 0 | 0 | 0 | 0 | 0 | 0 | 0 | 0 | 0 | 0 | 0 | 0 | 0 | 0 | 0 | 0 | 0 | 0 | 0 | 0 | 0 | 0 | 0 | 0 | 0 | 0 | 0 | 0 | 0 | 0 | 0 | 0 | 0 | 0 | 0 | 0 | 0 | 0 | 0 | 0 | 0 | 0 | 0 | 0 | 0 | 0 | 0 | 0 | 0 | 0 | 0 | 0 | 0 | 0 | 0 | 0 | 0 | 0 | 0 | 0 | 0 | 0 | 0 | 0 | 0 | 0 | 0 | 0 | 0 | 0 | 0 | 0 | 0 | 0 | 0 | 0 | 0 | 0 | 0 | 0 | 0 | 0 | 0 | 0 | 0 | 0 | 0 | 0 | 0 | 0 | 0 | 0 | 0 | 0 | 0 | 0 | 0 | 0 | 0 | 0 | 0 | 0 | 0 | 0 | 0 | 0 | 0 | 0 | 0 | 0 | 0 | 0 | 0 | 0 | 0 | 0 | 0 | 0 | 0 | 0 | 0 | 0 | 0 | 0 | 0 | 0 | 0 | 0 | 0 | 0 | 0 | 0 | 0 | 0 | 0 | 0 | 0 | 0 | 0 | 0 | 0 | 0 | 0 | 0 | 0 | 0 | 0 | 0 | 0 | 0 | 0 | 0 | 0 | 0 | 0 | 0 | 0 | 0 | 0 | 0 | 0 | 0 | 0 | 0 | 0 | 0 | 0 | 0 | 0 | 0 | 0 | 0 | 0 | 0 | 0 | 0 | 0 | 0 | 0 | 0 | 0 | 0 | 0 | 0 | 0 | 0 | 0 | 0 | 0 | 0 | 0 | 0 | 0 | 0 | 0 | 0 | 0 | 0 | 0 | 0 | 0 | 0 | 0 | 0 | 0 | 0 | 0 | 0 | 0 | 0 | 0 | 0 | 0 | 0 | 0 | 0 | 0 | 0 | 0 | 0 | 0 | 0 | 0 | 0 | 0 | 0 | 0 | 0 | 0 | 0 | 0 | 0 | 0 | 0 | 0 | 0 | 0 | 0 | 0 | 0 | 0 | 0 | 0 | 0 | 0 | 0 | 0 | 0 | 0 | 0 | 0 | 0 | 0 | 0 | 0 | 0 | 0 | 0 | 0 | 0 | 0 | 0 | 0 | 0 | 0 | 0 | 0 | 0 | 0 | 0 | 0 | 0 | 0 | 0 | 0 | 0 | 0 | 0 | 0 | 0 | 0 | 0 | 0 | 0 | 0 | 0 | 0 | 0 | 0 | 0 | 0 | 0 | 0 | 0 | 0 | 0 | 0 | 0 | 0 | 0 | 0 | 0
OR_Commercial_OR - Health_New_Food Preparation_Natural Gas_Commercial Food Prep Other_A | OR | Commercial | OR - Health | New | Food Preparation | Natural Gas | Commercial Food Prep Other | A | WCNG139 | Standard | ENERGY STAR | 10 | 0 | 0 | 0 | 254.64 | 0 | 0 | 0 | 0.7 | 0.2 | 1 units | 0% | 100% | Lost Opportunity | LOEven20_OR | 85% | TBD | 0% | 0 |  | 0 |  | 0 | N/A | N/A | N/A | Standard | Standard | Standard | Standard | Standard | Standard | Standard | Standard | Standard | Standard | Standard | Standard | Standard | Standard | Standard | Standard | Standard | Standard | Standard | Standard | Standard | Standard | Standard | Standard | Standard | Standard | Standard | ENERGY STAR | ENERGY STAR | ENERGY STAR | ENERGY STAR | ENERGY STAR | ENERGY STAR | ENERGY STAR | ENERGY STAR | ENERGY STAR | ENERGY STAR | ENERGY STAR | ENERGY STAR | ENERGY STAR | ENERGY STAR | ENERGY STAR | ENERGY STAR | ENERGY STAR | ENERGY STAR | ENERGY STAR | ENERGY STAR | ENERGY STAR | ENERGY STAR | ENERGY STAR | ENERGY STAR | ENERGY STAR | ENERGY STAR | ENERGY STAR | 254.64 | 254.64 | 254.64 | 254.64 | 254.64 | 254.64 | 254.64 | 254.64 | 254.64 | 254.64 | 254.64 | 254.64 | 254.64 | 254.64 | 254.64 | 254.64 | 254.64 | 254.64 | 254.64 | 254.64 | 254.64 | 254.64 | 254.64 | 254.6373 | 254.6373 | 254.6373 | 254.6373 | 0 | 0 | 0 | 0 | 0 | 0 | 0 | 0 | 0 | 0 | 0 | 0 | 0 | 0 | 0 | 0 | 0 | 0 | 0 | 0 | 0 | 0 | 0 | 0 | 0 | 0 | 0 | 0 | 0 | 0 | 0 | 0 | 0 | 0 | 0 | 0 | 0 | 0 | 0 | 0 | 0 | 0 | 0 | 0 | 0 | 0 | 0 | 0 | 0 | 0 | 0 | 0 | 0 | 0 | 0 | 0 | 0 | 0 | 0 | 0 | 0 | 0 | 0 | 0 | 0 | 0 | 0 | 0 | 0 | 0 | 0 | 0 | 0 | 0 | 0 | 0 | 0 | 0 | 0 | 0 | 0 | 0 | 0 | 0 | 0 | 0 | 0 | 0 | 0 | 0 | 0 | 0 | 0 | 0 | 0 | 0 | 0 | 0 | 0 | 0 | 0 | 0 | 0 | 0 | 0 | 0 | 0 | 0 | 0 | 0 | 0 | 0 | 0 | 0 | 0 | 0 | 0 | 0 | 0 | 0 | 0 | 0 | 0 | 0 | 0 | 0 | 0 | 0 | 0 | 0 | 0 | 0 | 0 | 0 | 0 | 0 | 0 | 0 | 0 | 0 | 0 | 0 | 0 | 0 | 0 | 0 | 0 | 0 | 0 | 0 | 0 | 0 | 0 | 0 | 0 | 0 | 0 | 0 | 0 | 0 | 0 | 0 | 0 | 0 | 0 | 0 | 0 | 0 | 0 | 0 | 0 | 0 | 0 | 0 | 0 | 0 | 0 | 0 | 0 | 0 | 0 | 0 | 0 | 0 | 0 | 0 | 0 | 0 | 0 | 0 | 0 | 0 | 0 | 0 | 0 | 0 | 0 | 0 | 0 | 0 | 0 | 0 | 0 | 0 | 0 | 0 | 0 | 0 | 0 | 0 | 0 | 0 | 0 | 0 | 0 | 0 | 0 | 0 | 0 | 0 | 0 | 0 | 0 | 0 | 0 | 0 | 0 | 0 | 0 | 0 | 0 | 0 | 0 | 0 | 0 | 0 | 0 | 0 | 0 | 0 | 0 | 0 | 0 | 0 | 0 | 0 | 0 | 0 | 0 | 0 | 0 | 0 | 0 | 0 | 0 | 0 | 0 | 0 | 0 | 0 | 0 | 0 | 0 | 0 | 0 | 0 | 0 | 0 | 0 | 0 | 0 | 0 | 0 | 0 | 0 | 0 | 0 | 0 | 0 | 0 | 0 | 0 | 0 | 0 | 0 | 0 | 0 | 0 | 0 | 0 | 0 | 0 | 0 | 0 | 0 | 0 | 0 | 0 | 0 | 0 | 0 | 0 | 0 | 0 | 0 | 0 | 0 | 0 | 0 | 0 | 0 | 0 | 0 | 0 | 0 | 0 | 0 | 0 | 0 | 0 | 0 | 0 | 0 | 0 | 0 | 0 | 0 | 0 | 0 | 0 | 0 | 0 | 0 | 0 | 0 | 0 | 0 | 0 | 0 | 0 | 0 | 0 | 0 | 0 | 0 | 0 | 0 | 0 | 0 | 0 | 0 | 0 | 0 | 0 | 0 | 0 | 0 | 0 | 0 | 0 | 0 | 0 | 0 | 0 | 0 | 0 | 0 | 0 | 0 | 0 | 0 | 0 | 0 | 0 | 0 | 0 | 0 | 0 | 0 | 0 | 0 | 0 | 0 | 0 | 0 | 0 | 0 | 0 | 0 | 0 | 0 | 0 | 0 | 0 | 0 | 0 | 0 | 0 | 0 | 0 | 0 | 0 | 0 | 0 | 0 | 0 | 0 | 0 | 0 | 0 | 0 | 0 | 0 | 0 | 0 | 0 | 0 | 0 | 0 | 0 | 0 | 0 | 0 | 0 | 0 | 0 | 0 | 0 | 0 | 0 | 0 | 0 | 0 | 0 | 0 | 0 | 0 | 0 | 0 | 0 | 0 | 0 | 0 | 0 | 0 | 0 | 0 | 0 | 0 | 0 | 0 | 0 | 0 | 0 | 0 | 0 | 0 | 0 | 0 | 0 | 0 | 0 | 0 | 0 | 0 | 0 | 0 | 0 | 0 | 0 | 0 | 0 | 0 | 0 | 0 | 0 | 0
OR_Commercial_OR - Health_New_Miscellaneous_Natural Gas_Pool Heater_A | OR | Commercial | OR - Health | New | Miscellaneous | Natural Gas | Pool Heater | A | WCNG140 | Standard (EF .78) | Condensing (EF .90) | 6 | 0 | 0 | 0 | 12715.41 | 0 | 0 | 0 | 0.7 | 0.2 | 1 units | 0% | 100% | Lost Opportunity | LO1Slow_OR | 84.66% | TBD | 0% | 0 |  | 0 |  | 0 | DOE Commercial R&D 2016 - Table 7-6 | DOE Commercial R&D 2016 - Table 7-7 | DOE Commercial R&D 2016 - Table 7-9 | Standard (EF .78) | Standard (EF .78) | Standard (EF .78) | Standard (EF .78) | Standard (EF .78) | Standard (EF .78) | Standard (EF .78) | Standard (EF .78) | Standard (EF .78) | Standard (EF .78) | Standard (EF .78) | Standard (EF .78) | Standard (EF .78) | Standard (EF .78) | Standard (EF .78) | Standard (EF .78) | Standard (EF .78) | Standard (EF .78) | Standard (EF .78) | Standard (EF .78) | Standard (EF .78) | Standard (EF .78) | Standard (EF .78) | Standard (EF .78) | Standard (EF .78) | Standard (EF .78) | Standard (EF .78) | Condensing (EF .90) | Condensing (EF .90) | Condensing (EF .90) | Condensing (EF .90) | Condensing (EF .90) | Condensing (EF .90) | Condensing (EF .90) | Condensing (EF .90) | Condensing (EF .90) | Condensing (EF .90) | Condensing (EF .90) | Condensing (EF .90) | Condensing (EF .90) | Condensing (EF .90) | Condensing (EF .90) | Condensing (EF .90) | Condensing (EF .90) | Condensing (EF .90) | Condensing (EF .90) | Condensing (EF .90) | Condensing (EF .90) | Condensing (EF .90) | Condensing (EF .90) | Condensing (EF .90) | Condensing (EF .90) | Condensing (EF .90) | Condensing (EF .90) | 12715.41 | 12715.41 | 12715.41 | 12715.41 | 12715.41 | 12715.41 | 12715.41 | 12715.41 | 12715.41 | 12715.41 | 12715.41 | 12715.41 | 12715.41 | 12715.41 | 12715.41 | 12715.41 | 12715.41 | 12715.41 | 12715.41 | 12715.41 | 12715.41 | 12715.41 | 12715.41 | 12715.4132 | 12715.4132 | 12715.4132 | 12715.4132 | 0 | 0 | 0 | 0 | 0 | 0 | 0 | 0 | 0 | 0 | 0 | 0 | 0 | 0 | 0 | 0 | 0 | 0 | 0 | 0 | 0 | 0 | 0 | 0 | 0 | 0 | 0 | 0 | 0 | 0 | 0 | 0 | 0 | 0 | 0 | 0 | 0 | 0 | 0 | 0 | 0 | 0 | 0 | 0 | 0 | 0 | 0 | 0 | 0 | 0 | 0 | 0 | 0 | 0 | 0 | 0 | 0 | 0 | 0 | 0 | 0 | 0 | 0 | 0 | 0 | 0 | 0 | 0 | 0 | 0 | 0 | 0 | 0 | 0 | 0 | 0 | 0 | 0 | 0 | 0 | 0 | 0 | 0 | 0 | 0 | 0 | 0 | 0 | 0 | 0 | 0 | 0 | 0 | 0 | 0 | 0 | 0 | 0 | 0 | 0 | 0 | 0 | 0 | 0 | 0 | 0 | 0 | 0 | 0 | 0 | 0 | 0 | 0 | 0 | 0 | 0 | 0 | 0 | 0 | 0 | 0 | 0 | 0 | 0 | 0 | 0 | 0 | 0 | 0 | 0 | 0 | 0 | 0 | 0 | 0 | 0 | 0 | 0 | 0 | 0 | 0 | 0 | 0 | 0 | 0 | 0 | 0 | 0 | 0 | 0 | 0 | 0 | 0 | 0 | 0 | 0 | 0 | 0 | 0 | 0 | 0 | 0 | 0 | 0 | 0 | 0 | 0 | 0 | 0 | 0 | 0 | 0 | 0 | 0 | 0 | 0 | 0 | 0 | 0 | 0 | 0 | 0 | 0 | 0 | 0 | 0 | 0 | 0 | 0 | 0 | 0 | 0 | 0 | 0 | 0 | 0 | 0 | 0 | 0 | 0 | 0 | 0 | 0 | 0 | 0 | 0 | 0 | 0 | 0 | 0 | 0 | 0 | 0 | 0 | 0 | 0 | 0 | 0 | 0 | 0 | 0 | 0 | 0 | 0 | 0 | 0 | 0 | 0 | 0 | 0 | 0 | 0 | 0 | 0 | 0 | 0 | 0 | 0 | 0 | 0 | 0 | 0 | 0 | 0 | 0 | 0 | 0 | 0 | 0 | 0 | 0 | 0 | 0 | 0 | 0 | 0 | 0 | 0 | 0 | 0 | 0 | 0 | 0 | 0 | 0 | 0 | 0 | 0 | 0 | 0 | 0 | 0 | 0 | 0 | 0 | 0 | 0 | 0 | 0 | 0 | 0 | 0 | 0 | 0 | 0 | 0 | 0 | 0 | 0 | 0 | 0 | 0 | 0 | 0 | 0 | 0 | 0 | 0 | 0 | 0 | 0 | 0 | 0 | 0 | 0 | 0 | 0 | 0 | 0 | 0 | 0 | 0 | 0 | 0 | 0 | 0 | 0 | 0 | 0 | 0 | 0 | 0 | 0 | 0 | 0 | 0 | 0 | 0 | 0 | 0 | 0 | 0 | 0 | 0 | 0 | 0 | 0 | 0 | 0 | 0 | 0 | 0 | 0 | 0 | 0 | 0 | 0 | 0 | 0 | 0 | 0 | 0 | 0 | 0 | 0 | 0 | 0 | 0 | 0 | 0 | 0 | 0 | 0 | 0 | 0 | 0 | 0 | 0 | 0 | 0 | 0 | 0 | 0 | 0 | 0 | 0 | 0 | 0 | 0 | 0 | 0 | 0 | 0 | 0 | 0 | 0 | 0 | 0 | 0 | 0 | 0 | 0 | 0 | 0 | 0 | 0 | 0 | 0 | 0 | 0 | 0 | 0 | 0 | 0 | 0 | 0 | 0 | 0 | 0 | 0 | 0 | 0 | 0 | 0 | 0 | 0 | 0 | 0 | 0 | 0 | 0 | 0 | 0 | 0 | 0 | 0 | 0 | 0 | 0 | 0 | 0 | 0 | 0 | 0 | 0 | 0 | 0 | 0 | 0 | 0 | 0 | 0 | 0 | 0 | 0 | 0 | 0 | 0 | 0 | 0 | 0 | 0 | 0 | 0 | 0 | 0 | 0 | 0 | 0 | 0 | 0 | 0 | 0 | 0 | 0 | 0 | 0 | 0 | 0 | 0 | 0 | 0 | 0 | 0 | 0 | 0 | 0
OR_Commercial_OR - Miscellaneous_Existing_Space Heating_Natural Gas_Furnace_A | OR | Commercial | OR - Miscellaneous | Existing | Space Heating | Natural Gas | Furnace | A | WCNG141 | AFUE 80% (Standard) | AFUE 96% | 23 | 638.6601 | 0 | 0 | 956.79 | -5.72 | 0 | 0 | 0.7 | 0.2 | 400 kBtu/hr | 53.91% | 100% | Lost Opportunity | LO1Slow_OR | 84.66% | TBD | 0% | 479.5071 |  | 341.2253 |  | 0 | EIA18_Tech Forecast Updates_p.90_2020 Typical | EIA18_Tech Forecast Updates_p.90_2020 Typical | AEG BEST | AFUE 80% (Standard) | AFUE 80% (Standard) | AFUE 80% (Standard) | AFUE 90% | AFUE 90% | AFUE 90% | AFUE 90% | AFUE 90% | AFUE 90% | AFUE 90% | AFUE 90% | AFUE 90% | AFUE 90% | AFUE 90% | AFUE 90% | AFUE 90% | AFUE 90% | AFUE 90% | AFUE 90% | AFUE 90% | AFUE 90% | AFUE 90% | AFUE 90% | AFUE 90% | AFUE 90% | AFUE 90% | AFUE 90% | AFUE 96% | AFUE 96% | AFUE 96% | AFUE 96% | AFUE 96% | AFUE 96% | AFUE 96% | AFUE 96% | AFUE 96% | AFUE 96% | AFUE 96% | AFUE 96% | AFUE 96% | AFUE 96% | AFUE 96% | AFUE 96% | AFUE 96% | AFUE 96% | AFUE 96% | AFUE 96% | AFUE 96% | AFUE 96% | AFUE 96% | AFUE 96% | AFUE 96% | AFUE 96% | AFUE 96% | 1913.58 | 1913.58 | 1913.58 | 956.79 | 956.79 | 956.79 | 956.79 | 956.79 | 956.79 | 956.79 | 956.79 | 956.79 | 956.79 | 956.79 | 956.79 | 956.79 | 956.79 | 956.79 | 956.79 | 956.79 | 956.79 | 956.79 | 956.79 | 956.7894 | 956.7894 | 956.7894 | 956.7894 | 0 | 638.6601 | 636.1836 | 212.0612 | 212.0612 | 212.0612 | 212.0612 | 212.0612 | 212.0612 | 212.0612 | 212.0612 | 212.0612 | 212.0612 | 212.0612 | 212.0612 | 212.0612 | 212.0612 | 212.0612 | 212.0612 | 212.0612 | 212.0612 | 212.0612 | 212.0612 | 212.0612 | 212.0612 | 212.0612 | 212.0612 | 0.17276 | 0.06545 | 0.073824 | 0.082671 | 0.091955 | 0.10164 | 0.1117 | 0.1221 | 0.13171 | 0.14057 | 0.14875 | 0.15631 | 0.16328 | 0.16971 | 0.17566 | 0.18114 | 0.1862 | 0.17575 | 0.16666 | 0.15887 | 0.15233 | 0.14697 | 0.14274 | 0.081989 | 0.071984 | 0.17276 | 0.12304 | 0.19686 | 0.27953 | 0.37149 | 0.47313 | 0.58483 | 0.70694 | 0.83864 | 0.97922 | 1.128 | 1.2843 | 1.4476 | 1.6173 | 1.7929 | 1.9741 | 2.1603 | 2.336 | 2.5027 | 2.6615 | 2.8139 | 2.9608 | 3.1036 | 3.1856 | 3.2575 | 0.27156 | 0.30864 | 0.34812 | 0.38984 | 0.43362 | 0.47931 | 0.52674 | 0.5758 | 0.62108 | 0.66288 | 0.70147 | 0.73708 | 0.76996 | 0.80031 | 0.82832 | 0.85418 | 0.87805 | 0.82875 | 0.78589 | 0.74918 | 0.71833 | 0.69306 | 0.6731 | 0.38663 | 0.33945 | 0.27156 | 0.5802 | 0.92832 | 1.3182 | 1.7518 | 2.2311 | 2.7578 | 3.3336 | 3.9547 | 4.6176 | 5.3191 | 6.0562 | 6.8261 | 7.6264 | 8.4548 | 9.3089 | 10.187 | 11.0157 | 11.8016 | 12.5508 | 13.2691 | 13.9622 | 14.6353 | 15.0219 | 15.3614 | 0.00073425 | 0.00042784 | 0.0010537 | 0.0022203 | 0.0042261 | 0.0074519 | 0.012346 | 0.019386 | 0.02877 | 0.040597 | 0.054702 | 0.070606 | 0.087524 | 0.10446 | 0.1204 | 0.13446 | 0.14614 | 0.14341 | 0.13882 | 0.1345 | 0.12896 | 0.12443 | 0.12084 | 0.11792 | 0.11592 | 0.00073425 | 0.00067259 | 0.0017263 | 0.0039466 | 0.0081727 | 0.015625 | 0.027971 | 0.047357 | 0.076127 | 0.11672 | 0.17143 | 0.24203 | 0.32956 | 0.43402 | 0.55442 | 0.68888 | 0.83502 | 0.97843 | 1.1173 | 1.2518 | 1.3807 | 1.5051 | 1.626 | 1.7439 | 1.8598 | 0.0011541 | 0.0020175 | 0.0049689 | 0.01047 | 0.019929 | 0.03514 | 0.05822 | 0.091419 | 0.13567 | 0.19144 | 0.25795 | 0.33295 | 0.41273 | 0.49262 | 0.56775 | 0.63407 | 0.68913 | 0.67626 | 0.65464 | 0.63425 | 0.60813 | 0.58674 | 0.56985 | 0.55607 | 0.54665 | 0.0011541 | 0.0031717 | 0.0081405 | 0.018611 | 0.038539 | 0.07368 | 0.1319 | 0.22332 | 0.35899 | 0.55042 | 0.80838 | 1.1413 | 1.5541 | 2.0467 | 2.6144 | 3.2485 | 3.9376 | 4.6139 | 5.2685 | 5.9028 | 6.5109 | 7.0977 | 7.6675 | 8.2236 | 8.7702 | 0.00073425 | 0.00042784 | 0.0010537 | 0.0022203 | 0.0042261 | 0.0074519 | 0.012346 | 0.019386 | 0.02877 | 0.040597 | 0.054702 | 0.070606 | 0.087524 | 0.10446 | 0.1204 | 0.13446 | 0.14614 | 0.14341 | 0.13882 | 0.1345 | 0.12896 | 0.12443 | 0.12084 | 0.11792 | 0.11592 | 0.00073425 | 0.00067259 | 0.0017263 | 0.0039466 | 0.0081727 | 0.015625 | 0.027971 | 0.047357 | 0.076127 | 0.11672 | 0.17143 | 0.24203 | 0.32956 | 0.43402 | 0.55442 | 0.68888 | 0.83502 | 0.97843 | 1.1173 | 1.2518 | 1.3807 | 1.5051 | 1.626 | 1.7439 | 1.8598 | 0.0011541 | 0.0020175 | 0.0049689 | 0.01047 | 0.019929 | 0.03514 | 0.05822 | 0.091419 | 0.13567 | 0.19144 | 0.25795 | 0.33295 | 0.41273 | 0.49262 | 0.56775 | 0.63407 | 0.68913 | 0.67626 | 0.65464 | 0.63425 | 0.60813 | 0.58674 | 0.56985 | 0.55607 | 0.54665 | 0.0011541 | 0.0031717 | 0.0081405 | 0.018611 | 0.038539 | 0.07368 | 0.1319 | 0.22332 | 0.35899 | 0.55042 | 0.80838 | 1.1413 | 1.5541 | 2.0467 | 2.6144 | 3.2485 | 3.9376 | 4.6139 | 5.2685 | 5.9028 | 6.5109 | 7.0977 | 7.6675 | 8.2236 | 8.7702 | 0.00073425 | 0.00042784 | 0.0010537 | 0.0022203 | 0.0042261 | 0.0074519 | 0.012346 | 0.019386 | 0.02877 | 0.040597 | 0.054702 | 0.070606 | 0.087524 | 0.10446 | 0.1204 | 0.13446 | 0.14614 | 0.14341 | 0.13882 | 0.1345 | 0.12896 | 0.12443 | 0.12084 | 0.11792 | 0.11592 | 0.00073425 | 0.00067259 | 0.0017263 | 0.0039466 | 0.0081727 | 0.015625 | 0.027971 | 0.047357 | 0.076127 | 0.11672 | 0.17143 | 0.24203 | 0.32956 | 0.43402 | 0.55442 | 0.68888 | 0.83502 | 0.97843 | 1.1173 | 1.2518 | 1.3807 | 1.5051 | 1.626 | 1.7439 | 1.8598 | 0.0011541 | 0.0020175 | 0.0049689 | 0.01047 | 0.019929 | 0.03514 | 0.05822 | 0.091419 | 0.13567 | 0.19144 | 0.25795 | 0.33295 | 0.41273 | 0.49262 | 0.56775 | 0.63407 | 0.68913 | 0.67626 | 0.65464 | 0.63425 | 0.60813 | 0.58674 | 0.56985 | 0.55607 | 0.54665 | 0.0011541 | 0.0031717 | 0.0081405 | 0.018611 | 0.038539 | 0.07368 | 0.1319 | 0.22332 | 0.35899 | 0.55042 | 0.80838 | 1.1413 | 1.5541 | 2.0467 | 2.6144 | 3.2485 | 3.9376 | 4.6139 | 5.2685 | 5.9028 | 6.5109 | 7.0977 | 7.6675 | 8.2236 | 8.7702 | 326.7528 | 503.6262 | 503.6262 | 503.6262 | 503.6262 | 503.6262 | 503.6262 | 503.6262 | 503.6262 | 503.6262 | 503.6262 | 503.6262 | 503.6262 | 503.6262 | 503.6262 | 503.6262 | 503.6262 | 503.6262 | 503.6262 | 503.6262 | 503.6262 | 503.6259 | 503.6259 | 503.6259 | 503.6259 | 238.3161 | 357.4742 | 357.4742 | 357.4742 | 357.4742 | 357.4742 | 357.4742 | 357.4742 | 357.4742 | 357.4742 | 357.4742 | 357.4742 | 357.4742 | 357.4742 | 357.4742 | 357.4742 | 357.4742 | 357.4742 | 357.4742 | 357.4742 | 357.4742 | 357.474 | 357.474 | 357.474 | 357.474
OR_Commercial_OR - Miscellaneous_Existing_Space Heating_Natural Gas_Boiler_A | OR | Commercial | OR - Miscellaneous | Existing | Space Heating | Natural Gas | Boiler | A | WCNG142 | AFUE 80% (Standard) | AFUE 97% | 25 | 2088.5667 | 0 | 0 | 21006.57 | 0 | 0 | 0 | 0.7 | 0.2 | 800 kBtu/hr | 25.45% | 100% | Lost Opportunity | LO20Fast_OR | 84.66% | TBD | 0% | 1031.3031 |  | 773.4773 |  | 0 | EIA 2018 Tech Forecast | EIA 2018 Tech Forecast | AEG BEST | AFUE 80% (Standard) | AFUE 80% (Standard) | AFUE 80% (Standard) | AFUE 80% (Standard) | AFUE 80% (Standard) | AFUE 80% (Standard) | AFUE 80% (Standard) | AFUE 80% (Standard) | AFUE 80% (Standard) | AFUE 80% (Standard) | AFUE 80% (Standard) | AFUE 80% (Standard) | AFUE 80% (Standard) | AFUE 80% (Standard) | AFUE 80% (Standard) | AFUE 80% (Standard) | AFUE 80% (Standard) | AFUE 80% (Standard) | AFUE 80% (Standard) | AFUE 80% (Standard) | AFUE 80% (Standard) | AFUE 80% (Standard) | AFUE 80% (Standard) | AFUE 80% (Standard) | AFUE 80% (Standard) | AFUE 80% (Standard) | AFUE 80% (Standard) | AFUE 97% | AFUE 97% | AFUE 97% | AFUE 97% | AFUE 97% | AFUE 97% | AFUE 97% | AFUE 97% | AFUE 97% | AFUE 97% | AFUE 97% | AFUE 97% | AFUE 97% | AFUE 97% | AFUE 97% | AFUE 97% | AFUE 97% | AFUE 97% | AFUE 97% | AFUE 97% | AFUE 97% | AFUE 97% | AFUE 97% | AFUE 97% | AFUE 97% | AFUE 97% | AFUE 97% | 21006.57 | 21006.57 | 21006.57 | 21006.57 | 21006.57 | 21006.57 | 21006.57 | 21006.57 | 21006.57 | 21006.57 | 21006.57 | 21006.57 | 21006.57 | 21006.57 | 21006.57 | 21006.57 | 21006.57 | 21006.57 | 21006.57 | 21006.57 | 21006.57 | 21006.57 | 21006.57 | 21006.5738 | 21006.5738 | 21006.5738 | 21006.5738 | 0 | 4981.1542 | 4961.8388 | 4961.8388 | 4961.8388 | 4961.8388 | 4961.8388 | 4961.8388 | 4961.8388 | 4961.8388 | 4961.8388 | 4961.8388 | 4961.8388 | 4961.8388 | 4961.8388 | 4961.8388 | 4961.8388 | 4961.8388 | 4961.8388 | 4961.8388 | 4961.8388 | 4961.8388 | 4961.8388 | 4961.8388 | 4961.8388 | 4961.8388 | 4961.8388 | 0.75077 | 0.75692 | 0.76251 | 0.7676 | 0.77221 | 0.77641 | 0.78023 | 0.7837 | 0.78686 | 0.78973 | 0.79233 | 0.79471 | 0.79686 | 0.79882 | 0.8006 | 0.80222 | 0.80369 | 0.80503 | 0.80625 | 0.80735 | 0.80159 | 0.79697 | 0.79333 | 0.79053 | 0.78845 | 0.75077 | 1.5077 | 2.2702 | 3.0378 | 3.81 | 4.5864 | 5.3667 | 6.1504 | 6.9372 | 7.727 | 8.5193 | 9.314 | 10.1109 | 10.9097 | 11.7103 | 12.5125 | 13.3162 | 14.1212 | 14.9275 | 15.7348 | 16.5364 | 17.3334 | 18.1267 | 18.9173 | 19.7057 | 0.15131 | 0.15255 | 0.15368 | 0.1547 | 0.15563 | 0.15648 | 0.15725 | 0.15795 | 0.15858 | 0.15916 | 0.15969 | 0.16016 | 0.1606 | 0.16099 | 0.16135 | 0.16168 | 0.16197 | 0.16224 | 0.16249 | 0.16271 | 0.16155 | 0.16062 | 0.15989 | 0.15932 | 0.1589 | 0.15131 | 0.30386 | 0.45753 | 0.61223 | 0.76786 | 0.92434 | 1.0816 | 1.2395 | 1.3981 | 1.5573 | 1.717 | 1.8771 | 2.0377 | 2.1987 | 2.3601 | 2.5217 | 2.6837 | 2.846 | 3.0085 | 3.1712 | 3.3327 | 3.4933 | 3.6532 | 3.8125 | 3.9715 | 0.055612 | 0.095366 | 0.12348 | 0.14579 | 0.1656 | 0.18298 | 0.19806 | 0.21105 | 0.22215 | 0.2316 | 0.23959 | 0.24595 | 0.25102 | 0.25508 | 0.25834 | 0.26096 | 0.26307 | 0.26527 | 0.26702 | 0.26927 | 0.26735 | 0.26581 | 0.2646 | 0.26366 | 0.26297 | 0.055612 | 0.15098 | 0.27445 | 0.42024 | 0.58584 | 0.76882 | 0.96688 | 1.1779 | 1.4001 | 1.6317 | 1.8713 | 2.1172 | 2.3682 | 2.6233 | 2.8817 | 3.1426 | 3.4057 | 3.671 | 3.938 | 4.2072 | 4.4746 | 4.7404 | 5.005 | 5.2687 | 5.5316 | 0.028449 | 0.048786 | 0.063166 | 0.074579 | 0.084716 | 0.093606 | 0.10132 | 0.10797 | 0.11365 | 0.11848 | 0.12256 | 0.12582 | 0.12842 | 0.13049 | 0.13216 | 0.1335 | 0.13458 | 0.1357 | 0.1366 | 0.13775 | 0.13677 | 0.13598 | 0.13536 | 0.13488 | 0.13453 | 0.028449 | 0.077235 | 0.1404 | 0.21498 | 0.2997 | 0.3933 | 0.49463 | 0.60259 | 0.71624 | 0.83472 | 0.95728 | 1.0831 | 1.2115 | 1.342 | 1.4742 | 1.6077 | 1.7422 | 1.8779 | 2.0145 | 2.1523 | 2.2891 | 2.425 | 2.5604 | 2.6953 | 2.8298 | 0.055612 | 0.095366 | 0.12348 | 0.14579 | 0.1656 | 0.18298 | 0.19806 | 0.21105 | 0.22215 | 0.2316 | 0.23959 | 0.24595 | 0.25102 | 0.25508 | 0.25834 | 0.26096 | 0.26307 | 0.26527 | 0.26702 | 0.26927 | 0.26735 | 0.26581 | 0.2646 | 0.26366 | 0.26297 | 0.055612 | 0.15098 | 0.27445 | 0.42024 | 0.58584 | 0.76882 | 0.96688 | 1.1779 | 1.4001 | 1.6317 | 1.8713 | 2.1172 | 2.3682 | 2.6233 | 2.8817 | 3.1426 | 3.4057 | 3.671 | 3.938 | 4.2072 | 4.4746 | 4.7404 | 5.005 | 5.2687 | 5.5316 | 0.028449 | 0.048786 | 0.063166 | 0.074579 | 0.084716 | 0.093606 | 0.10132 | 0.10797 | 0.11365 | 0.11848 | 0.12256 | 0.12582 | 0.12842 | 0.13049 | 0.13216 | 0.1335 | 0.13458 | 0.1357 | 0.1366 | 0.13775 | 0.13677 | 0.13598 | 0.13536 | 0.13488 | 0.13453 | 0.028449 | 0.077235 | 0.1404 | 0.21498 | 0.2997 | 0.3933 | 0.49463 | 0.60259 | 0.71624 | 0.83472 | 0.95728 | 1.0831 | 1.2115 | 1.342 | 1.4742 | 1.6077 | 1.7422 | 1.8779 | 2.0145 | 2.1523 | 2.2891 | 2.425 | 2.5604 | 2.6953 | 2.8298 | 0.055612 | 0.095366 | 0.12348 | 0.14579 | 0.1656 | 0.18298 | 0.19806 | 0.21105 | 0.22215 | 0.2316 | 0.23959 | 0.24595 | 0.25102 | 0.25508 | 0.25834 | 0.26096 | 0.26307 | 0.26527 | 0.26702 | 0.26927 | 0.26735 | 0.26581 | 0.2646 | 0.26366 | 0.26297 | 0.055612 | 0.15098 | 0.27445 | 0.42024 | 0.58584 | 0.76882 | 0.96688 | 1.1779 | 1.4001 | 1.6317 | 1.8713 | 2.1172 | 2.3682 | 2.6233 | 2.8817 | 3.1426 | 3.4057 | 3.671 | 3.938 | 4.2072 | 4.4746 | 4.7404 | 5.005 | 5.2687 | 5.5316 | 0.028449 | 0.048786 | 0.063166 | 0.074579 | 0.084716 | 0.093606 | 0.10132 | 0.10797 | 0.11365 | 0.11848 | 0.12256 | 0.12582 | 0.12842 | 0.13049 | 0.13216 | 0.1335 | 0.13458 | 0.1357 | 0.1366 | 0.13775 | 0.13677 | 0.13598 | 0.13536 | 0.13488 | 0.13453 | 0.028449 | 0.077235 | 0.1404 | 0.21498 | 0.2997 | 0.3933 | 0.49463 | 0.60259 | 0.71624 | 0.83472 | 0.95728 | 1.0831 | 1.2115 | 1.342 | 1.4742 | 1.6077 | 1.7422 | 1.8779 | 2.0145 | 2.1523 | 2.2891 | 2.425 | 2.5604 | 2.6953 | 2.8298 | 1031.3031 | 1031.3031 | 1031.3031 | 1031.3031 | 1031.3031 | 1031.3031 | 1031.3031 | 1031.3031 | 1031.3031 | 1031.3031 | 1031.3031 | 1031.3031 | 1031.3031 | 1031.3031 | 1031.3031 | 1031.3031 | 1031.3031 | 1031.3031 | 1031.3031 | 1031.3031 | 1031.3031 | 1031.3033 | 1031.3033 | 1031.3033 | 1031.3033 | 773.4773 | 773.4773 | 773.4773 | 773.4773 | 773.4773 | 773.4773 | 773.4773 | 773.4773 | 773.4773 | 773.4773 | 773.4773 | 773.4773 | 773.4773 | 773.4773 | 773.4773 | 773.4773 | 773.4773 | 773.4773 | 773.4773 | 773.4773 | 773.4773 | 773.4775 | 773.4775 | 773.4775 | 773.4775
OR_Commercial_OR - Miscellaneous_Existing_Space Heating_Natural Gas_Unit Heater_A | OR | Commercial | OR - Miscellaneous | Existing | Space Heating | Natural Gas | Unit Heater | A | WCNG143 | Standard | Infrared Radiant | 15 | 30983.2092 | 0 | 0 | 16127.37 | -2197.29 | 0 | 0 | 0.7 | 0.2 | 120 kBtu/Hr | 0.4776% | 100% | Lost Opportunity | LO5Med_OR | 85% | TBD | 0% | 129.971 |  | 44.0821 |  | 0 | Xcel CO 2021/22 DSM Plan/TRM p.424 | Xcel CO 2021/22 DSM Plan/TRM p.416 | Xcel CO 2021/22 DSM Plan/TRM p.416 | Standard | Standard | Standard | Standard | Standard | Standard | Standard | Standard | Standard | Standard | Standard | Standard | Standard | Standard | Standard | Standard | Standard | Standard | Standard | Standard | Standard | Standard | Standard | Standard | Standard | Standard | Standard | Infrared Radiant | Infrared Radiant | Infrared Radiant | Infrared Radiant | Infrared Radiant | Infrared Radiant | Infrared Radiant | Infrared Radiant | Infrared Radiant | Infrared Radiant | Infrared Radiant | Infrared Radiant | Infrared Radiant | Infrared Radiant | Infrared Radiant | Infrared Radiant | Infrared Radiant | Infrared Radiant | Infrared Radiant | Infrared Radiant | Infrared Radiant | Infrared Radiant | Infrared Radiant | Infrared Radiant | Infrared Radiant | Infrared Radiant | Infrared Radiant | 16127.37 | 16127.37 | 16127.37 | 16127.37 | 16127.37 | 16127.37 | 16127.37 | 16127.37 | 16127.37 | 16127.37 | 16127.37 | 16127.37 | 16127.37 | 16127.37 | 16127.37 | 16127.37 | 16127.37 | 16127.37 | 16127.37 | 16127.37 | 16127.37 | 16127.37 | 16127.37 | 16127.3721 | 16127.3721 | 16127.3721 | 16127.3721 | 0 | 30983.2092 | 30863.0652 | 30863.0652 | 30863.0652 | 30863.0652 | 30863.0652 | 30863.0652 | 30863.0652 | 30863.0652 | 30863.0652 | 30863.0652 | 30863.0652 | 30863.0652 | 30863.0652 | 30863.0652 | 30863.0652 | 30863.0652 | 30863.0652 | 30863.0652 | 30863.0652 | 30863.0652 | 30863.0652 | 30863.0652 | 30863.0652 | 30863.0652 | 30863.0652 | 0.00010271 | 0.00019928 | 0.00032239 | 0.0004696 | 0.00063874 | 0.00082781 | 0.001035 | 0.0012586 | 0.001462 | 0.0016468 | 0.0018148 | 0.0019676 | 0.0021065 | 0.0022327 | 0.0023475 | 0.0020346 | 0.001753 | 0.0014706 | 0.0011897 | 0.00091238 | 0.00064037 | 0.00037497 | 0.00011723 | 0 | 0 | 0.00010271 | 0.00030199 | 0.00062437 | 0.001094 | 0.0017327 | 0.0025605 | 0.0035955 | 0.0048542 | 0.0063161 | 0.0079629 | 0.0097778 | 0.011745 | 0.013852 | 0.016085 | 0.018432 | 0.020467 | 0.02222 | 0.02369 | 0.02488 | 0.025792 | 0.026433 | 0.026808 | 0.026925 | 0.026925 | 0.026925 | 3.3278e-06 | 6.457e-06 | 1.0446e-05 | 1.5216e-05 | 2.0696e-05 | 2.6822e-05 | 3.3535e-05 | 4.0782e-05 | 4.7369e-05 | 5.3358e-05 | 5.8803e-05 | 6.3752e-05 | 6.8252e-05 | 7.2343e-05 | 7.6061e-05 | 6.5923e-05 | 5.6801e-05 | 4.7648e-05 | 3.8547e-05 | 2.9562e-05 | 2.0749e-05 | 1.2149e-05 | 3.7983e-06 | 0 | 0 | 3.3278e-06 | 9.7848e-06 | 2.023e-05 | 3.5446e-05 | 5.6142e-05 | 8.2964e-05 | 0.0001165 | 0.00015728 | 0.00020465 | 0.00025801 | 0.00031681 | 0.00038056 | 0.00044882 | 0.00052116 | 0.00059722 | 0.00066314 | 0.00071994 | 0.00076759 | 0.00080614 | 0.0008357 | 0.00085645 | 0.0008686 | 0.0008724 | 0.0008724 | 0.0008724 | 3.7539e-06 | 1.6227e-05 | 4.3956e-05 | 9.3965e-05 | 0.00017425 | 0.00029621 | 0.00046687 | 0.00068767 | 0.00093001 | 0.0011747 | 0.0014029 | 0.0016017 | 0.0017664 | 0.0018978 | 0.0019954 | 0.0018129 | 0.0016432 | 0.0014801 | 0.0013164 | 0.0011442 | 0.00095174 | 0.0007316 | 0.00048182 | 0.00023042 | 0 | 3.7539e-06 | 1.9981e-05 | 6.3937e-05 | 0.0001579 | 0.00033216 | 0.00062836 | 0.0010952 | 0.0017829 | 0.0027129 | 0.0038876 | 0.0052905 | 0.0068922 | 0.0086585 | 0.010556 | 0.012552 | 0.014365 | 0.016008 | 0.017488 | 0.018804 | 0.019949 | 0.0209 | 0.021632 | 0.022114 | 0.022344 | 0.022344 | 1.2163e-07 | 5.2578e-07 | 1.4242e-06 | 3.0446e-06 | 5.646e-06 | 9.5975e-06 | 1.5127e-05 | 2.2281e-05 | 3.0133e-05 | 3.8061e-05 | 4.5457e-05 | 5.1896e-05 | 5.7232e-05 | 6.1491e-05 | 6.4652e-05 | 5.8741e-05 | 5.3243e-05 | 4.7956e-05 | 4.2653e-05 | 3.7073e-05 | 3.0838e-05 | 2.3705e-05 | 1.5612e-05 | 7.466e-06 | 0 | 1.2163e-07 | 6.4741e-07 | 2.0716e-06 | 5.1162e-06 | 1.0762e-05 | 2.036e-05 | 3.5487e-05 | 5.7768e-05 | 8.7901e-05 | 0.00012596 | 0.00017142 | 0.00022331 | 0.00028055 | 0.00034204 | 0.00040669 | 0.00046543 | 0.00051867 | 0.00056663 | 0.00060928 | 0.00064636 | 0.00067719 | 0.0007009 | 0.00071651 | 0.00072398 | 0.00072398 | 3.7539e-06 | 1.6227e-05 | 4.3956e-05 | 9.3965e-05 | 0.00017425 | 0.00029621 | 0.00046687 | 0.00068767 | 0.00093001 | 0.0011747 | 0.0014029 | 0.0016017 | 0.0017664 | 0.0018978 | 0.0019954 | 0.0018129 | 0.0016432 | 0.0014801 | 0.0013164 | 0.0011442 | 0.00095174 | 0.0007316 | 0.00048182 | 0.00023042 | 0 | 3.7539e-06 | 1.9981e-05 | 6.3937e-05 | 0.0001579 | 0.00033216 | 0.00062836 | 0.0010952 | 0.0017829 | 0.0027129 | 0.0038876 | 0.0052905 | 0.0068922 | 0.0086585 | 0.010556 | 0.012552 | 0.014365 | 0.016008 | 0.017488 | 0.018804 | 0.019949 | 0.0209 | 0.021632 | 0.022114 | 0.022344 | 0.022344 | 1.2163e-07 | 5.2578e-07 | 1.4242e-06 | 3.0446e-06 | 5.646e-06 | 9.5975e-06 | 1.5127e-05 | 2.2281e-05 | 3.0133e-05 | 3.8061e-05 | 4.5457e-05 | 5.1896e-05 | 5.7232e-05 | 6.1491e-05 | 6.4652e-05 | 5.8741e-05 | 5.3243e-05 | 4.7956e-05 | 4.2653e-05 | 3.7073e-05 | 3.0838e-05 | 2.3705e-05 | 1.5612e-05 | 7.466e-06 | 0 | 1.2163e-07 | 6.4741e-07 | 2.0716e-06 | 5.1162e-06 | 1.0762e-05 | 2.036e-05 | 3.5487e-05 | 5.7768e-05 | 8.7901e-05 | 0.00012596 | 0.00017142 | 0.00022331 | 0.00028055 | 0.00034204 | 0.00040669 | 0.00046543 | 0.00051867 | 0.00056663 | 0.00060928 | 0.00064636 | 0.00067719 | 0.0007009 | 0.00071651 | 0.00072398 | 0.00072398 | 3.7539e-06 | 1.6227e-05 | 4.3956e-05 | 9.3965e-05 | 0.00017425 | 0.00029621 | 0.00046687 | 0.00068767 | 0.00093001 | 0.0011747 | 0.0014029 | 0.0016017 | 0.0017664 | 0.0018978 | 0.0019954 | 0.0018129 | 0.0016432 | 0.0014801 | 0.0013164 | 0.0011442 | 0.00095174 | 0.0007316 | 0.00048182 | 0.00023042 | 0 | 3.7539e-06 | 1.9981e-05 | 6.3937e-05 | 0.0001579 | 0.00033216 | 0.00062836 | 0.0010952 | 0.0017829 | 0.0027129 | 0.0038876 | 0.0052905 | 0.0068922 | 0.0086585 | 0.010556 | 0.012552 | 0.014365 | 0.016008 | 0.017488 | 0.018804 | 0.019949 | 0.0209 | 0.021632 | 0.022114 | 0.022344 | 0.022344 | 1.2163e-07 | 5.2578e-07 | 1.4242e-06 | 3.0446e-06 | 5.646e-06 | 9.5975e-06 | 1.5127e-05 | 2.2281e-05 | 3.0133e-05 | 3.8061e-05 | 4.5457e-05 | 5.1896e-05 | 5.7232e-05 | 6.1491e-05 | 6.4652e-05 | 5.8741e-05 | 5.3243e-05 | 4.7956e-05 | 4.2653e-05 | 3.7073e-05 | 3.0838e-05 | 2.3705e-05 | 1.5612e-05 | 7.466e-06 | 0 | 1.2163e-07 | 6.4741e-07 | 2.0716e-06 | 5.1162e-06 | 1.0762e-05 | 2.036e-05 | 3.5487e-05 | 5.7768e-05 | 8.7901e-05 | 0.00012596 | 0.00017142 | 0.00022331 | 0.00028055 | 0.00034204 | 0.00040669 | 0.00046543 | 0.00051867 | 0.00056663 | 0.00060928 | 0.00064636 | 0.00067719 | 0.0007009 | 0.00071651 | 0.00072398 | 0.00072398 | 129.971 | 129.971 | 129.971 | 129.971 | 129.971 | 129.971 | 129.971 | 129.971 | 129.971 | 129.971 | 129.971 | 129.971 | 129.971 | 129.971 | 129.971 | 129.971 | 129.971 | 129.971 | 129.971 | 129.971 | 129.971 | 129.971 | 129.971 | 129.971 | 129.971 | 44.0821 | 44.0821 | 44.0821 | 44.0821 | 44.0821 | 44.0821 | 44.0821 | 44.0821 | 44.0821 | 44.0821 | 44.0821 | 44.0821 | 44.0821 | 44.0821 | 44.0821 | 44.0821 | 44.0821 | 44.0821 | 44.0821 | 44.0821 | 44.0821 | 44.0821 | 44.0821 | 44.0821 | 44.0821
OR_Commercial_OR - Miscellaneous_Existing_Water Heating_Natural Gas_Water Heater_A | OR | Commercial | OR - Miscellaneous | Existing | Water Heating | Natural Gas | Water Heater | A | WCNG144 | TE 88% | Tankless | 10 | 4.8851 | 0 | 0 | 4.9 | 1.3 | 0 | 0 | 0.7 | 0.2 | 1 kBtu/hr | 59.12% | 100% | Lost Opportunity | LO12Med_OR | 84.74% | TBD | 0% | -96.1446 |  | 127.996 |  | 0 | AEO 2021 - gas_water_heater 2017 ENERGY STAR | AEO 2021 - gas_water_heater 2017 ENERGY STAR | DHW_WH-Water Heating-NMTRM-2016-7 | TE 88% | TE 88% | TE 88% | TE 88% | TE 88% | TE 88% | TE 88% | TE 88% | TE 88% | TE 88% | TE 88% | TE 88% | TE 88% | TE 88% | TE 88% | TE 88% | TE 88% | TE 88% | TE 88% | TE 88% | TE 88% | TE 88% | TE 88% | TE 88% | TE 88% | TE 88% | TE 88% | Tankless | Tankless | Tankless | Tankless | Tankless | Tankless | Tankless | Tankless | Tankless | Tankless | Tankless | Tankless | Tankless | Tankless | Tankless | Tankless | Tankless | Tankless | Tankless | Tankless | Tankless | Tankless | Tankless | Tankless | Tankless | Tankless | Tankless | 4.9 | 4.9 | 4.9 | 4.9 | 4.9 | 4.9 | 4.9 | 4.9 | 4.9 | 4.9 | 4.9 | 4.9 | 4.9 | 4.9 | 4.9 | 4.9 | 4.9 | 4.9 | 4.9 | 4.9 | 4.9 | 4.9 | 4.9 | 4.8991 | 4.8991 | 4.8991 | 4.8991 | 0 | 2.8505 | 6.0949 | 6.0949 | 6.0949 | 6.0949 | 6.0949 | 6.0949 | 6.0949 | 6.0949 | 6.0949 | 6.0949 | 6.0949 | 6.0949 | 6.0949 | 6.0949 | 6.0949 | 6.0949 | 6.0949 | 6.0949 | 6.0949 | 6.0949 | 6.0949 | 6.0949 | 6.0949 | 6.0949 | 6.0949 | 0.52898 | 0.50334 | 0.48282 | 0.4664 | 0.45327 | 0.44277 | 0.43436 | 0.42764 | 0.45432 | 0.46925 | 0 | 0 | 0 | 0.1515 | 0.1212 | 0.096959 | 0.077567 | 0.068466 | 0.032972 | 0.013041 | 0 | 0 | 0.029015 | 0 | 0 | 0.52898 | 1.0323 | 1.5151 | 1.9815 | 2.4348 | 2.8776 | 3.3119 | 3.7396 | 4.1939 | 4.6632 | 4.6632 | 4.6632 | 4.6632 | 4.8147 | 4.9359 | 5.0328 | 5.1104 | 5.1788 | 5.2118 | 5.2249 | 5.2249 | 5.2249 | 5.2539 | 5.2539 | 5.2539 | 86.7911 | 82.583 | 79.2166 | 76.5234 | 74.3689 | 72.6453 | 71.2664 | 70.1633 | 74.5409 | 76.9909 | 0 | 0 | 0 | 24.8565 | 19.8852 | 15.9081 | 12.7265 | 11.2332 | 5.4097 | 2.1396 | 0 | 0 | 4.7605 | 0 | 0 | 86.7911 | 169.3741 | 248.5907 | 325.1142 | 399.4831 | 472.1284 | 543.3948 | 613.5581 | 688.0989 | 765.0899 | 765.0899 | 765.0899 | 765.0899 | 789.9463 | 809.8315 | 825.7396 | 838.4661 | 849.6993 | 855.1091 | 857.2486 | 857.2486 | 857.2486 | 862.0092 | 862.0092 | 862.0092 | 0.023 | 0.04377 | 0.062978 | 0.081116 | 0.09854 | 0.11358 | 0.12502 | 0.1338 | 0.15125 | 0.16374 | 0.14922 | 0.13384 | 0.11771 | 0.15788 | 0.12668 | 0.10028 | 0.077841 | 0.062801 | 0.04186 | 0.027387 | 0.017644 | 0.011251 | 0.022144 | 0 | 0 | 0.023 | 0.066769 | 0.12975 | 0.21086 | 0.3094 | 0.42299 | 0.54801 | 0.68181 | 0.83306 | 0.9968 | 1.146 | 1.2799 | 1.3976 | 1.5555 | 1.6821 | 1.7824 | 1.8603 | 1.9231 | 1.9649 | 1.9923 | 2.01 | 2.0212 | 2.0434 | 2.0434 | 2.0434 | 8.0688 | 15.3552 | 22.0939 | 28.457 | 34.5698 | 39.8469 | 43.861 | 46.9393 | 53.0612 | 57.4439 | 52.3511 | 46.9541 | 41.296 | 55.3891 | 44.4414 | 35.1811 | 27.3083 | 22.0317 | 14.6852 | 9.6079 | 6.19 | 3.9471 | 7.7686 | 0 | 0 | 8.0688 | 23.4241 | 45.518 | 73.975 | 108.5448 | 148.3918 | 192.2527 | 239.192 | 292.2532 | 349.6971 | 402.0482 | 449.0022 | 490.2982 | 545.6873 | 590.1287 | 625.3099 | 652.6181 | 674.6499 | 689.3351 | 698.943 | 705.133 | 709.0801 | 716.8487 | 716.8487 | 716.8487 | 0.023 | 0.04377 | 0.062978 | 0.081116 | 0.09854 | 0.11358 | 0.12502 | 0.1338 | 0.15125 | 0.16374 | 0.14922 | 0.13384 | 0.11771 | 0.15788 | 0.12668 | 0.10028 | 0.077841 | 0.062801 | 0.04186 | 0.027387 | 0.017644 | 0.011251 | 0.022144 | 0 | 0 | 0.023 | 0.066769 | 0.12975 | 0.21086 | 0.3094 | 0.42299 | 0.54801 | 0.68181 | 0.83306 | 0.9968 | 1.146 | 1.2799 | 1.3976 | 1.5555 | 1.6821 | 1.7824 | 1.8603 | 1.9231 | 1.9649 | 1.9923 | 2.01 | 2.0212 | 2.0434 | 2.0434 | 2.0434 | 8.0688 | 15.3552 | 22.0939 | 28.457 | 34.5698 | 39.8469 | 43.861 | 46.9393 | 53.0612 | 57.4439 | 52.3511 | 46.9541 | 41.296 | 55.3891 | 44.4414 | 35.1811 | 27.3083 | 22.0317 | 14.6852 | 9.6079 | 6.19 | 3.9471 | 7.7686 | 0 | 0 | 8.0688 | 23.4241 | 45.518 | 73.975 | 108.5448 | 148.3918 | 192.2527 | 239.192 | 292.2532 | 349.6971 | 402.0482 | 449.0022 | 490.2982 | 545.6873 | 590.1287 | 625.3099 | 652.6181 | 674.6499 | 689.3351 | 698.943 | 705.133 | 709.0801 | 716.8487 | 716.8487 | 716.8487 | 0.023 | 0.04377 | 0.062978 | 0.081116 | 0.09854 | 0.11358 | 0.12502 | 0.1338 | 0.15125 | 0.16374 | 0.14922 | 0.13384 | 0.11771 | 0.15788 | 0.12668 | 0.10028 | 0.077841 | 0.062801 | 0.04186 | 0.027387 | 0.017644 | 0.011251 | 0.022144 | 0 | 0 | 0.023 | 0.066769 | 0.12975 | 0.21086 | 0.3094 | 0.42299 | 0.54801 | 0.68181 | 0.83306 | 0.9968 | 1.146 | 1.2799 | 1.3976 | 1.5555 | 1.6821 | 1.7824 | 1.8603 | 1.9231 | 1.9649 | 1.9923 | 2.01 | 2.0212 | 2.0434 | 2.0434 | 2.0434 | 8.0688 | 15.3552 | 22.0939 | 28.457 | 34.5698 | 39.8469 | 43.861 | 46.9393 | 53.0612 | 57.4439 | 52.3511 | 46.9541 | 41.296 | 55.3891 | 44.4414 | 35.1811 | 27.3083 | 22.0317 | 14.6852 | 9.6079 | 6.19 | 3.9471 | 7.7686 | 0 | 0 | 8.0688 | 23.4241 | 45.518 | 73.975 | 108.5448 | 148.3918 | 192.2527 | 239.192 | 292.2532 | 349.6971 | 402.0482 | 449.0022 | 490.2982 | 545.6873 | 590.1287 | 625.3099 | 652.6181 | 674.6499 | 689.3351 | 698.943 | 705.133 | 709.0801 | 716.8487 | 716.8487 | 716.8487 | -96.1446 | -96.1446 | -96.1446 | -96.1446 | -96.1446 | -96.1446 | -96.1446 | -96.1446 | -96.1446 | -96.1446 | -96.1446 | -96.1446 | -96.1446 | -96.1446 | -96.1446 | -96.1446 | -96.1446 | -96.1446 | -96.1446 | -96.1446 | -96.1446 | -96.1772 | -96.1772 | -96.1772 | -96.1772 | 127.996 | 127.996 | 127.996 | 127.996 | 127.996 | 127.996 | 127.996 | 127.996 | 127.996 | 127.996 | 127.996 | 127.996 | 127.996 | 127.996 | 127.996 | 127.996 | 127.996 | 127.996 | 127.996 | 127.996 | 127.996 | 127.9716 | 127.9716 | 127.9716 | 127.9716
OR_Commercial_OR - Miscellaneous_Existing_Food Preparation_Natural Gas_Oven_A | OR | Commercial | OR - Miscellaneous | Existing | Food Preparation | Natural Gas | Oven | A | WCNG145 | Standard | ENERGY STAR (>42% Baking Efficiency) | 12 | 106.6752 | 0 | 0 | 436.37 | 0 | 0 | 0 | 0.7 | 0.2 | 1 units | 33.1% | 100% | Lost Opportunity | LOEven20_OR | 85% | TBD | 0% | 615.0627 |  | 461.297 |  | 0 | IL TRM - 4.2.1 - CI-FSE-CBOV-V02-160601 | EIA 2018 Tech Forecast | ETO Measure Input Sheet | Standard | Standard | Standard | Standard | Standard | Standard | Standard | Standard | Standard | Standard | Standard | Standard | Standard | Standard | Standard | Standard | Standard | Standard | Standard | Standard | Standard | Standard | Standard | Standard | Standard | Standard | Standard | ENERGY STAR (>42% Baking Efficiency) | ENERGY STAR (>42% Baking Efficiency) | ENERGY STAR (>42% Baking Efficiency) | ENERGY STAR (>42% Baking Efficiency) | ENERGY STAR (>42% Baking Efficiency) | ENERGY STAR (>42% Baking Efficiency) | ENERGY STAR (>42% Baking Efficiency) | ENERGY STAR (>42% Baking Efficiency) | ENERGY STAR (>42% Baking Efficiency) | ENERGY STAR (>42% Baking Efficiency) | ENERGY STAR (>42% Baking Efficiency) | ENERGY STAR (>42% Baking Efficiency) | ENERGY STAR (>42% Baking Efficiency) | ENERGY STAR (>42% Baking Efficiency) | ENERGY STAR (>42% Baking Efficiency) | ENERGY STAR (>42% Baking Efficiency) | ENERGY STAR (>42% Baking Efficiency) | ENERGY STAR (>42% Baking Efficiency) | ENERGY STAR (>42% Baking Efficiency) | ENERGY STAR (>42% Baking Efficiency) | ENERGY STAR (>42% Baking Efficiency) | ENERGY STAR (>42% Baking Efficiency) | ENERGY STAR (>42% Baking Efficiency) | ENERGY STAR (>42% Baking Efficiency) | ENERGY STAR (>42% Baking Efficiency) | ENERGY STAR (>42% Baking Efficiency) | ENERGY STAR (>42% Baking Efficiency) | 436.37 | 436.37 | 436.37 | 436.37 | 436.37 | 436.37 | 436.37 | 436.37 | 436.37 | 436.37 | 436.37 | 436.37 | 436.37 | 436.37 | 436.37 | 436.37 | 436.37 | 436.37 | 436.37 | 436.37 | 436.37 | 436.37 | 436.37 | 436.3686 | 436.3686 | 436.3686 | 436.3686 | 0 | 106.6752 | 106.6752 | 106.6752 | 106.6752 | 106.6752 | 106.6752 | 106.6752 | 106.6752 | 106.6752 | 106.6752 | 106.6752 | 106.6752 | 106.6752 | 106.6752 | 106.6752 | 106.6752 | 106.6752 | 106.6752 | 106.6752 | 106.6752 | 106.6752 | 106.6752 | 106.6752 | 106.6752 | 106.6752 | 106.6752 | 0.0013106 | 0.0020193 | 0.002829 | 0.0034767 | 0.0039949 | 0.0044095 | 0.0047411 | 0.0050064 | 0.0052187 | 0.0053885 | 0.0044564 | 0.0038272 | 0.002155 | 0.001319 | 0.00053701 | 0.00020593 | 0 | 0 | 0 | 0 | 0 | 0 | 0.00050611 | 0.00090545 | 0.0010438 | 0.0013106 | 0.0033299 | 0.0061589 | 0.0096356 | 0.013631 | 0.01804 | 0.022781 | 0.027788 | 0.033006 | 0.038395 | 0.042851 | 0.046678 | 0.048833 | 0.050152 | 0.050689 | 0.050895 | 0.050895 | 0.050895 | 0.050895 | 0.050895 | 0.050895 | 0.050895 | 0.051401 | 0.052307 | 0.053351 | 0.012286 | 0.01893 | 0.02652 | 0.032592 | 0.037449 | 0.041335 | 0.044444 | 0.046931 | 0.048921 | 0.050513 | 0.041775 | 0.035877 | 0.020202 | 0.012365 | 0.0050341 | 0.0019305 | 0 | 0 | 0 | 0 | 0 | 0 | 0.0047444 | 0.0084879 | 0.0097848 | 0.012286 | 0.031216 | 0.057735 | 0.090327 | 0.12778 | 0.16911 | 0.21356 | 0.26049 | 0.30941 | 0.35992 | 0.4017 | 0.43757 | 0.45778 | 0.47014 | 0.47517 | 0.4771 | 0.4771 | 0.4771 | 0.4771 | 0.4771 | 0.4771 | 0.4771 | 0.48185 | 0.49034 | 0.50012 | 2.7851e-05 | 0.00013099 | 0.00030691 | 0.00052883 | 0.0007819 | 0.0010554 | 0.0013415 | 0.001635 | 0.0019319 | 0.0022298 | 0.0020385 | 0.0019176 | 0.0018598 | 0.0018329 | 0.0018201 | 0.0019589 | 0.0020808 | 0.0022387 | 0.002423 | 0.002571 | 0.0024644 | 0.0021372 | 0.0021796 | 0.0021051 | 0.0019454 | 2.7851e-05 | 0.00015884 | 0.00046575 | 0.00099458 | 0.0017765 | 0.0028318 | 0.0041734 | 0.0058084 | 0.0077403 | 0.0099701 | 0.012009 | 0.013926 | 0.015786 | 0.017619 | 0.019439 | 0.021398 | 0.023479 | 0.025717 | 0.02814 | 0.030711 | 0.033176 | 0.035313 | 0.037493 | 0.039598 | 0.041543 | 0.00026108 | 0.0012279 | 0.002877 | 0.0049574 | 0.0073297 | 0.0098933 | 0.012576 | 0.015327 | 0.01811 | 0.020903 | 0.019109 | 0.017976 | 0.017434 | 0.017182 | 0.017062 | 0.018363 | 0.019506 | 0.020986 | 0.022713 | 0.024101 | 0.023102 | 0.020034 | 0.020432 | 0.019734 | 0.018237 | 0.00026108 | 0.001489 | 0.004366 | 0.0093234 | 0.016653 | 0.026546 | 0.039122 | 0.054449 | 0.07256 | 0.093463 | 0.11257 | 0.13055 | 0.14798 | 0.16516 | 0.18223 | 0.20059 | 0.2201 | 0.24108 | 0.2638 | 0.2879 | 0.311 | 0.33103 | 0.35147 | 0.3712 | 0.38944 | 2.7851e-05 | 0.00013099 | 0.00030691 | 0.00052883 | 0.0007819 | 0.0010554 | 0.0013415 | 0.001635 | 0.0019319 | 0.0022298 | 0.0020385 | 0.0019176 | 0.0018598 | 0.0018329 | 0.0018201 | 0.0019589 | 0.0020808 | 0.0022387 | 0.002423 | 0.002571 | 0.0024644 | 0.0021372 | 0.0021796 | 0.0021051 | 0.0019454 | 2.7851e-05 | 0.00015884 | 0.00046575 | 0.00099458 | 0.0017765 | 0.0028318 | 0.0041734 | 0.0058084 | 0.0077403 | 0.0099701 | 0.012009 | 0.013926 | 0.015786 | 0.017619 | 0.019439 | 0.021398 | 0.023479 | 0.025717 | 0.02814 | 0.030711 | 0.033176 | 0.035313 | 0.037493 | 0.039598 | 0.041543 | 0.00026108 | 0.0012279 | 0.002877 | 0.0049574 | 0.0073297 | 0.0098933 | 0.012576 | 0.015327 | 0.01811 | 0.020903 | 0.019109 | 0.017976 | 0.017434 | 0.017182 | 0.017062 | 0.018363 | 0.019506 | 0.020986 | 0.022713 | 0.024101 | 0.023102 | 0.020034 | 0.020432 | 0.019734 | 0.018237 | 0.00026108 | 0.001489 | 0.004366 | 0.0093234 | 0.016653 | 0.026546 | 0.039122 | 0.054449 | 0.07256 | 0.093463 | 0.11257 | 0.13055 | 0.14798 | 0.16516 | 0.18223 | 0.20059 | 0.2201 | 0.24108 | 0.2638 | 0.2879 | 0.311 | 0.33103 | 0.35147 | 0.3712 | 0.38944 | 2.7851e-05 | 0.00013099 | 0.00030691 | 0.00052883 | 0.0007819 | 0.0010554 | 0.0013415 | 0.001635 | 0.0019319 | 0.0022298 | 0.0020385 | 0.0019176 | 0.0018598 | 0.0018329 | 0.0018201 | 0.0019589 | 0.0020808 | 0.0022387 | 0.002423 | 0.002571 | 0.0024644 | 0.0021372 | 0.0021796 | 0.0021051 | 0.0019454 | 2.7851e-05 | 0.00015884 | 0.00046575 | 0.00099458 | 0.0017765 | 0.0028318 | 0.0041734 | 0.0058084 | 0.0077403 | 0.0099701 | 0.012009 | 0.013926 | 0.015786 | 0.017619 | 0.019439 | 0.021398 | 0.023479 | 0.025717 | 0.02814 | 0.030711 | 0.033176 | 0.035313 | 0.037493 | 0.039598 | 0.041543 | 0.00026108 | 0.0012279 | 0.002877 | 0.0049574 | 0.0073297 | 0.0098933 | 0.012576 | 0.015327 | 0.01811 | 0.020903 | 0.019109 | 0.017976 | 0.017434 | 0.017182 | 0.017062 | 0.018363 | 0.019506 | 0.020986 | 0.022713 | 0.024101 | 0.023102 | 0.020034 | 0.020432 | 0.019734 | 0.018237 | 0.00026108 | 0.001489 | 0.004366 | 0.0093234 | 0.016653 | 0.026546 | 0.039122 | 0.054449 | 0.07256 | 0.093463 | 0.11257 | 0.13055 | 0.14798 | 0.16516 | 0.18223 | 0.20059 | 0.2201 | 0.24108 | 0.2638 | 0.2879 | 0.311 | 0.33103 | 0.35147 | 0.3712 | 0.38944 | 615.0627 | 615.0627 | 615.0627 | 615.0627 | 615.0627 | 615.0627 | 615.0627 | 615.0627 | 615.0627 | 615.0627 | 615.0627 | 615.0627 | 615.0627 | 615.0627 | 615.0627 | 615.0627 | 615.0627 | 615.0627 | 615.0627 | 615.0627 | 615.0627 | 615.0607 | 615.0607 | 615.0607 | 615.0607 | 461.297 | 461.297 | 461.297 | 461.297 | 461.297 | 461.297 | 461.297 | 461.297 | 461.297 | 461.297 | 461.297 | 461.297 | 461.297 | 461.297 | 461.297 | 461.297 | 461.297 | 461.297 | 461.297 | 461.297 | 461.297 | 461.2955 | 461.2955 | 461.2955 | 461.2955
OR_Commercial_OR - Miscellaneous_Existing_Food Preparation_Natural Gas_Conveyor Oven_A | OR | Commercial | OR - Miscellaneous | Existing | Food Preparation | Natural Gas | Conveyor Oven | A | WCNG146 | Standard | Efficient (>42% Baking Efficiency) | 17 | 692.0657 | 0 | 0 | 2424.76 | 0 | 0 | 0 | 0.7 | 0.2 | 1 units | 16.55% | 100% | Lost Opportunity | LOEven20_OR | 85% | TBD | 0% | 427.9545 |  | 320.9659 |  | 0 | IL TRM - 4.2.4 - CI-FSE-CVOV-V02-180101 | PGE Workpaper, PGECOFST117 R5, 2015 | MN TRM 3.1 - Gas Conveyor Oven v1.1 | Standard | Standard | Standard | Standard | Standard | Standard | Standard | Standard | Standard | Standard | Standard | Standard | Standard | Standard | Standard | Standard | Standard | Standard | Standard | Standard | Standard | Standard | Standard | Standard | Standard | Standard | Standard | Efficient (>42% Baking Efficiency) | Efficient (>42% Baking Efficiency) | Efficient (>42% Baking Efficiency) | Efficient (>42% Baking Efficiency) | Efficient (>42% Baking Efficiency) | Efficient (>42% Baking Efficiency) | Efficient (>42% Baking Efficiency) | Efficient (>42% Baking Efficiency) | Efficient (>42% Baking Efficiency) | Efficient (>42% Baking Efficiency) | Efficient (>42% Baking Efficiency) | Efficient (>42% Baking Efficiency) | Efficient (>42% Baking Efficiency) | Efficient (>42% Baking Efficiency) | Efficient (>42% Baking Efficiency) | Efficient (>42% Baking Efficiency) | Efficient (>42% Baking Efficiency) | Efficient (>42% Baking Efficiency) | Efficient (>42% Baking Efficiency) | Efficient (>42% Baking Efficiency) | Efficient (>42% Baking Efficiency) | Efficient (>42% Baking Efficiency) | Efficient (>42% Baking Efficiency) | Efficient (>42% Baking Efficiency) | Efficient (>42% Baking Efficiency) | Efficient (>42% Baking Efficiency) | Efficient (>42% Baking Efficiency) | 2424.76 | 2424.76 | 2424.76 | 2424.76 | 2424.76 | 2424.76 | 2424.76 | 2424.76 | 2424.76 | 2424.76 | 2424.76 | 2424.76 | 2424.76 | 2424.76 | 2424.76 | 2424.76 | 2424.76 | 2424.76 | 2424.76 | 2424.76 | 2424.76 | 2424.76 | 2424.76 | 2424.76 | 2424.76 | 2424.76 | 2424.76 | 0 | 0 | 0 | 0 | 0 | 692.0657 | 692.0657 | 692.0657 | 692.0657 | 692.0657 | 692.0657 | 692.0657 | 692.0657 | 692.0657 | 692.0657 | 692.0657 | 692.0657 | 692.0657 | 692.0657 | 692.0657 | 692.0657 | 692.0657 | 692.0657 | 692.0657 | 692.0657 | 692.0657 | 692.0657 | 0 | 0 | 0 | 0.00040536 | 0.001135 | 0.0021241 | 0.0033207 | 0.0046833 | 0.0057734 | 0.0066455 | 0.0073432 | 0.0079013 | 0.0083479 | 0.0087051 | 0.0089908 | 0.0071927 | 0.0057541 | 0.0046033 | 0.0036826 | 0.0030272 | 0.0022434 | 0.0014088 | 0.00057512 | 0 | 0 | 0 | 0 | 0 | 0.00040536 | 0.0015404 | 0.0036644 | 0.0069851 | 0.011668 | 0.017442 | 0.024087 | 0.031431 | 0.039332 | 0.04768 | 0.056385 | 0.065376 | 0.072568 | 0.078323 | 0.082926 | 0.086608 | 0.089636 | 0.091879 | 0.093288 | 0.093863 | 0.093863 | 0.093863 | 0 | 0 | 0 | 0.00058572 | 0.00164 | 0.0030692 | 0.0047982 | 0.0067672 | 0.0083423 | 0.0096025 | 0.010611 | 0.011417 | 0.012062 | 0.012578 | 0.012991 | 0.010393 | 0.0083144 | 0.0066515 | 0.0053212 | 0.0043741 | 0.0032416 | 0.0020357 | 0.00083102 | 0 | 0 | 0 | 0 | 0 | 0.00058572 | 0.0022257 | 0.0052949 | 0.010093 | 0.01686 | 0.025203 | 0.034805 | 0.045416 | 0.056833 | 0.068895 | 0.081473 | 0.094465 | 0.10486 | 0.11317 | 0.11982 | 0.12514 | 0.12952 | 0.13276 | 0.1348 | 0.13563 | 0.13563 | 0.13563 | 0 | 0 | 0 | 6.1657e-05 | 0.00022215 | 0.00050838 | 0.00093962 | 0.0015295 | 0.0021373 | 0.00275 | 0.003359 | 0.003959 | 0.0045468 | 0.0051211 | 0.0056814 | 0.0048588 | 0.0041381 | 0.0035112 | 0.0029696 | 0.0025731 | 0.0021898 | 0.0019401 | 0.0017859 | 0.001692 | 0.0016476 | 0 | 0 | 0 | 6.1657e-05 | 0.0002838 | 0.00079218 | 0.0017318 | 0.0032613 | 0.0053986 | 0.0081486 | 0.011508 | 0.015467 | 0.020013 | 0.025135 | 0.030816 | 0.035675 | 0.039813 | 0.043324 | 0.046294 | 0.048867 | 0.051057 | 0.052997 | 0.054783 | 0.056475 | 0.058122 | 0 | 0 | 0 | 8.9091e-05 | 0.00032099 | 0.00073458 | 0.0013577 | 0.00221 | 0.0030883 | 0.0039736 | 0.0048536 | 0.0057205 | 0.0065699 | 0.0073997 | 0.0082093 | 0.0070208 | 0.0059793 | 0.0050736 | 0.0042909 | 0.003718 | 0.0031641 | 0.0028033 | 0.0025806 | 0.0024448 | 0.0023807 | 0 | 0 | 0 | 8.9091e-05 | 0.00041008 | 0.0011447 | 0.0025024 | 0.0047124 | 0.0078007 | 0.011774 | 0.016628 | 0.022349 | 0.028918 | 0.036318 | 0.044527 | 0.051548 | 0.057528 | 0.062601 | 0.066892 | 0.07061 | 0.073774 | 0.076578 | 0.079158 | 0.081603 | 0.083984 | 0 | 0 | 0 | 6.1657e-05 | 0.00022215 | 0.00050838 | 0.00093962 | 0.0015295 | 0.0021373 | 0.00275 | 0.003359 | 0.003959 | 0.0045468 | 0.0051211 | 0.0056814 | 0.0048588 | 0.0041381 | 0.0035112 | 0.0029696 | 0.0025731 | 0.0021898 | 0.0019401 | 0.0017859 | 0.001692 | 0.0016476 | 0 | 0 | 0 | 6.1657e-05 | 0.0002838 | 0.00079218 | 0.0017318 | 0.0032613 | 0.0053986 | 0.0081486 | 0.011508 | 0.015467 | 0.020013 | 0.025135 | 0.030816 | 0.035675 | 0.039813 | 0.043324 | 0.046294 | 0.048867 | 0.051057 | 0.052997 | 0.054783 | 0.056475 | 0.058122 | 0 | 0 | 0 | 8.9091e-05 | 0.00032099 | 0.00073458 | 0.0013577 | 0.00221 | 0.0030883 | 0.0039736 | 0.0048536 | 0.0057205 | 0.0065699 | 0.0073997 | 0.0082093 | 0.0070208 | 0.0059793 | 0.0050736 | 0.0042909 | 0.003718 | 0.0031641 | 0.0028033 | 0.0025806 | 0.0024448 | 0.0023807 | 0 | 0 | 0 | 8.9091e-05 | 0.00041008 | 0.0011447 | 0.0025024 | 0.0047124 | 0.0078007 | 0.011774 | 0.016628 | 0.022349 | 0.028918 | 0.036318 | 0.044527 | 0.051548 | 0.057528 | 0.062601 | 0.066892 | 0.07061 | 0.073774 | 0.076578 | 0.079158 | 0.081603 | 0.083984 | 0 | 0 | 0 | 6.1657e-05 | 0.00022215 | 0.00050838 | 0.00093962 | 0.0015295 | 0.0021373 | 0.00275 | 0.003359 | 0.003959 | 0.0045468 | 0.0051211 | 0.0056814 | 0.0048588 | 0.0041381 | 0.0035112 | 0.0029696 | 0.0025731 | 0.0021898 | 0.0019401 | 0.0017859 | 0.001692 | 0.0016476 | 0 | 0 | 0 | 6.1657e-05 | 0.0002838 | 0.00079218 | 0.0017318 | 0.0032613 | 0.0053986 | 0.0081486 | 0.011508 | 0.015467 | 0.020013 | 0.025135 | 0.030816 | 0.035675 | 0.039813 | 0.043324 | 0.046294 | 0.048867 | 0.051057 | 0.052997 | 0.054783 | 0.056475 | 0.058122 | 0 | 0 | 0 | 8.9091e-05 | 0.00032099 | 0.00073458 | 0.0013577 | 0.00221 | 0.0030883 | 0.0039736 | 0.0048536 | 0.0057205 | 0.0065699 | 0.0073997 | 0.0082093 | 0.0070208 | 0.0059793 | 0.0050736 | 0.0042909 | 0.003718 | 0.0031641 | 0.0028033 | 0.0025806 | 0.0024448 | 0.0023807 | 0 | 0 | 0 | 8.9091e-05 | 0.00041008 | 0.0011447 | 0.0025024 | 0.0047124 | 0.0078007 | 0.011774 | 0.016628 | 0.022349 | 0.028918 | 0.036318 | 0.044527 | 0.051548 | 0.057528 | 0.062601 | 0.066892 | 0.07061 | 0.073774 | 0.076578 | 0.079158 | 0.081603 | 0.083984 | 0 | 0 | 0 | 427.9545 | 427.9545 | 427.9545 | 427.9545 | 427.9545 | 427.9545 | 427.9545 | 427.9545 | 427.9545 | 427.9545 | 427.9545 | 427.9545 | 427.9545 | 427.9545 | 427.9545 | 427.9545 | 427.9545 | 427.9545 | 427.9545 | 427.9545 | 427.9545 | 427.9545 | 0 | 0 | 0 | 320.9659 | 320.9659 | 320.9659 | 320.9659 | 320.9659 | 320.9659 | 320.9659 | 320.9659 | 320.9659 | 320.9659 | 320.9659 | 320.9659 | 320.9659 | 320.9659 | 320.9659 | 320.9659 | 320.9659 | 320.9659 | 320.9659 | 320.9659 | 320.9659 | 320.9659
OR_Commercial_OR - Miscellaneous_Existing_Food Preparation_Natural Gas_Double Rack Oven_A | OR | Commercial | OR - Miscellaneous | Existing | Food Preparation | Natural Gas | Double Rack Oven | A | WCNG147 | Standard | FTSC Qualified (>50% Cooking Efficiency) | 12 | 1621.62 | 0 | 0 | 5342.47 | 0 | 0 | 0 | 0.7 | 0.2 | 1 units | 16.55% | 100% | Lost Opportunity | LOEven20_OR | 85% | TBD | 0% | 495.3602 |  | 371.5201 |  | 0 | IL TRM - 4.2.18 - CI-FSE-RKOV-VO2-180101 | PGE Workpaper, PGECOFST109 R6, 2016 | IL TRM - 4.2.18 - CI-FSE-RKOV-VO2-180101 | Standard | Standard | Standard | Standard | Standard | Standard | Standard | Standard | Standard | Standard | Standard | Standard | Standard | Standard | Standard | Standard | Standard | Standard | Standard | Standard | Standard | Standard | Standard | Standard | Standard | Standard | Standard | FTSC Qualified (>50% Cooking Efficiency) | FTSC Qualified (>50% Cooking Efficiency) | FTSC Qualified (>50% Cooking Efficiency) | FTSC Qualified (>50% Cooking Efficiency) | FTSC Qualified (>50% Cooking Efficiency) | FTSC Qualified (>50% Cooking Efficiency) | FTSC Qualified (>50% Cooking Efficiency) | FTSC Qualified (>50% Cooking Efficiency) | FTSC Qualified (>50% Cooking Efficiency) | FTSC Qualified (>50% Cooking Efficiency) | FTSC Qualified (>50% Cooking Efficiency) | FTSC Qualified (>50% Cooking Efficiency) | FTSC Qualified (>50% Cooking Efficiency) | FTSC Qualified (>50% Cooking Efficiency) | FTSC Qualified (>50% Cooking Efficiency) | FTSC Qualified (>50% Cooking Efficiency) | FTSC Qualified (>50% Cooking Efficiency) | FTSC Qualified (>50% Cooking Efficiency) | FTSC Qualified (>50% Cooking Efficiency) | FTSC Qualified (>50% Cooking Efficiency) | FTSC Qualified (>50% Cooking Efficiency) | FTSC Qualified (>50% Cooking Efficiency) | FTSC Qualified (>50% Cooking Efficiency) | FTSC Qualified (>50% Cooking Efficiency) | FTSC Qualified (>50% Cooking Efficiency) | FTSC Qualified (>50% Cooking Efficiency) | FTSC Qualified (>50% Cooking Efficiency) | 5342.47 | 5342.47 | 5342.47 | 5342.47 | 5342.47 | 5342.47 | 5342.47 | 5342.47 | 5342.47 | 5342.47 | 5342.47 | 5342.47 | 5342.47 | 5342.47 | 5342.47 | 5342.47 | 5342.47 | 5342.47 | 5342.47 | 5342.47 | 5342.47 | 5342.47 | 5342.47 | 5342.4659 | 5342.4659 | 5342.4659 | 5342.4659 | 0 | 1621.62 | 1621.62 | 1621.62 | 1621.62 | 1621.62 | 1621.62 | 1621.62 | 1621.62 | 1621.62 | 1621.62 | 1621.62 | 1621.62 | 1621.62 | 1621.62 | 1621.62 | 1621.62 | 1621.62 | 1621.62 | 1621.62 | 1621.62 | 1621.62 | 1621.62 | 1621.62 | 1621.62 | 1621.62 | 1621.62 | 0.0091314 | 0.011404 | 0.013424 | 0.01522 | 0.016816 | 0.018235 | 0.019496 | 0.020617 | 0.019057 | 0.017954 | 0.017226 | 0.016804 | 0.0074965 | 0.0052448 | 0.0034008 | 0.0019019 | 0.00069406 | 0.0014717 | 0.00080314 | 4.0505e-05 | 0.0017947 | 0.0029812 | 0.0037243 | 0.0041253 | 0.0042666 | 0.0091314 | 0.020536 | 0.03396 | 0.04918 | 0.065996 | 0.084231 | 0.10373 | 0.12434 | 0.1434 | 0.16136 | 0.17858 | 0.19539 | 0.20288 | 0.20813 | 0.21153 | 0.21343 | 0.21412 | 0.2156 | 0.2164 | 0.21644 | 0.21823 | 0.22122 | 0.22494 | 0.22907 | 0.23333 | 0.0056311 | 0.0070326 | 0.0082783 | 0.0093857 | 0.01037 | 0.011245 | 0.012023 | 0.012714 | 0.011752 | 0.011072 | 0.010623 | 0.010362 | 0.0046229 | 0.0032343 | 0.0020972 | 0.0011728 | 0.000428 | 0.00090755 | 0.00049527 | 2.4978e-05 | 0.0011067 | 0.0018384 | 0.0022966 | 0.0025439 | 0.0026311 | 0.0056311 | 0.012664 | 0.020942 | 0.030328 | 0.040698 | 0.051943 | 0.063965 | 0.076679 | 0.088431 | 0.099503 | 0.11013 | 0.12049 | 0.12511 | 0.12835 | 0.13044 | 0.13162 | 0.13204 | 0.13295 | 0.13345 | 0.13347 | 0.13458 | 0.13642 | 0.13871 | 0.14126 | 0.14389 | 0.00019404 | 0.00073977 | 0.0014564 | 0.0023151 | 0.0032913 | 0.0043644 | 0.0055167 | 0.0067332 | 0.0070549 | 0.0074297 | 0.00788 | 0.0084197 | 0.0088627 | 0.0090546 | 0.0091756 | 0.0092513 | 0.0093011 | 0.010667 | 0.010852 | 0.010826 | 0.010669 | 0.010365 | 0.0099281 | 0.0093702 | 0.0087036 | 0.00019404 | 0.00093381 | 0.0023902 | 0.0047052 | 0.0079966 | 0.012361 | 0.017878 | 0.024611 | 0.031666 | 0.039095 | 0.046975 | 0.055395 | 0.064258 | 0.073312 | 0.082488 | 0.091739 | 0.10104 | 0.11171 | 0.12256 | 0.13339 | 0.14406 | 0.15442 | 0.16435 | 0.17372 | 0.18242 | 0.00011966 | 0.00045619 | 0.00089809 | 0.0014276 | 0.0020297 | 0.0026914 | 0.003402 | 0.0041521 | 0.0043505 | 0.0045817 | 0.0048593 | 0.0051921 | 0.0054654 | 0.0055837 | 0.0056583 | 0.005705 | 0.0057357 | 0.0065781 | 0.0066923 | 0.006676 | 0.0065793 | 0.006392 | 0.0061224 | 0.0057783 | 0.0053672 | 0.00011966 | 0.00057585 | 0.0014739 | 0.0029016 | 0.0049312 | 0.0076226 | 0.011025 | 0.015177 | 0.019527 | 0.024109 | 0.028968 | 0.03416 | 0.039626 | 0.045209 | 0.050868 | 0.056573 | 0.062308 | 0.068886 | 0.075579 | 0.082255 | 0.088834 | 0.095226 | 0.10135 | 0.10713 | 0.11249 | 0.00019404 | 0.00073977 | 0.0014564 | 0.0023151 | 0.0032913 | 0.0043644 | 0.0055167 | 0.0067332 | 0.0070549 | 0.0074297 | 0.00788 | 0.0084197 | 0.0088627 | 0.0090546 | 0.0091756 | 0.0092513 | 0.0093011 | 0.010667 | 0.010852 | 0.010826 | 0.010669 | 0.010365 | 0.0099281 | 0.0093702 | 0.0087036 | 0.00019404 | 0.00093381 | 0.0023902 | 0.0047052 | 0.0079966 | 0.012361 | 0.017878 | 0.024611 | 0.031666 | 0.039095 | 0.046975 | 0.055395 | 0.064258 | 0.073312 | 0.082488 | 0.091739 | 0.10104 | 0.11171 | 0.12256 | 0.13339 | 0.14406 | 0.15442 | 0.16435 | 0.17372 | 0.18242 | 0.00011966 | 0.00045619 | 0.00089809 | 0.0014276 | 0.0020297 | 0.0026914 | 0.003402 | 0.0041521 | 0.0043505 | 0.0045817 | 0.0048593 | 0.0051921 | 0.0054654 | 0.0055837 | 0.0056583 | 0.005705 | 0.0057357 | 0.0065781 | 0.0066923 | 0.006676 | 0.0065793 | 0.006392 | 0.0061224 | 0.0057783 | 0.0053672 | 0.00011966 | 0.00057585 | 0.0014739 | 0.0029016 | 0.0049312 | 0.0076226 | 0.011025 | 0.015177 | 0.019527 | 0.024109 | 0.028968 | 0.03416 | 0.039626 | 0.045209 | 0.050868 | 0.056573 | 0.062308 | 0.068886 | 0.075579 | 0.082255 | 0.088834 | 0.095226 | 0.10135 | 0.10713 | 0.11249 | 0.00019404 | 0.00073977 | 0.0014564 | 0.0023151 | 0.0032913 | 0.0043644 | 0.0055167 | 0.0067332 | 0.0070549 | 0.0074297 | 0.00788 | 0.0084197 | 0.0088627 | 0.0090546 | 0.0091756 | 0.0092513 | 0.0093011 | 0.010667 | 0.010852 | 0.010826 | 0.010669 | 0.010365 | 0.0099281 | 0.0093702 | 0.0087036 | 0.00019404 | 0.00093381 | 0.0023902 | 0.0047052 | 0.0079966 | 0.012361 | 0.017878 | 0.024611 | 0.031666 | 0.039095 | 0.046975 | 0.055395 | 0.064258 | 0.073312 | 0.082488 | 0.091739 | 0.10104 | 0.11171 | 0.12256 | 0.13339 | 0.14406 | 0.15442 | 0.16435 | 0.17372 | 0.18242 | 0.00011966 | 0.00045619 | 0.00089809 | 0.0014276 | 0.0020297 | 0.0026914 | 0.003402 | 0.0041521 | 0.0043505 | 0.0045817 | 0.0048593 | 0.0051921 | 0.0054654 | 0.0055837 | 0.0056583 | 0.005705 | 0.0057357 | 0.0065781 | 0.0066923 | 0.006676 | 0.0065793 | 0.006392 | 0.0061224 | 0.0057783 | 0.0053672 | 0.00011966 | 0.00057585 | 0.0014739 | 0.0029016 | 0.0049312 | 0.0076226 | 0.011025 | 0.015177 | 0.019527 | 0.024109 | 0.028968 | 0.03416 | 0.039626 | 0.045209 | 0.050868 | 0.056573 | 0.062308 | 0.068886 | 0.075579 | 0.082255 | 0.088834 | 0.095226 | 0.10135 | 0.10713 | 0.11249 | 495.3602 | 495.3602 | 495.3602 | 495.3602 | 495.3602 | 495.3602 | 495.3602 | 495.3602 | 495.3602 | 495.3602 | 495.3602 | 495.3602 | 495.3602 | 495.3602 | 495.3602 | 495.3602 | 495.3602 | 495.3602 | 495.3602 | 495.3602 | 495.3602 | 495.3598 | 495.3598 | 495.3598 | 495.3598 | 371.5201 | 371.5201 | 371.5201 | 371.5201 | 371.5201 | 371.5201 | 371.5201 | 371.5201 | 371.5201 | 371.5201 | 371.5201 | 371.5201 | 371.5201 | 371.5201 | 371.5201 | 371.5201 | 371.5201 | 371.5201 | 371.5201 | 371.5201 | 371.5201 | 371.5198 | 371.5198 | 371.5198 | 371.5198
OR_Commercial_OR - Miscellaneous_Existing_Food Preparation_Natural Gas_Fryer_A | OR | Commercial | OR - Miscellaneous | Existing | Food Preparation | Natural Gas | Fryer | A | WCNG148 | Standard | ENERGY STAR | 9 | 395.2691 | 0 | 0 | 933.12 | 0 | 0 | 0 | 0.7 | 0.2 | 1 units | 2.842% | 100% | Lost Opportunity | LO5Med_OR | 85% | TBD | 0% | 433.1432 |  | 324.8574 |  | 0 | RTF Wkbk - ComCookingFryer_v5_0 | RTF Wkbk - ComCookingFryer_v5_0 | RTF Wkbk - ComCookingFryer_v5_0 | Standard | Standard | Standard | Standard | Standard | Standard | Standard | Standard | Standard | Standard | Standard | Standard | Standard | Standard | Standard | Standard | Standard | Standard | Standard | Standard | Standard | Standard | Standard | Standard | Standard | Standard | Standard | ENERGY STAR | ENERGY STAR | ENERGY STAR | ENERGY STAR | ENERGY STAR | ENERGY STAR | ENERGY STAR | ENERGY STAR | ENERGY STAR | ENERGY STAR | ENERGY STAR | ENERGY STAR | ENERGY STAR | ENERGY STAR | ENERGY STAR | ENERGY STAR | ENERGY STAR | ENERGY STAR | ENERGY STAR | ENERGY STAR | ENERGY STAR | ENERGY STAR | ENERGY STAR | ENERGY STAR | ENERGY STAR | ENERGY STAR | ENERGY STAR | 933.12 | 933.12 | 933.12 | 933.12 | 933.12 | 933.12 | 933.12 | 933.12 | 933.12 | 933.12 | 933.12 | 933.12 | 933.12 | 933.12 | 933.12 | 933.12 | 933.12 | 933.12 | 933.12 | 933.12 | 933.12 | 933.12 | 933.12 | 933.1211 | 933.1211 | 933.1211 | 933.1211 | 0 | 395.2691 | 395.2691 | 395.2691 | 395.2691 | 395.2691 | 395.2691 | 395.2691 | 395.2691 | 395.2691 | 395.2691 | 395.2691 | 395.2691 | 395.2691 | 395.2691 | 395.2691 | 395.2691 | 395.2691 | 395.2691 | 395.2691 | 395.2691 | 395.2691 | 395.2691 | 395.2691 | 395.2691 | 395.2691 | 395.2691 | 0.0038847 | 0.0036327 | 0.0034311 | 0.0032698 | 0.0031408 | 0.0030376 | 0.002955 | 0.003204 | 0.0033401 | 0 | 0 | 0 | 0.0011617 | 0.00092935 | 0.00074348 | 0.00065778 | 0.00031204 | 0.0001186 | 0 | 0 | 0.00023302 | 0 | 0 | 0 | 9.2381e-05 | 0.0038847 | 0.0075173 | 0.010948 | 0.014218 | 0.017359 | 0.020397 | 0.023352 | 0.026556 | 0.029896 | 0.029896 | 0.029896 | 0.029896 | 0.031057 | 0.031987 | 0.03273 | 0.033388 | 0.0337 | 0.033819 | 0.033819 | 0.033819 | 0.034052 | 0.034052 | 0.034052 | 0.034052 | 0.034144 | 0.0098279 | 0.0091904 | 0.0086804 | 0.0082724 | 0.007946 | 0.0076849 | 0.007476 | 0.0081058 | 0.0084502 | 0 | 0 | 0 | 0.002939 | 0.0023512 | 0.0018809 | 0.0016641 | 0.00078944 | 0.00030006 | 0 | 0 | 0.00058953 | 0 | 0 | 0 | 0.00023372 | 0.0098279 | 0.019018 | 0.027699 | 0.035971 | 0.043917 | 0.051602 | 0.059078 | 0.067184 | 0.075634 | 0.075634 | 0.075634 | 0.075634 | 0.078573 | 0.080924 | 0.082805 | 0.084469 | 0.085259 | 0.085559 | 0.085559 | 0.085559 | 0.086148 | 0.086148 | 0.086148 | 0.086148 | 0.086382 | 0.00014198 | 0.0002958 | 0.00046781 | 0.00065428 | 0.00085685 | 0.0010869 | 0.001333 | 0.0017505 | 0.0021248 | 0.0022823 | 0.0023365 | 0.002282 | 0.0030617 | 0.0026028 | 0.002127 | 0.0017379 | 0.0012381 | 0.00081514 | 0.00048352 | 0.00024984 | 0.0003647 | 0 | 0 | 0 | 7.8524e-05 | 0.00014198 | 0.00043778 | 0.0009056 | 0.0015599 | 0.0024167 | 0.0035036 | 0.0048366 | 0.0065871 | 0.0087119 | 0.010994 | 0.013331 | 0.015613 | 0.018674 | 0.021277 | 0.023404 | 0.025142 | 0.02638 | 0.027195 | 0.027679 | 0.027929 | 0.028293 | 0.028293 | 0.028293 | 0.028293 | 0.028372 | 0.00035921 | 0.00074835 | 0.0011835 | 0.0016553 | 0.0021678 | 0.0027498 | 0.0033723 | 0.0044286 | 0.0053755 | 0.005774 | 0.0059111 | 0.0057732 | 0.007746 | 0.0065849 | 0.0053811 | 0.0043968 | 0.0031323 | 0.0020622 | 0.0012233 | 0.00063207 | 0.00092267 | 0 | 0 | 0 | 0.00019866 | 0.00035921 | 0.0011076 | 0.0022911 | 0.0039464 | 0.0061141 | 0.0088639 | 0.012236 | 0.016665 | 0.02204 | 0.027814 | 0.033725 | 0.039499 | 0.047245 | 0.053829 | 0.059211 | 0.063607 | 0.06674 | 0.068802 | 0.070025 | 0.070657 | 0.07158 | 0.07158 | 0.07158 | 0.07158 | 0.071779 | 0.00014198 | 0.0002958 | 0.00046781 | 0.00065428 | 0.00085685 | 0.0010869 | 0.001333 | 0.0017505 | 0.0021248 | 0.0022823 | 0.0023365 | 0.002282 | 0.0030617 | 0.0026028 | 0.002127 | 0.0017379 | 0.0012381 | 0.00081514 | 0.00048352 | 0.00024984 | 0.0003647 | 0 | 0 | 0 | 7.8524e-05 | 0.00014198 | 0.00043778 | 0.0009056 | 0.0015599 | 0.0024167 | 0.0035036 | 0.0048366 | 0.0065871 | 0.0087119 | 0.010994 | 0.013331 | 0.015613 | 0.018674 | 0.021277 | 0.023404 | 0.025142 | 0.02638 | 0.027195 | 0.027679 | 0.027929 | 0.028293 | 0.028293 | 0.028293 | 0.028293 | 0.028372 | 0.00035921 | 0.00074835 | 0.0011835 | 0.0016553 | 0.0021678 | 0.0027498 | 0.0033723 | 0.0044286 | 0.0053755 | 0.005774 | 0.0059111 | 0.0057732 | 0.007746 | 0.0065849 | 0.0053811 | 0.0043968 | 0.0031323 | 0.0020622 | 0.0012233 | 0.00063207 | 0.00092267 | 0 | 0 | 0 | 0.00019866 | 0.00035921 | 0.0011076 | 0.0022911 | 0.0039464 | 0.0061141 | 0.0088639 | 0.012236 | 0.016665 | 0.02204 | 0.027814 | 0.033725 | 0.039499 | 0.047245 | 0.053829 | 0.059211 | 0.063607 | 0.06674 | 0.068802 | 0.070025 | 0.070657 | 0.07158 | 0.07158 | 0.07158 | 0.07158 | 0.071779 | 0.00014198 | 0.0002958 | 0.00046781 | 0.00065428 | 0.00085685 | 0.0010869 | 0.001333 | 0.0017505 | 0.0021248 | 0.0022823 | 0.0023365 | 0.002282 | 0.0030617 | 0.0026028 | 0.002127 | 0.0017379 | 0.0012381 | 0.00081514 | 0.00048352 | 0.00024984 | 0.0003647 | 0 | 0 | 0 | 7.8524e-05 | 0.00014198 | 0.00043778 | 0.0009056 | 0.0015599 | 0.0024167 | 0.0035036 | 0.0048366 | 0.0065871 | 0.0087119 | 0.010994 | 0.013331 | 0.015613 | 0.018674 | 0.021277 | 0.023404 | 0.025142 | 0.02638 | 0.027195 | 0.027679 | 0.027929 | 0.028293 | 0.028293 | 0.028293 | 0.028293 | 0.028372 | 0.00035921 | 0.00074835 | 0.0011835 | 0.0016553 | 0.0021678 | 0.0027498 | 0.0033723 | 0.0044286 | 0.0053755 | 0.005774 | 0.0059111 | 0.0057732 | 0.007746 | 0.0065849 | 0.0053811 | 0.0043968 | 0.0031323 | 0.0020622 | 0.0012233 | 0.00063207 | 0.00092267 | 0 | 0 | 0 | 0.00019866 | 0.00035921 | 0.0011076 | 0.0022911 | 0.0039464 | 0.0061141 | 0.0088639 | 0.012236 | 0.016665 | 0.02204 | 0.027814 | 0.033725 | 0.039499 | 0.047245 | 0.053829 | 0.059211 | 0.063607 | 0.06674 | 0.068802 | 0.070025 | 0.070657 | 0.07158 | 0.07158 | 0.07158 | 0.07158 | 0.071779 | 433.1432 | 433.1432 | 433.1432 | 433.1432 | 433.1432 | 433.1432 | 433.1432 | 433.1432 | 433.1432 | 433.1432 | 433.1432 | 433.1432 | 433.1432 | 433.1432 | 433.1432 | 433.1432 | 433.1432 | 433.1432 | 433.1432 | 433.1432 | 433.1432 | 433.1437 | 433.1437 | 433.1437 | 433.1437 | 324.8574 | 324.8574 | 324.8574 | 324.8574 | 324.8574 | 324.8574 | 324.8574 | 324.8574 | 324.8574 | 324.8574 | 324.8574 | 324.8574 | 324.8574 | 324.8574 | 324.8574 | 324.8574 | 324.8574 | 324.8574 | 324.8574 | 324.8574 | 324.8574 | 324.8578 | 324.8578 | 324.8578 | 324.8578
OR_Commercial_OR - Miscellaneous_Existing_Food Preparation_Natural Gas_Broiler_A | OR | Commercial | OR - Miscellaneous | Existing | Food Preparation | Natural Gas | Broiler | A | WCNG149 | Standard | Infrared Burners | 12 | 240.24 | 0 | 0 | 1166.72 | 0 | 0 | 0 | 0.7 | 0.2 | 1 units | 32.39% | 100% | Lost Opportunity | LOEven20_OR | 85% | TBD | 0% | 730.2128 |  | 547.6596 |  | 0 | IL TRM - 4.2.14 - CI-FSE-IRBL-V02-180101 | IL TRM - 4.2.14 - CI-FSE-IRBL-V02-180101 | IL TRM - 4.2.14 - CI-FSE-IRBL-V02-180101 | Standard | Standard | Standard | Standard | Standard | Standard | Standard | Standard | Standard | Standard | Standard | Standard | Standard | Standard | Standard | Standard | Standard | Standard | Standard | Standard | Standard | Standard | Standard | Standard | Standard | Standard | Standard | Infrared Burners | Infrared Burners | Infrared Burners | Infrared Burners | Infrared Burners | Infrared Burners | Infrared Burners | Infrared Burners | Infrared Burners | Infrared Burners | Infrared Burners | Infrared Burners | Infrared Burners | Infrared Burners | Infrared Burners | Infrared Burners | Infrared Burners | Infrared Burners | Infrared Burners | Infrared Burners | Infrared Burners | Infrared Burners | Infrared Burners | Infrared Burners | Infrared Burners | Infrared Burners | Infrared Burners | 1166.72 | 1166.72 | 1166.72 | 1166.72 | 1166.72 | 1166.72 | 1166.72 | 1166.72 | 1166.72 | 1166.72 | 1166.72 | 1166.72 | 1166.72 | 1166.72 | 1166.72 | 1166.72 | 1166.72 | 1166.72 | 1166.72 | 1166.72 | 1166.72 | 1166.72 | 1166.72 | 1166.7179 | 1166.7179 | 1166.7179 | 1166.7179 | 0 | 240.24 | 240.24 | 240.24 | 240.24 | 240.24 | 240.24 | 240.24 | 240.24 | 240.24 | 240.24 | 240.24 | 240.24 | 240.24 | 240.24 | 240.24 | 240.24 | 240.24 | 240.24 | 240.24 | 240.24 | 240.24 | 240.24 | 240.24 | 240.24 | 240.24 | 240.24 | 0.022814 | 0.025287 | 0.027485 | 0.029439 | 0.031176 | 0.03272 | 0.034093 | 0.035312 | 0.033615 | 0.032414 | 0.031623 | 0.031163 | 0.0081574 | 0.0057071 | 0.0037006 | 0.0020695 | 0.00075524 | 0.005567 | 0.0043989 | 0.0031774 | 0.0047381 | 0.0057197 | 0.0062532 | 0.006445 | 0.0063815 | 0.022814 | 0.048101 | 0.075586 | 0.10503 | 0.1362 | 0.16892 | 0.20301 | 0.23833 | 0.27194 | 0.30436 | 0.33598 | 0.36714 | 0.3753 | 0.38101 | 0.38471 | 0.38678 | 0.38753 | 0.3931 | 0.3975 | 0.40067 | 0.40541 | 0.41113 | 0.41739 | 0.42383 | 0.43021 | 0.094963 | 0.10526 | 0.11441 | 0.12254 | 0.12977 | 0.1362 | 0.14191 | 0.14699 | 0.13992 | 0.13493 | 0.13163 | 0.12972 | 0.033955 | 0.023756 | 0.015404 | 0.0086144 | 0.0031437 | 0.023173 | 0.01831 | 0.013226 | 0.019722 | 0.023808 | 0.026029 | 0.026827 | 0.026563 | 0.094963 | 0.20022 | 0.31463 | 0.43717 | 0.56694 | 0.70314 | 0.84505 | 0.99204 | 1.132 | 1.2669 | 1.3985 | 1.5282 | 1.5622 | 1.5859 | 1.6013 | 1.61 | 1.6131 | 1.6363 | 1.6546 | 1.6678 | 1.6875 | 1.7113 | 1.7374 | 1.7642 | 1.7908 | 0.0004848 | 0.0016403 | 0.0029818 | 0.0044779 | 0.0061019 | 0.0078313 | 0.0096468 | 0.011532 | 0.012444 | 0.013414 | 0.014465 | 0.015614 | 0.016384 | 0.016593 | 0.016725 | 0.016807 | 0.016861 | 0.021373 | 0.021392 | 0.021184 | 0.020156 | 0.019 | 0.017729 | 0.016352 | 0.014881 | 0.0004848 | 0.0021251 | 0.0051069 | 0.0095848 | 0.015687 | 0.023518 | 0.033165 | 0.044697 | 0.057141 | 0.070555 | 0.08502 | 0.10063 | 0.11702 | 0.13361 | 0.15034 | 0.16714 | 0.18401 | 0.20538 | 0.22677 | 0.24795 | 0.26811 | 0.28711 | 0.30484 | 0.32119 | 0.33607 | 0.002018 | 0.0068279 | 0.012412 | 0.018639 | 0.025399 | 0.032598 | 0.040155 | 0.048003 | 0.051798 | 0.055834 | 0.060212 | 0.064994 | 0.0682 | 0.069069 | 0.069617 | 0.06996 | 0.070186 | 0.088964 | 0.089044 | 0.088179 | 0.083898 | 0.079089 | 0.073798 | 0.068067 | 0.061941 | 0.002018 | 0.0088458 | 0.021258 | 0.039897 | 0.065296 | 0.097894 | 0.13805 | 0.18605 | 0.23785 | 0.29368 | 0.3539 | 0.41889 | 0.48709 | 0.55616 | 0.62578 | 0.69574 | 0.76592 | 0.85489 | 0.94393 | 1.0321 | 1.116 | 1.1951 | 1.2689 | 1.337 | 1.3989 | 0.0004848 | 0.0016403 | 0.0029818 | 0.0044779 | 0.0061019 | 0.0078313 | 0.0096468 | 0.011532 | 0.012444 | 0.013414 | 0.014465 | 0.015614 | 0.016384 | 0.016593 | 0.016725 | 0.016807 | 0.016861 | 0.021373 | 0.021392 | 0.021184 | 0.020156 | 0.019 | 0.017729 | 0.016352 | 0.014881 | 0.0004848 | 0.0021251 | 0.0051069 | 0.0095848 | 0.015687 | 0.023518 | 0.033165 | 0.044697 | 0.057141 | 0.070555 | 0.08502 | 0.10063 | 0.11702 | 0.13361 | 0.15034 | 0.16714 | 0.18401 | 0.20538 | 0.22677 | 0.24795 | 0.26811 | 0.28711 | 0.30484 | 0.32119 | 0.33607 | 0.002018 | 0.0068279 | 0.012412 | 0.018639 | 0.025399 | 0.032598 | 0.040155 | 0.048003 | 0.051798 | 0.055834 | 0.060212 | 0.064994 | 0.0682 | 0.069069 | 0.069617 | 0.06996 | 0.070186 | 0.088964 | 0.089044 | 0.088179 | 0.083898 | 0.079089 | 0.073798 | 0.068067 | 0.061941 | 0.002018 | 0.0088458 | 0.021258 | 0.039897 | 0.065296 | 0.097894 | 0.13805 | 0.18605 | 0.23785 | 0.29368 | 0.3539 | 0.41889 | 0.48709 | 0.55616 | 0.62578 | 0.69574 | 0.76592 | 0.85489 | 0.94393 | 1.0321 | 1.116 | 1.1951 | 1.2689 | 1.337 | 1.3989 | 0.0004848 | 0.0016403 | 0.0029818 | 0.0044779 | 0.0061019 | 0.0078313 | 0.0096468 | 0.011532 | 0.012444 | 0.013414 | 0.014465 | 0.015614 | 0.016384 | 0.016593 | 0.016725 | 0.016807 | 0.016861 | 0.021373 | 0.021392 | 0.021184 | 0.020156 | 0.019 | 0.017729 | 0.016352 | 0.014881 | 0.0004848 | 0.0021251 | 0.0051069 | 0.0095848 | 0.015687 | 0.023518 | 0.033165 | 0.044697 | 0.057141 | 0.070555 | 0.08502 | 0.10063 | 0.11702 | 0.13361 | 0.15034 | 0.16714 | 0.18401 | 0.20538 | 0.22677 | 0.24795 | 0.26811 | 0.28711 | 0.30484 | 0.32119 | 0.33607 | 0.002018 | 0.0068279 | 0.012412 | 0.018639 | 0.025399 | 0.032598 | 0.040155 | 0.048003 | 0.051798 | 0.055834 | 0.060212 | 0.064994 | 0.0682 | 0.069069 | 0.069617 | 0.06996 | 0.070186 | 0.088964 | 0.089044 | 0.088179 | 0.083898 | 0.079089 | 0.073798 | 0.068067 | 0.061941 | 0.002018 | 0.0088458 | 0.021258 | 0.039897 | 0.065296 | 0.097894 | 0.13805 | 0.18605 | 0.23785 | 0.29368 | 0.3539 | 0.41889 | 0.48709 | 0.55616 | 0.62578 | 0.69574 | 0.76592 | 0.85489 | 0.94393 | 1.0321 | 1.116 | 1.1951 | 1.2689 | 1.337 | 1.3989 | 730.2128 | 730.2128 | 730.2128 | 730.2128 | 730.2128 | 730.2128 | 730.2128 | 730.2128 | 730.2128 | 730.2128 | 730.2128 | 730.2128 | 730.2128 | 730.2128 | 730.2128 | 730.2128 | 730.2128 | 730.2128 | 730.2128 | 730.2128 | 730.2128 | 730.2114 | 730.2114 | 730.2114 | 730.2114 | 547.6596 | 547.6596 | 547.6596 | 547.6596 | 547.6596 | 547.6596 | 547.6596 | 547.6596 | 547.6596 | 547.6596 | 547.6596 | 547.6596 | 547.6596 | 547.6596 | 547.6596 | 547.6596 | 547.6596 | 547.6596 | 547.6596 | 547.6596 | 547.6596 | 547.6586 | 547.6586 | 547.6586 | 547.6586
OR_Commercial_OR - Miscellaneous_Existing_Food Preparation_Natural Gas_Griddle_A | OR | Commercial | OR - Miscellaneous | Existing | Food Preparation | Natural Gas | Griddle | A | WCNG150 | Standard | ENERGY STAR | 12 | 167.9465 | 0 | 0 | 1405.83 | 0 | 0 | 0 | 0.7 | 0.2 | 1 units | 35.93% | 100% | Lost Opportunity | LOEven20_OR | 85% | TBD | 0% | 1258.6067 |  | 943.955 |  | 0 | IL TRM - 4.2.8 - CI-FSE-ESGR-V04-200101 | IL TRM - 4.2.8 - CI-FSE-ESGR-V04-200101 | IL TRM - 4.2.8 - CI-FSE-ESGR-V04-200101 | Standard | Standard | Standard | Standard | Standard | Standard | Standard | Standard | Standard | Standard | Standard | Standard | Standard | Standard | Standard | Standard | Standard | Standard | Standard | Standard | Standard | Standard | Standard | Standard | Standard | Standard | Standard | ENERGY STAR | ENERGY STAR | ENERGY STAR | ENERGY STAR | ENERGY STAR | ENERGY STAR | ENERGY STAR | ENERGY STAR | ENERGY STAR | ENERGY STAR | ENERGY STAR | ENERGY STAR | ENERGY STAR | ENERGY STAR | ENERGY STAR | ENERGY STAR | ENERGY STAR | ENERGY STAR | ENERGY STAR | ENERGY STAR | ENERGY STAR | ENERGY STAR | ENERGY STAR | ENERGY STAR | ENERGY STAR | ENERGY STAR | ENERGY STAR | 1405.83 | 1405.83 | 1405.83 | 1405.83 | 1405.83 | 1405.83 | 1405.83 | 1405.83 | 1405.83 | 1405.83 | 1405.83 | 1405.83 | 1405.83 | 1405.83 | 1405.83 | 1405.83 | 1405.83 | 1405.83 | 1405.83 | 1405.83 | 1405.83 | 1405.83 | 1405.83 | 1405.8266 | 1405.8266 | 1405.8266 | 1405.8266 | 0 | 167.9465 | 167.9465 | 167.9465 | 167.9465 | 167.9465 | 167.9465 | 167.9465 | 167.9465 | 167.9465 | 167.9465 | 167.9465 | 167.9465 | 167.9465 | 167.9465 | 167.9465 | 167.9465 | 167.9465 | 167.9465 | 167.9465 | 167.9465 | 167.9465 | 167.9465 | 167.9465 | 167.9465 | 167.9465 | 167.9465 | 0.0056595 | 0.006273 | 0.0068183 | 0.0073031 | 0.007734 | 0.008117 | 0.0084574 | 0.00876 | 0.0083388 | 0.0080411 | 0.0078447 | 0.0077306 | 0.0020236 | 0.0014158 | 0.00091802 | 0.00051339 | 0.00018736 | 0.001381 | 0.0010912 | 0.00078822 | 0.0011754 | 0.0014189 | 0.0015512 | 0.0015988 | 0.0015831 | 0.0056595 | 0.011933 | 0.018751 | 0.026054 | 0.033788 | 0.041905 | 0.050362 | 0.059122 | 0.067461 | 0.075502 | 0.083347 | 0.091078 | 0.093101 | 0.094517 | 0.095435 | 0.095948 | 0.096136 | 0.097517 | 0.098608 | 0.099396 | 0.10057 | 0.10199 | 0.10354 | 0.10514 | 0.10672 | 0.033698 | 0.037351 | 0.040598 | 0.043485 | 0.04605 | 0.048331 | 0.050358 | 0.05216 | 0.049652 | 0.047879 | 0.046709 | 0.04603 | 0.012049 | 0.0084299 | 0.0054661 | 0.0030569 | 0.0011156 | 0.008223 | 0.0064976 | 0.0046933 | 0.0069986 | 0.0084486 | 0.0092366 | 0.0095199 | 0.009426 | 0.033698 | 0.07105 | 0.11165 | 0.15513 | 0.20118 | 0.24951 | 0.29987 | 0.35203 | 0.40168 | 0.44956 | 0.49627 | 0.5423 | 0.55435 | 0.56278 | 0.56825 | 0.5713 | 0.57242 | 0.58064 | 0.58714 | 0.59183 | 0.59883 | 0.60728 | 0.61652 | 0.62604 | 0.63546 | 0.00012026 | 0.00040692 | 0.0007397 | 0.0011108 | 0.0015137 | 0.0019427 | 0.0023931 | 0.0028608 | 0.003087 | 0.0033276 | 0.0035884 | 0.0038735 | 0.0040645 | 0.0041163 | 0.004149 | 0.0041694 | 0.0041829 | 0.005302 | 0.0053068 | 0.0052552 | 0.0050001 | 0.0047135 | 0.0043981 | 0.0040566 | 0.0036915 | 0.00012026 | 0.00052719 | 0.0012669 | 0.0023777 | 0.0038914 | 0.0058342 | 0.0082273 | 0.011088 | 0.014175 | 0.017503 | 0.021091 | 0.024965 | 0.029029 | 0.033145 | 0.037294 | 0.041464 | 0.045647 | 0.050949 | 0.056255 | 0.061511 | 0.066511 | 0.071224 | 0.075622 | 0.079679 | 0.08337 | 0.00071609 | 0.0024229 | 0.0044044 | 0.0066142 | 0.0090131 | 0.011568 | 0.014249 | 0.017034 | 0.018381 | 0.019813 | 0.021366 | 0.023064 | 0.024201 | 0.02451 | 0.024704 | 0.024826 | 0.024906 | 0.03157 | 0.031598 | 0.031291 | 0.029772 | 0.028065 | 0.026188 | 0.024154 | 0.02198 | 0.00071609 | 0.003139 | 0.0075434 | 0.014158 | 0.023171 | 0.034738 | 0.048988 | 0.066022 | 0.084403 | 0.10422 | 0.12558 | 0.14865 | 0.17285 | 0.19736 | 0.22206 | 0.24689 | 0.27179 | 0.30336 | 0.33496 | 0.36625 | 0.39602 | 0.42409 | 0.45028 | 0.47443 | 0.49641 | 0.00012026 | 0.00040692 | 0.0007397 | 0.0011108 | 0.0015137 | 0.0019427 | 0.0023931 | 0.0028608 | 0.003087 | 0.0033276 | 0.0035884 | 0.0038735 | 0.0040645 | 0.0041163 | 0.004149 | 0.0041694 | 0.0041829 | 0.005302 | 0.0053068 | 0.0052552 | 0.0050001 | 0.0047135 | 0.0043981 | 0.0040566 | 0.0036915 | 0.00012026 | 0.00052719 | 0.0012669 | 0.0023777 | 0.0038914 | 0.0058342 | 0.0082273 | 0.011088 | 0.014175 | 0.017503 | 0.021091 | 0.024965 | 0.029029 | 0.033145 | 0.037294 | 0.041464 | 0.045647 | 0.050949 | 0.056255 | 0.061511 | 0.066511 | 0.071224 | 0.075622 | 0.079679 | 0.08337 | 0.00071609 | 0.0024229 | 0.0044044 | 0.0066142 | 0.0090131 | 0.011568 | 0.014249 | 0.017034 | 0.018381 | 0.019813 | 0.021366 | 0.023064 | 0.024201 | 0.02451 | 0.024704 | 0.024826 | 0.024906 | 0.03157 | 0.031598 | 0.031291 | 0.029772 | 0.028065 | 0.026188 | 0.024154 | 0.02198 | 0.00071609 | 0.003139 | 0.0075434 | 0.014158 | 0.023171 | 0.034738 | 0.048988 | 0.066022 | 0.084403 | 0.10422 | 0.12558 | 0.14865 | 0.17285 | 0.19736 | 0.22206 | 0.24689 | 0.27179 | 0.30336 | 0.33496 | 0.36625 | 0.39602 | 0.42409 | 0.45028 | 0.47443 | 0.49641 | 0.00012026 | 0.00040692 | 0.0007397 | 0.0011108 | 0.0015137 | 0.0019427 | 0.0023931 | 0.0028608 | 0.003087 | 0.0033276 | 0.0035884 | 0.0038735 | 0.0040645 | 0.0041163 | 0.004149 | 0.0041694 | 0.0041829 | 0.005302 | 0.0053068 | 0.0052552 | 0.0050001 | 0.0047135 | 0.0043981 | 0.0040566 | 0.0036915 | 0.00012026 | 0.00052719 | 0.0012669 | 0.0023777 | 0.0038914 | 0.0058342 | 0.0082273 | 0.011088 | 0.014175 | 0.017503 | 0.021091 | 0.024965 | 0.029029 | 0.033145 | 0.037294 | 0.041464 | 0.045647 | 0.050949 | 0.056255 | 0.061511 | 0.066511 | 0.071224 | 0.075622 | 0.079679 | 0.08337 | 0.00071609 | 0.0024229 | 0.0044044 | 0.0066142 | 0.0090131 | 0.011568 | 0.014249 | 0.017034 | 0.018381 | 0.019813 | 0.021366 | 0.023064 | 0.024201 | 0.02451 | 0.024704 | 0.024826 | 0.024906 | 0.03157 | 0.031598 | 0.031291 | 0.029772 | 0.028065 | 0.026188 | 0.024154 | 0.02198 | 0.00071609 | 0.003139 | 0.0075434 | 0.014158 | 0.023171 | 0.034738 | 0.048988 | 0.066022 | 0.084403 | 0.10422 | 0.12558 | 0.14865 | 0.17285 | 0.19736 | 0.22206 | 0.24689 | 0.27179 | 0.30336 | 0.33496 | 0.36625 | 0.39602 | 0.42409 | 0.45028 | 0.47443 | 0.49641 | 1258.6067 | 1258.6067 | 1258.6067 | 1258.6067 | 1258.6067 | 1258.6067 | 1258.6067 | 1258.6067 | 1258.6067 | 1258.6067 | 1258.6067 | 1258.6067 | 1258.6067 | 1258.6067 | 1258.6067 | 1258.6067 | 1258.6067 | 1258.6067 | 1258.6067 | 1258.6067 | 1258.6067 | 1258.6037 | 1258.6037 | 1258.6037 | 1258.6037 | 943.955 | 943.955 | 943.955 | 943.955 | 943.955 | 943.955 | 943.955 | 943.955 | 943.955 | 943.955 | 943.955 | 943.955 | 943.955 | 943.955 | 943.955 | 943.955 | 943.955 | 943.955 | 943.955 | 943.955 | 943.955 | 943.9527 | 943.9527 | 943.9527 | 943.9527
OR_Commercial_OR - Miscellaneous_Existing_Food Preparation_Natural Gas_Range_A | OR | Commercial | OR - Miscellaneous | Existing | Food Preparation | Natural Gas | Range | A | WCNG151 | Standard | High Efficiency | 10 | 171.4286 | 0 | 0 | 0.01 | 0 | 0 | 0 | 0.7 | 0.2 | 1 units | 39.94% | 100% | Lost Opportunity | LOEven20_OR | 85% | TBD | 0% | 0.009925 |  | 0.0074438 |  | 0 | COOK_OVN-Food Preparation-AEO17-1 | EIA 2018 Tech Forecast | EIA 2018 Tech Forecast | Standard | Standard | Standard | Standard | Standard | Standard | Standard | Standard | Standard | Standard | Standard | Standard | Standard | Standard | Standard | Standard | Standard | Standard | Standard | Standard | Standard | Standard | Standard | Standard | Standard | Standard | Standard | High Efficiency | High Efficiency | High Efficiency | High Efficiency | High Efficiency | High Efficiency | High Efficiency | High Efficiency | High Efficiency | High Efficiency | High Efficiency | High Efficiency | High Efficiency | High Efficiency | High Efficiency | High Efficiency | High Efficiency | High Efficiency | High Efficiency | High Efficiency | High Efficiency | High Efficiency | High Efficiency | High Efficiency | High Efficiency | High Efficiency | High Efficiency | 0.01 | 0.01 | 0.01 | 0.01 | 0.01 | 0.01 | 0.01 | 0.01 | 0.01 | 0.01 | 0.01 | 0.01 | 0.01 | 0.01 | 0.01 | 0.01 | 0.01 | 0.01 | 0.01 | 0.01 | 0.01 | 0.01 | 0.01 | 0.010631 | 0.010631 | 0.010631 | 0.010631 | 0 | 171.4286 | 171.4286 | 171.4286 | 171.4286 | 171.4286 | 171.4286 | 171.4286 | 171.4286 | 171.4286 | 171.4286 | 171.4286 | 171.4286 | 171.4286 | 171.4286 | 171.4286 | 171.4286 | 171.4286 | 171.4286 | 171.4286 | 171.4286 | 171.4286 | 171.4286 | 171.4286 | 171.4286 | 171.4286 | 171.4286 | 0.0095515 | 0.011315 | 0.012725 | 0.013854 | 0.014757 | 0.015479 | 0.016057 | 0.016519 | 0.014685 | 0.013658 | 0.003638 | 0.0017819 | 0.00052266 | 0.0016219 | 0.0012975 | 0.001038 | 0.00083042 | 0.0002235 | 0.0016776 | 0.0022591 | 0.0023151 | 0.0020778 | 0.0015057 | 0 | 0 | 0.0095515 | 0.020866 | 0.033592 | 0.047446 | 0.062203 | 0.077682 | 0.093739 | 0.11026 | 0.12494 | 0.1386 | 0.14224 | 0.14402 | 0.14454 | 0.14617 | 0.14746 | 0.1485 | 0.14933 | 0.14955 | 0.15123 | 0.15349 | 0.15581 | 0.15788 | 0.15939 | 0.15939 | 0.15939 | 0.055717 | 0.066003 | 0.074232 | 0.080815 | 0.086082 | 0.090295 | 0.093665 | 0.096362 | 0.085661 | 0.079672 | 0.021222 | 0.010394 | 0.0030489 | 0.0094611 | 0.0075689 | 0.0060551 | 0.0048441 | 0.0013037 | 0.0097862 | 0.013178 | 0.013505 | 0.01212 | 0.0087834 | 0 | 0 | 0.055717 | 0.12172 | 0.19595 | 0.27677 | 0.36285 | 0.45314 | 0.54681 | 0.64317 | 0.72883 | 0.8085 | 0.82973 | 0.84012 | 0.84317 | 0.85263 | 0.8602 | 0.86625 | 0.8711 | 0.8724 | 0.88219 | 0.89537 | 0.90887 | 0.92099 | 0.92977 | 0.92977 | 0.92977 | 0.00020297 | 0.00073397 | 0.0013805 | 0.0021073 | 0.0028883 | 0.0037048 | 0.0045435 | 0.0053948 | 0.0054363 | 0.0056519 | 0.0058303 | 0.0058281 | 0.0058353 | 0.0069971 | 0.0072566 | 0.007453 | 0.007601 | 0.0073759 | 0.0077581 | 0.0078777 | 0.0071456 | 0.0063362 | 0.0053249 | 0.0034288 | 0.0025851 | 0.00020297 | 0.00093694 | 0.0023175 | 0.0044248 | 0.007313 | 0.011018 | 0.015561 | 0.020956 | 0.026392 | 0.032044 | 0.037875 | 0.043703 | 0.049538 | 0.056535 | 0.063792 | 0.071245 | 0.078846 | 0.086222 | 0.09398 | 0.10186 | 0.109 | 0.11534 | 0.12066 | 0.12409 | 0.12668 | 0.001184 | 0.0042815 | 0.0080532 | 0.012292 | 0.016848 | 0.021611 | 0.026504 | 0.03147 | 0.031712 | 0.03297 | 0.03401 | 0.033998 | 0.034039 | 0.040816 | 0.04233 | 0.043476 | 0.044339 | 0.043026 | 0.045256 | 0.045953 | 0.041682 | 0.036961 | 0.031062 | 0.020001 | 0.01508 | 0.001184 | 0.0054655 | 0.013519 | 0.025811 | 0.042659 | 0.064271 | 0.090774 | 0.12224 | 0.15396 | 0.18693 | 0.22094 | 0.25493 | 0.28897 | 0.32979 | 0.37212 | 0.41559 | 0.45993 | 0.50296 | 0.54822 | 0.59417 | 0.63585 | 0.67281 | 0.70387 | 0.72387 | 0.73895 | 0.00020297 | 0.00073397 | 0.0013805 | 0.0021073 | 0.0028883 | 0.0037048 | 0.0045435 | 0.0053948 | 0.0054363 | 0.0056519 | 0.0058303 | 0.0058281 | 0.0058353 | 0.0069971 | 0.0072566 | 0.007453 | 0.007601 | 0.0073759 | 0.0077581 | 0.0078777 | 0.0071456 | 0.0063362 | 0.0053249 | 0.0034288 | 0.0025851 | 0.00020297 | 0.00093694 | 0.0023175 | 0.0044248 | 0.007313 | 0.011018 | 0.015561 | 0.020956 | 0.026392 | 0.032044 | 0.037875 | 0.043703 | 0.049538 | 0.056535 | 0.063792 | 0.071245 | 0.078846 | 0.086222 | 0.09398 | 0.10186 | 0.109 | 0.11534 | 0.12066 | 0.12409 | 0.12668 | 0.001184 | 0.0042815 | 0.0080532 | 0.012292 | 0.016848 | 0.021611 | 0.026504 | 0.03147 | 0.031712 | 0.03297 | 0.03401 | 0.033998 | 0.034039 | 0.040816 | 0.04233 | 0.043476 | 0.044339 | 0.043026 | 0.045256 | 0.045953 | 0.041682 | 0.036961 | 0.031062 | 0.020001 | 0.01508 | 0.001184 | 0.0054655 | 0.013519 | 0.025811 | 0.042659 | 0.064271 | 0.090774 | 0.12224 | 0.15396 | 0.18693 | 0.22094 | 0.25493 | 0.28897 | 0.32979 | 0.37212 | 0.41559 | 0.45993 | 0.50296 | 0.54822 | 0.59417 | 0.63585 | 0.67281 | 0.70387 | 0.72387 | 0.73895 | 0.00020297 | 0.00073397 | 0.0013805 | 0.0021073 | 0.0028883 | 0.0037048 | 0.0045435 | 0.0053948 | 0.0054363 | 0.0056519 | 0.0058303 | 0.0058281 | 0.0058353 | 0.0069971 | 0.0072566 | 0.007453 | 0.007601 | 0.0073759 | 0.0077581 | 0.0078777 | 0.0071456 | 0.0063362 | 0.0053249 | 0.0034288 | 0.0025851 | 0.00020297 | 0.00093694 | 0.0023175 | 0.0044248 | 0.007313 | 0.011018 | 0.015561 | 0.020956 | 0.026392 | 0.032044 | 0.037875 | 0.043703 | 0.049538 | 0.056535 | 0.063792 | 0.071245 | 0.078846 | 0.086222 | 0.09398 | 0.10186 | 0.109 | 0.11534 | 0.12066 | 0.12409 | 0.12668 | 0.001184 | 0.0042815 | 0.0080532 | 0.012292 | 0.016848 | 0.021611 | 0.026504 | 0.03147 | 0.031712 | 0.03297 | 0.03401 | 0.033998 | 0.034039 | 0.040816 | 0.04233 | 0.043476 | 0.044339 | 0.043026 | 0.045256 | 0.045953 | 0.041682 | 0.036961 | 0.031062 | 0.020001 | 0.01508 | 0.001184 | 0.0054655 | 0.013519 | 0.025811 | 0.042659 | 0.064271 | 0.090774 | 0.12224 | 0.15396 | 0.18693 | 0.22094 | 0.25493 | 0.28897 | 0.32979 | 0.37212 | 0.41559 | 0.45993 | 0.50296 | 0.54822 | 0.59417 | 0.63585 | 0.67281 | 0.70387 | 0.72387 | 0.73895 | 0.009925 | 0.009925 | 0.009925 | 0.009925 | 0.009925 | 0.009925 | 0.009925 | 0.009925 | 0.009925 | 0.009925 | 0.009925 | 0.009925 | 0.009925 | 0.009925 | 0.009925 | 0.009925 | 0.009925 | 0.009925 | 0.009925 | 0.009925 | 0.009925 | 0.010551 | 0.010551 | 0.010551 | 0.010551 | 0.0074438 | 0.0074438 | 0.0074438 | 0.0074438 | 0.0074438 | 0.0074438 | 0.0074438 | 0.0074438 | 0.0074438 | 0.0074438 | 0.0074438 | 0.0074438 | 0.0074438 | 0.0074438 | 0.0074438 | 0.0074438 | 0.0074438 | 0.0074438 | 0.0074438 | 0.0074438 | 0.0074438 | 0.0079134 | 0.0079134 | 0.0079134 | 0.0079134
OR_Commercial_OR - Miscellaneous_Existing_Food Preparation_Natural Gas_Steamer_A | OR | Commercial | OR - Miscellaneous | Existing | Food Preparation | Natural Gas | Steamer | A | WCNG152 | Standard | ENERGY STAR | 8 | 1215.1419 | 0 | 0 | 0.01 | 737.87 | 0 | 0 | 0.7 | 0.2 | 1 units | 1.408% | 100% | Lost Opportunity | LOEven20_OR | 85% | TBD | 0% | -607.2266 |  | 0.001236 |  | 0 | RTF Wkbk - ComCookingSteamer_v5_0 | RTF Wkbk - ComCookingSteamer_v5_0 | RTF Wkbk - ComCookingSteamer_v5_0 | Standard | Standard | Standard | Standard | Standard | Standard | Standard | Standard | Standard | Standard | Standard | Standard | Standard | Standard | Standard | Standard | Standard | Standard | Standard | Standard | Standard | Standard | Standard | Standard | Standard | Standard | Standard | ENERGY STAR | ENERGY STAR | ENERGY STAR | ENERGY STAR | ENERGY STAR | ENERGY STAR | ENERGY STAR | ENERGY STAR | ENERGY STAR | ENERGY STAR | ENERGY STAR | ENERGY STAR | ENERGY STAR | ENERGY STAR | ENERGY STAR | ENERGY STAR | ENERGY STAR | ENERGY STAR | ENERGY STAR | ENERGY STAR | ENERGY STAR | ENERGY STAR | ENERGY STAR | ENERGY STAR | ENERGY STAR | ENERGY STAR | ENERGY STAR | 0.01 | 0.01 | 0.01 | 0.01 | 0.01 | 0.01 | 0.01 | 0.01 | 0.01 | 0.01 | 0.01 | 0.01 | 0.01 | 0.01 | 0.01 | 0.01 | 0.01 | 0.01 | 0.01 | 0.01 | 0.01 | 0.01 | 0.01 | 0.010743 | 0.010743 | 0.010743 | 0.010743 | 0 | 1215.1419 | 1215.1419 | 1215.1419 | 1215.1419 | 1215.1419 | 1215.1419 | 1215.1419 | 1215.1419 | 1215.1419 | 1215.1419 | 1215.1419 | 1215.1419 | 1215.1419 | 1215.1419 | 1215.1419 | 1215.1419 | 1215.1419 | 1215.1419 | 1215.1419 | 1215.1419 | 1215.1419 | 1215.1419 | 1215.1419 | 1215.1419 | 1215.1419 | 1215.1419 | 0.0036314 | 0.0035312 | 0.0034511 | 0.0033869 | 0.0033357 | 0.0032946 | 0.003387 | 0.0034359 | 0 | 0 | 0 | 0.0010175 | 0.00081403 | 0.00067627 | 0.00045586 | 0.0003126 | 4.4806e-05 | 8.7134e-05 | 0.00034873 | 0 | 0 | 0 | 1.734e-05 | 0.00032757 | 0 | 0.0036314 | 0.0071626 | 0.010614 | 0.014001 | 0.017336 | 0.020631 | 0.024018 | 0.027454 | 0.027454 | 0.027454 | 0.027454 | 0.028471 | 0.029285 | 0.029962 | 0.030417 | 0.03073 | 0.030775 | 0.030862 | 0.031211 | 0.031211 | 0.031211 | 0.031211 | 0.031228 | 0.031556 | 0.031556 | 0.0029884 | 0.002906 | 0.00284 | 0.0027873 | 0.0027451 | 0.0027113 | 0.0027873 | 0.0028276 | 0 | 0 | 0 | 0.00083738 | 0.0006699 | 0.00055653 | 0.00037515 | 0.00025725 | 3.6873e-05 | 7.1707e-05 | 0.00028698 | 0 | 0 | 0 | 1.427e-05 | 0.00026957 | 0 | 0.0029884 | 0.0058944 | 0.0087345 | 0.011522 | 0.014267 | 0.016978 | 0.019765 | 0.022593 | 0.022593 | 0.022593 | 0.022593 | 0.02343 | 0.0241 | 0.024657 | 0.025032 | 0.025289 | 0.025326 | 0.025398 | 0.025685 | 0.025685 | 0.025685 | 0.025685 | 0.025699 | 0.025969 | 0.025969 | 7.7167e-05 | 0.00022906 | 0.00037439 | 0.00051517 | 0.00065287 | 0.00078854 | 0.00095839 | 0.0011221 | 0.0012018 | 0.0012003 | 0.0011995 | 0.0016917 | 0.0016073 | 0.0015475 | 0.00147 | 0.0014101 | 0.0013647 | 0.0013305 | 0.0014902 | 0.0010933 | 0.0010592 | 0.00097264 | 0.00085284 | 0.00093244 | 0.00060919 | 7.7167e-05 | 0.00030623 | 0.00068062 | 0.0011958 | 0.0018487 | 0.0026372 | 0.0035956 | 0.0047177 | 0.0059195 | 0.0071199 | 0.0083194 | 0.010011 | 0.011618 | 0.013166 | 0.014636 | 0.016046 | 0.017411 | 0.018741 | 0.020231 | 0.021325 | 0.022384 | 0.023357 | 0.024209 | 0.025142 | 0.025751 | 6.3504e-05 | 0.00018851 | 0.00030811 | 0.00042396 | 0.00053728 | 0.00064893 | 0.00078871 | 0.00092342 | 0.00098906 | 0.00098781 | 0.00098714 | 0.0013922 | 0.0013228 | 0.0012735 | 0.0012097 | 0.0011605 | 0.0011231 | 0.001095 | 0.0012263 | 0.00089974 | 0.0008717 | 0.00080044 | 0.00070184 | 0.00076735 | 0.00050133 | 6.3504e-05 | 0.00025201 | 0.00056012 | 0.00098408 | 0.0015214 | 0.0021703 | 0.002959 | 0.0038824 | 0.0048715 | 0.0058593 | 0.0068464 | 0.0082386 | 0.0095614 | 0.010835 | 0.012045 | 0.013205 | 0.014328 | 0.015423 | 0.016649 | 0.017549 | 0.018421 | 0.019221 | 0.019923 | 0.02069 | 0.021192 | 7.7167e-05 | 0.00022906 | 0.00037439 | 0.00051517 | 0.00065287 | 0.00078854 | 0.00095839 | 0.0011221 | 0.0012018 | 0.0012003 | 0.0011995 | 0.0016917 | 0.0016073 | 0.0015475 | 0.00147 | 0.0014101 | 0.0013647 | 0.0013305 | 0.0014902 | 0.0010933 | 0.0010592 | 0.00097264 | 0.00085284 | 0.00093244 | 0.00060919 | 7.7167e-05 | 0.00030623 | 0.00068062 | 0.0011958 | 0.0018487 | 0.0026372 | 0.0035956 | 0.0047177 | 0.0059195 | 0.0071199 | 0.0083194 | 0.010011 | 0.011618 | 0.013166 | 0.014636 | 0.016046 | 0.017411 | 0.018741 | 0.020231 | 0.021325 | 0.022384 | 0.023357 | 0.024209 | 0.025142 | 0.025751 | 6.3504e-05 | 0.00018851 | 0.00030811 | 0.00042396 | 0.00053728 | 0.00064893 | 0.00078871 | 0.00092342 | 0.00098906 | 0.00098781 | 0.00098714 | 0.0013922 | 0.0013228 | 0.0012735 | 0.0012097 | 0.0011605 | 0.0011231 | 0.001095 | 0.0012263 | 0.00089974 | 0.0008717 | 0.00080044 | 0.00070184 | 0.00076735 | 0.00050133 | 6.3504e-05 | 0.00025201 | 0.00056012 | 0.00098408 | 0.0015214 | 0.0021703 | 0.002959 | 0.0038824 | 0.0048715 | 0.0058593 | 0.0068464 | 0.0082386 | 0.0095614 | 0.010835 | 0.012045 | 0.013205 | 0.014328 | 0.015423 | 0.016649 | 0.017549 | 0.018421 | 0.019221 | 0.019923 | 0.02069 | 0.021192 | 7.7167e-05 | 0.00022906 | 0.00037439 | 0.00051517 | 0.00065287 | 0.00078854 | 0.00095839 | 0.0011221 | 0.0012018 | 0.0012003 | 0.0011995 | 0.0016917 | 0.0016073 | 0.0015475 | 0.00147 | 0.0014101 | 0.0013647 | 0.0013305 | 0.0014902 | 0.0010933 | 0.0010592 | 0.00097264 | 0.00085284 | 0.00093244 | 0.00060919 | 7.7167e-05 | 0.00030623 | 0.00068062 | 0.0011958 | 0.0018487 | 0.0026372 | 0.0035956 | 0.0047177 | 0.0059195 | 0.0071199 | 0.0083194 | 0.010011 | 0.011618 | 0.013166 | 0.014636 | 0.016046 | 0.017411 | 0.018741 | 0.020231 | 0.021325 | 0.022384 | 0.023357 | 0.024209 | 0.025142 | 0.025751 | 6.3504e-05 | 0.00018851 | 0.00030811 | 0.00042396 | 0.00053728 | 0.00064893 | 0.00078871 | 0.00092342 | 0.00098906 | 0.00098781 | 0.00098714 | 0.0013922 | 0.0013228 | 0.0012735 | 0.0012097 | 0.0011605 | 0.0011231 | 0.001095 | 0.0012263 | 0.00089974 | 0.0008717 | 0.00080044 | 0.00070184 | 0.00076735 | 0.00050133 | 6.3504e-05 | 0.00025201 | 0.00056012 | 0.00098408 | 0.0015214 | 0.0021703 | 0.002959 | 0.0038824 | 0.0048715 | 0.0058593 | 0.0068464 | 0.0082386 | 0.0095614 | 0.010835 | 0.012045 | 0.013205 | 0.014328 | 0.015423 | 0.016649 | 0.017549 | 0.018421 | 0.019221 | 0.019923 | 0.02069 | 0.021192 | -607.2266 | -607.2266 | -607.2266 | -607.2266 | -607.2266 | -607.2266 | -607.2266 | -607.2266 | -607.2266 | -607.2266 | -607.2266 | -607.2266 | -607.2266 | -607.2266 | -607.2266 | -607.2266 | -607.2266 | -607.2266 | -607.2266 | -607.2266 | -607.2266 | -607.2265 | -607.2265 | -607.2265 | -607.2265 | 0.001236 | 0.001236 | 0.001236 | 0.001236 | 0.001236 | 0.001236 | 0.001236 | 0.001236 | 0.001236 | 0.001236 | 0.001236 | 0.001236 | 0.001236 | 0.001236 | 0.001236 | 0.001236 | 0.001236 | 0.001236 | 0.001236 | 0.001236 | 0.001236 | 0.0013278 | 0.0013278 | 0.0013278 | 0.0013278
OR_Commercial_OR - Miscellaneous_Existing_Food Preparation_Natural Gas_Commercial Food Prep Other_A | OR | Commercial | OR - Miscellaneous | Existing | Food Preparation | Natural Gas | Commercial Food Prep Other | A | WCNG153 | Standard | ENERGY STAR | 10 | 0 | 0 | 0 | 254.64 | 0 | 0 | 0 | 0.7 | 0.2 | 1 units | 0% | 100% | Lost Opportunity | LOEven20_OR | 85% | TBD | 0% | 0 |  | 0 |  | 0 | N/A | N/A | N/A | Standard | Standard | Standard | Standard | Standard | Standard | Standard | Standard | Standard | Standard | Standard | Standard | Standard | Standard | Standard | Standard | Standard | Standard | Standard | Standard | Standard | Standard | Standard | Standard | Standard | Standard | Standard | ENERGY STAR | ENERGY STAR | ENERGY STAR | ENERGY STAR | ENERGY STAR | ENERGY STAR | ENERGY STAR | ENERGY STAR | ENERGY STAR | ENERGY STAR | ENERGY STAR | ENERGY STAR | ENERGY STAR | ENERGY STAR | ENERGY STAR | ENERGY STAR | ENERGY STAR | ENERGY STAR | ENERGY STAR | ENERGY STAR | ENERGY STAR | ENERGY STAR | ENERGY STAR | ENERGY STAR | ENERGY STAR | ENERGY STAR | ENERGY STAR | 254.64 | 254.64 | 254.64 | 254.64 | 254.64 | 254.64 | 254.64 | 254.64 | 254.64 | 254.64 | 254.64 | 254.64 | 254.64 | 254.64 | 254.64 | 254.64 | 254.64 | 254.64 | 254.64 | 254.64 | 254.64 | 254.64 | 254.64 | 254.6373 | 254.6373 | 254.6373 | 254.6373 | 0 | 0 | 0 | 0 | 0 | 0 | 0 | 0 | 0 | 0 | 0 | 0 | 0 | 0 | 0 | 0 | 0 | 0 | 0 | 0 | 0 | 0 | 0 | 0 | 0 | 0 | 0 | 0 | 0 | 0 | 0 | 0 | 0 | 0 | 0 | 0 | 0 | 0 | 0 | 0 | 0 | 0 | 0 | 0 | 0 | 0 | 0 | 0 | 0 | 0 | 0 | 0 | 0 | 0 | 0 | 0 | 0 | 0 | 0 | 0 | 0 | 0 | 0 | 0 | 0 | 0 | 0 | 0 | 0 | 0 | 0 | 0 | 0 | 0 | 0 | 0 | 0 | 0 | 0 | 0 | 0 | 0 | 0 | 0 | 0 | 0 | 0 | 0 | 0 | 0 | 0 | 0 | 0 | 0 | 0 | 0 | 0 | 0 | 0 | 0 | 0 | 0 | 0 | 0 | 0 | 0 | 0 | 0 | 0 | 0 | 0 | 0 | 0 | 0 | 0 | 0 | 0 | 0 | 0 | 0 | 0 | 0 | 0 | 0 | 0 | 0 | 0 | 0 | 0 | 0 | 0 | 0 | 0 | 0 | 0 | 0 | 0 | 0 | 0 | 0 | 0 | 0 | 0 | 0 | 0 | 0 | 0 | 0 | 0 | 0 | 0 | 0 | 0 | 0 | 0 | 0 | 0 | 0 | 0 | 0 | 0 | 0 | 0 | 0 | 0 | 0 | 0 | 0 | 0 | 0 | 0 | 0 | 0 | 0 | 0 | 0 | 0 | 0 | 0 | 0 | 0 | 0 | 0 | 0 | 0 | 0 | 0 | 0 | 0 | 0 | 0 | 0 | 0 | 0 | 0 | 0 | 0 | 0 | 0 | 0 | 0 | 0 | 0 | 0 | 0 | 0 | 0 | 0 | 0 | 0 | 0 | 0 | 0 | 0 | 0 | 0 | 0 | 0 | 0 | 0 | 0 | 0 | 0 | 0 | 0 | 0 | 0 | 0 | 0 | 0 | 0 | 0 | 0 | 0 | 0 | 0 | 0 | 0 | 0 | 0 | 0 | 0 | 0 | 0 | 0 | 0 | 0 | 0 | 0 | 0 | 0 | 0 | 0 | 0 | 0 | 0 | 0 | 0 | 0 | 0 | 0 | 0 | 0 | 0 | 0 | 0 | 0 | 0 | 0 | 0 | 0 | 0 | 0 | 0 | 0 | 0 | 0 | 0 | 0 | 0 | 0 | 0 | 0 | 0 | 0 | 0 | 0 | 0 | 0 | 0 | 0 | 0 | 0 | 0 | 0 | 0 | 0 | 0 | 0 | 0 | 0 | 0 | 0 | 0 | 0 | 0 | 0 | 0 | 0 | 0 | 0 | 0 | 0 | 0 | 0 | 0 | 0 | 0 | 0 | 0 | 0 | 0 | 0 | 0 | 0 | 0 | 0 | 0 | 0 | 0 | 0 | 0 | 0 | 0 | 0 | 0 | 0 | 0 | 0 | 0 | 0 | 0 | 0 | 0 | 0 | 0 | 0 | 0 | 0 | 0 | 0 | 0 | 0 | 0 | 0 | 0 | 0 | 0 | 0 | 0 | 0 | 0 | 0 | 0 | 0 | 0 | 0 | 0 | 0 | 0 | 0 | 0 | 0 | 0 | 0 | 0 | 0 | 0 | 0 | 0 | 0 | 0 | 0 | 0 | 0 | 0 | 0 | 0 | 0 | 0 | 0 | 0 | 0 | 0 | 0 | 0 | 0 | 0 | 0 | 0 | 0 | 0 | 0 | 0 | 0 | 0 | 0 | 0 | 0 | 0 | 0 | 0 | 0 | 0 | 0 | 0 | 0 | 0 | 0 | 0 | 0 | 0 | 0 | 0 | 0 | 0 | 0 | 0 | 0 | 0 | 0 | 0 | 0 | 0 | 0 | 0 | 0 | 0 | 0 | 0 | 0 | 0 | 0 | 0 | 0 | 0 | 0 | 0 | 0 | 0 | 0 | 0 | 0 | 0 | 0 | 0 | 0 | 0 | 0 | 0 | 0 | 0 | 0 | 0 | 0 | 0 | 0 | 0 | 0 | 0 | 0 | 0 | 0 | 0 | 0 | 0 | 0
OR_Commercial_OR - Miscellaneous_Existing_Miscellaneous_Natural Gas_Pool Heater_A | OR | Commercial | OR - Miscellaneous | Existing | Miscellaneous | Natural Gas | Pool Heater | A | WCNG154 | Standard (EF .78) | Condensing (EF .90) | 6 | 2233.5 | 0 | 0 | 12715.41 | 0 | 0 | 0 | 0.7 | 0.2 | 1 units | 1.215% | 100% | Lost Opportunity | LO1Slow_OR | 84.66% | TBD | 0% | 1429.2719 |  | 1071.9539 |  | 0 | DOE Commercial R&D 2016 - Table 7-6 | DOE Commercial R&D 2016 - Table 7-7 | DOE Commercial R&D 2016 - Table 7-9 | Standard (EF .78) | Standard (EF .78) | Standard (EF .78) | Standard (EF .78) | Standard (EF .78) | Standard (EF .78) | Standard (EF .78) | Standard (EF .78) | Standard (EF .78) | Standard (EF .78) | Standard (EF .78) | Standard (EF .78) | Standard (EF .78) | Standard (EF .78) | Standard (EF .78) | Standard (EF .78) | Standard (EF .78) | Standard (EF .78) | Standard (EF .78) | Standard (EF .78) | Standard (EF .78) | Standard (EF .78) | Standard (EF .78) | Standard (EF .78) | Standard (EF .78) | Standard (EF .78) | Standard (EF .78) | Condensing (EF .90) | Condensing (EF .90) | Condensing (EF .90) | Condensing (EF .90) | Condensing (EF .90) | Condensing (EF .90) | Condensing (EF .90) | Condensing (EF .90) | Condensing (EF .90) | Condensing (EF .90) | Condensing (EF .90) | Condensing (EF .90) | Condensing (EF .90) | Condensing (EF .90) | Condensing (EF .90) | Condensing (EF .90) | Condensing (EF .90) | Condensing (EF .90) | Condensing (EF .90) | Condensing (EF .90) | Condensing (EF .90) | Condensing (EF .90) | Condensing (EF .90) | Condensing (EF .90) | Condensing (EF .90) | Condensing (EF .90) | Condensing (EF .90) | 12715.41 | 12715.41 | 12715.41 | 12715.41 | 12715.41 | 12715.41 | 12715.41 | 12715.41 | 12715.41 | 12715.41 | 12715.41 | 12715.41 | 12715.41 | 12715.41 | 12715.41 | 12715.41 | 12715.41 | 12715.41 | 12715.41 | 12715.41 | 12715.41 | 12715.41 | 12715.41 | 12715.4132 | 12715.4132 | 12715.4132 | 12715.4132 | 0 | 2233.5 | 2233.5 | 2233.5 | 2233.5 | 2233.5 | 2233.5 | 2233.5 | 2233.5 | 2233.5 | 2233.5 | 2233.5 | 2233.5 | 2233.5 | 2233.5 | 2233.5 | 2233.5 | 2233.5 | 2233.5 | 2233.5 | 2233.5 | 2233.5 | 2233.5 | 2233.5 | 2233.5 | 2233.5 | 2233.5 | 0.0098168 | 0.009546 | 0.0093293 | 0.009156 | 0.0093558 | 0.009448 | 0 | 0 | 5.3853e-05 | 0.0028839 | 0.0020769 | 0.0015207 | 0.00078942 | 0.00077019 | 0.0013301 | 0 | 0 | 0 | 0 | 0 | 0 | 0 | 0 | 0 | 0 | 0.0098168 | 0.019363 | 0.028692 | 0.037848 | 0.047204 | 0.056652 | 0.056652 | 0.056652 | 0.056706 | 0.05959 | 0.061667 | 0.063187 | 0.063977 | 0.064747 | 0.066077 | 0.066077 | 0.066077 | 0.066077 | 0.066077 | 0.066077 | 0.066077 | 0.066077 | 0.066077 | 0.066077 | 0.066077 | 0.0043952 | 0.004274 | 0.004177 | 0.0040994 | 0.0041889 | 0.0042301 | 0 | 0 | 2.4111e-05 | 0.0012912 | 0.00092988 | 0.00068086 | 0.00035344 | 0.00034483 | 0.00059553 | 0 | 0 | 0 | 0 | 0 | 0 | 0 | 0 | 0 | 0 | 0.0043952 | 0.0086692 | 0.012846 | 0.016946 | 0.021134 | 0.025365 | 0.025365 | 0.025365 | 0.025389 | 0.02668 | 0.02761 | 0.028291 | 0.028644 | 0.028989 | 0.029584 | 0.029584 | 0.029584 | 0.029584 | 0.029584 | 0.029584 | 0.029584 | 0.029584 | 0.029584 | 0.029584 | 0.029584 | 4.1721e-05 | 6.2401e-05 | 0.00013316 | 0.00024591 | 0.00042998 | 0.00069268 | 0.0010047 | 0.0014364 | 0.0019165 | 0.0032311 | 0.0037742 | 0.004262 | 0.0046389 | 0.0048512 | 0.0052935 | 0.0046004 | 0.0043537 | 0.0038884 | 0.0032011 | 0.0032504 | 0.0019615 | 0.00097024 | 0.00020146 | 0 | 0 | 4.1721e-05 | 0.00010412 | 0.00023728 | 0.00048319 | 0.00091317 | 0.0016059 | 0.0026106 | 0.0040469 | 0.0059634 | 0.0091945 | 0.012969 | 0.017231 | 0.02187 | 0.026721 | 0.032014 | 0.036615 | 0.040968 | 0.044857 | 0.048058 | 0.051308 | 0.05327 | 0.05424 | 0.054442 | 0.054442 | 0.054442 | 1.868e-05 | 2.7939e-05 | 5.9619e-05 | 0.0001101 | 0.00019251 | 0.00031013 | 0.00044984 | 0.0006431 | 0.00085805 | 0.0014467 | 0.0016898 | 0.0019082 | 0.002077 | 0.002172 | 0.0023701 | 0.0020597 | 0.0019493 | 0.0017409 | 0.0014332 | 0.0014553 | 0.00087824 | 0.0004344 | 9.0199e-05 | 0 | 0 | 1.868e-05 | 4.6618e-05 | 0.00010624 | 0.00021634 | 0.00040885 | 0.00071898 | 0.0011688 | 0.0018119 | 0.00267 | 0.0041166 | 0.0058065 | 0.0077147 | 0.0097917 | 0.011964 | 0.014334 | 0.016393 | 0.018343 | 0.020084 | 0.021517 | 0.022972 | 0.02385 | 0.024285 | 0.024375 | 0.024375 | 0.024375 | 0 | 4.057e-05 | 6.0985e-05 | 0.00013069 | 0.00025127 | 0.00043422 | 0.00069412 | 0.0010028 | 0.0014288 | 0.0024992 | 0.0030504 | 0.0035994 | 0.0040968 | 0.0044865 | 0.0051046 | 0.0048284 | 0.0047925 | 0.0044719 | 0.003955 | 0.003937 | 0.0027825 | 0.0017045 | 0.00084386 | 0.0001622 | 0 | 0 | 4.057e-05 | 0.00010155 | 0.00023224 | 0.00048351 | 0.00091773 | 0.0016119 | 0.0026147 | 0.0040434 | 0.0065427 | 0.0095931 | 0.013192 | 0.017289 | 0.021776 | 0.02688 | 0.031709 | 0.036501 | 0.040973 | 0.044928 | 0.048865 | 0.051648 | 0.053352 | 0.054196 | 0.054358 | 0.054358 | 0 | 1.8164e-05 | 2.7305e-05 | 5.8511e-05 | 0.0001125 | 0.00019441 | 0.00031078 | 0.00044899 | 0.0006397 | 0.001119 | 0.0013658 | 0.0016115 | 0.0018343 | 0.0020087 | 0.0022855 | 0.0021618 | 0.0021457 | 0.0020022 | 0.0017708 | 0.0017627 | 0.0012458 | 0.00076317 | 0.00037782 | 7.2622e-05 | 0 | 0 | 1.8164e-05 | 4.5469e-05 | 0.00010398 | 0.00021648 | 0.00041089 | 0.00072167 | 0.0011707 | 0.0018104 | 0.0029293 | 0.0042951 | 0.0059066 | 0.0077409 | 0.0097496 | 0.012035 | 0.014197 | 0.016343 | 0.018345 | 0.020116 | 0.021878 | 0.023124 | 0.023887 | 0.024265 | 0.024338 | 0.024338 | 4.1721e-05 | 6.2401e-05 | 0.00013316 | 0.00024591 | 0.00042998 | 0.00069268 | 0.0010047 | 0.0014364 | 0.0019165 | 0.0032311 | 0.0037742 | 0.004262 | 0.0046389 | 0.0048512 | 0.0052935 | 0.0046004 | 0.0043537 | 0.0038884 | 0.0032011 | 0.0032504 | 0.0019615 | 0.00097024 | 0.00020146 | 0 | 0 | 4.1721e-05 | 0.00010412 | 0.00023728 | 0.00048319 | 0.00091317 | 0.0016059 | 0.0026106 | 0.0040469 | 0.0059634 | 0.0091945 | 0.012969 | 0.017231 | 0.02187 | 0.026721 | 0.032014 | 0.036615 | 0.040968 | 0.044857 | 0.048058 | 0.051308 | 0.05327 | 0.05424 | 0.054442 | 0.054442 | 0.054442 | 1.868e-05 | 2.7939e-05 | 5.9619e-05 | 0.0001101 | 0.00019251 | 0.00031013 | 0.00044984 | 0.0006431 | 0.00085805 | 0.0014467 | 0.0016898 | 0.0019082 | 0.002077 | 0.002172 | 0.0023701 | 0.0020597 | 0.0019493 | 0.0017409 | 0.0014332 | 0.0014553 | 0.00087824 | 0.0004344 | 9.0199e-05 | 0 | 0 | 1.868e-05 | 4.6618e-05 | 0.00010624 | 0.00021634 | 0.00040885 | 0.00071898 | 0.0011688 | 0.0018119 | 0.00267 | 0.0041166 | 0.0058065 | 0.0077147 | 0.0097917 | 0.011964 | 0.014334 | 0.016393 | 0.018343 | 0.020084 | 0.021517 | 0.022972 | 0.02385 | 0.024285 | 0.024375 | 0.024375 | 0.024375 | 1429.2719 | 1429.2719 | 1429.2719 | 1429.2719 | 1429.2719 | 1429.2719 | 1429.2719 | 1429.2719 | 1429.2719 | 1429.2719 | 1429.2719 | 1429.2719 | 1429.2719 | 1429.2719 | 1429.2719 | 1429.2719 | 1429.2719 | 1429.2719 | 1429.2719 | 1429.2719 | 1429.2719 | 1429.2722 | 1429.2722 | 1429.2722 | 1429.2722 | 1071.9539 | 1071.9539 | 1071.9539 | 1071.9539 | 1071.9539 | 1071.9539 | 1071.9539 | 1071.9539 | 1071.9539 | 1071.9539 | 1071.9539 | 1071.9539 | 1071.9539 | 1071.9539 | 1071.9539 | 1071.9539 | 1071.9539 | 1071.9539 | 1071.9539 | 1071.9539 | 1071.9539 | 1071.9542 | 1071.9542 | 1071.9542 | 1071.9542
OR_Commercial_OR - Miscellaneous_New_Space Heating_Natural Gas_Furnace_A | OR | Commercial | OR - Miscellaneous | New | Space Heating | Natural Gas | Furnace | A | WCNG155 | AFUE 80% (Standard) | AFUE 96% | 23 | 0 | 0 | 0 | 956.79 | -5.72 | 0 | 0 | 0.7 | 0.2 | 400 kBtu/hr | 53.91% | 100% | Lost Opportunity | LO1Slow_OR | 84.66% | TBD | 0% | 0 |  | 0 |  | 0 | EIA18_Tech Forecast Updates_p.90_2020 Typical | EIA18_Tech Forecast Updates_p.90_2020 Typical | AEG BEST | AFUE 80% (Standard) | AFUE 80% (Standard) | AFUE 80% (Standard) | AFUE 90% | AFUE 90% | AFUE 90% | AFUE 90% | AFUE 90% | AFUE 90% | AFUE 90% | AFUE 90% | AFUE 90% | AFUE 90% | AFUE 90% | AFUE 90% | AFUE 90% | AFUE 90% | AFUE 90% | AFUE 90% | AFUE 90% | AFUE 90% | AFUE 90% | AFUE 90% | AFUE 90% | AFUE 90% | AFUE 90% | AFUE 90% | AFUE 96% | AFUE 96% | AFUE 96% | AFUE 96% | AFUE 96% | AFUE 96% | AFUE 96% | AFUE 96% | AFUE 96% | AFUE 96% | AFUE 96% | AFUE 96% | AFUE 96% | AFUE 96% | AFUE 96% | AFUE 96% | AFUE 96% | AFUE 96% | AFUE 96% | AFUE 96% | AFUE 96% | AFUE 96% | AFUE 96% | AFUE 96% | AFUE 96% | AFUE 96% | AFUE 96% | 1913.58 | 1913.58 | 1913.58 | 956.79 | 956.79 | 956.79 | 956.79 | 956.79 | 956.79 | 956.79 | 956.79 | 956.79 | 956.79 | 956.79 | 956.79 | 956.79 | 956.79 | 956.79 | 956.79 | 956.79 | 956.79 | 956.79 | 956.79 | 956.7894 | 956.7894 | 956.7894 | 956.7894 | 0 | 0 | 0 | 0 | 0 | 0 | 0 | 0 | 0 | 0 | 0 | 0 | 0 | 0 | 0 | 0 | 0 | 0 | 0 | 0 | 0 | 0 | 0 | 0 | 0 | 0 | 0 | 0 | 0 | 0 | 0 | 0 | 0 | 0 | 0 | 0 | 0 | 0 | 0 | 0 | 0 | 0 | 0 | 0 | 0 | 0 | 0 | 0 | 0 | 0 | 0 | 0 | 0 | 0 | 0 | 0 | 0 | 0 | 0 | 0 | 0 | 0 | 0 | 0 | 0 | 0 | 0 | 0 | 0 | 0 | 0 | 0 | 0 | 0 | 0 | 0 | 0 | 0 | 0 | 0 | 0 | 0 | 0 | 0 | 0 | 0 | 0 | 0 | 0 | 0 | 0 | 0 | 0 | 0 | 0 | 0 | 0 | 0 | 0 | 0 | 0 | 0 | 0 | 0 | 0 | 0 | 0 | 0 | 0 | 0 | 0 | 0 | 0 | 0 | 0 | 0 | 0 | 0 | 0 | 0 | 0 | 0 | 0 | 0 | 0 | 0 | 0 | 0 | 0 | 0 | 0 | 0 | 0 | 0 | 0 | 0 | 0 | 0 | 0 | 0 | 0 | 0 | 0 | 0 | 0 | 0 | 0 | 0 | 0 | 0 | 0 | 0 | 0 | 0 | 0 | 0 | 0 | 0 | 0 | 0 | 0 | 0 | 0 | 0 | 0 | 0 | 0 | 0 | 0 | 0 | 0 | 0 | 0 | 0 | 0 | 0 | 0 | 0 | 0 | 0 | 0 | 0 | 0 | 0 | 0 | 0 | 0 | 0 | 0 | 0 | 0 | 0 | 0 | 0 | 0 | 0 | 0 | 0 | 0 | 0 | 0 | 0 | 0 | 0 | 0 | 0 | 0 | 0 | 0 | 0 | 0 | 0 | 0 | 0 | 0 | 0 | 0 | 0 | 0 | 0 | 0 | 0 | 0 | 0 | 0 | 0 | 0 | 0 | 0 | 0 | 0 | 0 | 0 | 0 | 0 | 0 | 0 | 0 | 0 | 0 | 0 | 0 | 0 | 0 | 0 | 0 | 0 | 0 | 0 | 0 | 0 | 0 | 0 | 0 | 0 | 0 | 0 | 0 | 0 | 0 | 0 | 0 | 0 | 0 | 0 | 0 | 0 | 0 | 0 | 0 | 0 | 0 | 0 | 0 | 0 | 0 | 0 | 0 | 0 | 0 | 0 | 0 | 0 | 0 | 0 | 0 | 0 | 0 | 0 | 0 | 0 | 0 | 0 | 0 | 0 | 0 | 0 | 0 | 0 | 0 | 0 | 0 | 0 | 0 | 0 | 0 | 0 | 0 | 0 | 0 | 0 | 0 | 0 | 0 | 0 | 0 | 0 | 0 | 0 | 0 | 0 | 0 | 0 | 0 | 0 | 0 | 0 | 0 | 0 | 0 | 0 | 0 | 0 | 0 | 0 | 0 | 0 | 0 | 0 | 0 | 0 | 0 | 0 | 0 | 0 | 0 | 0 | 0 | 0 | 0 | 0 | 0 | 0 | 0 | 0 | 0 | 0 | 0 | 0 | 0 | 0 | 0 | 0 | 0 | 0 | 0 | 0 | 0 | 0 | 0 | 0 | 0 | 0 | 0 | 0 | 0 | 0 | 0 | 0 | 0 | 0 | 0 | 0 | 0 | 0 | 0 | 0 | 0 | 0 | 0 | 0 | 0 | 0 | 0 | 0 | 0 | 0 | 0 | 0 | 0 | 0 | 0 | 0 | 0 | 0 | 0 | 0 | 0 | 0 | 0 | 0 | 0 | 0 | 0 | 0 | 0 | 0 | 0 | 0 | 0 | 0 | 0 | 0 | 0 | 0 | 0 | 0 | 0 | 0 | 0 | 0 | 0 | 0 | 0 | 0 | 0 | 0 | 0 | 0 | 0 | 0 | 0 | 0 | 0 | 0 | 0 | 0 | 0 | 0 | 0 | 0 | 0 | 0 | 0 | 0 | 0 | 0 | 0 | 0 | 0 | 0 | 0 | 0 | 0 | 0 | 0 | 0 | 0 | 0 | 0 | 0 | 0 | 0 | 0 | 0 | 0 | 0
OR_Commercial_OR - Miscellaneous_New_Space Heating_Natural Gas_Boiler_A | OR | Commercial | OR - Miscellaneous | New | Space Heating | Natural Gas | Boiler | A | WCNG156 | AFUE 80% (Standard) | AFUE 97% | 25 | 0 | 0 | 0 | 21006.57 | 0 | 0 | 0 | 0.7 | 0.2 | 800 kBtu/hr | 25.45% | 100% | Lost Opportunity | LO20Fast_OR | 84.66% | TBD | 0% | 0 |  | 0 |  | 0 | EIA 2018 Tech Forecast | EIA 2018 Tech Forecast | AEG BEST | AFUE 80% (Standard) | AFUE 80% (Standard) | AFUE 80% (Standard) | AFUE 80% (Standard) | AFUE 80% (Standard) | AFUE 80% (Standard) | AFUE 80% (Standard) | AFUE 80% (Standard) | AFUE 80% (Standard) | AFUE 80% (Standard) | AFUE 80% (Standard) | AFUE 80% (Standard) | AFUE 80% (Standard) | AFUE 80% (Standard) | AFUE 80% (Standard) | AFUE 80% (Standard) | AFUE 80% (Standard) | AFUE 80% (Standard) | AFUE 80% (Standard) | AFUE 80% (Standard) | AFUE 80% (Standard) | AFUE 80% (Standard) | AFUE 80% (Standard) | AFUE 80% (Standard) | AFUE 80% (Standard) | AFUE 80% (Standard) | AFUE 80% (Standard) | AFUE 97% | AFUE 97% | AFUE 97% | AFUE 97% | AFUE 97% | AFUE 97% | AFUE 97% | AFUE 97% | AFUE 97% | AFUE 97% | AFUE 97% | AFUE 97% | AFUE 97% | AFUE 97% | AFUE 97% | AFUE 97% | AFUE 97% | AFUE 97% | AFUE 97% | AFUE 97% | AFUE 97% | AFUE 97% | AFUE 97% | AFUE 97% | AFUE 97% | AFUE 97% | AFUE 97% | 21006.57 | 21006.57 | 21006.57 | 21006.57 | 21006.57 | 21006.57 | 21006.57 | 21006.57 | 21006.57 | 21006.57 | 21006.57 | 21006.57 | 21006.57 | 21006.57 | 21006.57 | 21006.57 | 21006.57 | 21006.57 | 21006.57 | 21006.57 | 21006.57 | 21006.57 | 21006.57 | 21006.5738 | 21006.5738 | 21006.5738 | 21006.5738 | 0 | 0 | 0 | 0 | 0 | 0 | 0 | 0 | 0 | 0 | 0 | 0 | 0 | 0 | 0 | 0 | 0 | 0 | 0 | 0 | 0 | 0 | 0 | 0 | 0 | 0 | 0 | 0 | 0 | 0 | 0 | 0 | 0 | 0 | 0 | 0 | 0 | 0 | 0 | 0 | 0 | 0 | 0 | 0 | 0 | 0 | 0 | 0 | 0 | 0 | 0 | 0 | 0 | 0 | 0 | 0 | 0 | 0 | 0 | 0 | 0 | 0 | 0 | 0 | 0 | 0 | 0 | 0 | 0 | 0 | 0 | 0 | 0 | 0 | 0 | 0 | 0 | 0 | 0 | 0 | 0 | 0 | 0 | 0 | 0 | 0 | 0 | 0 | 0 | 0 | 0 | 0 | 0 | 0 | 0 | 0 | 0 | 0 | 0 | 0 | 0 | 0 | 0 | 0 | 0 | 0 | 0 | 0 | 0 | 0 | 0 | 0 | 0 | 0 | 0 | 0 | 0 | 0 | 0 | 0 | 0 | 0 | 0 | 0 | 0 | 0 | 0 | 0 | 0 | 0 | 0 | 0 | 0 | 0 | 0 | 0 | 0 | 0 | 0 | 0 | 0 | 0 | 0 | 0 | 0 | 0 | 0 | 0 | 0 | 0 | 0 | 0 | 0 | 0 | 0 | 0 | 0 | 0 | 0 | 0 | 0 | 0 | 0 | 0 | 0 | 0 | 0 | 0 | 0 | 0 | 0 | 0 | 0 | 0 | 0 | 0 | 0 | 0 | 0 | 0 | 0 | 0 | 0 | 0 | 0 | 0 | 0 | 0 | 0 | 0 | 0 | 0 | 0 | 0 | 0 | 0 | 0 | 0 | 0 | 0 | 0 | 0 | 0 | 0 | 0 | 0 | 0 | 0 | 0 | 0 | 0 | 0 | 0 | 0 | 0 | 0 | 0 | 0 | 0 | 0 | 0 | 0 | 0 | 0 | 0 | 0 | 0 | 0 | 0 | 0 | 0 | 0 | 0 | 0 | 0 | 0 | 0 | 0 | 0 | 0 | 0 | 0 | 0 | 0 | 0 | 0 | 0 | 0 | 0 | 0 | 0 | 0 | 0 | 0 | 0 | 0 | 0 | 0 | 0 | 0 | 0 | 0 | 0 | 0 | 0 | 0 | 0 | 0 | 0 | 0 | 0 | 0 | 0 | 0 | 0 | 0 | 0 | 0 | 0 | 0 | 0 | 0 | 0 | 0 | 0 | 0 | 0 | 0 | 0 | 0 | 0 | 0 | 0 | 0 | 0 | 0 | 0 | 0 | 0 | 0 | 0 | 0 | 0 | 0 | 0 | 0 | 0 | 0 | 0 | 0 | 0 | 0 | 0 | 0 | 0 | 0 | 0 | 0 | 0 | 0 | 0 | 0 | 0 | 0 | 0 | 0 | 0 | 0 | 0 | 0 | 0 | 0 | 0 | 0 | 0 | 0 | 0 | 0 | 0 | 0 | 0 | 0 | 0 | 0 | 0 | 0 | 0 | 0 | 0 | 0 | 0 | 0 | 0 | 0 | 0 | 0 | 0 | 0 | 0 | 0 | 0 | 0 | 0 | 0 | 0 | 0 | 0 | 0 | 0 | 0 | 0 | 0 | 0 | 0 | 0 | 0 | 0 | 0 | 0 | 0 | 0 | 0 | 0 | 0 | 0 | 0 | 0 | 0 | 0 | 0 | 0 | 0 | 0 | 0 | 0 | 0 | 0 | 0 | 0 | 0 | 0 | 0 | 0 | 0 | 0 | 0 | 0 | 0 | 0 | 0 | 0 | 0 | 0 | 0 | 0 | 0 | 0 | 0 | 0 | 0 | 0 | 0 | 0 | 0 | 0 | 0 | 0 | 0 | 0 | 0 | 0 | 0 | 0 | 0 | 0 | 0 | 0 | 0 | 0 | 0 | 0 | 0 | 0 | 0 | 0 | 0 | 0 | 0 | 0 | 0 | 0 | 0 | 0 | 0 | 0 | 0 | 0 | 0 | 0 | 0 | 0 | 0 | 0 | 0 | 0 | 0 | 0 | 0 | 0 | 0 | 0 | 0 | 0 | 0 | 0 | 0 | 0
OR_Commercial_OR - Miscellaneous_New_Space Heating_Natural Gas_Unit Heater_A | OR | Commercial | OR - Miscellaneous | New | Space Heating | Natural Gas | Unit Heater | A | WCNG157 | Standard | Infrared Radiant | 15 | 0 | 0 | 0 | 16127.37 | -2197.29 | 0 | 0 | 0.7 | 0.2 | 120 kBtu/Hr | 0.4776% | 100% | Lost Opportunity | LO5Med_OR | 85% | TBD | 0% | 0 |  | 0 |  | 0 | Xcel CO 2021/22 DSM Plan/TRM p.424 | Xcel CO 2021/22 DSM Plan/TRM p.416 | Xcel CO 2021/22 DSM Plan/TRM p.416 | Standard | Standard | Standard | Standard | Standard | Standard | Standard | Standard | Standard | Standard | Standard | Standard | Standard | Standard | Standard | Standard | Standard | Standard | Standard | Standard | Standard | Standard | Standard | Standard | Standard | Standard | Standard | Infrared Radiant | Infrared Radiant | Infrared Radiant | Infrared Radiant | Infrared Radiant | Infrared Radiant | Infrared Radiant | Infrared Radiant | Infrared Radiant | Infrared Radiant | Infrared Radiant | Infrared Radiant | Infrared Radiant | Infrared Radiant | Infrared Radiant | Infrared Radiant | Infrared Radiant | Infrared Radiant | Infrared Radiant | Infrared Radiant | Infrared Radiant | Infrared Radiant | Infrared Radiant | Infrared Radiant | Infrared Radiant | Infrared Radiant | Infrared Radiant | 16127.37 | 16127.37 | 16127.37 | 16127.37 | 16127.37 | 16127.37 | 16127.37 | 16127.37 | 16127.37 | 16127.37 | 16127.37 | 16127.37 | 16127.37 | 16127.37 | 16127.37 | 16127.37 | 16127.37 | 16127.37 | 16127.37 | 16127.37 | 16127.37 | 16127.37 | 16127.37 | 16127.3721 | 16127.3721 | 16127.3721 | 16127.3721 | 0 | 0 | 0 | 0 | 0 | 0 | 0 | 0 | 0 | 0 | 0 | 0 | 0 | 0 | 0 | 0 | 0 | 0 | 0 | 0 | 0 | 0 | 0 | 0 | 0 | 0 | 0 | 0 | 0 | 0 | 0 | 0 | 0 | 0 | 0 | 0 | 0 | 0 | 0 | 0 | 0 | 0 | 0 | 0 | 0 | 0 | 0 | 0 | 0 | 0 | 0 | 0 | 0 | 0 | 0 | 0 | 0 | 0 | 0 | 0 | 0 | 0 | 0 | 0 | 0 | 0 | 0 | 0 | 0 | 0 | 0 | 0 | 0 | 0 | 0 | 0 | 0 | 0 | 0 | 0 | 0 | 0 | 0 | 0 | 0 | 0 | 0 | 0 | 0 | 0 | 0 | 0 | 0 | 0 | 0 | 0 | 0 | 0 | 0 | 0 | 0 | 0 | 0 | 0 | 0 | 0 | 0 | 0 | 0 | 0 | 0 | 0 | 0 | 0 | 0 | 0 | 0 | 0 | 0 | 0 | 0 | 0 | 0 | 0 | 0 | 0 | 0 | 0 | 0 | 0 | 0 | 0 | 0 | 0 | 0 | 0 | 0 | 0 | 0 | 0 | 0 | 0 | 0 | 0 | 0 | 0 | 0 | 0 | 0 | 0 | 0 | 0 | 0 | 0 | 0 | 0 | 0 | 0 | 0 | 0 | 0 | 0 | 0 | 0 | 0 | 0 | 0 | 0 | 0 | 0 | 0 | 0 | 0 | 0 | 0 | 0 | 0 | 0 | 0 | 0 | 0 | 0 | 0 | 0 | 0 | 0 | 0 | 0 | 0 | 0 | 0 | 0 | 0 | 0 | 0 | 0 | 0 | 0 | 0 | 0 | 0 | 0 | 0 | 0 | 0 | 0 | 0 | 0 | 0 | 0 | 0 | 0 | 0 | 0 | 0 | 0 | 0 | 0 | 0 | 0 | 0 | 0 | 0 | 0 | 0 | 0 | 0 | 0 | 0 | 0 | 0 | 0 | 0 | 0 | 0 | 0 | 0 | 0 | 0 | 0 | 0 | 0 | 0 | 0 | 0 | 0 | 0 | 0 | 0 | 0 | 0 | 0 | 0 | 0 | 0 | 0 | 0 | 0 | 0 | 0 | 0 | 0 | 0 | 0 | 0 | 0 | 0 | 0 | 0 | 0 | 0 | 0 | 0 | 0 | 0 | 0 | 0 | 0 | 0 | 0 | 0 | 0 | 0 | 0 | 0 | 0 | 0 | 0 | 0 | 0 | 0 | 0 | 0 | 0 | 0 | 0 | 0 | 0 | 0 | 0 | 0 | 0 | 0 | 0 | 0 | 0 | 0 | 0 | 0 | 0 | 0 | 0 | 0 | 0 | 0 | 0 | 0 | 0 | 0 | 0 | 0 | 0 | 0 | 0 | 0 | 0 | 0 | 0 | 0 | 0 | 0 | 0 | 0 | 0 | 0 | 0 | 0 | 0 | 0 | 0 | 0 | 0 | 0 | 0 | 0 | 0 | 0 | 0 | 0 | 0 | 0 | 0 | 0 | 0 | 0 | 0 | 0 | 0 | 0 | 0 | 0 | 0 | 0 | 0 | 0 | 0 | 0 | 0 | 0 | 0 | 0 | 0 | 0 | 0 | 0 | 0 | 0 | 0 | 0 | 0 | 0 | 0 | 0 | 0 | 0 | 0 | 0 | 0 | 0 | 0 | 0 | 0 | 0 | 0 | 0 | 0 | 0 | 0 | 0 | 0 | 0 | 0 | 0 | 0 | 0 | 0 | 0 | 0 | 0 | 0 | 0 | 0 | 0 | 0 | 0 | 0 | 0 | 0 | 0 | 0 | 0 | 0 | 0 | 0 | 0 | 0 | 0 | 0 | 0 | 0 | 0 | 0 | 0 | 0 | 0 | 0 | 0 | 0 | 0 | 0 | 0 | 0 | 0 | 0 | 0 | 0 | 0 | 0 | 0 | 0 | 0 | 0 | 0 | 0 | 0 | 0 | 0 | 0 | 0 | 0 | 0 | 0 | 0 | 0 | 0 | 0 | 0 | 0 | 0 | 0 | 0 | 0 | 0 | 0 | 0 | 0 | 0
OR_Commercial_OR - Miscellaneous_New_Water Heating_Natural Gas_Water Heater_A | OR | Commercial | OR - Miscellaneous | New | Water Heating | Natural Gas | Water Heater | A | WCNG158 | TE 88% | Tankless | 10 | 0 | 0 | 0 | 4.9 | 1.3 | 0 | 0 | 0.7 | 0.2 | 1 kBtu/hr | 59.12% | 100% | Lost Opportunity | LO12Med_OR | 84.74% | TBD | 0% | 0 |  | 0 |  | 0 | AEO 2021 - gas_water_heater 2017 ENERGY STAR | AEO 2021 - gas_water_heater 2017 ENERGY STAR | DHW_WH-Water Heating-NMTRM-2016-7 | TE 88% | TE 88% | TE 88% | TE 88% | TE 88% | TE 88% | TE 88% | TE 88% | TE 88% | TE 88% | TE 88% | TE 88% | TE 88% | TE 88% | TE 88% | TE 88% | TE 88% | TE 88% | TE 88% | TE 88% | TE 88% | TE 88% | TE 88% | TE 88% | TE 88% | TE 88% | TE 88% | Tankless | Tankless | Tankless | Tankless | Tankless | Tankless | Tankless | Tankless | Tankless | Tankless | Tankless | Tankless | Tankless | Tankless | Tankless | Tankless | Tankless | Tankless | Tankless | Tankless | Tankless | Tankless | Tankless | Tankless | Tankless | Tankless | Tankless | 4.9 | 4.9 | 4.9 | 4.9 | 4.9 | 4.9 | 4.9 | 4.9 | 4.9 | 4.9 | 4.9 | 4.9 | 4.9 | 4.9 | 4.9 | 4.9 | 4.9 | 4.9 | 4.9 | 4.9 | 4.9 | 4.9 | 4.9 | 4.8991 | 4.8991 | 4.8991 | 4.8991 | 0 | 0 | 0 | 0 | 0 | 0 | 0 | 0 | 0 | 0 | 0 | 0 | 0 | 0 | 0 | 0 | 0 | 0 | 0 | 0 | 0 | 0 | 0 | 0 | 0 | 0 | 0 | 0 | 0 | 0 | 0 | 0 | 0 | 0 | 0 | 0 | 0 | 0 | 0 | 0 | 0 | 0 | 0 | 0 | 0 | 0 | 0 | 0 | 0 | 0 | 0 | 0 | 0 | 0 | 0 | 0 | 0 | 0 | 0 | 0 | 0 | 0 | 0 | 0 | 0 | 0 | 0 | 0 | 0 | 0 | 0 | 0 | 0 | 0 | 0 | 0 | 0 | 0 | 0 | 0 | 0 | 0 | 0 | 0 | 0 | 0 | 0 | 0 | 0 | 0 | 0 | 0 | 0 | 0 | 0 | 0 | 0 | 0 | 0 | 0 | 0 | 0 | 0 | 0 | 0 | 0 | 0 | 0 | 0 | 0 | 0 | 0 | 0 | 0 | 0 | 0 | 0 | 0 | 0 | 0 | 0 | 0 | 0 | 0 | 0 | 0 | 0 | 0 | 0 | 0 | 0 | 0 | 0 | 0 | 0 | 0 | 0 | 0 | 0 | 0 | 0 | 0 | 0 | 0 | 0 | 0 | 0 | 0 | 0 | 0 | 0 | 0 | 0 | 0 | 0 | 0 | 0 | 0 | 0 | 0 | 0 | 0 | 0 | 0 | 0 | 0 | 0 | 0 | 0 | 0 | 0 | 0 | 0 | 0 | 0 | 0 | 0 | 0 | 0 | 0 | 0 | 0 | 0 | 0 | 0 | 0 | 0 | 0 | 0 | 0 | 0 | 0 | 0 | 0 | 0 | 0 | 0 | 0 | 0 | 0 | 0 | 0 | 0 | 0 | 0 | 0 | 0 | 0 | 0 | 0 | 0 | 0 | 0 | 0 | 0 | 0 | 0 | 0 | 0 | 0 | 0 | 0 | 0 | 0 | 0 | 0 | 0 | 0 | 0 | 0 | 0 | 0 | 0 | 0 | 0 | 0 | 0 | 0 | 0 | 0 | 0 | 0 | 0 | 0 | 0 | 0 | 0 | 0 | 0 | 0 | 0 | 0 | 0 | 0 | 0 | 0 | 0 | 0 | 0 | 0 | 0 | 0 | 0 | 0 | 0 | 0 | 0 | 0 | 0 | 0 | 0 | 0 | 0 | 0 | 0 | 0 | 0 | 0 | 0 | 0 | 0 | 0 | 0 | 0 | 0 | 0 | 0 | 0 | 0 | 0 | 0 | 0 | 0 | 0 | 0 | 0 | 0 | 0 | 0 | 0 | 0 | 0 | 0 | 0 | 0 | 0 | 0 | 0 | 0 | 0 | 0 | 0 | 0 | 0 | 0 | 0 | 0 | 0 | 0 | 0 | 0 | 0 | 0 | 0 | 0 | 0 | 0 | 0 | 0 | 0 | 0 | 0 | 0 | 0 | 0 | 0 | 0 | 0 | 0 | 0 | 0 | 0 | 0 | 0 | 0 | 0 | 0 | 0 | 0 | 0 | 0 | 0 | 0 | 0 | 0 | 0 | 0 | 0 | 0 | 0 | 0 | 0 | 0 | 0 | 0 | 0 | 0 | 0 | 0 | 0 | 0 | 0 | 0 | 0 | 0 | 0 | 0 | 0 | 0 | 0 | 0 | 0 | 0 | 0 | 0 | 0 | 0 | 0 | 0 | 0 | 0 | 0 | 0 | 0 | 0 | 0 | 0 | 0 | 0 | 0 | 0 | 0 | 0 | 0 | 0 | 0 | 0 | 0 | 0 | 0 | 0 | 0 | 0 | 0 | 0 | 0 | 0 | 0 | 0 | 0 | 0 | 0 | 0 | 0 | 0 | 0 | 0 | 0 | 0 | 0 | 0 | 0 | 0 | 0 | 0 | 0 | 0 | 0 | 0 | 0 | 0 | 0 | 0 | 0 | 0 | 0 | 0 | 0 | 0 | 0 | 0 | 0 | 0 | 0 | 0 | 0 | 0 | 0 | 0 | 0 | 0 | 0 | 0 | 0 | 0 | 0 | 0 | 0 | 0 | 0 | 0 | 0 | 0 | 0 | 0 | 0 | 0
OR_Commercial_OR - Miscellaneous_New_Food Preparation_Natural Gas_Oven_A | OR | Commercial | OR - Miscellaneous | New | Food Preparation | Natural Gas | Oven | A | WCNG159 | Standard | ENERGY STAR (>42% Baking Efficiency) | 12 | 0 | 0 | 0 | 436.37 | 0 | 0 | 0 | 0.7 | 0.2 | 1 units | 33.1% | 100% | Lost Opportunity | LOEven20_OR | 85% | TBD | 0% | 0 |  | 0 |  | 0 | IL TRM - 4.2.1 - CI-FSE-CBOV-V02-160601 | EIA 2018 Tech Forecast | ETO Measure Input Sheet | Standard | Standard | Standard | Standard | Standard | Standard | Standard | Standard | Standard | Standard | Standard | Standard | Standard | Standard | Standard | Standard | Standard | Standard | Standard | Standard | Standard | Standard | Standard | Standard | Standard | Standard | Standard | ENERGY STAR (>42% Baking Efficiency) | ENERGY STAR (>42% Baking Efficiency) | ENERGY STAR (>42% Baking Efficiency) | ENERGY STAR (>42% Baking Efficiency) | ENERGY STAR (>42% Baking Efficiency) | ENERGY STAR (>42% Baking Efficiency) | ENERGY STAR (>42% Baking Efficiency) | ENERGY STAR (>42% Baking Efficiency) | ENERGY STAR (>42% Baking Efficiency) | ENERGY STAR (>42% Baking Efficiency) | ENERGY STAR (>42% Baking Efficiency) | ENERGY STAR (>42% Baking Efficiency) | ENERGY STAR (>42% Baking Efficiency) | ENERGY STAR (>42% Baking Efficiency) | ENERGY STAR (>42% Baking Efficiency) | ENERGY STAR (>42% Baking Efficiency) | ENERGY STAR (>42% Baking Efficiency) | ENERGY STAR (>42% Baking Efficiency) | ENERGY STAR (>42% Baking Efficiency) | ENERGY STAR (>42% Baking Efficiency) | ENERGY STAR (>42% Baking Efficiency) | ENERGY STAR (>42% Baking Efficiency) | ENERGY STAR (>42% Baking Efficiency) | ENERGY STAR (>42% Baking Efficiency) | ENERGY STAR (>42% Baking Efficiency) | ENERGY STAR (>42% Baking Efficiency) | ENERGY STAR (>42% Baking Efficiency) | 436.37 | 436.37 | 436.37 | 436.37 | 436.37 | 436.37 | 436.37 | 436.37 | 436.37 | 436.37 | 436.37 | 436.37 | 436.37 | 436.37 | 436.37 | 436.37 | 436.37 | 436.37 | 436.37 | 436.37 | 436.37 | 436.37 | 436.37 | 436.3686 | 436.3686 | 436.3686 | 436.3686 | 0 | 0 | 0 | 0 | 0 | 0 | 0 | 0 | 0 | 0 | 0 | 0 | 0 | 0 | 0 | 0 | 0 | 0 | 0 | 0 | 0 | 0 | 0 | 0 | 0 | 0 | 0 | 0 | 0 | 0 | 0 | 0 | 0 | 0 | 0 | 0 | 0 | 0 | 0 | 0 | 0 | 0 | 0 | 0 | 0 | 0 | 0 | 0 | 0 | 0 | 0 | 0 | 0 | 0 | 0 | 0 | 0 | 0 | 0 | 0 | 0 | 0 | 0 | 0 | 0 | 0 | 0 | 0 | 0 | 0 | 0 | 0 | 0 | 0 | 0 | 0 | 0 | 0 | 0 | 0 | 0 | 0 | 0 | 0 | 0 | 0 | 0 | 0 | 0 | 0 | 0 | 0 | 0 | 0 | 0 | 0 | 0 | 0 | 0 | 0 | 0 | 0 | 0 | 0 | 0 | 0 | 0 | 0 | 0 | 0 | 0 | 0 | 0 | 0 | 0 | 0 | 0 | 0 | 0 | 0 | 0 | 0 | 0 | 0 | 0 | 0 | 0 | 0 | 0 | 0 | 0 | 0 | 0 | 0 | 0 | 0 | 0 | 0 | 0 | 0 | 0 | 0 | 0 | 0 | 0 | 0 | 0 | 0 | 0 | 0 | 0 | 0 | 0 | 0 | 0 | 0 | 0 | 0 | 0 | 0 | 0 | 0 | 0 | 0 | 0 | 0 | 0 | 0 | 0 | 0 | 0 | 0 | 0 | 0 | 0 | 0 | 0 | 0 | 0 | 0 | 0 | 0 | 0 | 0 | 0 | 0 | 0 | 0 | 0 | 0 | 0 | 0 | 0 | 0 | 0 | 0 | 0 | 0 | 0 | 0 | 0 | 0 | 0 | 0 | 0 | 0 | 0 | 0 | 0 | 0 | 0 | 0 | 0 | 0 | 0 | 0 | 0 | 0 | 0 | 0 | 0 | 0 | 0 | 0 | 0 | 0 | 0 | 0 | 0 | 0 | 0 | 0 | 0 | 0 | 0 | 0 | 0 | 0 | 0 | 0 | 0 | 0 | 0 | 0 | 0 | 0 | 0 | 0 | 0 | 0 | 0 | 0 | 0 | 0 | 0 | 0 | 0 | 0 | 0 | 0 | 0 | 0 | 0 | 0 | 0 | 0 | 0 | 0 | 0 | 0 | 0 | 0 | 0 | 0 | 0 | 0 | 0 | 0 | 0 | 0 | 0 | 0 | 0 | 0 | 0 | 0 | 0 | 0 | 0 | 0 | 0 | 0 | 0 | 0 | 0 | 0 | 0 | 0 | 0 | 0 | 0 | 0 | 0 | 0 | 0 | 0 | 0 | 0 | 0 | 0 | 0 | 0 | 0 | 0 | 0 | 0 | 0 | 0 | 0 | 0 | 0 | 0 | 0 | 0 | 0 | 0 | 0 | 0 | 0 | 0 | 0 | 0 | 0 | 0 | 0 | 0 | 0 | 0 | 0 | 0 | 0 | 0 | 0 | 0 | 0 | 0 | 0 | 0 | 0 | 0 | 0 | 0 | 0 | 0 | 0 | 0 | 0 | 0 | 0 | 0 | 0 | 0 | 0 | 0 | 0 | 0 | 0 | 0 | 0 | 0 | 0 | 0 | 0 | 0 | 0 | 0 | 0 | 0 | 0 | 0 | 0 | 0 | 0 | 0 | 0 | 0 | 0 | 0 | 0 | 0 | 0 | 0 | 0 | 0 | 0 | 0 | 0 | 0 | 0 | 0 | 0 | 0 | 0 | 0 | 0 | 0 | 0 | 0 | 0 | 0 | 0 | 0 | 0 | 0 | 0 | 0 | 0 | 0 | 0 | 0 | 0 | 0 | 0 | 0 | 0 | 0 | 0 | 0 | 0 | 0 | 0 | 0 | 0 | 0 | 0 | 0 | 0 | 0 | 0 | 0 | 0 | 0 | 0 | 0 | 0 | 0 | 0 | 0 | 0 | 0 | 0 | 0 | 0 | 0 | 0 | 0 | 0 | 0 | 0 | 0 | 0 | 0 | 0 | 0 | 0 | 0 | 0 | 0 | 0 | 0 | 0 | 0 | 0 | 0 | 0 | 0 | 0
OR_Commercial_OR - Miscellaneous_New_Food Preparation_Natural Gas_Conveyor Oven_A | OR | Commercial | OR - Miscellaneous | New | Food Preparation | Natural Gas | Conveyor Oven | A | WCNG160 | Standard | Efficient (>42% Baking Efficiency) | 17 | 0 | 0 | 0 | 2424.76 | 0 | 0 | 0 | 0.7 | 0.2 | 1 units | 16.55% | 100% | Lost Opportunity | LOEven20_OR | 85% | TBD | 0% | 0 |  | 0 |  | 0 | IL TRM - 4.2.4 - CI-FSE-CVOV-V02-180101 | PGE Workpaper, PGECOFST117 R5, 2015 | MN TRM 3.1 - Gas Conveyor Oven v1.1 | Standard | Standard | Standard | Standard | Standard | Standard | Standard | Standard | Standard | Standard | Standard | Standard | Standard | Standard | Standard | Standard | Standard | Standard | Standard | Standard | Standard | Standard | Standard | Standard | Standard | Standard | Standard | Efficient (>42% Baking Efficiency) | Efficient (>42% Baking Efficiency) | Efficient (>42% Baking Efficiency) | Efficient (>42% Baking Efficiency) | Efficient (>42% Baking Efficiency) | Efficient (>42% Baking Efficiency) | Efficient (>42% Baking Efficiency) | Efficient (>42% Baking Efficiency) | Efficient (>42% Baking Efficiency) | Efficient (>42% Baking Efficiency) | Efficient (>42% Baking Efficiency) | Efficient (>42% Baking Efficiency) | Efficient (>42% Baking Efficiency) | Efficient (>42% Baking Efficiency) | Efficient (>42% Baking Efficiency) | Efficient (>42% Baking Efficiency) | Efficient (>42% Baking Efficiency) | Efficient (>42% Baking Efficiency) | Efficient (>42% Baking Efficiency) | Efficient (>42% Baking Efficiency) | Efficient (>42% Baking Efficiency) | Efficient (>42% Baking Efficiency) | Efficient (>42% Baking Efficiency) | Efficient (>42% Baking Efficiency) | Efficient (>42% Baking Efficiency) | Efficient (>42% Baking Efficiency) | Efficient (>42% Baking Efficiency) | 2424.76 | 2424.76 | 2424.76 | 2424.76 | 2424.76 | 2424.76 | 2424.76 | 2424.76 | 2424.76 | 2424.76 | 2424.76 | 2424.76 | 2424.76 | 2424.76 | 2424.76 | 2424.76 | 2424.76 | 2424.76 | 2424.76 | 2424.76 | 2424.76 | 2424.76 | 2424.76 | 2424.76 | 2424.76 | 2424.76 | 2424.76 | 0 | 0 | 0 | 0 | 0 | 0 | 0 | 0 | 0 | 0 | 0 | 0 | 0 | 0 | 0 | 0 | 0 | 0 | 0 | 0 | 0 | 0 | 0 | 0 | 0 | 0 | 0 | 0 | 0 | 0 | 0 | 0 | 0 | 0 | 0 | 0 | 0 | 0 | 0 | 0 | 0 | 0 | 0 | 0 | 0 | 0 | 0 | 0 | 0 | 0 | 0 | 0 | 0 | 0 | 0 | 0 | 0 | 0 | 0 | 0 | 0 | 0 | 0 | 0 | 0 | 0 | 0 | 0 | 0 | 0 | 0 | 0 | 0 | 0 | 0 | 0 | 0 | 0 | 0 | 0 | 0 | 0 | 0 | 0 | 0 | 0 | 0 | 0 | 0 | 0 | 0 | 0 | 0 | 0 | 0 | 0 | 0 | 0 | 0 | 0 | 0 | 0 | 0 | 0 | 0 | 0 | 0 | 0 | 0 | 0 | 0 | 0 | 0 | 0 | 0 | 0 | 0 | 0 | 0 | 0 | 0 | 0 | 0 | 0 | 0 | 0 | 0 | 0 | 0 | 0 | 0 | 0 | 0 | 0 | 0 | 0 | 0 | 0 | 0 | 0 | 0 | 0 | 0 | 0 | 0 | 0 | 0 | 0 | 0 | 0 | 0 | 0 | 0 | 0 | 0 | 0 | 0 | 0 | 0 | 0 | 0 | 0 | 0 | 0 | 0 | 0 | 0 | 0 | 0 | 0 | 0 | 0 | 0 | 0 | 0 | 0 | 0 | 0 | 0 | 0 | 0 | 0 | 0 | 0 | 0 | 0 | 0 | 0 | 0 | 0 | 0 | 0 | 0 | 0 | 0 | 0 | 0 | 0 | 0 | 0 | 0 | 0 | 0 | 0 | 0 | 0 | 0 | 0 | 0 | 0 | 0 | 0 | 0 | 0 | 0 | 0 | 0 | 0 | 0 | 0 | 0 | 0 | 0 | 0 | 0 | 0 | 0 | 0 | 0 | 0 | 0 | 0 | 0 | 0 | 0 | 0 | 0 | 0 | 0 | 0 | 0 | 0 | 0 | 0 | 0 | 0 | 0 | 0 | 0 | 0 | 0 | 0 | 0 | 0 | 0 | 0 | 0 | 0 | 0 | 0 | 0 | 0 | 0 | 0 | 0 | 0 | 0 | 0 | 0 | 0 | 0 | 0 | 0 | 0 | 0 | 0 | 0 | 0 | 0 | 0 | 0 | 0 | 0 | 0 | 0 | 0 | 0 | 0 | 0 | 0 | 0 | 0 | 0 | 0 | 0 | 0 | 0 | 0 | 0 | 0 | 0 | 0 | 0 | 0 | 0 | 0 | 0 | 0 | 0 | 0 | 0 | 0 | 0 | 0 | 0 | 0 | 0 | 0 | 0 | 0 | 0 | 0 | 0 | 0 | 0 | 0 | 0 | 0 | 0 | 0 | 0 | 0 | 0 | 0 | 0 | 0 | 0 | 0 | 0 | 0 | 0 | 0 | 0 | 0 | 0 | 0 | 0 | 0 | 0 | 0 | 0 | 0 | 0 | 0 | 0 | 0 | 0 | 0 | 0 | 0 | 0 | 0 | 0 | 0 | 0 | 0 | 0 | 0 | 0 | 0 | 0 | 0 | 0 | 0 | 0 | 0 | 0 | 0 | 0 | 0 | 0 | 0 | 0 | 0 | 0 | 0 | 0 | 0 | 0 | 0 | 0 | 0 | 0 | 0 | 0 | 0 | 0 | 0 | 0 | 0 | 0 | 0 | 0 | 0 | 0 | 0 | 0 | 0 | 0 | 0 | 0 | 0 | 0 | 0 | 0 | 0 | 0 | 0 | 0 | 0 | 0 | 0 | 0 | 0 | 0 | 0 | 0 | 0 | 0 | 0 | 0 | 0 | 0 | 0 | 0 | 0 | 0 | 0 | 0 | 0 | 0 | 0 | 0 | 0 | 0 | 0 | 0 | 0 | 0 | 0 | 0 | 0 | 0 | 0 | 0 | 0 | 0 | 0 | 0 | 0 | 0 | 0 | 0 | 0 | 0 | 0 | 0 | 0 | 0 | 0 | 0 | 0 | 0 | 0 | 0 | 0 | 0
OR_Commercial_OR - Miscellaneous_New_Food Preparation_Natural Gas_Double Rack Oven_A | OR | Commercial | OR - Miscellaneous | New | Food Preparation | Natural Gas | Double Rack Oven | A | WCNG161 | Standard | FTSC Qualified (>50% Cooking Efficiency) | 12 | 0 | 0 | 0 | 5342.47 | 0 | 0 | 0 | 0.7 | 0.2 | 1 units | 16.55% | 100% | Lost Opportunity | LOEven20_OR | 85% | TBD | 0% | 0 |  | 0 |  | 0 | IL TRM - 4.2.18 - CI-FSE-RKOV-VO2-180101 | PGE Workpaper, PGECOFST109 R6, 2016 | IL TRM - 4.2.18 - CI-FSE-RKOV-VO2-180101 | Standard | Standard | Standard | Standard | Standard | Standard | Standard | Standard | Standard | Standard | Standard | Standard | Standard | Standard | Standard | Standard | Standard | Standard | Standard | Standard | Standard | Standard | Standard | Standard | Standard | Standard | Standard | FTSC Qualified (>50% Cooking Efficiency) | FTSC Qualified (>50% Cooking Efficiency) | FTSC Qualified (>50% Cooking Efficiency) | FTSC Qualified (>50% Cooking Efficiency) | FTSC Qualified (>50% Cooking Efficiency) | FTSC Qualified (>50% Cooking Efficiency) | FTSC Qualified (>50% Cooking Efficiency) | FTSC Qualified (>50% Cooking Efficiency) | FTSC Qualified (>50% Cooking Efficiency) | FTSC Qualified (>50% Cooking Efficiency) | FTSC Qualified (>50% Cooking Efficiency) | FTSC Qualified (>50% Cooking Efficiency) | FTSC Qualified (>50% Cooking Efficiency) | FTSC Qualified (>50% Cooking Efficiency) | FTSC Qualified (>50% Cooking Efficiency) | FTSC Qualified (>50% Cooking Efficiency) | FTSC Qualified (>50% Cooking Efficiency) | FTSC Qualified (>50% Cooking Efficiency) | FTSC Qualified (>50% Cooking Efficiency) | FTSC Qualified (>50% Cooking Efficiency) | FTSC Qualified (>50% Cooking Efficiency) | FTSC Qualified (>50% Cooking Efficiency) | FTSC Qualified (>50% Cooking Efficiency) | FTSC Qualified (>50% Cooking Efficiency) | FTSC Qualified (>50% Cooking Efficiency) | FTSC Qualified (>50% Cooking Efficiency) | FTSC Qualified (>50% Cooking Efficiency) | 5342.47 | 5342.47 | 5342.47 | 5342.47 | 5342.47 | 5342.47 | 5342.47 | 5342.47 | 5342.47 | 5342.47 | 5342.47 | 5342.47 | 5342.47 | 5342.47 | 5342.47 | 5342.47 | 5342.47 | 5342.47 | 5342.47 | 5342.47 | 5342.47 | 5342.47 | 5342.47 | 5342.4659 | 5342.4659 | 5342.4659 | 5342.4659 | 0 | 0 | 0 | 0 | 0 | 0 | 0 | 0 | 0 | 0 | 0 | 0 | 0 | 0 | 0 | 0 | 0 | 0 | 0 | 0 | 0 | 0 | 0 | 0 | 0 | 0 | 0 | 0 | 0 | 0 | 0 | 0 | 0 | 0 | 0 | 0 | 0 | 0 | 0 | 0 | 0 | 0 | 0 | 0 | 0 | 0 | 0 | 0 | 0 | 0 | 0 | 0 | 0 | 0 | 0 | 0 | 0 | 0 | 0 | 0 | 0 | 0 | 0 | 0 | 0 | 0 | 0 | 0 | 0 | 0 | 0 | 0 | 0 | 0 | 0 | 0 | 0 | 0 | 0 | 0 | 0 | 0 | 0 | 0 | 0 | 0 | 0 | 0 | 0 | 0 | 0 | 0 | 0 | 0 | 0 | 0 | 0 | 0 | 0 | 0 | 0 | 0 | 0 | 0 | 0 | 0 | 0 | 0 | 0 | 0 | 0 | 0 | 0 | 0 | 0 | 0 | 0 | 0 | 0 | 0 | 0 | 0 | 0 | 0 | 0 | 0 | 0 | 0 | 0 | 0 | 0 | 0 | 0 | 0 | 0 | 0 | 0 | 0 | 0 | 0 | 0 | 0 | 0 | 0 | 0 | 0 | 0 | 0 | 0 | 0 | 0 | 0 | 0 | 0 | 0 | 0 | 0 | 0 | 0 | 0 | 0 | 0 | 0 | 0 | 0 | 0 | 0 | 0 | 0 | 0 | 0 | 0 | 0 | 0 | 0 | 0 | 0 | 0 | 0 | 0 | 0 | 0 | 0 | 0 | 0 | 0 | 0 | 0 | 0 | 0 | 0 | 0 | 0 | 0 | 0 | 0 | 0 | 0 | 0 | 0 | 0 | 0 | 0 | 0 | 0 | 0 | 0 | 0 | 0 | 0 | 0 | 0 | 0 | 0 | 0 | 0 | 0 | 0 | 0 | 0 | 0 | 0 | 0 | 0 | 0 | 0 | 0 | 0 | 0 | 0 | 0 | 0 | 0 | 0 | 0 | 0 | 0 | 0 | 0 | 0 | 0 | 0 | 0 | 0 | 0 | 0 | 0 | 0 | 0 | 0 | 0 | 0 | 0 | 0 | 0 | 0 | 0 | 0 | 0 | 0 | 0 | 0 | 0 | 0 | 0 | 0 | 0 | 0 | 0 | 0 | 0 | 0 | 0 | 0 | 0 | 0 | 0 | 0 | 0 | 0 | 0 | 0 | 0 | 0 | 0 | 0 | 0 | 0 | 0 | 0 | 0 | 0 | 0 | 0 | 0 | 0 | 0 | 0 | 0 | 0 | 0 | 0 | 0 | 0 | 0 | 0 | 0 | 0 | 0 | 0 | 0 | 0 | 0 | 0 | 0 | 0 | 0 | 0 | 0 | 0 | 0 | 0 | 0 | 0 | 0 | 0 | 0 | 0 | 0 | 0 | 0 | 0 | 0 | 0 | 0 | 0 | 0 | 0 | 0 | 0 | 0 | 0 | 0 | 0 | 0 | 0 | 0 | 0 | 0 | 0 | 0 | 0 | 0 | 0 | 0 | 0 | 0 | 0 | 0 | 0 | 0 | 0 | 0 | 0 | 0 | 0 | 0 | 0 | 0 | 0 | 0 | 0 | 0 | 0 | 0 | 0 | 0 | 0 | 0 | 0 | 0 | 0 | 0 | 0 | 0 | 0 | 0 | 0 | 0 | 0 | 0 | 0 | 0 | 0 | 0 | 0 | 0 | 0 | 0 | 0 | 0 | 0 | 0 | 0 | 0 | 0 | 0 | 0 | 0 | 0 | 0 | 0 | 0 | 0 | 0 | 0 | 0 | 0 | 0 | 0 | 0 | 0 | 0 | 0 | 0 | 0 | 0 | 0 | 0 | 0 | 0 | 0 | 0 | 0 | 0 | 0 | 0 | 0 | 0 | 0 | 0 | 0 | 0 | 0 | 0 | 0 | 0 | 0 | 0 | 0 | 0 | 0 | 0 | 0 | 0 | 0 | 0 | 0 | 0 | 0 | 0 | 0 | 0 | 0 | 0 | 0 | 0 | 0 | 0 | 0 | 0 | 0 | 0 | 0 | 0 | 0 | 0
OR_Commercial_OR - Miscellaneous_New_Food Preparation_Natural Gas_Fryer_A | OR | Commercial | OR - Miscellaneous | New | Food Preparation | Natural Gas | Fryer | A | WCNG162 | Standard | ENERGY STAR | 9 | 0 | 0 | 0 | 933.12 | 0 | 0 | 0 | 0.7 | 0.2 | 1 units | 2.842% | 100% | Lost Opportunity | LO5Med_OR | 85% | TBD | 0% | 0 |  | 0 |  | 0 | RTF Wkbk - ComCookingFryer_v5_0 | RTF Wkbk - ComCookingFryer_v5_0 | RTF Wkbk - ComCookingFryer_v5_0 | Standard | Standard | Standard | Standard | Standard | Standard | Standard | Standard | Standard | Standard | Standard | Standard | Standard | Standard | Standard | Standard | Standard | Standard | Standard | Standard | Standard | Standard | Standard | Standard | Standard | Standard | Standard | ENERGY STAR | ENERGY STAR | ENERGY STAR | ENERGY STAR | ENERGY STAR | ENERGY STAR | ENERGY STAR | ENERGY STAR | ENERGY STAR | ENERGY STAR | ENERGY STAR | ENERGY STAR | ENERGY STAR | ENERGY STAR | ENERGY STAR | ENERGY STAR | ENERGY STAR | ENERGY STAR | ENERGY STAR | ENERGY STAR | ENERGY STAR | ENERGY STAR | ENERGY STAR | ENERGY STAR | ENERGY STAR | ENERGY STAR | ENERGY STAR | 933.12 | 933.12 | 933.12 | 933.12 | 933.12 | 933.12 | 933.12 | 933.12 | 933.12 | 933.12 | 933.12 | 933.12 | 933.12 | 933.12 | 933.12 | 933.12 | 933.12 | 933.12 | 933.12 | 933.12 | 933.12 | 933.12 | 933.12 | 933.1211 | 933.1211 | 933.1211 | 933.1211 | 0 | 0 | 0 | 0 | 0 | 0 | 0 | 0 | 0 | 0 | 0 | 0 | 0 | 0 | 0 | 0 | 0 | 0 | 0 | 0 | 0 | 0 | 0 | 0 | 0 | 0 | 0 | 0 | 0 | 0 | 0 | 0 | 0 | 0 | 0 | 0 | 0 | 0 | 0 | 0 | 0 | 0 | 0 | 0 | 0 | 0 | 0 | 0 | 0 | 0 | 0 | 0 | 0 | 0 | 0 | 0 | 0 | 0 | 0 | 0 | 0 | 0 | 0 | 0 | 0 | 0 | 0 | 0 | 0 | 0 | 0 | 0 | 0 | 0 | 0 | 0 | 0 | 0 | 0 | 0 | 0 | 0 | 0 | 0 | 0 | 0 | 0 | 0 | 0 | 0 | 0 | 0 | 0 | 0 | 0 | 0 | 0 | 0 | 0 | 0 | 0 | 0 | 0 | 0 | 0 | 0 | 0 | 0 | 0 | 0 | 0 | 0 | 0 | 0 | 0 | 0 | 0 | 0 | 0 | 0 | 0 | 0 | 0 | 0 | 0 | 0 | 0 | 0 | 0 | 0 | 0 | 0 | 0 | 0 | 0 | 0 | 0 | 0 | 0 | 0 | 0 | 0 | 0 | 0 | 0 | 0 | 0 | 0 | 0 | 0 | 0 | 0 | 0 | 0 | 0 | 0 | 0 | 0 | 0 | 0 | 0 | 0 | 0 | 0 | 0 | 0 | 0 | 0 | 0 | 0 | 0 | 0 | 0 | 0 | 0 | 0 | 0 | 0 | 0 | 0 | 0 | 0 | 0 | 0 | 0 | 0 | 0 | 0 | 0 | 0 | 0 | 0 | 0 | 0 | 0 | 0 | 0 | 0 | 0 | 0 | 0 | 0 | 0 | 0 | 0 | 0 | 0 | 0 | 0 | 0 | 0 | 0 | 0 | 0 | 0 | 0 | 0 | 0 | 0 | 0 | 0 | 0 | 0 | 0 | 0 | 0 | 0 | 0 | 0 | 0 | 0 | 0 | 0 | 0 | 0 | 0 | 0 | 0 | 0 | 0 | 0 | 0 | 0 | 0 | 0 | 0 | 0 | 0 | 0 | 0 | 0 | 0 | 0 | 0 | 0 | 0 | 0 | 0 | 0 | 0 | 0 | 0 | 0 | 0 | 0 | 0 | 0 | 0 | 0 | 0 | 0 | 0 | 0 | 0 | 0 | 0 | 0 | 0 | 0 | 0 | 0 | 0 | 0 | 0 | 0 | 0 | 0 | 0 | 0 | 0 | 0 | 0 | 0 | 0 | 0 | 0 | 0 | 0 | 0 | 0 | 0 | 0 | 0 | 0 | 0 | 0 | 0 | 0 | 0 | 0 | 0 | 0 | 0 | 0 | 0 | 0 | 0 | 0 | 0 | 0 | 0 | 0 | 0 | 0 | 0 | 0 | 0 | 0 | 0 | 0 | 0 | 0 | 0 | 0 | 0 | 0 | 0 | 0 | 0 | 0 | 0 | 0 | 0 | 0 | 0 | 0 | 0 | 0 | 0 | 0 | 0 | 0 | 0 | 0 | 0 | 0 | 0 | 0 | 0 | 0 | 0 | 0 | 0 | 0 | 0 | 0 | 0 | 0 | 0 | 0 | 0 | 0 | 0 | 0 | 0 | 0 | 0 | 0 | 0 | 0 | 0 | 0 | 0 | 0 | 0 | 0 | 0 | 0 | 0 | 0 | 0 | 0 | 0 | 0 | 0 | 0 | 0 | 0 | 0 | 0 | 0 | 0 | 0 | 0 | 0 | 0 | 0 | 0 | 0 | 0 | 0 | 0 | 0 | 0 | 0 | 0 | 0 | 0 | 0 | 0 | 0 | 0 | 0 | 0 | 0 | 0 | 0 | 0 | 0 | 0 | 0 | 0 | 0 | 0 | 0 | 0 | 0 | 0 | 0 | 0 | 0 | 0 | 0 | 0 | 0 | 0 | 0 | 0 | 0 | 0 | 0 | 0 | 0 | 0 | 0 | 0 | 0 | 0 | 0 | 0 | 0 | 0 | 0 | 0 | 0 | 0 | 0 | 0 | 0 | 0 | 0 | 0 | 0 | 0 | 0 | 0 | 0
OR_Commercial_OR - Miscellaneous_New_Food Preparation_Natural Gas_Broiler_A | OR | Commercial | OR - Miscellaneous | New | Food Preparation | Natural Gas | Broiler | A | WCNG163 | Standard | Infrared Burners | 12 | 0 | 0 | 0 | 1166.72 | 0 | 0 | 0 | 0.7 | 0.2 | 1 units | 32.39% | 100% | Lost Opportunity | LOEven20_OR | 85% | TBD | 0% | 0 |  | 0 |  | 0 | IL TRM - 4.2.14 - CI-FSE-IRBL-V02-180101 | IL TRM - 4.2.14 - CI-FSE-IRBL-V02-180101 | IL TRM - 4.2.14 - CI-FSE-IRBL-V02-180101 | Standard | Standard | Standard | Standard | Standard | Standard | Standard | Standard | Standard | Standard | Standard | Standard | Standard | Standard | Standard | Standard | Standard | Standard | Standard | Standard | Standard | Standard | Standard | Standard | Standard | Standard | Standard | Infrared Burners | Infrared Burners | Infrared Burners | Infrared Burners | Infrared Burners | Infrared Burners | Infrared Burners | Infrared Burners | Infrared Burners | Infrared Burners | Infrared Burners | Infrared Burners | Infrared Burners | Infrared Burners | Infrared Burners | Infrared Burners | Infrared Burners | Infrared Burners | Infrared Burners | Infrared Burners | Infrared Burners | Infrared Burners | Infrared Burners | Infrared Burners | Infrared Burners | Infrared Burners | Infrared Burners | 1166.72 | 1166.72 | 1166.72 | 1166.72 | 1166.72 | 1166.72 | 1166.72 | 1166.72 | 1166.72 | 1166.72 | 1166.72 | 1166.72 | 1166.72 | 1166.72 | 1166.72 | 1166.72 | 1166.72 | 1166.72 | 1166.72 | 1166.72 | 1166.72 | 1166.72 | 1166.72 | 1166.7179 | 1166.7179 | 1166.7179 | 1166.7179 | 0 | 0 | 0 | 0 | 0 | 0 | 0 | 0 | 0 | 0 | 0 | 0 | 0 | 0 | 0 | 0 | 0 | 0 | 0 | 0 | 0 | 0 | 0 | 0 | 0 | 0 | 0 | 0 | 0 | 0 | 0 | 0 | 0 | 0 | 0 | 0 | 0 | 0 | 0 | 0 | 0 | 0 | 0 | 0 | 0 | 0 | 0 | 0 | 0 | 0 | 0 | 0 | 0 | 0 | 0 | 0 | 0 | 0 | 0 | 0 | 0 | 0 | 0 | 0 | 0 | 0 | 0 | 0 | 0 | 0 | 0 | 0 | 0 | 0 | 0 | 0 | 0 | 0 | 0 | 0 | 0 | 0 | 0 | 0 | 0 | 0 | 0 | 0 | 0 | 0 | 0 | 0 | 0 | 0 | 0 | 0 | 0 | 0 | 0 | 0 | 0 | 0 | 0 | 0 | 0 | 0 | 0 | 0 | 0 | 0 | 0 | 0 | 0 | 0 | 0 | 0 | 0 | 0 | 0 | 0 | 0 | 0 | 0 | 0 | 0 | 0 | 0 | 0 | 0 | 0 | 0 | 0 | 0 | 0 | 0 | 0 | 0 | 0 | 0 | 0 | 0 | 0 | 0 | 0 | 0 | 0 | 0 | 0 | 0 | 0 | 0 | 0 | 0 | 0 | 0 | 0 | 0 | 0 | 0 | 0 | 0 | 0 | 0 | 0 | 0 | 0 | 0 | 0 | 0 | 0 | 0 | 0 | 0 | 0 | 0 | 0 | 0 | 0 | 0 | 0 | 0 | 0 | 0 | 0 | 0 | 0 | 0 | 0 | 0 | 0 | 0 | 0 | 0 | 0 | 0 | 0 | 0 | 0 | 0 | 0 | 0 | 0 | 0 | 0 | 0 | 0 | 0 | 0 | 0 | 0 | 0 | 0 | 0 | 0 | 0 | 0 | 0 | 0 | 0 | 0 | 0 | 0 | 0 | 0 | 0 | 0 | 0 | 0 | 0 | 0 | 0 | 0 | 0 | 0 | 0 | 0 | 0 | 0 | 0 | 0 | 0 | 0 | 0 | 0 | 0 | 0 | 0 | 0 | 0 | 0 | 0 | 0 | 0 | 0 | 0 | 0 | 0 | 0 | 0 | 0 | 0 | 0 | 0 | 0 | 0 | 0 | 0 | 0 | 0 | 0 | 0 | 0 | 0 | 0 | 0 | 0 | 0 | 0 | 0 | 0 | 0 | 0 | 0 | 0 | 0 | 0 | 0 | 0 | 0 | 0 | 0 | 0 | 0 | 0 | 0 | 0 | 0 | 0 | 0 | 0 | 0 | 0 | 0 | 0 | 0 | 0 | 0 | 0 | 0 | 0 | 0 | 0 | 0 | 0 | 0 | 0 | 0 | 0 | 0 | 0 | 0 | 0 | 0 | 0 | 0 | 0 | 0 | 0 | 0 | 0 | 0 | 0 | 0 | 0 | 0 | 0 | 0 | 0 | 0 | 0 | 0 | 0 | 0 | 0 | 0 | 0 | 0 | 0 | 0 | 0 | 0 | 0 | 0 | 0 | 0 | 0 | 0 | 0 | 0 | 0 | 0 | 0 | 0 | 0 | 0 | 0 | 0 | 0 | 0 | 0 | 0 | 0 | 0 | 0 | 0 | 0 | 0 | 0 | 0 | 0 | 0 | 0 | 0 | 0 | 0 | 0 | 0 | 0 | 0 | 0 | 0 | 0 | 0 | 0 | 0 | 0 | 0 | 0 | 0 | 0 | 0 | 0 | 0 | 0 | 0 | 0 | 0 | 0 | 0 | 0 | 0 | 0 | 0 | 0 | 0 | 0 | 0 | 0 | 0 | 0 | 0 | 0 | 0 | 0 | 0 | 0 | 0 | 0 | 0 | 0 | 0 | 0 | 0 | 0 | 0 | 0 | 0 | 0 | 0 | 0 | 0 | 0 | 0 | 0 | 0 | 0 | 0 | 0 | 0 | 0 | 0 | 0 | 0 | 0 | 0 | 0 | 0 | 0 | 0 | 0 | 0 | 0 | 0 | 0 | 0 | 0 | 0 | 0 | 0 | 0 | 0 | 0 | 0 | 0 | 0 | 0 | 0
OR_Commercial_OR - Miscellaneous_New_Food Preparation_Natural Gas_Griddle_A | OR | Commercial | OR - Miscellaneous | New | Food Preparation | Natural Gas | Griddle | A | WCNG164 | Standard | ENERGY STAR | 12 | 0 | 0 | 0 | 1405.83 | 0 | 0 | 0 | 0.7 | 0.2 | 1 units | 35.93% | 100% | Lost Opportunity | LOEven20_OR | 85% | TBD | 0% | 0 |  | 0 |  | 0 | IL TRM - 4.2.8 - CI-FSE-ESGR-V04-200101 | IL TRM - 4.2.8 - CI-FSE-ESGR-V04-200101 | IL TRM - 4.2.8 - CI-FSE-ESGR-V04-200101 | Standard | Standard | Standard | Standard | Standard | Standard | Standard | Standard | Standard | Standard | Standard | Standard | Standard | Standard | Standard | Standard | Standard | Standard | Standard | Standard | Standard | Standard | Standard | Standard | Standard | Standard | Standard | ENERGY STAR | ENERGY STAR | ENERGY STAR | ENERGY STAR | ENERGY STAR | ENERGY STAR | ENERGY STAR | ENERGY STAR | ENERGY STAR | ENERGY STAR | ENERGY STAR | ENERGY STAR | ENERGY STAR | ENERGY STAR | ENERGY STAR | ENERGY STAR | ENERGY STAR | ENERGY STAR | ENERGY STAR | ENERGY STAR | ENERGY STAR | ENERGY STAR | ENERGY STAR | ENERGY STAR | ENERGY STAR | ENERGY STAR | ENERGY STAR | 1405.83 | 1405.83 | 1405.83 | 1405.83 | 1405.83 | 1405.83 | 1405.83 | 1405.83 | 1405.83 | 1405.83 | 1405.83 | 1405.83 | 1405.83 | 1405.83 | 1405.83 | 1405.83 | 1405.83 | 1405.83 | 1405.83 | 1405.83 | 1405.83 | 1405.83 | 1405.83 | 1405.8266 | 1405.8266 | 1405.8266 | 1405.8266 | 0 | 0 | 0 | 0 | 0 | 0 | 0 | 0 | 0 | 0 | 0 | 0 | 0 | 0 | 0 | 0 | 0 | 0 | 0 | 0 | 0 | 0 | 0 | 0 | 0 | 0 | 0 | 0 | 0 | 0 | 0 | 0 | 0 | 0 | 0 | 0 | 0 | 0 | 0 | 0 | 0 | 0 | 0 | 0 | 0 | 0 | 0 | 0 | 0 | 0 | 0 | 0 | 0 | 0 | 0 | 0 | 0 | 0 | 0 | 0 | 0 | 0 | 0 | 0 | 0 | 0 | 0 | 0 | 0 | 0 | 0 | 0 | 0 | 0 | 0 | 0 | 0 | 0 | 0 | 0 | 0 | 0 | 0 | 0 | 0 | 0 | 0 | 0 | 0 | 0 | 0 | 0 | 0 | 0 | 0 | 0 | 0 | 0 | 0 | 0 | 0 | 0 | 0 | 0 | 0 | 0 | 0 | 0 | 0 | 0 | 0 | 0 | 0 | 0 | 0 | 0 | 0 | 0 | 0 | 0 | 0 | 0 | 0 | 0 | 0 | 0 | 0 | 0 | 0 | 0 | 0 | 0 | 0 | 0 | 0 | 0 | 0 | 0 | 0 | 0 | 0 | 0 | 0 | 0 | 0 | 0 | 0 | 0 | 0 | 0 | 0 | 0 | 0 | 0 | 0 | 0 | 0 | 0 | 0 | 0 | 0 | 0 | 0 | 0 | 0 | 0 | 0 | 0 | 0 | 0 | 0 | 0 | 0 | 0 | 0 | 0 | 0 | 0 | 0 | 0 | 0 | 0 | 0 | 0 | 0 | 0 | 0 | 0 | 0 | 0 | 0 | 0 | 0 | 0 | 0 | 0 | 0 | 0 | 0 | 0 | 0 | 0 | 0 | 0 | 0 | 0 | 0 | 0 | 0 | 0 | 0 | 0 | 0 | 0 | 0 | 0 | 0 | 0 | 0 | 0 | 0 | 0 | 0 | 0 | 0 | 0 | 0 | 0 | 0 | 0 | 0 | 0 | 0 | 0 | 0 | 0 | 0 | 0 | 0 | 0 | 0 | 0 | 0 | 0 | 0 | 0 | 0 | 0 | 0 | 0 | 0 | 0 | 0 | 0 | 0 | 0 | 0 | 0 | 0 | 0 | 0 | 0 | 0 | 0 | 0 | 0 | 0 | 0 | 0 | 0 | 0 | 0 | 0 | 0 | 0 | 0 | 0 | 0 | 0 | 0 | 0 | 0 | 0 | 0 | 0 | 0 | 0 | 0 | 0 | 0 | 0 | 0 | 0 | 0 | 0 | 0 | 0 | 0 | 0 | 0 | 0 | 0 | 0 | 0 | 0 | 0 | 0 | 0 | 0 | 0 | 0 | 0 | 0 | 0 | 0 | 0 | 0 | 0 | 0 | 0 | 0 | 0 | 0 | 0 | 0 | 0 | 0 | 0 | 0 | 0 | 0 | 0 | 0 | 0 | 0 | 0 | 0 | 0 | 0 | 0 | 0 | 0 | 0 | 0 | 0 | 0 | 0 | 0 | 0 | 0 | 0 | 0 | 0 | 0 | 0 | 0 | 0 | 0 | 0 | 0 | 0 | 0 | 0 | 0 | 0 | 0 | 0 | 0 | 0 | 0 | 0 | 0 | 0 | 0 | 0 | 0 | 0 | 0 | 0 | 0 | 0 | 0 | 0 | 0 | 0 | 0 | 0 | 0 | 0 | 0 | 0 | 0 | 0 | 0 | 0 | 0 | 0 | 0 | 0 | 0 | 0 | 0 | 0 | 0 | 0 | 0 | 0 | 0 | 0 | 0 | 0 | 0 | 0 | 0 | 0 | 0 | 0 | 0 | 0 | 0 | 0 | 0 | 0 | 0 | 0 | 0 | 0 | 0 | 0 | 0 | 0 | 0 | 0 | 0 | 0 | 0 | 0 | 0 | 0 | 0 | 0 | 0 | 0 | 0 | 0 | 0 | 0 | 0 | 0 | 0 | 0 | 0 | 0 | 0 | 0 | 0 | 0 | 0 | 0 | 0 | 0 | 0 | 0 | 0 | 0 | 0 | 0 | 0 | 0 | 0 | 0 | 0 | 0 | 0 | 0 | 0 | 0
OR_Commercial_OR - Miscellaneous_New_Food Preparation_Natural Gas_Range_A | OR | Commercial | OR - Miscellaneous | New | Food Preparation | Natural Gas | Range | A | WCNG165 | Standard | High Efficiency | 10 | 0 | 0 | 0 | 0.01 | 0 | 0 | 0 | 0.7 | 0.2 | 1 units | 39.94% | 100% | Lost Opportunity | LOEven20_OR | 85% | TBD | 0% | 0 |  | 0 |  | 0 | COOK_OVN-Food Preparation-AEO17-1 | EIA 2018 Tech Forecast | EIA 2018 Tech Forecast | Standard | Standard | Standard | Standard | Standard | Standard | Standard | Standard | Standard | Standard | Standard | Standard | Standard | Standard | Standard | Standard | Standard | Standard | Standard | Standard | Standard | Standard | Standard | Standard | Standard | Standard | Standard | High Efficiency | High Efficiency | High Efficiency | High Efficiency | High Efficiency | High Efficiency | High Efficiency | High Efficiency | High Efficiency | High Efficiency | High Efficiency | High Efficiency | High Efficiency | High Efficiency | High Efficiency | High Efficiency | High Efficiency | High Efficiency | High Efficiency | High Efficiency | High Efficiency | High Efficiency | High Efficiency | High Efficiency | High Efficiency | High Efficiency | High Efficiency | 0.01 | 0.01 | 0.01 | 0.01 | 0.01 | 0.01 | 0.01 | 0.01 | 0.01 | 0.01 | 0.01 | 0.01 | 0.01 | 0.01 | 0.01 | 0.01 | 0.01 | 0.01 | 0.01 | 0.01 | 0.01 | 0.01 | 0.01 | 0.010631 | 0.010631 | 0.010631 | 0.010631 | 0 | 0 | 0 | 0 | 0 | 0 | 0 | 0 | 0 | 0 | 0 | 0 | 0 | 0 | 0 | 0 | 0 | 0 | 0 | 0 | 0 | 0 | 0 | 0 | 0 | 0 | 0 | 0 | 0 | 0 | 0 | 0 | 0 | 0 | 0 | 0 | 0 | 0 | 0 | 0 | 0 | 0 | 0 | 0 | 0 | 0 | 0 | 0 | 0 | 0 | 0 | 0 | 0 | 0 | 0 | 0 | 0 | 0 | 0 | 0 | 0 | 0 | 0 | 0 | 0 | 0 | 0 | 0 | 0 | 0 | 0 | 0 | 0 | 0 | 0 | 0 | 0 | 0 | 0 | 0 | 0 | 0 | 0 | 0 | 0 | 0 | 0 | 0 | 0 | 0 | 0 | 0 | 0 | 0 | 0 | 0 | 0 | 0 | 0 | 0 | 0 | 0 | 0 | 0 | 0 | 0 | 0 | 0 | 0 | 0 | 0 | 0 | 0 | 0 | 0 | 0 | 0 | 0 | 0 | 0 | 0 | 0 | 0 | 0 | 0 | 0 | 0 | 0 | 0 | 0 | 0 | 0 | 0 | 0 | 0 | 0 | 0 | 0 | 0 | 0 | 0 | 0 | 0 | 0 | 0 | 0 | 0 | 0 | 0 | 0 | 0 | 0 | 0 | 0 | 0 | 0 | 0 | 0 | 0 | 0 | 0 | 0 | 0 | 0 | 0 | 0 | 0 | 0 | 0 | 0 | 0 | 0 | 0 | 0 | 0 | 0 | 0 | 0 | 0 | 0 | 0 | 0 | 0 | 0 | 0 | 0 | 0 | 0 | 0 | 0 | 0 | 0 | 0 | 0 | 0 | 0 | 0 | 0 | 0 | 0 | 0 | 0 | 0 | 0 | 0 | 0 | 0 | 0 | 0 | 0 | 0 | 0 | 0 | 0 | 0 | 0 | 0 | 0 | 0 | 0 | 0 | 0 | 0 | 0 | 0 | 0 | 0 | 0 | 0 | 0 | 0 | 0 | 0 | 0 | 0 | 0 | 0 | 0 | 0 | 0 | 0 | 0 | 0 | 0 | 0 | 0 | 0 | 0 | 0 | 0 | 0 | 0 | 0 | 0 | 0 | 0 | 0 | 0 | 0 | 0 | 0 | 0 | 0 | 0 | 0 | 0 | 0 | 0 | 0 | 0 | 0 | 0 | 0 | 0 | 0 | 0 | 0 | 0 | 0 | 0 | 0 | 0 | 0 | 0 | 0 | 0 | 0 | 0 | 0 | 0 | 0 | 0 | 0 | 0 | 0 | 0 | 0 | 0 | 0 | 0 | 0 | 0 | 0 | 0 | 0 | 0 | 0 | 0 | 0 | 0 | 0 | 0 | 0 | 0 | 0 | 0 | 0 | 0 | 0 | 0 | 0 | 0 | 0 | 0 | 0 | 0 | 0 | 0 | 0 | 0 | 0 | 0 | 0 | 0 | 0 | 0 | 0 | 0 | 0 | 0 | 0 | 0 | 0 | 0 | 0 | 0 | 0 | 0 | 0 | 0 | 0 | 0 | 0 | 0 | 0 | 0 | 0 | 0 | 0 | 0 | 0 | 0 | 0 | 0 | 0 | 0 | 0 | 0 | 0 | 0 | 0 | 0 | 0 | 0 | 0 | 0 | 0 | 0 | 0 | 0 | 0 | 0 | 0 | 0 | 0 | 0 | 0 | 0 | 0 | 0 | 0 | 0 | 0 | 0 | 0 | 0 | 0 | 0 | 0 | 0 | 0 | 0 | 0 | 0 | 0 | 0 | 0 | 0 | 0 | 0 | 0 | 0 | 0 | 0 | 0 | 0 | 0 | 0 | 0 | 0 | 0 | 0 | 0 | 0 | 0 | 0 | 0 | 0 | 0 | 0 | 0 | 0 | 0 | 0 | 0 | 0 | 0 | 0 | 0 | 0 | 0 | 0 | 0 | 0 | 0 | 0 | 0 | 0 | 0 | 0 | 0 | 0 | 0 | 0 | 0 | 0 | 0 | 0 | 0 | 0 | 0 | 0 | 0 | 0 | 0 | 0 | 0 | 0 | 0 | 0 | 0 | 0 | 0 | 0 | 0 | 0 | 0
OR_Commercial_OR - Miscellaneous_New_Food Preparation_Natural Gas_Steamer_A | OR | Commercial | OR - Miscellaneous | New | Food Preparation | Natural Gas | Steamer | A | WCNG166 | Standard | ENERGY STAR | 8 | 0 | 0 | 0 | 0.01 | 737.87 | 0 | 0 | 0.7 | 0.2 | 1 units | 1.408% | 100% | Lost Opportunity | LOEven20_OR | 85% | TBD | 0% | 0 |  | 0 |  | 0 | RTF Wkbk - ComCookingSteamer_v5_0 | RTF Wkbk - ComCookingSteamer_v5_0 | RTF Wkbk - ComCookingSteamer_v5_0 | Standard | Standard | Standard | Standard | Standard | Standard | Standard | Standard | Standard | Standard | Standard | Standard | Standard | Standard | Standard | Standard | Standard | Standard | Standard | Standard | Standard | Standard | Standard | Standard | Standard | Standard | Standard | ENERGY STAR | ENERGY STAR | ENERGY STAR | ENERGY STAR | ENERGY STAR | ENERGY STAR | ENERGY STAR | ENERGY STAR | ENERGY STAR | ENERGY STAR | ENERGY STAR | ENERGY STAR | ENERGY STAR | ENERGY STAR | ENERGY STAR | ENERGY STAR | ENERGY STAR | ENERGY STAR | ENERGY STAR | ENERGY STAR | ENERGY STAR | ENERGY STAR | ENERGY STAR | ENERGY STAR | ENERGY STAR | ENERGY STAR | ENERGY STAR | 0.01 | 0.01 | 0.01 | 0.01 | 0.01 | 0.01 | 0.01 | 0.01 | 0.01 | 0.01 | 0.01 | 0.01 | 0.01 | 0.01 | 0.01 | 0.01 | 0.01 | 0.01 | 0.01 | 0.01 | 0.01 | 0.01 | 0.01 | 0.010743 | 0.010743 | 0.010743 | 0.010743 | 0 | 0 | 0 | 0 | 0 | 0 | 0 | 0 | 0 | 0 | 0 | 0 | 0 | 0 | 0 | 0 | 0 | 0 | 0 | 0 | 0 | 0 | 0 | 0 | 0 | 0 | 0 | 0 | 0 | 0 | 0 | 0 | 0 | 0 | 0 | 0 | 0 | 0 | 0 | 0 | 0 | 0 | 0 | 0 | 0 | 0 | 0 | 0 | 0 | 0 | 0 | 0 | 0 | 0 | 0 | 0 | 0 | 0 | 0 | 0 | 0 | 0 | 0 | 0 | 0 | 0 | 0 | 0 | 0 | 0 | 0 | 0 | 0 | 0 | 0 | 0 | 0 | 0 | 0 | 0 | 0 | 0 | 0 | 0 | 0 | 0 | 0 | 0 | 0 | 0 | 0 | 0 | 0 | 0 | 0 | 0 | 0 | 0 | 0 | 0 | 0 | 0 | 0 | 0 | 0 | 0 | 0 | 0 | 0 | 0 | 0 | 0 | 0 | 0 | 0 | 0 | 0 | 0 | 0 | 0 | 0 | 0 | 0 | 0 | 0 | 0 | 0 | 0 | 0 | 0 | 0 | 0 | 0 | 0 | 0 | 0 | 0 | 0 | 0 | 0 | 0 | 0 | 0 | 0 | 0 | 0 | 0 | 0 | 0 | 0 | 0 | 0 | 0 | 0 | 0 | 0 | 0 | 0 | 0 | 0 | 0 | 0 | 0 | 0 | 0 | 0 | 0 | 0 | 0 | 0 | 0 | 0 | 0 | 0 | 0 | 0 | 0 | 0 | 0 | 0 | 0 | 0 | 0 | 0 | 0 | 0 | 0 | 0 | 0 | 0 | 0 | 0 | 0 | 0 | 0 | 0 | 0 | 0 | 0 | 0 | 0 | 0 | 0 | 0 | 0 | 0 | 0 | 0 | 0 | 0 | 0 | 0 | 0 | 0 | 0 | 0 | 0 | 0 | 0 | 0 | 0 | 0 | 0 | 0 | 0 | 0 | 0 | 0 | 0 | 0 | 0 | 0 | 0 | 0 | 0 | 0 | 0 | 0 | 0 | 0 | 0 | 0 | 0 | 0 | 0 | 0 | 0 | 0 | 0 | 0 | 0 | 0 | 0 | 0 | 0 | 0 | 0 | 0 | 0 | 0 | 0 | 0 | 0 | 0 | 0 | 0 | 0 | 0 | 0 | 0 | 0 | 0 | 0 | 0 | 0 | 0 | 0 | 0 | 0 | 0 | 0 | 0 | 0 | 0 | 0 | 0 | 0 | 0 | 0 | 0 | 0 | 0 | 0 | 0 | 0 | 0 | 0 | 0 | 0 | 0 | 0 | 0 | 0 | 0 | 0 | 0 | 0 | 0 | 0 | 0 | 0 | 0 | 0 | 0 | 0 | 0 | 0 | 0 | 0 | 0 | 0 | 0 | 0 | 0 | 0 | 0 | 0 | 0 | 0 | 0 | 0 | 0 | 0 | 0 | 0 | 0 | 0 | 0 | 0 | 0 | 0 | 0 | 0 | 0 | 0 | 0 | 0 | 0 | 0 | 0 | 0 | 0 | 0 | 0 | 0 | 0 | 0 | 0 | 0 | 0 | 0 | 0 | 0 | 0 | 0 | 0 | 0 | 0 | 0 | 0 | 0 | 0 | 0 | 0 | 0 | 0 | 0 | 0 | 0 | 0 | 0 | 0 | 0 | 0 | 0 | 0 | 0 | 0 | 0 | 0 | 0 | 0 | 0 | 0 | 0 | 0 | 0 | 0 | 0 | 0 | 0 | 0 | 0 | 0 | 0 | 0 | 0 | 0 | 0 | 0 | 0 | 0 | 0 | 0 | 0 | 0 | 0 | 0 | 0 | 0 | 0 | 0 | 0 | 0 | 0 | 0 | 0 | 0 | 0 | 0 | 0 | 0 | 0 | 0 | 0 | 0 | 0 | 0 | 0 | 0 | 0 | 0 | 0 | 0 | 0 | 0 | 0 | 0 | 0 | 0 | 0 | 0 | 0 | 0 | 0 | 0 | 0 | 0 | 0 | 0 | 0 | 0 | 0 | 0 | 0 | 0 | 0 | 0 | 0 | 0 | 0 | 0 | 0 | 0 | 0 | 0 | 0
OR_Commercial_OR - Miscellaneous_New_Food Preparation_Natural Gas_Commercial Food Prep Other_A | OR | Commercial | OR - Miscellaneous | New | Food Preparation | Natural Gas | Commercial Food Prep Other | A | WCNG167 | Standard | ENERGY STAR | 10 | 0 | 0 | 0 | 254.64 | 0 | 0 | 0 | 0.7 | 0.2 | 1 units | 0% | 100% | Lost Opportunity | LOEven20_OR | 85% | TBD | 0% | 0 |  | 0 |  | 0 | N/A | N/A | N/A | Standard | Standard | Standard | Standard | Standard | Standard | Standard | Standard | Standard | Standard | Standard | Standard | Standard | Standard | Standard | Standard | Standard | Standard | Standard | Standard | Standard | Standard | Standard | Standard | Standard | Standard | Standard | ENERGY STAR | ENERGY STAR | ENERGY STAR | ENERGY STAR | ENERGY STAR | ENERGY STAR | ENERGY STAR | ENERGY STAR | ENERGY STAR | ENERGY STAR | ENERGY STAR | ENERGY STAR | ENERGY STAR | ENERGY STAR | ENERGY STAR | ENERGY STAR | ENERGY STAR | ENERGY STAR | ENERGY STAR | ENERGY STAR | ENERGY STAR | ENERGY STAR | ENERGY STAR | ENERGY STAR | ENERGY STAR | ENERGY STAR | ENERGY STAR | 254.64 | 254.64 | 254.64 | 254.64 | 254.64 | 254.64 | 254.64 | 254.64 | 254.64 | 254.64 | 254.64 | 254.64 | 254.64 | 254.64 | 254.64 | 254.64 | 254.64 | 254.64 | 254.64 | 254.64 | 254.64 | 254.64 | 254.64 | 254.6373 | 254.6373 | 254.6373 | 254.6373 | 0 | 0 | 0 | 0 | 0 | 0 | 0 | 0 | 0 | 0 | 0 | 0 | 0 | 0 | 0 | 0 | 0 | 0 | 0 | 0 | 0 | 0 | 0 | 0 | 0 | 0 | 0 | 0 | 0 | 0 | 0 | 0 | 0 | 0 | 0 | 0 | 0 | 0 | 0 | 0 | 0 | 0 | 0 | 0 | 0 | 0 | 0 | 0 | 0 | 0 | 0 | 0 | 0 | 0 | 0 | 0 | 0 | 0 | 0 | 0 | 0 | 0 | 0 | 0 | 0 | 0 | 0 | 0 | 0 | 0 | 0 | 0 | 0 | 0 | 0 | 0 | 0 | 0 | 0 | 0 | 0 | 0 | 0 | 0 | 0 | 0 | 0 | 0 | 0 | 0 | 0 | 0 | 0 | 0 | 0 | 0 | 0 | 0 | 0 | 0 | 0 | 0 | 0 | 0 | 0 | 0 | 0 | 0 | 0 | 0 | 0 | 0 | 0 | 0 | 0 | 0 | 0 | 0 | 0 | 0 | 0 | 0 | 0 | 0 | 0 | 0 | 0 | 0 | 0 | 0 | 0 | 0 | 0 | 0 | 0 | 0 | 0 | 0 | 0 | 0 | 0 | 0 | 0 | 0 | 0 | 0 | 0 | 0 | 0 | 0 | 0 | 0 | 0 | 0 | 0 | 0 | 0 | 0 | 0 | 0 | 0 | 0 | 0 | 0 | 0 | 0 | 0 | 0 | 0 | 0 | 0 | 0 | 0 | 0 | 0 | 0 | 0 | 0 | 0 | 0 | 0 | 0 | 0 | 0 | 0 | 0 | 0 | 0 | 0 | 0 | 0 | 0 | 0 | 0 | 0 | 0 | 0 | 0 | 0 | 0 | 0 | 0 | 0 | 0 | 0 | 0 | 0 | 0 | 0 | 0 | 0 | 0 | 0 | 0 | 0 | 0 | 0 | 0 | 0 | 0 | 0 | 0 | 0 | 0 | 0 | 0 | 0 | 0 | 0 | 0 | 0 | 0 | 0 | 0 | 0 | 0 | 0 | 0 | 0 | 0 | 0 | 0 | 0 | 0 | 0 | 0 | 0 | 0 | 0 | 0 | 0 | 0 | 0 | 0 | 0 | 0 | 0 | 0 | 0 | 0 | 0 | 0 | 0 | 0 | 0 | 0 | 0 | 0 | 0 | 0 | 0 | 0 | 0 | 0 | 0 | 0 | 0 | 0 | 0 | 0 | 0 | 0 | 0 | 0 | 0 | 0 | 0 | 0 | 0 | 0 | 0 | 0 | 0 | 0 | 0 | 0 | 0 | 0 | 0 | 0 | 0 | 0 | 0 | 0 | 0 | 0 | 0 | 0 | 0 | 0 | 0 | 0 | 0 | 0 | 0 | 0 | 0 | 0 | 0 | 0 | 0 | 0 | 0 | 0 | 0 | 0 | 0 | 0 | 0 | 0 | 0 | 0 | 0 | 0 | 0 | 0 | 0 | 0 | 0 | 0 | 0 | 0 | 0 | 0 | 0 | 0 | 0 | 0 | 0 | 0 | 0 | 0 | 0 | 0 | 0 | 0 | 0 | 0 | 0 | 0 | 0 | 0 | 0 | 0 | 0 | 0 | 0 | 0 | 0 | 0 | 0 | 0 | 0 | 0 | 0 | 0 | 0 | 0 | 0 | 0 | 0 | 0 | 0 | 0 | 0 | 0 | 0 | 0 | 0 | 0 | 0 | 0 | 0 | 0 | 0 | 0 | 0 | 0 | 0 | 0 | 0 | 0 | 0 | 0 | 0 | 0 | 0 | 0 | 0 | 0 | 0 | 0 | 0 | 0 | 0 | 0 | 0 | 0 | 0 | 0 | 0 | 0 | 0 | 0 | 0 | 0 | 0 | 0 | 0 | 0 | 0 | 0 | 0 | 0 | 0 | 0 | 0 | 0 | 0 | 0 | 0 | 0 | 0 | 0 | 0 | 0 | 0 | 0 | 0 | 0 | 0 | 0 | 0 | 0 | 0 | 0 | 0 | 0 | 0 | 0 | 0 | 0 | 0 | 0 | 0 | 0 | 0 | 0 | 0 | 0 | 0 | 0 | 0 | 0 | 0 | 0 | 0
OR_Commercial_OR - Miscellaneous_New_Miscellaneous_Natural Gas_Pool Heater_A | OR | Commercial | OR - Miscellaneous | New | Miscellaneous | Natural Gas | Pool Heater | A | WCNG168 | Standard (EF .78) | Condensing (EF .90) | 6 | 0 | 0 | 0 | 12715.41 | 0 | 0 | 0 | 0.7 | 0.2 | 1 units | 1.215% | 100% | Lost Opportunity | LO1Slow_OR | 84.66% | TBD | 0% | 0 |  | 0 |  | 0 | DOE Commercial R&D 2016 - Table 7-6 | DOE Commercial R&D 2016 - Table 7-7 | DOE Commercial R&D 2016 - Table 7-9 | Standard (EF .78) | Standard (EF .78) | Standard (EF .78) | Standard (EF .78) | Standard (EF .78) | Standard (EF .78) | Standard (EF .78) | Standard (EF .78) | Standard (EF .78) | Standard (EF .78) | Standard (EF .78) | Standard (EF .78) | Standard (EF .78) | Standard (EF .78) | Standard (EF .78) | Standard (EF .78) | Standard (EF .78) | Standard (EF .78) | Standard (EF .78) | Standard (EF .78) | Standard (EF .78) | Standard (EF .78) | Standard (EF .78) | Standard (EF .78) | Standard (EF .78) | Standard (EF .78) | Standard (EF .78) | Condensing (EF .90) | Condensing (EF .90) | Condensing (EF .90) | Condensing (EF .90) | Condensing (EF .90) | Condensing (EF .90) | Condensing (EF .90) | Condensing (EF .90) | Condensing (EF .90) | Condensing (EF .90) | Condensing (EF .90) | Condensing (EF .90) | Condensing (EF .90) | Condensing (EF .90) | Condensing (EF .90) | Condensing (EF .90) | Condensing (EF .90) | Condensing (EF .90) | Condensing (EF .90) | Condensing (EF .90) | Condensing (EF .90) | Condensing (EF .90) | Condensing (EF .90) | Condensing (EF .90) | Condensing (EF .90) | Condensing (EF .90) | Condensing (EF .90) | 12715.41 | 12715.41 | 12715.41 | 12715.41 | 12715.41 | 12715.41 | 12715.41 | 12715.41 | 12715.41 | 12715.41 | 12715.41 | 12715.41 | 12715.41 | 12715.41 | 12715.41 | 12715.41 | 12715.41 | 12715.41 | 12715.41 | 12715.41 | 12715.41 | 12715.41 | 12715.41 | 12715.4132 | 12715.4132 | 12715.4132 | 12715.4132 | 0 | 0 | 0 | 0 | 0 | 0 | 0 | 0 | 0 | 0 | 0 | 0 | 0 | 0 | 0 | 0 | 0 | 0 | 0 | 0 | 0 | 0 | 0 | 0 | 0 | 0 | 0 | 0 | 0 | 0 | 0 | 0 | 0 | 0 | 0 | 0 | 0 | 0 | 0 | 0 | 0 | 0 | 0 | 0 | 0 | 0 | 0 | 0 | 0 | 0 | 0 | 0 | 0 | 0 | 0 | 0 | 0 | 0 | 0 | 0 | 0 | 0 | 0 | 0 | 0 | 0 | 0 | 0 | 0 | 0 | 0 | 0 | 0 | 0 | 0 | 0 | 0 | 0 | 0 | 0 | 0 | 0 | 0 | 0 | 0 | 0 | 0 | 0 | 0 | 0 | 0 | 0 | 0 | 0 | 0 | 0 | 0 | 0 | 0 | 0 | 0 | 0 | 0 | 0 | 0 | 0 | 0 | 0 | 0 | 0 | 0 | 0 | 0 | 0 | 0 | 0 | 0 | 0 | 0 | 0 | 0 | 0 | 0 | 0 | 0 | 0 | 0 | 0 | 0 | 0 | 0 | 0 | 0 | 0 | 0 | 0 | 0 | 0 | 0 | 0 | 0 | 0 | 0 | 0 | 0 | 0 | 0 | 0 | 0 | 0 | 0 | 0 | 0 | 0 | 0 | 0 | 0 | 0 | 0 | 0 | 0 | 0 | 0 | 0 | 0 | 0 | 0 | 0 | 0 | 0 | 0 | 0 | 0 | 0 | 0 | 0 | 0 | 0 | 0 | 0 | 0 | 0 | 0 | 0 | 0 | 0 | 0 | 0 | 0 | 0 | 0 | 0 | 0 | 0 | 0 | 0 | 0 | 0 | 0 | 0 | 0 | 0 | 0 | 0 | 0 | 0 | 0 | 0 | 0 | 0 | 0 | 0 | 0 | 0 | 0 | 0 | 0 | 0 | 0 | 0 | 0 | 0 | 0 | 0 | 0 | 0 | 0 | 0 | 0 | 0 | 0 | 0 | 0 | 0 | 0 | 0 | 0 | 0 | 0 | 0 | 0 | 0 | 0 | 0 | 0 | 0 | 0 | 0 | 0 | 0 | 0 | 0 | 0 | 0 | 0 | 0 | 0 | 0 | 0 | 0 | 0 | 0 | 0 | 0 | 0 | 0 | 0 | 0 | 0 | 0 | 0 | 0 | 0 | 0 | 0 | 0 | 0 | 0 | 0 | 0 | 0 | 0 | 0 | 0 | 0 | 0 | 0 | 0 | 0 | 0 | 0 | 0 | 0 | 0 | 0 | 0 | 0 | 0 | 0 | 0 | 0 | 0 | 0 | 0 | 0 | 0 | 0 | 0 | 0 | 0 | 0 | 0 | 0 | 0 | 0 | 0 | 0 | 0 | 0 | 0 | 0 | 0 | 0 | 0 | 0 | 0 | 0 | 0 | 0 | 0 | 0 | 0 | 0 | 0 | 0 | 0 | 0 | 0 | 0 | 0 | 0 | 0 | 0 | 0 | 0 | 0 | 0 | 0 | 0 | 0 | 0 | 0 | 0 | 0 | 0 | 0 | 0 | 0 | 0 | 0 | 0 | 0 | 0 | 0 | 0 | 0 | 0 | 0 | 0 | 0 | 0 | 0 | 0 | 0 | 0 | 0 | 0 | 0 | 0 | 0 | 0 | 0 | 0 | 0 | 0 | 0 | 0 | 0 | 0 | 0 | 0 | 0 | 0 | 0 | 0 | 0 | 0 | 0 | 0 | 0 | 0 | 0 | 0 | 0 | 0 | 0 | 0 | 0 | 0 | 0 | 0 | 0 | 0 | 0 | 0 | 0 | 0 | 0 | 0 | 0 | 0 | 0 | 0 | 0 | 0 | 0 | 0 | 0 | 0 | 0 | 0 | 0 | 0 | 0 | 0 | 0 | 0 | 0 | 0 | 0 | 0 | 0 | 0 | 0 | 0 | 0 | 0 | 0 | 0 | 0 | 0 | 0 | 0 | 0 | 0 | 0 | 0 | 0 | 0 | 0 | 0 | 0 | 0 | 0 | 0 | 0 | 0 | 0 | 0 | 0 | 0 | 0 | 0 | 0 | 0 | 0 | 0
OR_Commercial_Interruptible - College_Existing_Space Heating_Natural Gas_Furnace_A | OR | Commercial | Interruptible - College | Existing | Space Heating | Natural Gas | Furnace | A | WCNG169 | AFUE 80% (Standard) | AFUE 96% | 23 | 246.556 | 0 | 0 | 956.79 | -5.72 | 0 | 0 | 0.7 | 0.2 | 400 kBtu/hr | 8.126% | 100% | Lost Opportunity | LO1Slow_OR | 84.66% | TBD | 0% | 1242.0793 |  | 883.8845 |  | 0 | EIA18_Tech Forecast Updates_p.90_2020 Typical | EIA18_Tech Forecast Updates_p.90_2020 Typical | AEG BEST | AFUE 80% (Standard) | AFUE 80% (Standard) | AFUE 80% (Standard) | AFUE 90% | AFUE 90% | AFUE 90% | AFUE 90% | AFUE 90% | AFUE 90% | AFUE 90% | AFUE 90% | AFUE 90% | AFUE 90% | AFUE 90% | AFUE 90% | AFUE 90% | AFUE 90% | AFUE 90% | AFUE 90% | AFUE 90% | AFUE 90% | AFUE 90% | AFUE 90% | AFUE 90% | AFUE 90% | AFUE 90% | AFUE 90% | AFUE 96% | AFUE 96% | AFUE 96% | AFUE 96% | AFUE 96% | AFUE 96% | AFUE 96% | AFUE 96% | AFUE 96% | AFUE 96% | AFUE 96% | AFUE 96% | AFUE 96% | AFUE 96% | AFUE 96% | AFUE 96% | AFUE 96% | AFUE 96% | AFUE 96% | AFUE 96% | AFUE 96% | AFUE 96% | AFUE 96% | AFUE 96% | AFUE 96% | AFUE 96% | AFUE 96% | 1913.58 | 1913.58 | 1913.58 | 956.79 | 956.79 | 956.79 | 956.79 | 956.79 | 956.79 | 956.79 | 956.79 | 956.79 | 956.79 | 956.79 | 956.79 | 956.79 | 956.79 | 956.79 | 956.79 | 956.79 | 956.79 | 956.79 | 956.79 | 956.7894 | 956.7894 | 956.7894 | 956.7894 | 0 | 243.0543 | 242.1118 | 81.8666 | 81.8666 | 81.8666 | 81.8666 | 81.8666 | 81.8666 | 81.8666 | 81.8666 | 81.8666 | 81.8666 | 81.8666 | 81.8666 | 81.8666 | 81.8666 | 81.8666 | 81.8666 | 81.8666 | 81.8666 | 81.8666 | 81.8666 | 81.8666 | 81.8666 | 81.8666 | 81.8666 | 0.032961 | 0.012667 | 0.014288 | 0.016 | 0.017797 | 0.019671 | 0.021618 | 0.023632 | 0.02549 | 0.027206 | 0.028789 | 0.030251 | 0.0316 | 0.032846 | 0.033996 | 0.035057 | 0.036036 | 0.034013 | 0.032254 | 0.030747 | 0.029481 | 0.028444 | 0.027625 | 0.015868 | 0.013931 | 0.032961 | 0.023812 | 0.0381 | 0.0541 | 0.071896 | 0.091568 | 0.11319 | 0.13682 | 0.16231 | 0.18951 | 0.2183 | 0.24855 | 0.28015 | 0.313 | 0.347 | 0.38205 | 0.41809 | 0.4521 | 0.48436 | 0.5151 | 0.54458 | 0.57303 | 0.60065 | 0.61652 | 0.63045 | 0.13614 | 0.15473 | 0.17452 | 0.19544 | 0.21738 | 0.24029 | 0.26407 | 0.28866 | 0.31136 | 0.33232 | 0.35166 | 0.36952 | 0.386 | 0.40121 | 0.41526 | 0.42822 | 0.44018 | 0.41547 | 0.39398 | 0.37558 | 0.36011 | 0.34744 | 0.33744 | 0.19383 | 0.17017 | 0.13614 | 0.29087 | 0.46539 | 0.66082 | 0.87821 | 1.1185 | 1.3826 | 1.6712 | 1.9826 | 2.3149 | 2.6666 | 3.0361 | 3.4221 | 3.8233 | 4.2385 | 4.6668 | 5.1069 | 5.5224 | 5.9164 | 6.292 | 6.6521 | 6.9995 | 7.337 | 7.5308 | 7.701 | 0.00014009 | 8.2802e-05 | 0.00020393 | 0.00042971 | 0.0008179 | 0.0014422 | 0.0023894 | 0.003752 | 0.0055679 | 0.0078569 | 0.010587 | 0.013665 | 0.016939 | 0.020218 | 0.023301 | 0.026023 | 0.028283 | 0.027755 | 0.026868 | 0.026031 | 0.024959 | 0.024081 | 0.023387 | 0.022822 | 0.022435 | 0.00014009 | 0.00013017 | 0.0003341 | 0.00076381 | 0.0015817 | 0.0030239 | 0.0054134 | 0.0091653 | 0.014733 | 0.02259 | 0.033177 | 0.046842 | 0.063781 | 0.083998 | 0.1073 | 0.13332 | 0.16161 | 0.18936 | 0.21623 | 0.24226 | 0.26722 | 0.2913 | 0.31469 | 0.33751 | 0.35994 | 0.0005786 | 0.0010114 | 0.002491 | 0.0052489 | 0.0099907 | 0.017617 | 0.029187 | 0.04583 | 0.068012 | 0.095972 | 0.12932 | 0.16691 | 0.20691 | 0.24696 | 0.28463 | 0.31787 | 0.34548 | 0.33902 | 0.32819 | 0.31796 | 0.30487 | 0.29415 | 0.28568 | 0.27877 | 0.27405 | 0.0005786 | 0.00159 | 0.004081 | 0.0093299 | 0.019321 | 0.036937 | 0.066124 | 0.11195 | 0.17997 | 0.27594 | 0.40526 | 0.57217 | 0.77908 | 1.026 | 1.3107 | 1.6285 | 1.974 | 2.313 | 2.6412 | 2.9592 | 3.2641 | 3.5582 | 3.8439 | 4.1227 | 4.3967 | 0.00014009 | 8.2802e-05 | 0.00020393 | 0.00042971 | 0.0008179 | 0.0014422 | 0.0023894 | 0.003752 | 0.0055679 | 0.0078569 | 0.010587 | 0.013665 | 0.016939 | 0.020218 | 0.023301 | 0.026023 | 0.028283 | 0.027755 | 0.026868 | 0.026031 | 0.024959 | 0.024081 | 0.023387 | 0.022822 | 0.022435 | 0.00014009 | 0.00013017 | 0.0003341 | 0.00076381 | 0.0015817 | 0.0030239 | 0.0054134 | 0.0091653 | 0.014733 | 0.02259 | 0.033177 | 0.046842 | 0.063781 | 0.083998 | 0.1073 | 0.13332 | 0.16161 | 0.18936 | 0.21623 | 0.24226 | 0.26722 | 0.2913 | 0.31469 | 0.33751 | 0.35994 | 0.0005786 | 0.0010114 | 0.002491 | 0.0052489 | 0.0099907 | 0.017617 | 0.029187 | 0.04583 | 0.068012 | 0.095972 | 0.12932 | 0.16691 | 0.20691 | 0.24696 | 0.28463 | 0.31787 | 0.34548 | 0.33902 | 0.32819 | 0.31796 | 0.30487 | 0.29415 | 0.28568 | 0.27877 | 0.27405 | 0.0005786 | 0.00159 | 0.004081 | 0.0093299 | 0.019321 | 0.036937 | 0.066124 | 0.11195 | 0.17997 | 0.27594 | 0.40526 | 0.57217 | 0.77908 | 1.026 | 1.3107 | 1.6285 | 1.974 | 2.313 | 2.6412 | 2.9592 | 3.2641 | 3.5582 | 3.8439 | 4.1227 | 4.3967 | 0.00014009 | 8.2802e-05 | 0.00020393 | 0.00042971 | 0.0008179 | 0.0014422 | 0.0023894 | 0.003752 | 0.0055679 | 0.0078569 | 0.010587 | 0.013665 | 0.016939 | 0.020218 | 0.023301 | 0.026023 | 0.028283 | 0.027755 | 0.026868 | 0.026031 | 0.024959 | 0.024081 | 0.023387 | 0.022822 | 0.022435 | 0.00014009 | 0.00013017 | 0.0003341 | 0.00076381 | 0.0015817 | 0.0030239 | 0.0054134 | 0.0091653 | 0.014733 | 0.02259 | 0.033177 | 0.046842 | 0.063781 | 0.083998 | 0.1073 | 0.13332 | 0.16161 | 0.18936 | 0.21623 | 0.24226 | 0.26722 | 0.2913 | 0.31469 | 0.33751 | 0.35994 | 0.0005786 | 0.0010114 | 0.002491 | 0.0052489 | 0.0099907 | 0.017617 | 0.029187 | 0.04583 | 0.068012 | 0.095972 | 0.12932 | 0.16691 | 0.20691 | 0.24696 | 0.28463 | 0.31787 | 0.34548 | 0.33902 | 0.32819 | 0.31796 | 0.30487 | 0.29415 | 0.28568 | 0.27877 | 0.27405 | 0.0005786 | 0.00159 | 0.004081 | 0.0093299 | 0.019321 | 0.036937 | 0.066124 | 0.11195 | 0.17997 | 0.27594 | 0.40526 | 0.57217 | 0.77908 | 1.026 | 1.3107 | 1.6285 | 1.974 | 2.313 | 2.6412 | 2.9592 | 3.2641 | 3.5582 | 3.8439 | 4.1227 | 4.3967 | 846.396 | 1304.5556 | 1304.5556 | 1304.5556 | 1304.5556 | 1304.5556 | 1304.5556 | 1304.5556 | 1304.5556 | 1304.5556 | 1304.5556 | 1304.5556 | 1304.5556 | 1304.5556 | 1304.5556 | 1304.5556 | 1304.5556 | 1304.5556 | 1304.5556 | 1304.5556 | 1304.5556 | 1304.5549 | 1304.5549 | 1304.5549 | 1304.5549 | 617.3162 | 925.9743 | 925.9743 | 925.9743 | 925.9743 | 925.9743 | 925.9743 | 925.9743 | 925.9743 | 925.9743 | 925.9743 | 925.9743 | 925.9743 | 925.9743 | 925.9743 | 925.9743 | 925.9743 | 925.9743 | 925.9743 | 925.9743 | 925.9743 | 925.9737 | 925.9737 | 925.9737 | 925.9737
OR_Commercial_Interruptible - College_Existing_Space Heating_Natural Gas_Boiler_A | OR | Commercial | Interruptible - College | Existing | Space Heating | Natural Gas | Boiler | A | WCNG170 | AFUE 80% (Standard) | AFUE 85% | 25 | 375.9733 | 0 | 0 | 6982.75 | 0 | 0 | 0 | 0.7 | 0.2 | 800 kBtu/hr | 69.31% | 100% | Lost Opportunity | LO20Fast_OR | 84.66% | TBD | 0% | 1904.3597 |  | 1428.2698 |  | 0 | EIA 2018 Tech Forecast | EIA 2018 Tech Forecast | AEG BEST | AFUE 80% (Standard) | AFUE 80% (Standard) | AFUE 80% (Standard) | AFUE 80% (Standard) | AFUE 80% (Standard) | AFUE 80% (Standard) | AFUE 80% (Standard) | AFUE 80% (Standard) | AFUE 80% (Standard) | AFUE 80% (Standard) | AFUE 80% (Standard) | AFUE 80% (Standard) | AFUE 80% (Standard) | AFUE 80% (Standard) | AFUE 80% (Standard) | AFUE 80% (Standard) | AFUE 80% (Standard) | AFUE 80% (Standard) | AFUE 80% (Standard) | AFUE 80% (Standard) | AFUE 80% (Standard) | AFUE 80% (Standard) | AFUE 80% (Standard) | AFUE 80% (Standard) | AFUE 80% (Standard) | AFUE 80% (Standard) | AFUE 80% (Standard) | AFUE 85% | AFUE 85% | AFUE 85% | AFUE 85% | AFUE 85% | AFUE 85% | AFUE 85% | AFUE 85% | AFUE 85% | AFUE 85% | AFUE 85% | AFUE 85% | AFUE 85% | AFUE 85% | AFUE 85% | AFUE 85% | AFUE 85% | AFUE 85% | AFUE 85% | AFUE 85% | AFUE 85% | AFUE 85% | AFUE 85% | AFUE 85% | AFUE 85% | AFUE 85% | AFUE 85% | 6982.75 | 6982.75 | 6982.75 | 6982.75 | 6982.75 | 6982.75 | 6982.75 | 6982.75 | 6982.75 | 6982.75 | 6982.75 | 6982.75 | 6982.75 | 6982.75 | 6982.75 | 6982.75 | 6982.75 | 6982.75 | 6982.75 | 6982.75 | 6982.75 | 6982.75 | 6982.75 | 6982.7461 | 6982.7461 | 6982.7461 | 6982.7461 | 0 | 2671.5591 | 2661.1996 | 2661.1996 | 2661.1996 | 2661.1996 | 2661.1996 | 2661.1996 | 2661.1996 | 2661.1996 | 2661.1996 | 2661.1996 | 2661.1996 | 2661.1996 | 2661.1996 | 2661.1996 | 2661.1996 | 2661.1996 | 2661.1996 | 2661.1996 | 2661.1996 | 2661.1996 | 2661.1996 | 2661.1996 | 2661.1996 | 2661.1996 | 2661.1996 | 3.6467 | 3.6766 | 3.7038 | 3.7284 | 3.7509 | 3.7713 | 3.7898 | 3.8067 | 3.822 | 3.8359 | 3.8486 | 3.8601 | 3.8706 | 3.8801 | 3.8888 | 3.8966 | 3.9038 | 3.9103 | 3.9162 | 3.9216 | 3.8936 | 3.8711 | 3.8535 | 3.8398 | 3.8297 | 3.6467 | 7.3233 | 11.0271 | 14.7555 | 18.5064 | 22.2777 | 26.0675 | 29.8742 | 33.6962 | 37.5321 | 41.3807 | 45.2408 | 49.1114 | 52.9915 | 56.8803 | 60.7769 | 64.6807 | 68.5909 | 72.5071 | 76.4287 | 80.3223 | 84.1934 | 88.0469 | 91.8867 | 95.7164 | 1.3703 | 1.3816 | 1.3918 | 1.401 | 1.4095 | 1.4171 | 1.4241 | 1.4304 | 1.4362 | 1.4414 | 1.4462 | 1.4505 | 1.4545 | 1.458 | 1.4613 | 1.4642 | 1.4669 | 1.4694 | 1.4716 | 1.4736 | 1.4631 | 1.4547 | 1.448 | 1.4429 | 1.4391 | 1.3703 | 2.7519 | 4.1437 | 5.5447 | 6.9542 | 8.3713 | 9.7954 | 11.2258 | 12.662 | 14.1035 | 15.5496 | 17.0002 | 18.4546 | 19.9126 | 21.3739 | 22.8382 | 24.3051 | 25.7744 | 27.246 | 28.7196 | 30.1827 | 31.6374 | 33.0854 | 34.5283 | 35.9674 | 0.079125 | 0.13569 | 0.17568 | 0.20742 | 0.23562 | 0.26034 | 0.28181 | 0.30028 | 0.31608 | 0.32952 | 0.34089 | 0.34994 | 0.35716 | 0.36293 | 0.36756 | 0.37129 | 0.3743 | 0.37742 | 0.37991 | 0.38313 | 0.38039 | 0.3782 | 0.37647 | 0.37514 | 0.37415 | 0.079125 | 0.21481 | 0.3905 | 0.59792 | 0.83354 | 1.0939 | 1.3757 | 1.676 | 1.9921 | 2.3216 | 2.6625 | 3.0124 | 3.3696 | 3.7325 | 4.1 | 4.4713 | 4.8456 | 5.2231 | 5.603 | 5.9861 | 6.3665 | 6.7447 | 7.1212 | 7.4963 | 7.8705 | 0.21127 | 0.3623 | 0.46909 | 0.55385 | 0.62913 | 0.69515 | 0.75246 | 0.80179 | 0.84398 | 0.87985 | 0.91021 | 0.93437 | 0.95365 | 0.96907 | 0.98144 | 0.99139 | 0.99942 | 1.0078 | 1.0144 | 1.023 | 1.0157 | 1.0098 | 1.0052 | 1.0017 | 0.99904 | 0.21127 | 0.57357 | 1.0427 | 1.5965 | 2.2256 | 2.9208 | 3.6732 | 4.475 | 5.319 | 6.1989 | 7.1091 | 8.0434 | 8.9971 | 9.9662 | 10.9476 | 11.939 | 12.9384 | 13.9462 | 14.9606 | 15.9836 | 16.9993 | 18.0091 | 19.0144 | 20.016 | 21.0151 | 0 | 0 | 0 | 0 | 0 | 0 | 0 | 0 | 0 | 0 | 0 | 0 | 0 | 0 | 0 | 0 | 0 | 0 | 0 | 0 | 0 | 0 | 0 | 0 | 0 | 0 | 0 | 0 | 0 | 0 | 0 | 0 | 0 | 0 | 0 | 0 | 0 | 0 | 0 | 0 | 0 | 0 | 0 | 0 | 0 | 0 | 0 | 0 | 0 | 0 | 0 | 0 | 0 | 0 | 0 | 0 | 0 | 0 | 0 | 0 | 0 | 0 | 0 | 0 | 0 | 0 | 0 | 0 | 0 | 0 | 0 | 0 | 0 | 0 | 0 | 0 | 0 | 0 | 0 | 0 | 0 | 0 | 0 | 0 | 0 | 0 | 0 | 0 | 0 | 0 | 0 | 0 | 0 | 0 | 0 | 0 | 0 | 0 | 0 | 0 | 0.079125 | 0.13569 | 0.17568 | 0.20742 | 0.23562 | 0.26034 | 0.28181 | 0.30028 | 0.31608 | 0.32952 | 0.34089 | 0.34994 | 0.35716 | 0.36293 | 0.36756 | 0.37129 | 0.3743 | 0.37742 | 0.37991 | 0.38313 | 0.38039 | 0.3782 | 0.37647 | 0.37514 | 0.37415 | 0.079125 | 0.21481 | 0.3905 | 0.59792 | 0.83354 | 1.0939 | 1.3757 | 1.676 | 1.9921 | 2.3216 | 2.6625 | 3.0124 | 3.3696 | 3.7325 | 4.1 | 4.4713 | 4.8456 | 5.2231 | 5.603 | 5.9861 | 6.3665 | 6.7447 | 7.1212 | 7.4963 | 7.8705 | 0.21127 | 0.3623 | 0.46909 | 0.55385 | 0.62913 | 0.69515 | 0.75246 | 0.80179 | 0.84398 | 0.87985 | 0.91021 | 0.93437 | 0.95365 | 0.96907 | 0.98144 | 0.99139 | 0.99942 | 1.0078 | 1.0144 | 1.023 | 1.0157 | 1.0098 | 1.0052 | 1.0017 | 0.99904 | 0.21127 | 0.57357 | 1.0427 | 1.5965 | 2.2256 | 2.9208 | 3.6732 | 4.475 | 5.319 | 6.1989 | 7.1091 | 8.0434 | 8.9971 | 9.9662 | 10.9476 | 11.939 | 12.9384 | 13.9462 | 14.9606 | 15.9836 | 16.9993 | 18.0091 | 19.0144 | 20.016 | 21.0151 | 1904.3597 | 1904.3597 | 1904.3597 | 1904.3597 | 1904.3597 | 1904.3597 | 1904.3597 | 1904.3597 | 1904.3597 | 1904.3597 | 1904.3597 | 1904.3597 | 1904.3597 | 1904.3597 | 1904.3597 | 1904.3597 | 1904.3597 | 1904.3597 | 1904.3597 | 1904.3597 | 1904.3597 | 1904.3587 | 1904.3587 | 1904.3587 | 1904.3587 | 1428.2698 | 1428.2698 | 1428.2698 | 1428.2698 | 1428.2698 | 1428.2698 | 1428.2698 | 1428.2698 | 1428.2698 | 1428.2698 | 1428.2698 | 1428.2698 | 1428.2698 | 1428.2698 | 1428.2698 | 1428.2698 | 1428.2698 | 1428.2698 | 1428.2698 | 1428.2698 | 1428.2698 | 1428.269 | 1428.269 | 1428.269 | 1428.269
OR_Commercial_Interruptible - College_Existing_Space Heating_Natural Gas_Unit Heater_A | OR | Commercial | Interruptible - College | Existing | Space Heating | Natural Gas | Unit Heater | A | WCNG171 | Standard | Infrared Radiant | 15 | 0 | 0 | 0 | 16127.37 | -2197.29 | 0 | 0 | 0.7 | 0.2 | 120 kBtu/Hr | 0% | 100% | Lost Opportunity | LO5Med_OR | 85% | TBD | 0% | 0 |  | 0 |  | 0 | Xcel CO 2021/22 DSM Plan/TRM p.424 | Xcel CO 2021/22 DSM Plan/TRM p.416 | Xcel CO 2021/22 DSM Plan/TRM p.416 | Standard | Standard | Standard | Standard | Standard | Standard | Standard | Standard | Standard | Standard | Standard | Standard | Standard | Standard | Standard | Standard | Standard | Standard | Standard | Standard | Standard | Standard | Standard | Standard | Standard | Standard | Standard | Infrared Radiant | Infrared Radiant | Infrared Radiant | Infrared Radiant | Infrared Radiant | Infrared Radiant | Infrared Radiant | Infrared Radiant | Infrared Radiant | Infrared Radiant | Infrared Radiant | Infrared Radiant | Infrared Radiant | Infrared Radiant | Infrared Radiant | Infrared Radiant | Infrared Radiant | Infrared Radiant | Infrared Radiant | Infrared Radiant | Infrared Radiant | Infrared Radiant | Infrared Radiant | Infrared Radiant | Infrared Radiant | Infrared Radiant | Infrared Radiant | 16127.37 | 16127.37 | 16127.37 | 16127.37 | 16127.37 | 16127.37 | 16127.37 | 16127.37 | 16127.37 | 16127.37 | 16127.37 | 16127.37 | 16127.37 | 16127.37 | 16127.37 | 16127.37 | 16127.37 | 16127.37 | 16127.37 | 16127.37 | 16127.37 | 16127.37 | 16127.37 | 16127.3721 | 16127.3721 | 16127.3721 | 16127.3721 | 0 | 0 | 0 | 0 | 0 | 0 | 0 | 0 | 0 | 0 | 0 | 0 | 0 | 0 | 0 | 0 | 0 | 0 | 0 | 0 | 0 | 0 | 0 | 0 | 0 | 0 | 0 | 0 | 0 | 0 | 0 | 0 | 0 | 0 | 0 | 0 | 0 | 0 | 0 | 0 | 0 | 0 | 0 | 0 | 0 | 0 | 0 | 0 | 0 | 0 | 0 | 0 | 0 | 0 | 0 | 0 | 0 | 0 | 0 | 0 | 0 | 0 | 0 | 0 | 0 | 0 | 0 | 0 | 0 | 0 | 0 | 0 | 0 | 0 | 0 | 0 | 0 | 0 | 0 | 0 | 0 | 0 | 0 | 0 | 0 | 0 | 0 | 0 | 0 | 0 | 0 | 0 | 0 | 0 | 0 | 0 | 0 | 0 | 0 | 0 | 0 | 0 | 0 | 0 | 0 | 0 | 0 | 0 | 0 | 0 | 0 | 0 | 0 | 0 | 0 | 0 | 0 | 0 | 0 | 0 | 0 | 0 | 0 | 0 | 0 | 0 | 0 | 0 | 0 | 0 | 0 | 0 | 0 | 0 | 0 | 0 | 0 | 0 | 0 | 0 | 0 | 0 | 0 | 0 | 0 | 0 | 0 | 0 | 0 | 0 | 0 | 0 | 0 | 0 | 0 | 0 | 0 | 0 | 0 | 0 | 0 | 0 | 0 | 0 | 0 | 0 | 0 | 0 | 0 | 0 | 0 | 0 | 0 | 0 | 0 | 0 | 0 | 0 | 0 | 0 | 0 | 0 | 0 | 0 | 0 | 0 | 0 | 0 | 0 | 0 | 0 | 0 | 0 | 0 | 0 | 0 | 0 | 0 | 0 | 0 | 0 | 0 | 0 | 0 | 0 | 0 | 0 | 0 | 0 | 0 | 0 | 0 | 0 | 0 | 0 | 0 | 0 | 0 | 0 | 0 | 0 | 0 | 0 | 0 | 0 | 0 | 0 | 0 | 0 | 0 | 0 | 0 | 0 | 0 | 0 | 0 | 0 | 0 | 0 | 0 | 0 | 0 | 0 | 0 | 0 | 0 | 0 | 0 | 0 | 0 | 0 | 0 | 0 | 0 | 0 | 0 | 0 | 0 | 0 | 0 | 0 | 0 | 0 | 0 | 0 | 0 | 0 | 0 | 0 | 0 | 0 | 0 | 0 | 0 | 0 | 0 | 0 | 0 | 0 | 0 | 0 | 0 | 0 | 0 | 0 | 0 | 0 | 0 | 0 | 0 | 0 | 0 | 0 | 0 | 0 | 0 | 0 | 0 | 0 | 0 | 0 | 0 | 0 | 0 | 0 | 0 | 0 | 0 | 0 | 0 | 0 | 0 | 0 | 0 | 0 | 0 | 0 | 0 | 0 | 0 | 0 | 0 | 0 | 0 | 0 | 0 | 0 | 0 | 0 | 0 | 0 | 0 | 0 | 0 | 0 | 0 | 0 | 0 | 0 | 0 | 0 | 0 | 0 | 0 | 0 | 0 | 0 | 0 | 0 | 0 | 0 | 0 | 0 | 0 | 0 | 0 | 0 | 0 | 0 | 0 | 0 | 0 | 0 | 0 | 0 | 0 | 0 | 0 | 0 | 0 | 0 | 0 | 0 | 0 | 0 | 0 | 0 | 0 | 0 | 0 | 0 | 0 | 0 | 0 | 0 | 0 | 0 | 0 | 0 | 0 | 0 | 0 | 0 | 0 | 0 | 0 | 0 | 0 | 0 | 0 | 0 | 0 | 0 | 0 | 0 | 0 | 0 | 0 | 0 | 0 | 0 | 0 | 0 | 0 | 0 | 0 | 0 | 0 | 0 | 0 | 0 | 0 | 0 | 0 | 0 | 0 | 0 | 0 | 0 | 0 | 0 | 0 | 0 | 0 | 0 | 0 | 0 | 0 | 0 | 0 | 0 | 0 | 0 | 0 | 0 | 0 | 0 | 0 | 0 | 0 | 0 | 0 | 0 | 0 | 0 | 0 | 0 | 0 | 0 | 0 | 0 | 0 | 0 | 0 | 0 | 0 | 0 | 0 | 0 | 0 | 0 | 0 | 0 | 0 | 0 | 0 | 0
OR_Commercial_Interruptible - College_Existing_Water Heating_Natural Gas_Water Heater_A | OR | Commercial | Interruptible - College | Existing | Water Heating | Natural Gas | Water Heater | A | WCNG172 | TE 88% | Tankless | 10 | 4.8851 | 0 | 0 | 4.9 | 1.3 | 0 | 0 | 0.7 | 0.2 | 1 kBtu/hr | 87.23% | 100% | Lost Opportunity | LO12Med_OR | 84.74% | TBD | 0% | -96.1446 |  | 127.996 |  | 0 | AEO 2021 - gas_water_heater 2017 ENERGY STAR | AEO 2021 - gas_water_heater 2017 ENERGY STAR | DHW_WH-Water Heating-NMTRM-2016-7 | TE 88% | TE 88% | TE 88% | TE 88% | TE 88% | TE 88% | TE 88% | TE 88% | TE 88% | TE 88% | TE 88% | TE 88% | TE 88% | TE 88% | TE 88% | TE 88% | TE 88% | TE 88% | TE 88% | TE 88% | TE 88% | TE 88% | TE 88% | TE 88% | TE 88% | TE 88% | TE 88% | Tankless | Tankless | Tankless | Tankless | Tankless | Tankless | Tankless | Tankless | Tankless | Tankless | Tankless | Tankless | Tankless | Tankless | Tankless | Tankless | Tankless | Tankless | Tankless | Tankless | Tankless | Tankless | Tankless | Tankless | Tankless | Tankless | Tankless | 4.9 | 4.9 | 4.9 | 4.9 | 4.9 | 4.9 | 4.9 | 4.9 | 4.9 | 4.9 | 4.9 | 4.9 | 4.9 | 4.9 | 4.9 | 4.9 | 4.9 | 4.9 | 4.9 | 4.9 | 4.9 | 4.9 | 4.9 | 4.8991 | 4.8991 | 4.8991 | 4.8991 | 0 | 2.8505 | 6.0949 | 6.0949 | 6.0949 | 6.0949 | 6.0949 | 6.0949 | 6.0949 | 6.0949 | 6.0949 | 6.0949 | 6.0949 | 6.0949 | 6.0949 | 6.0949 | 6.0949 | 6.0949 | 6.0949 | 6.0949 | 6.0949 | 6.0949 | 6.0949 | 6.0949 | 6.0949 | 6.0949 | 6.0949 | 1.5682 | 1.4922 | 1.4314 | 1.3827 | 1.3438 | 1.3126 | 1.2877 | 1.2678 | 1.3469 | 1.3912 | 0 | 0 | 0 | 0.44913 | 0.35931 | 0.28744 | 0.22996 | 0.20297 | 0.097749 | 0.03866 | 0 | 0 | 0.086018 | 0 | 0 | 1.5682 | 3.0604 | 4.4918 | 5.8745 | 7.2183 | 8.5309 | 9.8186 | 11.0864 | 12.4333 | 13.8244 | 13.8244 | 13.8244 | 13.8244 | 14.2736 | 14.6329 | 14.9203 | 15.1503 | 15.3533 | 15.451 | 15.4897 | 15.4897 | 15.4897 | 15.5757 | 15.5757 | 15.5757 | 257.3017 | 244.8264 | 234.8462 | 226.8621 | 220.4748 | 215.3649 | 211.277 | 208.0067 | 220.9845 | 228.248 | 0 | 0 | 0 | 73.6897 | 58.9517 | 47.1614 | 37.7291 | 33.3021 | 16.0377 | 6.3431 | 0 | 0 | 14.113 | 0 | 0 | 257.3017 | 502.1281 | 736.9743 | 963.8364 | 1184.3112 | 1399.6762 | 1610.9532 | 1818.9599 | 2039.9445 | 2268.1924 | 2268.1924 | 2268.1924 | 2268.1924 | 2341.8821 | 2400.8338 | 2447.9952 | 2485.7243 | 2519.0264 | 2535.0642 | 2541.4072 | 2541.4072 | 2541.4072 | 2555.5203 | 2555.5203 | 2555.5203 | 0.068186 | 0.12976 | 0.1867 | 0.24048 | 0.29213 | 0.33673 | 0.37065 | 0.39666 | 0.44839 | 0.48543 | 0.44239 | 0.39679 | 0.34897 | 0.46807 | 0.37555 | 0.2973 | 0.23077 | 0.18618 | 0.1241 | 0.081191 | 0.052309 | 0.033355 | 0.065649 | 0 | 0 | 0.068186 | 0.19795 | 0.38465 | 0.62513 | 0.91726 | 1.254 | 1.6246 | 2.0213 | 2.4697 | 2.9551 | 3.3975 | 3.7943 | 4.1433 | 4.6113 | 4.9869 | 5.2842 | 5.515 | 5.7011 | 5.8252 | 5.9064 | 5.9587 | 5.9921 | 6.0577 | 6.0577 | 6.0577 | 23.9209 | 45.5222 | 65.4998 | 84.364 | 102.4859 | 118.1306 | 130.0306 | 139.1566 | 157.3057 | 170.2986 | 155.2005 | 139.2005 | 122.4265 | 164.207 | 131.7514 | 104.2983 | 80.9584 | 65.3155 | 43.536 | 28.4835 | 18.3509 | 11.7017 | 23.0309 | 0 | 0 | 23.9209 | 69.4432 | 134.943 | 219.307 | 321.793 | 439.9236 | 569.9542 | 709.1109 | 866.4166 | 1036.7152 | 1191.9157 | 1331.1162 | 1453.5427 | 1617.7496 | 1749.5011 | 1853.7994 | 1934.7578 | 2000.0733 | 2043.6093 | 2072.0928 | 2090.4437 | 2102.1455 | 2125.1763 | 2125.1763 | 2125.1763 | 0.068186 | 0.12976 | 0.1867 | 0.24048 | 0.29213 | 0.33673 | 0.37065 | 0.39666 | 0.44839 | 0.48543 | 0.44239 | 0.39679 | 0.34897 | 0.46807 | 0.37555 | 0.2973 | 0.23077 | 0.18618 | 0.1241 | 0.081191 | 0.052309 | 0.033355 | 0.065649 | 0 | 0 | 0.068186 | 0.19795 | 0.38465 | 0.62513 | 0.91726 | 1.254 | 1.6246 | 2.0213 | 2.4697 | 2.9551 | 3.3975 | 3.7943 | 4.1433 | 4.6113 | 4.9869 | 5.2842 | 5.515 | 5.7011 | 5.8252 | 5.9064 | 5.9587 | 5.9921 | 6.0577 | 6.0577 | 6.0577 | 23.9209 | 45.5222 | 65.4998 | 84.364 | 102.4859 | 118.1306 | 130.0306 | 139.1566 | 157.3057 | 170.2986 | 155.2005 | 139.2005 | 122.4265 | 164.207 | 131.7514 | 104.2983 | 80.9584 | 65.3155 | 43.536 | 28.4835 | 18.3509 | 11.7017 | 23.0309 | 0 | 0 | 23.9209 | 69.4432 | 134.943 | 219.307 | 321.793 | 439.9236 | 569.9542 | 709.1109 | 866.4166 | 1036.7152 | 1191.9157 | 1331.1162 | 1453.5427 | 1617.7496 | 1749.5011 | 1853.7994 | 1934.7578 | 2000.0733 | 2043.6093 | 2072.0928 | 2090.4437 | 2102.1455 | 2125.1763 | 2125.1763 | 2125.1763 | 0.068186 | 0.12976 | 0.1867 | 0.24048 | 0.29213 | 0.33673 | 0.37065 | 0.39666 | 0.44839 | 0.48543 | 0.44239 | 0.39679 | 0.34897 | 0.46807 | 0.37555 | 0.2973 | 0.23077 | 0.18618 | 0.1241 | 0.081191 | 0.052309 | 0.033355 | 0.065649 | 0 | 0 | 0.068186 | 0.19795 | 0.38465 | 0.62513 | 0.91726 | 1.254 | 1.6246 | 2.0213 | 2.4697 | 2.9551 | 3.3975 | 3.7943 | 4.1433 | 4.6113 | 4.9869 | 5.2842 | 5.515 | 5.7011 | 5.8252 | 5.9064 | 5.9587 | 5.9921 | 6.0577 | 6.0577 | 6.0577 | 23.9209 | 45.5222 | 65.4998 | 84.364 | 102.4859 | 118.1306 | 130.0306 | 139.1566 | 157.3057 | 170.2986 | 155.2005 | 139.2005 | 122.4265 | 164.207 | 131.7514 | 104.2983 | 80.9584 | 65.3155 | 43.536 | 28.4835 | 18.3509 | 11.7017 | 23.0309 | 0 | 0 | 23.9209 | 69.4432 | 134.943 | 219.307 | 321.793 | 439.9236 | 569.9542 | 709.1109 | 866.4166 | 1036.7152 | 1191.9157 | 1331.1162 | 1453.5427 | 1617.7496 | 1749.5011 | 1853.7994 | 1934.7578 | 2000.0733 | 2043.6093 | 2072.0928 | 2090.4437 | 2102.1455 | 2125.1763 | 2125.1763 | 2125.1763 | -96.1446 | -96.1446 | -96.1446 | -96.1446 | -96.1446 | -96.1446 | -96.1446 | -96.1446 | -96.1446 | -96.1446 | -96.1446 | -96.1446 | -96.1446 | -96.1446 | -96.1446 | -96.1446 | -96.1446 | -96.1446 | -96.1446 | -96.1446 | -96.1446 | -96.1772 | -96.1772 | -96.1772 | -96.1772 | 127.996 | 127.996 | 127.996 | 127.996 | 127.996 | 127.996 | 127.996 | 127.996 | 127.996 | 127.996 | 127.996 | 127.996 | 127.996 | 127.996 | 127.996 | 127.996 | 127.996 | 127.996 | 127.996 | 127.996 | 127.996 | 127.9716 | 127.9716 | 127.9716 | 127.9716
OR_Commercial_Interruptible - College_Existing_Food Preparation_Natural Gas_Oven_A | OR | Commercial | Interruptible - College | Existing | Food Preparation | Natural Gas | Oven | A | WCNG173 | Standard | ENERGY STAR (>42% Baking Efficiency) | 12 | 106.6752 | 0 | 0 | 436.37 | 0 | 0 | 0 | 0.7 | 0.2 | 1 units | 8.361% | 100% | Lost Opportunity | LOEven20_OR | 85% | TBD | 0% | 615.0627 |  | 461.297 |  | 0 | IL TRM - 4.2.1 - CI-FSE-CBOV-V02-160601 | EIA 2018 Tech Forecast | ETO Measure Input Sheet | Standard | Standard | Standard | Standard | Standard | Standard | Standard | Standard | Standard | Standard | Standard | Standard | Standard | Standard | Standard | Standard | Standard | Standard | Standard | Standard | Standard | Standard | Standard | Standard | Standard | Standard | Standard | ENERGY STAR (>42% Baking Efficiency) | ENERGY STAR (>42% Baking Efficiency) | ENERGY STAR (>42% Baking Efficiency) | ENERGY STAR (>42% Baking Efficiency) | ENERGY STAR (>42% Baking Efficiency) | ENERGY STAR (>42% Baking Efficiency) | ENERGY STAR (>42% Baking Efficiency) | ENERGY STAR (>42% Baking Efficiency) | ENERGY STAR (>42% Baking Efficiency) | ENERGY STAR (>42% Baking Efficiency) | ENERGY STAR (>42% Baking Efficiency) | ENERGY STAR (>42% Baking Efficiency) | ENERGY STAR (>42% Baking Efficiency) | ENERGY STAR (>42% Baking Efficiency) | ENERGY STAR (>42% Baking Efficiency) | ENERGY STAR (>42% Baking Efficiency) | ENERGY STAR (>42% Baking Efficiency) | ENERGY STAR (>42% Baking Efficiency) | ENERGY STAR (>42% Baking Efficiency) | ENERGY STAR (>42% Baking Efficiency) | ENERGY STAR (>42% Baking Efficiency) | ENERGY STAR (>42% Baking Efficiency) | ENERGY STAR (>42% Baking Efficiency) | ENERGY STAR (>42% Baking Efficiency) | ENERGY STAR (>42% Baking Efficiency) | ENERGY STAR (>42% Baking Efficiency) | ENERGY STAR (>42% Baking Efficiency) | 436.37 | 436.37 | 436.37 | 436.37 | 436.37 | 436.37 | 436.37 | 436.37 | 436.37 | 436.37 | 436.37 | 436.37 | 436.37 | 436.37 | 436.37 | 436.37 | 436.37 | 436.37 | 436.37 | 436.37 | 436.37 | 436.37 | 436.37 | 436.3686 | 436.3686 | 436.3686 | 436.3686 | 0 | 106.6752 | 106.6752 | 106.6752 | 106.6752 | 106.6752 | 106.6752 | 106.6752 | 106.6752 | 106.6752 | 106.6752 | 106.6752 | 106.6752 | 106.6752 | 106.6752 | 106.6752 | 106.6752 | 106.6752 | 106.6752 | 106.6752 | 106.6752 | 106.6752 | 106.6752 | 106.6752 | 106.6752 | 106.6752 | 106.6752 | 0.001273 | 0.0019614 | 0.0027479 | 0.003377 | 0.0038803 | 0.004283 | 0.0046051 | 0.0048628 | 0.005069 | 0.0052339 | 0.0043286 | 0.0037175 | 0.0020932 | 0.0012812 | 0.00052161 | 0.00020003 | 0 | 0 | 0 | 0 | 0 | 0 | 0.0004916 | 0.00087948 | 0.0010139 | 0.001273 | 0.0032344 | 0.0059823 | 0.0093593 | 0.01324 | 0.017523 | 0.022128 | 0.026991 | 0.03206 | 0.037294 | 0.041622 | 0.04534 | 0.047433 | 0.048714 | 0.049236 | 0.049436 | 0.049436 | 0.049436 | 0.049436 | 0.049436 | 0.049436 | 0.049436 | 0.049927 | 0.050807 | 0.051821 | 0.011934 | 0.018387 | 0.025759 | 0.031657 | 0.036375 | 0.04015 | 0.04317 | 0.045586 | 0.047518 | 0.049064 | 0.040577 | 0.034849 | 0.019623 | 0.01201 | 0.0048897 | 0.0018751 | 0 | 0 | 0 | 0 | 0 | 0 | 0.0046084 | 0.0082445 | 0.0095042 | 0.011934 | 0.03032 | 0.05608 | 0.087737 | 0.12411 | 0.16426 | 0.20743 | 0.25302 | 0.30054 | 0.3496 | 0.39018 | 0.42503 | 0.44465 | 0.45666 | 0.46155 | 0.46342 | 0.46342 | 0.46342 | 0.46342 | 0.46342 | 0.46342 | 0.46342 | 0.46803 | 0.47628 | 0.48578 | 2.7052e-05 | 0.00012723 | 0.00029811 | 0.00051366 | 0.00075948 | 0.0010251 | 0.0013031 | 0.0015881 | 0.0018765 | 0.0021659 | 0.00198 | 0.0018627 | 0.0018065 | 0.0017803 | 0.0017679 | 0.0019027 | 0.0020211 | 0.0021745 | 0.0023535 | 0.0024973 | 0.0023937 | 0.0020759 | 0.0021171 | 0.0020448 | 0.0018896 | 2.7052e-05 | 0.00015429 | 0.00045239 | 0.00096605 | 0.0017255 | 0.0027506 | 0.0040537 | 0.0056418 | 0.0075183 | 0.0096842 | 0.011664 | 0.013527 | 0.015333 | 0.017114 | 0.018882 | 0.020784 | 0.022806 | 0.02498 | 0.027333 | 0.029831 | 0.032224 | 0.0343 | 0.036417 | 0.038462 | 0.040352 | 0.00025359 | 0.0011927 | 0.0027945 | 0.0048152 | 0.0071195 | 0.0096096 | 0.012215 | 0.014887 | 0.017591 | 0.020304 | 0.018561 | 0.017461 | 0.016934 | 0.016689 | 0.016573 | 0.017837 | 0.018947 | 0.020384 | 0.022062 | 0.02341 | 0.022439 | 0.01946 | 0.019846 | 0.019168 | 0.017714 | 0.00025359 | 0.0014463 | 0.0042408 | 0.009056 | 0.016176 | 0.025785 | 0.038 | 0.052888 | 0.070479 | 0.090782 | 0.10934 | 0.1268 | 0.14374 | 0.16043 | 0.177 | 0.19484 | 0.21378 | 0.23417 | 0.25623 | 0.27964 | 0.30208 | 0.32154 | 0.34139 | 0.36055 | 0.37827 | 2.7052e-05 | 0.00012723 | 0.00029811 | 0.00051366 | 0.00075948 | 0.0010251 | 0.0013031 | 0.0015881 | 0.0018765 | 0.0021659 | 0.00198 | 0.0018627 | 0.0018065 | 0.0017803 | 0.0017679 | 0.0019027 | 0.0020211 | 0.0021745 | 0.0023535 | 0.0024973 | 0.0023937 | 0.0020759 | 0.0021171 | 0.0020448 | 0.0018896 | 2.7052e-05 | 0.00015429 | 0.00045239 | 0.00096605 | 0.0017255 | 0.0027506 | 0.0040537 | 0.0056418 | 0.0075183 | 0.0096842 | 0.011664 | 0.013527 | 0.015333 | 0.017114 | 0.018882 | 0.020784 | 0.022806 | 0.02498 | 0.027333 | 0.029831 | 0.032224 | 0.0343 | 0.036417 | 0.038462 | 0.040352 | 0.00025359 | 0.0011927 | 0.0027945 | 0.0048152 | 0.0071195 | 0.0096096 | 0.012215 | 0.014887 | 0.017591 | 0.020304 | 0.018561 | 0.017461 | 0.016934 | 0.016689 | 0.016573 | 0.017837 | 0.018947 | 0.020384 | 0.022062 | 0.02341 | 0.022439 | 0.01946 | 0.019846 | 0.019168 | 0.017714 | 0.00025359 | 0.0014463 | 0.0042408 | 0.009056 | 0.016176 | 0.025785 | 0.038 | 0.052888 | 0.070479 | 0.090782 | 0.10934 | 0.1268 | 0.14374 | 0.16043 | 0.177 | 0.19484 | 0.21378 | 0.23417 | 0.25623 | 0.27964 | 0.30208 | 0.32154 | 0.34139 | 0.36055 | 0.37827 | 2.7052e-05 | 0.00012723 | 0.00029811 | 0.00051366 | 0.00075948 | 0.0010251 | 0.0013031 | 0.0015881 | 0.0018765 | 0.0021659 | 0.00198 | 0.0018627 | 0.0018065 | 0.0017803 | 0.0017679 | 0.0019027 | 0.0020211 | 0.0021745 | 0.0023535 | 0.0024973 | 0.0023937 | 0.0020759 | 0.0021171 | 0.0020448 | 0.0018896 | 2.7052e-05 | 0.00015429 | 0.00045239 | 0.00096605 | 0.0017255 | 0.0027506 | 0.0040537 | 0.0056418 | 0.0075183 | 0.0096842 | 0.011664 | 0.013527 | 0.015333 | 0.017114 | 0.018882 | 0.020784 | 0.022806 | 0.02498 | 0.027333 | 0.029831 | 0.032224 | 0.0343 | 0.036417 | 0.038462 | 0.040352 | 0.00025359 | 0.0011927 | 0.0027945 | 0.0048152 | 0.0071195 | 0.0096096 | 0.012215 | 0.014887 | 0.017591 | 0.020304 | 0.018561 | 0.017461 | 0.016934 | 0.016689 | 0.016573 | 0.017837 | 0.018947 | 0.020384 | 0.022062 | 0.02341 | 0.022439 | 0.01946 | 0.019846 | 0.019168 | 0.017714 | 0.00025359 | 0.0014463 | 0.0042408 | 0.009056 | 0.016176 | 0.025785 | 0.038 | 0.052888 | 0.070479 | 0.090782 | 0.10934 | 0.1268 | 0.14374 | 0.16043 | 0.177 | 0.19484 | 0.21378 | 0.23417 | 0.25623 | 0.27964 | 0.30208 | 0.32154 | 0.34139 | 0.36055 | 0.37827 | 615.0627 | 615.0627 | 615.0627 | 615.0627 | 615.0627 | 615.0627 | 615.0627 | 615.0627 | 615.0627 | 615.0627 | 615.0627 | 615.0627 | 615.0627 | 615.0627 | 615.0627 | 615.0627 | 615.0627 | 615.0627 | 615.0627 | 615.0627 | 615.0627 | 615.0607 | 615.0607 | 615.0607 | 615.0607 | 461.297 | 461.297 | 461.297 | 461.297 | 461.297 | 461.297 | 461.297 | 461.297 | 461.297 | 461.297 | 461.297 | 461.297 | 461.297 | 461.297 | 461.297 | 461.297 | 461.297 | 461.297 | 461.297 | 461.297 | 461.297 | 461.2955 | 461.2955 | 461.2955 | 461.2955
OR_Commercial_Interruptible - College_Existing_Food Preparation_Natural Gas_Conveyor Oven_A | OR | Commercial | Interruptible - College | Existing | Food Preparation | Natural Gas | Conveyor Oven | A | WCNG174 | Standard | Efficient (>42% Baking Efficiency) | 17 | 692.0657 | 0 | 0 | 2424.76 | 0 | 0 | 0 | 0.7 | 0.2 | 1 units | 4.18% | 100% | Lost Opportunity | LOEven20_OR | 85% | TBD | 0% | 427.9545 |  | 320.9659 |  | 0 | IL TRM - 4.2.4 - CI-FSE-CVOV-V02-180101 | PGE Workpaper, PGECOFST117 R5, 2015 | MN TRM 3.1 - Gas Conveyor Oven v1.1 | Standard | Standard | Standard | Standard | Standard | Standard | Standard | Standard | Standard | Standard | Standard | Standard | Standard | Standard | Standard | Standard | Standard | Standard | Standard | Standard | Standard | Standard | Standard | Standard | Standard | Standard | Standard | Efficient (>42% Baking Efficiency) | Efficient (>42% Baking Efficiency) | Efficient (>42% Baking Efficiency) | Efficient (>42% Baking Efficiency) | Efficient (>42% Baking Efficiency) | Efficient (>42% Baking Efficiency) | Efficient (>42% Baking Efficiency) | Efficient (>42% Baking Efficiency) | Efficient (>42% Baking Efficiency) | Efficient (>42% Baking Efficiency) | Efficient (>42% Baking Efficiency) | Efficient (>42% Baking Efficiency) | Efficient (>42% Baking Efficiency) | Efficient (>42% Baking Efficiency) | Efficient (>42% Baking Efficiency) | Efficient (>42% Baking Efficiency) | Efficient (>42% Baking Efficiency) | Efficient (>42% Baking Efficiency) | Efficient (>42% Baking Efficiency) | Efficient (>42% Baking Efficiency) | Efficient (>42% Baking Efficiency) | Efficient (>42% Baking Efficiency) | Efficient (>42% Baking Efficiency) | Efficient (>42% Baking Efficiency) | Efficient (>42% Baking Efficiency) | Efficient (>42% Baking Efficiency) | Efficient (>42% Baking Efficiency) | 2424.76 | 2424.76 | 2424.76 | 2424.76 | 2424.76 | 2424.76 | 2424.76 | 2424.76 | 2424.76 | 2424.76 | 2424.76 | 2424.76 | 2424.76 | 2424.76 | 2424.76 | 2424.76 | 2424.76 | 2424.76 | 2424.76 | 2424.76 | 2424.76 | 2424.76 | 2424.76 | 2424.76 | 2424.76 | 2424.76 | 2424.76 | 0 | 0 | 0 | 0 | 0 | 692.0657 | 692.0657 | 692.0657 | 692.0657 | 692.0657 | 692.0657 | 692.0657 | 692.0657 | 692.0657 | 692.0657 | 692.0657 | 692.0657 | 692.0657 | 692.0657 | 692.0657 | 692.0657 | 692.0657 | 692.0657 | 692.0657 | 692.0657 | 692.0657 | 692.0657 | 0 | 0 | 0 | 0.00039373 | 0.0011024 | 0.0020632 | 0.0032255 | 0.004549 | 0.0056079 | 0.006455 | 0.0071326 | 0.0076748 | 0.0081085 | 0.0084554 | 0.008733 | 0.0069864 | 0.0055891 | 0.0044713 | 0.003577 | 0.0029404 | 0.0021791 | 0.0013684 | 0.00055863 | 0 | 0 | 0 | 0 | 0 | 0.00039373 | 0.0014962 | 0.0035593 | 0.0067848 | 0.011334 | 0.016942 | 0.023397 | 0.030529 | 0.038204 | 0.046313 | 0.054768 | 0.063501 | 0.070487 | 0.076076 | 0.080548 | 0.084125 | 0.087065 | 0.089244 | 0.090613 | 0.091171 | 0.091171 | 0.091171 | 0 | 0 | 0 | 0.00056892 | 0.001593 | 0.0029812 | 0.0046606 | 0.0065731 | 0.0081031 | 0.0093271 | 0.010306 | 0.01109 | 0.011716 | 0.012218 | 0.012619 | 0.010095 | 0.008076 | 0.0064608 | 0.0051686 | 0.0042487 | 0.0031486 | 0.0019773 | 0.00080719 | 0 | 0 | 0 | 0 | 0 | 0.00056892 | 0.0021619 | 0.0051431 | 0.0098037 | 0.016377 | 0.02448 | 0.033807 | 0.044113 | 0.055203 | 0.066919 | 0.079137 | 0.091756 | 0.10185 | 0.10993 | 0.11639 | 0.12156 | 0.1258 | 0.12895 | 0.13093 | 0.13174 | 0.13174 | 0.13174 | 0 | 0 | 0 | 5.9889e-05 | 0.00021578 | 0.0004938 | 0.00091268 | 0.0014856 | 0.002076 | 0.0026712 | 0.0032627 | 0.0038455 | 0.0044164 | 0.0049742 | 0.0055185 | 0.0047195 | 0.0040194 | 0.0034105 | 0.0028845 | 0.0024993 | 0.002127 | 0.0018845 | 0.0017347 | 0.0016435 | 0.0016004 | 0 | 0 | 0 | 5.9889e-05 | 0.00027566 | 0.00076946 | 0.0016821 | 0.0031678 | 0.0052438 | 0.0079149 | 0.011178 | 0.015023 | 0.01944 | 0.024414 | 0.029932 | 0.034652 | 0.038671 | 0.042082 | 0.044966 | 0.047465 | 0.049592 | 0.051477 | 0.053212 | 0.054855 | 0.056455 | 0 | 0 | 0 | 8.6536e-05 | 0.00031178 | 0.00071352 | 0.0013188 | 0.0021466 | 0.0029997 | 0.0038597 | 0.0047144 | 0.0055565 | 0.0063815 | 0.0071875 | 0.0079739 | 0.0068194 | 0.0058078 | 0.0049281 | 0.0041679 | 0.0036114 | 0.0030734 | 0.0027229 | 0.0025066 | 0.0023747 | 0.0023125 | 0 | 0 | 0 | 8.6536e-05 | 0.00039832 | 0.0011118 | 0.0024306 | 0.0045772 | 0.007577 | 0.011437 | 0.016151 | 0.021708 | 0.028089 | 0.035277 | 0.043251 | 0.05007 | 0.055878 | 0.060806 | 0.064974 | 0.068585 | 0.071659 | 0.074382 | 0.076888 | 0.079263 | 0.081575 | 0 | 0 | 0 | 5.9889e-05 | 0.00021578 | 0.0004938 | 0.00091268 | 0.0014856 | 0.002076 | 0.0026712 | 0.0032627 | 0.0038455 | 0.0044164 | 0.0049742 | 0.0055185 | 0.0047195 | 0.0040194 | 0.0034105 | 0.0028845 | 0.0024993 | 0.002127 | 0.0018845 | 0.0017347 | 0.0016435 | 0.0016004 | 0 | 0 | 0 | 5.9889e-05 | 0.00027566 | 0.00076946 | 0.0016821 | 0.0031678 | 0.0052438 | 0.0079149 | 0.011178 | 0.015023 | 0.01944 | 0.024414 | 0.029932 | 0.034652 | 0.038671 | 0.042082 | 0.044966 | 0.047465 | 0.049592 | 0.051477 | 0.053212 | 0.054855 | 0.056455 | 0 | 0 | 0 | 8.6536e-05 | 0.00031178 | 0.00071352 | 0.0013188 | 0.0021466 | 0.0029997 | 0.0038597 | 0.0047144 | 0.0055565 | 0.0063815 | 0.0071875 | 0.0079739 | 0.0068194 | 0.0058078 | 0.0049281 | 0.0041679 | 0.0036114 | 0.0030734 | 0.0027229 | 0.0025066 | 0.0023747 | 0.0023125 | 0 | 0 | 0 | 8.6536e-05 | 0.00039832 | 0.0011118 | 0.0024306 | 0.0045772 | 0.007577 | 0.011437 | 0.016151 | 0.021708 | 0.028089 | 0.035277 | 0.043251 | 0.05007 | 0.055878 | 0.060806 | 0.064974 | 0.068585 | 0.071659 | 0.074382 | 0.076888 | 0.079263 | 0.081575 | 0 | 0 | 0 | 5.9889e-05 | 0.00021578 | 0.0004938 | 0.00091268 | 0.0014856 | 0.002076 | 0.0026712 | 0.0032627 | 0.0038455 | 0.0044164 | 0.0049742 | 0.0055185 | 0.0047195 | 0.0040194 | 0.0034105 | 0.0028845 | 0.0024993 | 0.002127 | 0.0018845 | 0.0017347 | 0.0016435 | 0.0016004 | 0 | 0 | 0 | 5.9889e-05 | 0.00027566 | 0.00076946 | 0.0016821 | 0.0031678 | 0.0052438 | 0.0079149 | 0.011178 | 0.015023 | 0.01944 | 0.024414 | 0.029932 | 0.034652 | 0.038671 | 0.042082 | 0.044966 | 0.047465 | 0.049592 | 0.051477 | 0.053212 | 0.054855 | 0.056455 | 0 | 0 | 0 | 8.6536e-05 | 0.00031178 | 0.00071352 | 0.0013188 | 0.0021466 | 0.0029997 | 0.0038597 | 0.0047144 | 0.0055565 | 0.0063815 | 0.0071875 | 0.0079739 | 0.0068194 | 0.0058078 | 0.0049281 | 0.0041679 | 0.0036114 | 0.0030734 | 0.0027229 | 0.0025066 | 0.0023747 | 0.0023125 | 0 | 0 | 0 | 8.6536e-05 | 0.00039832 | 0.0011118 | 0.0024306 | 0.0045772 | 0.007577 | 0.011437 | 0.016151 | 0.021708 | 0.028089 | 0.035277 | 0.043251 | 0.05007 | 0.055878 | 0.060806 | 0.064974 | 0.068585 | 0.071659 | 0.074382 | 0.076888 | 0.079263 | 0.081575 | 0 | 0 | 0 | 427.9545 | 427.9545 | 427.9545 | 427.9545 | 427.9545 | 427.9545 | 427.9545 | 427.9545 | 427.9545 | 427.9545 | 427.9545 | 427.9545 | 427.9545 | 427.9545 | 427.9545 | 427.9545 | 427.9545 | 427.9545 | 427.9545 | 427.9545 | 427.9545 | 427.9545 | 0 | 0 | 0 | 320.9659 | 320.9659 | 320.9659 | 320.9659 | 320.9659 | 320.9659 | 320.9659 | 320.9659 | 320.9659 | 320.9659 | 320.9659 | 320.9659 | 320.9659 | 320.9659 | 320.9659 | 320.9659 | 320.9659 | 320.9659 | 320.9659 | 320.9659 | 320.9659 | 320.9659
OR_Commercial_Interruptible - College_Existing_Food Preparation_Natural Gas_Double Rack Oven_A | OR | Commercial | Interruptible - College | Existing | Food Preparation | Natural Gas | Double Rack Oven | A | WCNG175 | Standard | FTSC Qualified (>50% Cooking Efficiency) | 12 | 1621.62 | 0 | 0 | 5342.47 | 0 | 0 | 0 | 0.7 | 0.2 | 1 units | 4.18% | 100% | Lost Opportunity | LOEven20_OR | 85% | TBD | 0% | 495.3602 |  | 371.5201 |  | 0 | IL TRM - 4.2.18 - CI-FSE-RKOV-VO2-180101 | PGE Workpaper, PGECOFST109 R6, 2016 | IL TRM - 4.2.18 - CI-FSE-RKOV-VO2-180101 | Standard | Standard | Standard | Standard | Standard | Standard | Standard | Standard | Standard | Standard | Standard | Standard | Standard | Standard | Standard | Standard | Standard | Standard | Standard | Standard | Standard | Standard | Standard | Standard | Standard | Standard | Standard | FTSC Qualified (>50% Cooking Efficiency) | FTSC Qualified (>50% Cooking Efficiency) | FTSC Qualified (>50% Cooking Efficiency) | FTSC Qualified (>50% Cooking Efficiency) | FTSC Qualified (>50% Cooking Efficiency) | FTSC Qualified (>50% Cooking Efficiency) | FTSC Qualified (>50% Cooking Efficiency) | FTSC Qualified (>50% Cooking Efficiency) | FTSC Qualified (>50% Cooking Efficiency) | FTSC Qualified (>50% Cooking Efficiency) | FTSC Qualified (>50% Cooking Efficiency) | FTSC Qualified (>50% Cooking Efficiency) | FTSC Qualified (>50% Cooking Efficiency) | FTSC Qualified (>50% Cooking Efficiency) | FTSC Qualified (>50% Cooking Efficiency) | FTSC Qualified (>50% Cooking Efficiency) | FTSC Qualified (>50% Cooking Efficiency) | FTSC Qualified (>50% Cooking Efficiency) | FTSC Qualified (>50% Cooking Efficiency) | FTSC Qualified (>50% Cooking Efficiency) | FTSC Qualified (>50% Cooking Efficiency) | FTSC Qualified (>50% Cooking Efficiency) | FTSC Qualified (>50% Cooking Efficiency) | FTSC Qualified (>50% Cooking Efficiency) | FTSC Qualified (>50% Cooking Efficiency) | FTSC Qualified (>50% Cooking Efficiency) | FTSC Qualified (>50% Cooking Efficiency) | 5342.47 | 5342.47 | 5342.47 | 5342.47 | 5342.47 | 5342.47 | 5342.47 | 5342.47 | 5342.47 | 5342.47 | 5342.47 | 5342.47 | 5342.47 | 5342.47 | 5342.47 | 5342.47 | 5342.47 | 5342.47 | 5342.47 | 5342.47 | 5342.47 | 5342.47 | 5342.47 | 5342.4659 | 5342.4659 | 5342.4659 | 5342.4659 | 0 | 1621.62 | 1621.62 | 1621.62 | 1621.62 | 1621.62 | 1621.62 | 1621.62 | 1621.62 | 1621.62 | 1621.62 | 1621.62 | 1621.62 | 1621.62 | 1621.62 | 1621.62 | 1621.62 | 1621.62 | 1621.62 | 1621.62 | 1621.62 | 1621.62 | 1621.62 | 1621.62 | 1621.62 | 1621.62 | 1621.62 | 0.0088696 | 0.011077 | 0.013039 | 0.014784 | 0.016334 | 0.017712 | 0.018937 | 0.020026 | 0.018511 | 0.017439 | 0.016732 | 0.016322 | 0.0072816 | 0.0050943 | 0.0033033 | 0.0018473 | 0.00067416 | 0.0014295 | 0.00078011 | 3.9343e-05 | 0.0017432 | 0.0028957 | 0.0036175 | 0.004007 | 0.0041442 | 0.0088696 | 0.019947 | 0.032986 | 0.04777 | 0.064104 | 0.081816 | 0.10075 | 0.12078 | 0.13929 | 0.15673 | 0.17346 | 0.18978 | 0.19707 | 0.20216 | 0.20546 | 0.20731 | 0.20798 | 0.20941 | 0.21019 | 0.21023 | 0.21198 | 0.21487 | 0.21849 | 0.2225 | 0.22664 | 0.0054696 | 0.0068309 | 0.008041 | 0.0091166 | 0.010073 | 0.010923 | 0.011678 | 0.012349 | 0.011415 | 0.010754 | 0.010318 | 0.010065 | 0.0044903 | 0.0031415 | 0.002037 | 0.0011392 | 0.00041573 | 0.00088153 | 0.00048107 | 2.4262e-05 | 0.001075 | 0.0017857 | 0.0022308 | 0.002471 | 0.0025556 | 0.0054696 | 0.0123 | 0.020341 | 0.029458 | 0.039531 | 0.050453 | 0.062131 | 0.074481 | 0.085895 | 0.09665 | 0.10697 | 0.11703 | 0.12152 | 0.12467 | 0.1267 | 0.12784 | 0.12826 | 0.12914 | 0.12962 | 0.12964 | 0.13072 | 0.1325 | 0.13474 | 0.13721 | 0.13976 | 0.00018848 | 0.00071855 | 0.0014146 | 0.0022487 | 0.003197 | 0.0042393 | 0.0053585 | 0.0065401 | 0.0068526 | 0.0072167 | 0.007654 | 0.0081782 | 0.0086086 | 0.0087949 | 0.0089125 | 0.008986 | 0.0090344 | 0.010361 | 0.010541 | 0.010516 | 0.010363 | 0.010068 | 0.0096434 | 0.0091015 | 0.008454 | 0.00018848 | 0.00090703 | 0.0023216 | 0.0045703 | 0.0077673 | 0.012007 | 0.017365 | 0.023905 | 0.030758 | 0.037974 | 0.045628 | 0.053807 | 0.062415 | 0.07121 | 0.080123 | 0.089109 | 0.098143 | 0.1085 | 0.11905 | 0.12956 | 0.13992 | 0.14999 | 0.15964 | 0.16874 | 0.17719 | 0.00011623 | 0.00044311 | 0.00087234 | 0.0013867 | 0.0019715 | 0.0026142 | 0.0033044 | 0.0040331 | 0.0042257 | 0.0044503 | 0.00472 | 0.0050432 | 0.0053086 | 0.0054236 | 0.005496 | 0.0055414 | 0.0055712 | 0.0063895 | 0.0065004 | 0.0064846 | 0.0063906 | 0.0062087 | 0.0059468 | 0.0056126 | 0.0052133 | 0.00011623 | 0.00055934 | 0.0014317 | 0.0028184 | 0.0047898 | 0.007404 | 0.010708 | 0.014742 | 0.018967 | 0.023418 | 0.028137 | 0.033181 | 0.038489 | 0.043913 | 0.049409 | 0.05495 | 0.060522 | 0.066911 | 0.073411 | 0.079896 | 0.086287 | 0.092495 | 0.098442 | 0.10405 | 0.10927 | 0.00018848 | 0.00071855 | 0.0014146 | 0.0022487 | 0.003197 | 0.0042393 | 0.0053585 | 0.0065401 | 0.0068526 | 0.0072167 | 0.007654 | 0.0081782 | 0.0086086 | 0.0087949 | 0.0089125 | 0.008986 | 0.0090344 | 0.010361 | 0.010541 | 0.010516 | 0.010363 | 0.010068 | 0.0096434 | 0.0091015 | 0.008454 | 0.00018848 | 0.00090703 | 0.0023216 | 0.0045703 | 0.0077673 | 0.012007 | 0.017365 | 0.023905 | 0.030758 | 0.037974 | 0.045628 | 0.053807 | 0.062415 | 0.07121 | 0.080123 | 0.089109 | 0.098143 | 0.1085 | 0.11905 | 0.12956 | 0.13992 | 0.14999 | 0.15964 | 0.16874 | 0.17719 | 0.00011623 | 0.00044311 | 0.00087234 | 0.0013867 | 0.0019715 | 0.0026142 | 0.0033044 | 0.0040331 | 0.0042257 | 0.0044503 | 0.00472 | 0.0050432 | 0.0053086 | 0.0054236 | 0.005496 | 0.0055414 | 0.0055712 | 0.0063895 | 0.0065004 | 0.0064846 | 0.0063906 | 0.0062087 | 0.0059468 | 0.0056126 | 0.0052133 | 0.00011623 | 0.00055934 | 0.0014317 | 0.0028184 | 0.0047898 | 0.007404 | 0.010708 | 0.014742 | 0.018967 | 0.023418 | 0.028137 | 0.033181 | 0.038489 | 0.043913 | 0.049409 | 0.05495 | 0.060522 | 0.066911 | 0.073411 | 0.079896 | 0.086287 | 0.092495 | 0.098442 | 0.10405 | 0.10927 | 0.00018848 | 0.00071855 | 0.0014146 | 0.0022487 | 0.003197 | 0.0042393 | 0.0053585 | 0.0065401 | 0.0068526 | 0.0072167 | 0.007654 | 0.0081782 | 0.0086086 | 0.0087949 | 0.0089125 | 0.008986 | 0.0090344 | 0.010361 | 0.010541 | 0.010516 | 0.010363 | 0.010068 | 0.0096434 | 0.0091015 | 0.008454 | 0.00018848 | 0.00090703 | 0.0023216 | 0.0045703 | 0.0077673 | 0.012007 | 0.017365 | 0.023905 | 0.030758 | 0.037974 | 0.045628 | 0.053807 | 0.062415 | 0.07121 | 0.080123 | 0.089109 | 0.098143 | 0.1085 | 0.11905 | 0.12956 | 0.13992 | 0.14999 | 0.15964 | 0.16874 | 0.17719 | 0.00011623 | 0.00044311 | 0.00087234 | 0.0013867 | 0.0019715 | 0.0026142 | 0.0033044 | 0.0040331 | 0.0042257 | 0.0044503 | 0.00472 | 0.0050432 | 0.0053086 | 0.0054236 | 0.005496 | 0.0055414 | 0.0055712 | 0.0063895 | 0.0065004 | 0.0064846 | 0.0063906 | 0.0062087 | 0.0059468 | 0.0056126 | 0.0052133 | 0.00011623 | 0.00055934 | 0.0014317 | 0.0028184 | 0.0047898 | 0.007404 | 0.010708 | 0.014742 | 0.018967 | 0.023418 | 0.028137 | 0.033181 | 0.038489 | 0.043913 | 0.049409 | 0.05495 | 0.060522 | 0.066911 | 0.073411 | 0.079896 | 0.086287 | 0.092495 | 0.098442 | 0.10405 | 0.10927 | 495.3602 | 495.3602 | 495.3602 | 495.3602 | 495.3602 | 495.3602 | 495.3602 | 495.3602 | 495.3602 | 495.3602 | 495.3602 | 495.3602 | 495.3602 | 495.3602 | 495.3602 | 495.3602 | 495.3602 | 495.3602 | 495.3602 | 495.3602 | 495.3602 | 495.3598 | 495.3598 | 495.3598 | 495.3598 | 371.5201 | 371.5201 | 371.5201 | 371.5201 | 371.5201 | 371.5201 | 371.5201 | 371.5201 | 371.5201 | 371.5201 | 371.5201 | 371.5201 | 371.5201 | 371.5201 | 371.5201 | 371.5201 | 371.5201 | 371.5201 | 371.5201 | 371.5201 | 371.5201 | 371.5198 | 371.5198 | 371.5198 | 371.5198
OR_Commercial_Interruptible - College_Existing_Food Preparation_Natural Gas_Fryer_A | OR | Commercial | Interruptible - College | Existing | Food Preparation | Natural Gas | Fryer | A | WCNG176 | Standard | ENERGY STAR | 9 | 395.2691 | 0 | 0 | 933.12 | 0 | 0 | 0 | 0.7 | 0.2 | 1 units | 10.82% | 100% | Lost Opportunity | LO5Med_OR | 85% | TBD | 0% | 433.1432 |  | 324.8574 |  | 0 | RTF Wkbk - ComCookingFryer_v5_0 | RTF Wkbk - ComCookingFryer_v5_0 | RTF Wkbk - ComCookingFryer_v5_0 | Standard | Standard | Standard | Standard | Standard | Standard | Standard | Standard | Standard | Standard | Standard | Standard | Standard | Standard | Standard | Standard | Standard | Standard | Standard | Standard | Standard | Standard | Standard | Standard | Standard | Standard | Standard | ENERGY STAR | ENERGY STAR | ENERGY STAR | ENERGY STAR | ENERGY STAR | ENERGY STAR | ENERGY STAR | ENERGY STAR | ENERGY STAR | ENERGY STAR | ENERGY STAR | ENERGY STAR | ENERGY STAR | ENERGY STAR | ENERGY STAR | ENERGY STAR | ENERGY STAR | ENERGY STAR | ENERGY STAR | ENERGY STAR | ENERGY STAR | ENERGY STAR | ENERGY STAR | ENERGY STAR | ENERGY STAR | ENERGY STAR | ENERGY STAR | 933.12 | 933.12 | 933.12 | 933.12 | 933.12 | 933.12 | 933.12 | 933.12 | 933.12 | 933.12 | 933.12 | 933.12 | 933.12 | 933.12 | 933.12 | 933.12 | 933.12 | 933.12 | 933.12 | 933.12 | 933.12 | 933.12 | 933.12 | 933.1211 | 933.1211 | 933.1211 | 933.1211 | 0 | 395.2691 | 395.2691 | 395.2691 | 395.2691 | 395.2691 | 395.2691 | 395.2691 | 395.2691 | 395.2691 | 395.2691 | 395.2691 | 395.2691 | 395.2691 | 395.2691 | 395.2691 | 395.2691 | 395.2691 | 395.2691 | 395.2691 | 395.2691 | 395.2691 | 395.2691 | 395.2691 | 395.2691 | 395.2691 | 395.2691 | 0.056866 | 0.053177 | 0.050226 | 0.047866 | 0.045977 | 0.044466 | 0.043257 | 0.046901 | 0.048894 | 0 | 0 | 0 | 0.017005 | 0.013604 | 0.010883 | 0.0096289 | 0.0045678 | 0.0017362 | 0 | 0 | 0.0034111 | 0 | 0 | 0 | 0.0013523 | 0.056866 | 0.11004 | 0.16027 | 0.20813 | 0.25411 | 0.29858 | 0.34184 | 0.38874 | 0.43763 | 0.43763 | 0.43763 | 0.43763 | 0.45464 | 0.46824 | 0.47912 | 0.48875 | 0.49332 | 0.49506 | 0.49506 | 0.49506 | 0.49847 | 0.49847 | 0.49847 | 0.49847 | 0.49982 | 0.14387 | 0.13453 | 0.12707 | 0.1211 | 0.11632 | 0.1125 | 0.10944 | 0.11866 | 0.1237 | 0 | 0 | 0 | 0.043022 | 0.034418 | 0.027534 | 0.02436 | 0.011556 | 0.0043924 | 0 | 0 | 0.0086299 | 0 | 0 | 0 | 0.0034213 | 0.14387 | 0.2784 | 0.40547 | 0.52656 | 0.64288 | 0.75538 | 0.86482 | 0.98347 | 1.1072 | 1.1072 | 1.1072 | 1.1072 | 1.1502 | 1.1846 | 1.2121 | 1.2365 | 1.2481 | 1.2525 | 1.2525 | 1.2525 | 1.2611 | 1.2611 | 1.2611 | 1.2611 | 1.2645 | 0.0020784 | 0.0043301 | 0.0068481 | 0.0095776 | 0.012543 | 0.015911 | 0.019513 | 0.025625 | 0.031103 | 0.033409 | 0.034202 | 0.033405 | 0.04482 | 0.038101 | 0.031136 | 0.025441 | 0.018124 | 0.011932 | 0.007078 | 0.0036573 | 0.0053387 | 0 | 0 | 0 | 0.0011495 | 0.0020784 | 0.0064085 | 0.013257 | 0.022834 | 0.035377 | 0.051288 | 0.070801 | 0.096426 | 0.12753 | 0.16094 | 0.19514 | 0.22855 | 0.27337 | 0.31147 | 0.3426 | 0.36804 | 0.38617 | 0.3981 | 0.40518 | 0.40883 | 0.41417 | 0.41417 | 0.41417 | 0.41417 | 0.41532 | 0.0052583 | 0.010955 | 0.017325 | 0.024231 | 0.031733 | 0.040254 | 0.049366 | 0.064828 | 0.078689 | 0.084523 | 0.086529 | 0.084512 | 0.11339 | 0.096393 | 0.078772 | 0.064363 | 0.045852 | 0.030188 | 0.017907 | 0.0092526 | 0.013507 | 0 | 0 | 0 | 0.0029081 | 0.0052583 | 0.016213 | 0.033538 | 0.057769 | 0.089502 | 0.12976 | 0.17912 | 0.24395 | 0.32264 | 0.40716 | 0.49369 | 0.5782 | 0.69159 | 0.78799 | 0.86676 | 0.93112 | 0.97697 | 1.0072 | 1.0251 | 1.0343 | 1.0478 | 1.0478 | 1.0478 | 1.0478 | 1.0507 | 0.0020784 | 0.0043301 | 0.0068481 | 0.0095776 | 0.012543 | 0.015911 | 0.019513 | 0.025625 | 0.031103 | 0.033409 | 0.034202 | 0.033405 | 0.04482 | 0.038101 | 0.031136 | 0.025441 | 0.018124 | 0.011932 | 0.007078 | 0.0036573 | 0.0053387 | 0 | 0 | 0 | 0.0011495 | 0.0020784 | 0.0064085 | 0.013257 | 0.022834 | 0.035377 | 0.051288 | 0.070801 | 0.096426 | 0.12753 | 0.16094 | 0.19514 | 0.22855 | 0.27337 | 0.31147 | 0.3426 | 0.36804 | 0.38617 | 0.3981 | 0.40518 | 0.40883 | 0.41417 | 0.41417 | 0.41417 | 0.41417 | 0.41532 | 0.0052583 | 0.010955 | 0.017325 | 0.024231 | 0.031733 | 0.040254 | 0.049366 | 0.064828 | 0.078689 | 0.084523 | 0.086529 | 0.084512 | 0.11339 | 0.096393 | 0.078772 | 0.064363 | 0.045852 | 0.030188 | 0.017907 | 0.0092526 | 0.013507 | 0 | 0 | 0 | 0.0029081 | 0.0052583 | 0.016213 | 0.033538 | 0.057769 | 0.089502 | 0.12976 | 0.17912 | 0.24395 | 0.32264 | 0.40716 | 0.49369 | 0.5782 | 0.69159 | 0.78799 | 0.86676 | 0.93112 | 0.97697 | 1.0072 | 1.0251 | 1.0343 | 1.0478 | 1.0478 | 1.0478 | 1.0478 | 1.0507 | 0.0020784 | 0.0043301 | 0.0068481 | 0.0095776 | 0.012543 | 0.015911 | 0.019513 | 0.025625 | 0.031103 | 0.033409 | 0.034202 | 0.033405 | 0.04482 | 0.038101 | 0.031136 | 0.025441 | 0.018124 | 0.011932 | 0.007078 | 0.0036573 | 0.0053387 | 0 | 0 | 0 | 0.0011495 | 0.0020784 | 0.0064085 | 0.013257 | 0.022834 | 0.035377 | 0.051288 | 0.070801 | 0.096426 | 0.12753 | 0.16094 | 0.19514 | 0.22855 | 0.27337 | 0.31147 | 0.3426 | 0.36804 | 0.38617 | 0.3981 | 0.40518 | 0.40883 | 0.41417 | 0.41417 | 0.41417 | 0.41417 | 0.41532 | 0.0052583 | 0.010955 | 0.017325 | 0.024231 | 0.031733 | 0.040254 | 0.049366 | 0.064828 | 0.078689 | 0.084523 | 0.086529 | 0.084512 | 0.11339 | 0.096393 | 0.078772 | 0.064363 | 0.045852 | 0.030188 | 0.017907 | 0.0092526 | 0.013507 | 0 | 0 | 0 | 0.0029081 | 0.0052583 | 0.016213 | 0.033538 | 0.057769 | 0.089502 | 0.12976 | 0.17912 | 0.24395 | 0.32264 | 0.40716 | 0.49369 | 0.5782 | 0.69159 | 0.78799 | 0.86676 | 0.93112 | 0.97697 | 1.0072 | 1.0251 | 1.0343 | 1.0478 | 1.0478 | 1.0478 | 1.0478 | 1.0507 | 433.1432 | 433.1432 | 433.1432 | 433.1432 | 433.1432 | 433.1432 | 433.1432 | 433.1432 | 433.1432 | 433.1432 | 433.1432 | 433.1432 | 433.1432 | 433.1432 | 433.1432 | 433.1432 | 433.1432 | 433.1432 | 433.1432 | 433.1432 | 433.1432 | 433.1437 | 433.1437 | 433.1437 | 433.1437 | 324.8574 | 324.8574 | 324.8574 | 324.8574 | 324.8574 | 324.8574 | 324.8574 | 324.8574 | 324.8574 | 324.8574 | 324.8574 | 324.8574 | 324.8574 | 324.8574 | 324.8574 | 324.8574 | 324.8574 | 324.8574 | 324.8574 | 324.8574 | 324.8574 | 324.8578 | 324.8578 | 324.8578 | 324.8578
OR_Commercial_Interruptible - College_Existing_Food Preparation_Natural Gas_Broiler_A | OR | Commercial | Interruptible - College | Existing | Food Preparation | Natural Gas | Broiler | A | WCNG177 | Standard | Infrared Burners | 12 | 240.24 | 0 | 0 | 1166.72 | 0 | 0 | 0 | 0.7 | 0.2 | 1 units | 16.72% | 100% | Lost Opportunity | LOEven20_OR | 85% | TBD | 0% | 730.2128 |  | 547.6596 |  | 0 | IL TRM - 4.2.14 - CI-FSE-IRBL-V02-180101 | IL TRM - 4.2.14 - CI-FSE-IRBL-V02-180101 | IL TRM - 4.2.14 - CI-FSE-IRBL-V02-180101 | Standard | Standard | Standard | Standard | Standard | Standard | Standard | Standard | Standard | Standard | Standard | Standard | Standard | Standard | Standard | Standard | Standard | Standard | Standard | Standard | Standard | Standard | Standard | Standard | Standard | Standard | Standard | Infrared Burners | Infrared Burners | Infrared Burners | Infrared Burners | Infrared Burners | Infrared Burners | Infrared Burners | Infrared Burners | Infrared Burners | Infrared Burners | Infrared Burners | Infrared Burners | Infrared Burners | Infrared Burners | Infrared Burners | Infrared Burners | Infrared Burners | Infrared Burners | Infrared Burners | Infrared Burners | Infrared Burners | Infrared Burners | Infrared Burners | Infrared Burners | Infrared Burners | Infrared Burners | Infrared Burners | 1166.72 | 1166.72 | 1166.72 | 1166.72 | 1166.72 | 1166.72 | 1166.72 | 1166.72 | 1166.72 | 1166.72 | 1166.72 | 1166.72 | 1166.72 | 1166.72 | 1166.72 | 1166.72 | 1166.72 | 1166.72 | 1166.72 | 1166.72 | 1166.72 | 1166.72 | 1166.72 | 1166.7179 | 1166.7179 | 1166.7179 | 1166.7179 | 0 | 240.24 | 240.24 | 240.24 | 240.24 | 240.24 | 240.24 | 240.24 | 240.24 | 240.24 | 240.24 | 240.24 | 240.24 | 240.24 | 240.24 | 240.24 | 240.24 | 240.24 | 240.24 | 240.24 | 240.24 | 240.24 | 240.24 | 240.24 | 240.24 | 240.24 | 240.24 | 0.045283 | 0.050192 | 0.054555 | 0.058433 | 0.061881 | 0.064945 | 0.067669 | 0.070091 | 0.066721 | 0.064339 | 0.062767 | 0.061854 | 0.016191 | 0.011328 | 0.0073452 | 0.0041078 | 0.0014991 | 0.01105 | 0.0087313 | 0.0063067 | 0.0094045 | 0.011353 | 0.012412 | 0.012793 | 0.012666 | 0.045283 | 0.095475 | 0.15003 | 0.20846 | 0.27034 | 0.33529 | 0.40296 | 0.47305 | 0.53977 | 0.60411 | 0.66688 | 0.72873 | 0.74492 | 0.75625 | 0.7636 | 0.7677 | 0.7692 | 0.78025 | 0.78898 | 0.79529 | 0.80469 | 0.81605 | 0.82846 | 0.84125 | 0.85392 | 0.18849 | 0.20892 | 0.22709 | 0.24323 | 0.25758 | 0.27034 | 0.28167 | 0.29175 | 0.27773 | 0.26781 | 0.26127 | 0.25747 | 0.067397 | 0.047152 | 0.030575 | 0.017099 | 0.0062399 | 0.045995 | 0.036344 | 0.026252 | 0.039146 | 0.047257 | 0.051664 | 0.053249 | 0.052724 | 0.18849 | 0.39741 | 0.6245 | 0.86773 | 1.1253 | 1.3956 | 1.6773 | 1.9691 | 2.2468 | 2.5146 | 2.7759 | 3.0333 | 3.1007 | 3.1479 | 3.1785 | 3.1956 | 3.2018 | 3.2478 | 3.2841 | 3.3104 | 3.3495 | 3.3968 | 3.4485 | 3.5017 | 3.5544 | 0.00096226 | 0.0032559 | 0.0059185 | 0.008888 | 0.012112 | 0.015544 | 0.019148 | 0.02289 | 0.0247 | 0.026624 | 0.028712 | 0.030992 | 0.032521 | 0.032935 | 0.033197 | 0.03336 | 0.033468 | 0.042422 | 0.04246 | 0.042048 | 0.040007 | 0.037714 | 0.03519 | 0.032458 | 0.029536 | 0.00096226 | 0.0042181 | 0.010137 | 0.019025 | 0.031136 | 0.04668 | 0.065828 | 0.088718 | 0.11342 | 0.14004 | 0.16875 | 0.19975 | 0.23227 | 0.2652 | 0.2984 | 0.33176 | 0.36523 | 0.40765 | 0.45011 | 0.49216 | 0.53216 | 0.56988 | 0.60507 | 0.63753 | 0.66706 | 0.0040054 | 0.013553 | 0.024636 | 0.036996 | 0.050414 | 0.064703 | 0.079703 | 0.09528 | 0.10281 | 0.11082 | 0.11951 | 0.12901 | 0.13537 | 0.13709 | 0.13818 | 0.13886 | 0.13931 | 0.17658 | 0.17674 | 0.17502 | 0.16653 | 0.15698 | 0.14648 | 0.13511 | 0.12295 | 0.0040054 | 0.017558 | 0.042194 | 0.07919 | 0.1296 | 0.19431 | 0.27401 | 0.36929 | 0.4721 | 0.58293 | 0.70244 | 0.83145 | 0.96682 | 1.1039 | 1.2421 | 1.381 | 1.5203 | 1.6968 | 1.8736 | 2.0486 | 2.2151 | 2.3721 | 2.5186 | 2.6537 | 2.7767 | 0.00096226 | 0.0032559 | 0.0059185 | 0.008888 | 0.012112 | 0.015544 | 0.019148 | 0.02289 | 0.0247 | 0.026624 | 0.028712 | 0.030992 | 0.032521 | 0.032935 | 0.033197 | 0.03336 | 0.033468 | 0.042422 | 0.04246 | 0.042048 | 0.040007 | 0.037714 | 0.03519 | 0.032458 | 0.029536 | 0.00096226 | 0.0042181 | 0.010137 | 0.019025 | 0.031136 | 0.04668 | 0.065828 | 0.088718 | 0.11342 | 0.14004 | 0.16875 | 0.19975 | 0.23227 | 0.2652 | 0.2984 | 0.33176 | 0.36523 | 0.40765 | 0.45011 | 0.49216 | 0.53216 | 0.56988 | 0.60507 | 0.63753 | 0.66706 | 0.0040054 | 0.013553 | 0.024636 | 0.036996 | 0.050414 | 0.064703 | 0.079703 | 0.09528 | 0.10281 | 0.11082 | 0.11951 | 0.12901 | 0.13537 | 0.13709 | 0.13818 | 0.13886 | 0.13931 | 0.17658 | 0.17674 | 0.17502 | 0.16653 | 0.15698 | 0.14648 | 0.13511 | 0.12295 | 0.0040054 | 0.017558 | 0.042194 | 0.07919 | 0.1296 | 0.19431 | 0.27401 | 0.36929 | 0.4721 | 0.58293 | 0.70244 | 0.83145 | 0.96682 | 1.1039 | 1.2421 | 1.381 | 1.5203 | 1.6968 | 1.8736 | 2.0486 | 2.2151 | 2.3721 | 2.5186 | 2.6537 | 2.7767 | 0.00096226 | 0.0032559 | 0.0059185 | 0.008888 | 0.012112 | 0.015544 | 0.019148 | 0.02289 | 0.0247 | 0.026624 | 0.028712 | 0.030992 | 0.032521 | 0.032935 | 0.033197 | 0.03336 | 0.033468 | 0.042422 | 0.04246 | 0.042048 | 0.040007 | 0.037714 | 0.03519 | 0.032458 | 0.029536 | 0.00096226 | 0.0042181 | 0.010137 | 0.019025 | 0.031136 | 0.04668 | 0.065828 | 0.088718 | 0.11342 | 0.14004 | 0.16875 | 0.19975 | 0.23227 | 0.2652 | 0.2984 | 0.33176 | 0.36523 | 0.40765 | 0.45011 | 0.49216 | 0.53216 | 0.56988 | 0.60507 | 0.63753 | 0.66706 | 0.0040054 | 0.013553 | 0.024636 | 0.036996 | 0.050414 | 0.064703 | 0.079703 | 0.09528 | 0.10281 | 0.11082 | 0.11951 | 0.12901 | 0.13537 | 0.13709 | 0.13818 | 0.13886 | 0.13931 | 0.17658 | 0.17674 | 0.17502 | 0.16653 | 0.15698 | 0.14648 | 0.13511 | 0.12295 | 0.0040054 | 0.017558 | 0.042194 | 0.07919 | 0.1296 | 0.19431 | 0.27401 | 0.36929 | 0.4721 | 0.58293 | 0.70244 | 0.83145 | 0.96682 | 1.1039 | 1.2421 | 1.381 | 1.5203 | 1.6968 | 1.8736 | 2.0486 | 2.2151 | 2.3721 | 2.5186 | 2.6537 | 2.7767 | 730.2128 | 730.2128 | 730.2128 | 730.2128 | 730.2128 | 730.2128 | 730.2128 | 730.2128 | 730.2128 | 730.2128 | 730.2128 | 730.2128 | 730.2128 | 730.2128 | 730.2128 | 730.2128 | 730.2128 | 730.2128 | 730.2128 | 730.2128 | 730.2128 | 730.2114 | 730.2114 | 730.2114 | 730.2114 | 547.6596 | 547.6596 | 547.6596 | 547.6596 | 547.6596 | 547.6596 | 547.6596 | 547.6596 | 547.6596 | 547.6596 | 547.6596 | 547.6596 | 547.6596 | 547.6596 | 547.6596 | 547.6596 | 547.6596 | 547.6596 | 547.6596 | 547.6596 | 547.6596 | 547.6586 | 547.6586 | 547.6586 | 547.6586
OR_Commercial_Interruptible - College_Existing_Food Preparation_Natural Gas_Griddle_A | OR | Commercial | Interruptible - College | Existing | Food Preparation | Natural Gas | Griddle | A | WCNG178 | Standard | ENERGY STAR | 12 | 167.9465 | 0 | 0 | 1405.83 | 0 | 0 | 0 | 0.7 | 0.2 | 1 units | 23.61% | 100% | Lost Opportunity | LOEven20_OR | 85% | TBD | 0% | 1258.6067 |  | 943.955 |  | 0 | IL TRM - 4.2.8 - CI-FSE-ESGR-V04-200101 | IL TRM - 4.2.8 - CI-FSE-ESGR-V04-200101 | IL TRM - 4.2.8 - CI-FSE-ESGR-V04-200101 | Standard | Standard | Standard | Standard | Standard | Standard | Standard | Standard | Standard | Standard | Standard | Standard | Standard | Standard | Standard | Standard | Standard | Standard | Standard | Standard | Standard | Standard | Standard | Standard | Standard | Standard | Standard | ENERGY STAR | ENERGY STAR | ENERGY STAR | ENERGY STAR | ENERGY STAR | ENERGY STAR | ENERGY STAR | ENERGY STAR | ENERGY STAR | ENERGY STAR | ENERGY STAR | ENERGY STAR | ENERGY STAR | ENERGY STAR | ENERGY STAR | ENERGY STAR | ENERGY STAR | ENERGY STAR | ENERGY STAR | ENERGY STAR | ENERGY STAR | ENERGY STAR | ENERGY STAR | ENERGY STAR | ENERGY STAR | ENERGY STAR | ENERGY STAR | 1405.83 | 1405.83 | 1405.83 | 1405.83 | 1405.83 | 1405.83 | 1405.83 | 1405.83 | 1405.83 | 1405.83 | 1405.83 | 1405.83 | 1405.83 | 1405.83 | 1405.83 | 1405.83 | 1405.83 | 1405.83 | 1405.83 | 1405.83 | 1405.83 | 1405.83 | 1405.83 | 1405.8266 | 1405.8266 | 1405.8266 | 1405.8266 | 0 | 167.9465 | 167.9465 | 167.9465 | 167.9465 | 167.9465 | 167.9465 | 167.9465 | 167.9465 | 167.9465 | 167.9465 | 167.9465 | 167.9465 | 167.9465 | 167.9465 | 167.9465 | 167.9465 | 167.9465 | 167.9465 | 167.9465 | 167.9465 | 167.9465 | 167.9465 | 167.9465 | 167.9465 | 167.9465 | 167.9465 | 0.014298 | 0.015848 | 0.017226 | 0.01845 | 0.019539 | 0.020506 | 0.021366 | 0.022131 | 0.021067 | 0.020315 | 0.019818 | 0.01953 | 0.0051124 | 0.0035767 | 0.0023192 | 0.001297 | 0.00047332 | 0.003489 | 0.0027569 | 0.0019913 | 0.0029694 | 0.0035847 | 0.003919 | 0.0040392 | 0.0039994 | 0.014298 | 0.030146 | 0.047371 | 0.065821 | 0.08536 | 0.10587 | 0.12723 | 0.14936 | 0.17043 | 0.19075 | 0.21056 | 0.23009 | 0.23521 | 0.23878 | 0.2411 | 0.2424 | 0.24287 | 0.24636 | 0.24912 | 0.25111 | 0.25408 | 0.25766 | 0.26158 | 0.26562 | 0.26962 | 0.085134 | 0.094362 | 0.10257 | 0.10986 | 0.11634 | 0.1221 | 0.12722 | 0.13177 | 0.12544 | 0.12096 | 0.118 | 0.11629 | 0.03044 | 0.021297 | 0.013809 | 0.0077228 | 0.0028183 | 0.020774 | 0.016415 | 0.011857 | 0.017681 | 0.021344 | 0.023335 | 0.024051 | 0.023813 | 0.085134 | 0.1795 | 0.28206 | 0.39192 | 0.50826 | 0.63036 | 0.75758 | 0.88935 | 1.0148 | 1.1357 | 1.2538 | 1.37 | 1.4005 | 1.4218 | 1.4356 | 1.4433 | 1.4461 | 1.4669 | 1.4833 | 1.4952 | 1.5129 | 1.5342 | 1.5575 | 1.5816 | 1.6054 | 0.00030383 | 0.001028 | 0.0018687 | 0.0028064 | 0.0038242 | 0.004908 | 0.0060458 | 0.0072275 | 0.0077989 | 0.0084066 | 0.0090656 | 0.0097857 | 0.010268 | 0.010399 | 0.010482 | 0.010533 | 0.010567 | 0.013395 | 0.013407 | 0.013276 | 0.012632 | 0.011908 | 0.011111 | 0.010248 | 0.009326 | 0.00030383 | 0.0013319 | 0.0032006 | 0.006007 | 0.0098311 | 0.014739 | 0.020785 | 0.028012 | 0.035811 | 0.044218 | 0.053284 | 0.063069 | 0.073338 | 0.083737 | 0.094219 | 0.10475 | 0.11532 | 0.12871 | 0.14212 | 0.1554 | 0.16803 | 0.17994 | 0.19105 | 0.2013 | 0.21062 | 0.0018091 | 0.0061211 | 0.011127 | 0.01671 | 0.02277 | 0.029224 | 0.035999 | 0.043034 | 0.046437 | 0.050055 | 0.053979 | 0.058267 | 0.061141 | 0.06192 | 0.062411 | 0.062719 | 0.062921 | 0.079756 | 0.079827 | 0.079051 | 0.075214 | 0.070903 | 0.066159 | 0.061022 | 0.05553 | 0.0018091 | 0.0079302 | 0.019057 | 0.035767 | 0.058537 | 0.087761 | 0.12376 | 0.16679 | 0.21323 | 0.26329 | 0.31726 | 0.37553 | 0.43667 | 0.49859 | 0.561 | 0.62372 | 0.68664 | 0.7664 | 0.84623 | 0.92528 | 1.0005 | 1.0714 | 1.1376 | 1.1986 | 1.2541 | 0.00030383 | 0.001028 | 0.0018687 | 0.0028064 | 0.0038242 | 0.004908 | 0.0060458 | 0.0072275 | 0.0077989 | 0.0084066 | 0.0090656 | 0.0097857 | 0.010268 | 0.010399 | 0.010482 | 0.010533 | 0.010567 | 0.013395 | 0.013407 | 0.013276 | 0.012632 | 0.011908 | 0.011111 | 0.010248 | 0.009326 | 0.00030383 | 0.0013319 | 0.0032006 | 0.006007 | 0.0098311 | 0.014739 | 0.020785 | 0.028012 | 0.035811 | 0.044218 | 0.053284 | 0.063069 | 0.073338 | 0.083737 | 0.094219 | 0.10475 | 0.11532 | 0.12871 | 0.14212 | 0.1554 | 0.16803 | 0.17994 | 0.19105 | 0.2013 | 0.21062 | 0.0018091 | 0.0061211 | 0.011127 | 0.01671 | 0.02277 | 0.029224 | 0.035999 | 0.043034 | 0.046437 | 0.050055 | 0.053979 | 0.058267 | 0.061141 | 0.06192 | 0.062411 | 0.062719 | 0.062921 | 0.079756 | 0.079827 | 0.079051 | 0.075214 | 0.070903 | 0.066159 | 0.061022 | 0.05553 | 0.0018091 | 0.0079302 | 0.019057 | 0.035767 | 0.058537 | 0.087761 | 0.12376 | 0.16679 | 0.21323 | 0.26329 | 0.31726 | 0.37553 | 0.43667 | 0.49859 | 0.561 | 0.62372 | 0.68664 | 0.7664 | 0.84623 | 0.92528 | 1.0005 | 1.0714 | 1.1376 | 1.1986 | 1.2541 | 0.00030383 | 0.001028 | 0.0018687 | 0.0028064 | 0.0038242 | 0.004908 | 0.0060458 | 0.0072275 | 0.0077989 | 0.0084066 | 0.0090656 | 0.0097857 | 0.010268 | 0.010399 | 0.010482 | 0.010533 | 0.010567 | 0.013395 | 0.013407 | 0.013276 | 0.012632 | 0.011908 | 0.011111 | 0.010248 | 0.009326 | 0.00030383 | 0.0013319 | 0.0032006 | 0.006007 | 0.0098311 | 0.014739 | 0.020785 | 0.028012 | 0.035811 | 0.044218 | 0.053284 | 0.063069 | 0.073338 | 0.083737 | 0.094219 | 0.10475 | 0.11532 | 0.12871 | 0.14212 | 0.1554 | 0.16803 | 0.17994 | 0.19105 | 0.2013 | 0.21062 | 0.0018091 | 0.0061211 | 0.011127 | 0.01671 | 0.02277 | 0.029224 | 0.035999 | 0.043034 | 0.046437 | 0.050055 | 0.053979 | 0.058267 | 0.061141 | 0.06192 | 0.062411 | 0.062719 | 0.062921 | 0.079756 | 0.079827 | 0.079051 | 0.075214 | 0.070903 | 0.066159 | 0.061022 | 0.05553 | 0.0018091 | 0.0079302 | 0.019057 | 0.035767 | 0.058537 | 0.087761 | 0.12376 | 0.16679 | 0.21323 | 0.26329 | 0.31726 | 0.37553 | 0.43667 | 0.49859 | 0.561 | 0.62372 | 0.68664 | 0.7664 | 0.84623 | 0.92528 | 1.0005 | 1.0714 | 1.1376 | 1.1986 | 1.2541 | 1258.6067 | 1258.6067 | 1258.6067 | 1258.6067 | 1258.6067 | 1258.6067 | 1258.6067 | 1258.6067 | 1258.6067 | 1258.6067 | 1258.6067 | 1258.6067 | 1258.6067 | 1258.6067 | 1258.6067 | 1258.6067 | 1258.6067 | 1258.6067 | 1258.6067 | 1258.6067 | 1258.6067 | 1258.6037 | 1258.6037 | 1258.6037 | 1258.6037 | 943.955 | 943.955 | 943.955 | 943.955 | 943.955 | 943.955 | 943.955 | 943.955 | 943.955 | 943.955 | 943.955 | 943.955 | 943.955 | 943.955 | 943.955 | 943.955 | 943.955 | 943.955 | 943.955 | 943.955 | 943.955 | 943.9527 | 943.9527 | 943.9527 | 943.9527
OR_Commercial_Interruptible - College_Existing_Food Preparation_Natural Gas_Range_A | OR | Commercial | Interruptible - College | Existing | Food Preparation | Natural Gas | Range | A | WCNG179 | Standard | High Efficiency | 10 | 171.4286 | 0 | 0 | 0.01 | 0 | 0 | 0 | 0.7 | 0.2 | 1 units | 29.18% | 100% | Lost Opportunity | LOEven20_OR | 85% | TBD | 0% | 0.009925 |  | 0.0074438 |  | 0 | COOK_OVN-Food Preparation-AEO17-1 | EIA 2018 Tech Forecast | EIA 2018 Tech Forecast | Standard | Standard | Standard | Standard | Standard | Standard | Standard | Standard | Standard | Standard | Standard | Standard | Standard | Standard | Standard | Standard | Standard | Standard | Standard | Standard | Standard | Standard | Standard | Standard | Standard | Standard | Standard | High Efficiency | High Efficiency | High Efficiency | High Efficiency | High Efficiency | High Efficiency | High Efficiency | High Efficiency | High Efficiency | High Efficiency | High Efficiency | High Efficiency | High Efficiency | High Efficiency | High Efficiency | High Efficiency | High Efficiency | High Efficiency | High Efficiency | High Efficiency | High Efficiency | High Efficiency | High Efficiency | High Efficiency | High Efficiency | High Efficiency | High Efficiency | 0.01 | 0.01 | 0.01 | 0.01 | 0.01 | 0.01 | 0.01 | 0.01 | 0.01 | 0.01 | 0.01 | 0.01 | 0.01 | 0.01 | 0.01 | 0.01 | 0.01 | 0.01 | 0.01 | 0.01 | 0.01 | 0.01 | 0.01 | 0.010631 | 0.010631 | 0.010631 | 0.010631 | 0 | 171.4286 | 171.4286 | 171.4286 | 171.4286 | 171.4286 | 171.4286 | 171.4286 | 171.4286 | 171.4286 | 171.4286 | 171.4286 | 171.4286 | 171.4286 | 171.4286 | 171.4286 | 171.4286 | 171.4286 | 171.4286 | 171.4286 | 171.4286 | 171.4286 | 171.4286 | 171.4286 | 171.4286 | 171.4286 | 171.4286 | 0.026831 | 0.031784 | 0.035747 | 0.038917 | 0.041453 | 0.043482 | 0.045106 | 0.046404 | 0.041251 | 0.038367 | 0.01022 | 0.0050054 | 0.0014682 | 0.0045561 | 0.0036449 | 0.0029159 | 0.0023327 | 0.00062782 | 0.0047127 | 0.0063459 | 0.0065033 | 0.0058367 | 0.0042297 | 0 | 0 | 0.026831 | 0.058615 | 0.094363 | 0.13328 | 0.17473 | 0.21822 | 0.26332 | 0.30973 | 0.35098 | 0.38934 | 0.39956 | 0.40457 | 0.40604 | 0.41059 | 0.41424 | 0.41715 | 0.41949 | 0.42011 | 0.42483 | 0.43117 | 0.43768 | 0.44351 | 0.44774 | 0.44774 | 0.44774 | 0.15651 | 0.18541 | 0.20852 | 0.22702 | 0.24181 | 0.25365 | 0.26312 | 0.27069 | 0.24063 | 0.22381 | 0.059614 | 0.029198 | 0.0085645 | 0.026577 | 0.021262 | 0.017009 | 0.013608 | 0.0036623 | 0.027491 | 0.037018 | 0.037936 | 0.034047 | 0.024674 | 0 | 0 | 0.15651 | 0.34192 | 0.55045 | 0.77747 | 1.0193 | 1.2729 | 1.536 | 1.8067 | 2.0474 | 2.2712 | 2.3308 | 2.36 | 2.3685 | 2.3951 | 2.4164 | 2.4334 | 2.447 | 2.4507 | 2.4782 | 2.5152 | 2.5531 | 2.5872 | 2.6118 | 2.6118 | 2.6118 | 0.00057016 | 0.0020618 | 0.0038781 | 0.0059195 | 0.0081134 | 0.010407 | 0.012763 | 0.015155 | 0.015271 | 0.015877 | 0.016378 | 0.016372 | 0.016392 | 0.019655 | 0.020385 | 0.020936 | 0.021352 | 0.02072 | 0.021793 | 0.022129 | 0.020073 | 0.017799 | 0.014958 | 0.0096318 | 0.0072618 | 0.00057016 | 0.002632 | 0.0065101 | 0.01243 | 0.020543 | 0.03095 | 0.043713 | 0.058868 | 0.074139 | 0.090016 | 0.10639 | 0.12277 | 0.13916 | 0.15881 | 0.1792 | 0.20013 | 0.22149 | 0.24221 | 0.264 | 0.28613 | 0.3062 | 0.324 | 0.33896 | 0.34859 | 0.35585 | 0.0033259 | 0.012027 | 0.022622 | 0.034531 | 0.047328 | 0.060708 | 0.074451 | 0.088402 | 0.089081 | 0.092615 | 0.095538 | 0.095502 | 0.09562 | 0.11466 | 0.11891 | 0.12213 | 0.12455 | 0.12086 | 0.12713 | 0.12909 | 0.11709 | 0.10383 | 0.087256 | 0.056186 | 0.04236 | 0.0033259 | 0.015353 | 0.037975 | 0.072506 | 0.11983 | 0.18054 | 0.25499 | 0.3434 | 0.43248 | 0.52509 | 0.62063 | 0.71613 | 0.81175 | 0.92641 | 1.0453 | 1.1674 | 1.292 | 1.4129 | 1.54 | 1.6691 | 1.7862 | 1.89 | 1.9773 | 2.0334 | 2.0758 | 0.00057016 | 0.0020618 | 0.0038781 | 0.0059195 | 0.0081134 | 0.010407 | 0.012763 | 0.015155 | 0.015271 | 0.015877 | 0.016378 | 0.016372 | 0.016392 | 0.019655 | 0.020385 | 0.020936 | 0.021352 | 0.02072 | 0.021793 | 0.022129 | 0.020073 | 0.017799 | 0.014958 | 0.0096318 | 0.0072618 | 0.00057016 | 0.002632 | 0.0065101 | 0.01243 | 0.020543 | 0.03095 | 0.043713 | 0.058868 | 0.074139 | 0.090016 | 0.10639 | 0.12277 | 0.13916 | 0.15881 | 0.1792 | 0.20013 | 0.22149 | 0.24221 | 0.264 | 0.28613 | 0.3062 | 0.324 | 0.33896 | 0.34859 | 0.35585 | 0.0033259 | 0.012027 | 0.022622 | 0.034531 | 0.047328 | 0.060708 | 0.074451 | 0.088402 | 0.089081 | 0.092615 | 0.095538 | 0.095502 | 0.09562 | 0.11466 | 0.11891 | 0.12213 | 0.12455 | 0.12086 | 0.12713 | 0.12909 | 0.11709 | 0.10383 | 0.087256 | 0.056186 | 0.04236 | 0.0033259 | 0.015353 | 0.037975 | 0.072506 | 0.11983 | 0.18054 | 0.25499 | 0.3434 | 0.43248 | 0.52509 | 0.62063 | 0.71613 | 0.81175 | 0.92641 | 1.0453 | 1.1674 | 1.292 | 1.4129 | 1.54 | 1.6691 | 1.7862 | 1.89 | 1.9773 | 2.0334 | 2.0758 | 0.00057016 | 0.0020618 | 0.0038781 | 0.0059195 | 0.0081134 | 0.010407 | 0.012763 | 0.015155 | 0.015271 | 0.015877 | 0.016378 | 0.016372 | 0.016392 | 0.019655 | 0.020385 | 0.020936 | 0.021352 | 0.02072 | 0.021793 | 0.022129 | 0.020073 | 0.017799 | 0.014958 | 0.0096318 | 0.0072618 | 0.00057016 | 0.002632 | 0.0065101 | 0.01243 | 0.020543 | 0.03095 | 0.043713 | 0.058868 | 0.074139 | 0.090016 | 0.10639 | 0.12277 | 0.13916 | 0.15881 | 0.1792 | 0.20013 | 0.22149 | 0.24221 | 0.264 | 0.28613 | 0.3062 | 0.324 | 0.33896 | 0.34859 | 0.35585 | 0.0033259 | 0.012027 | 0.022622 | 0.034531 | 0.047328 | 0.060708 | 0.074451 | 0.088402 | 0.089081 | 0.092615 | 0.095538 | 0.095502 | 0.09562 | 0.11466 | 0.11891 | 0.12213 | 0.12455 | 0.12086 | 0.12713 | 0.12909 | 0.11709 | 0.10383 | 0.087256 | 0.056186 | 0.04236 | 0.0033259 | 0.015353 | 0.037975 | 0.072506 | 0.11983 | 0.18054 | 0.25499 | 0.3434 | 0.43248 | 0.52509 | 0.62063 | 0.71613 | 0.81175 | 0.92641 | 1.0453 | 1.1674 | 1.292 | 1.4129 | 1.54 | 1.6691 | 1.7862 | 1.89 | 1.9773 | 2.0334 | 2.0758 | 0.009925 | 0.009925 | 0.009925 | 0.009925 | 0.009925 | 0.009925 | 0.009925 | 0.009925 | 0.009925 | 0.009925 | 0.009925 | 0.009925 | 0.009925 | 0.009925 | 0.009925 | 0.009925 | 0.009925 | 0.009925 | 0.009925 | 0.009925 | 0.009925 | 0.010551 | 0.010551 | 0.010551 | 0.010551 | 0.0074438 | 0.0074438 | 0.0074438 | 0.0074438 | 0.0074438 | 0.0074438 | 0.0074438 | 0.0074438 | 0.0074438 | 0.0074438 | 0.0074438 | 0.0074438 | 0.0074438 | 0.0074438 | 0.0074438 | 0.0074438 | 0.0074438 | 0.0074438 | 0.0074438 | 0.0074438 | 0.0074438 | 0.0079134 | 0.0079134 | 0.0079134 | 0.0079134
OR_Commercial_Interruptible - College_Existing_Food Preparation_Natural Gas_Steamer_A | OR | Commercial | Interruptible - College | Existing | Food Preparation | Natural Gas | Steamer | A | WCNG180 | Standard | ENERGY STAR | 8 | 1215.1419 | 0 | 0 | 0.01 | 737.87 | 0 | 0 | 0.7 | 0.2 | 1 units | 10.49% | 100% | Lost Opportunity | LOEven20_OR | 85% | TBD | 0% | -607.2266 |  | 0.001236 |  | 0 | RTF Wkbk - ComCookingSteamer_v5_0 | RTF Wkbk - ComCookingSteamer_v5_0 | RTF Wkbk - ComCookingSteamer_v5_0 | Standard | Standard | Standard | Standard | Standard | Standard | Standard | Standard | Standard | Standard | Standard | Standard | Standard | Standard | Standard | Standard | Standard | Standard | Standard | Standard | Standard | Standard | Standard | Standard | Standard | Standard | Standard | ENERGY STAR | ENERGY STAR | ENERGY STAR | ENERGY STAR | ENERGY STAR | ENERGY STAR | ENERGY STAR | ENERGY STAR | ENERGY STAR | ENERGY STAR | ENERGY STAR | ENERGY STAR | ENERGY STAR | ENERGY STAR | ENERGY STAR | ENERGY STAR | ENERGY STAR | ENERGY STAR | ENERGY STAR | ENERGY STAR | ENERGY STAR | ENERGY STAR | ENERGY STAR | ENERGY STAR | ENERGY STAR | ENERGY STAR | ENERGY STAR | 0.01 | 0.01 | 0.01 | 0.01 | 0.01 | 0.01 | 0.01 | 0.01 | 0.01 | 0.01 | 0.01 | 0.01 | 0.01 | 0.01 | 0.01 | 0.01 | 0.01 | 0.01 | 0.01 | 0.01 | 0.01 | 0.01 | 0.01 | 0.010743 | 0.010743 | 0.010743 | 0.010743 | 0 | 1215.1419 | 1215.1419 | 1215.1419 | 1215.1419 | 1215.1419 | 1215.1419 | 1215.1419 | 1215.1419 | 1215.1419 | 1215.1419 | 1215.1419 | 1215.1419 | 1215.1419 | 1215.1419 | 1215.1419 | 1215.1419 | 1215.1419 | 1215.1419 | 1215.1419 | 1215.1419 | 1215.1419 | 1215.1419 | 1215.1419 | 1215.1419 | 1215.1419 | 1215.1419 | 0.10408 | 0.10121 | 0.098914 | 0.097076 | 0.095606 | 0.09443 | 0.097078 | 0.098479 | 0 | 0 | 0 | 0.029165 | 0.023332 | 0.019383 | 0.013066 | 0.0089597 | 0.0012842 | 0.0024974 | 0.0099951 | 0 | 0 | 0 | 0.00049699 | 0.0093887 | 0 | 0.10408 | 0.20529 | 0.30421 | 0.40128 | 0.49689 | 0.59132 | 0.6884 | 0.78688 | 0.78688 | 0.78688 | 0.78688 | 0.81604 | 0.83937 | 0.85876 | 0.87182 | 0.88078 | 0.88207 | 0.88456 | 0.89456 | 0.89456 | 0.89456 | 0.89456 | 0.89506 | 0.90444 | 0.90444 | 0.085654 | 0.083291 | 0.081401 | 0.079889 | 0.078679 | 0.077711 | 0.079891 | 0.081043 | 0 | 0 | 0 | 0.024001 | 0.019201 | 0.015951 | 0.010753 | 0.0073734 | 0.0010568 | 0.0020553 | 0.0082255 | 0 | 0 | 0 | 0.00040899 | 0.0077264 | 0 | 0.085654 | 0.16895 | 0.25035 | 0.33024 | 0.40891 | 0.48663 | 0.56652 | 0.64756 | 0.64756 | 0.64756 | 0.64756 | 0.67156 | 0.69076 | 0.70671 | 0.71747 | 0.72484 | 0.7259 | 0.72795 | 0.73618 | 0.73618 | 0.73618 | 0.73618 | 0.73659 | 0.74431 | 0.74431 | 0.0022117 | 0.0065654 | 0.010731 | 0.014766 | 0.018712 | 0.022601 | 0.027469 | 0.032161 | 0.034447 | 0.034404 | 0.03438 | 0.048487 | 0.04607 | 0.044354 | 0.042132 | 0.040417 | 0.039115 | 0.038136 | 0.042711 | 0.031336 | 0.03036 | 0.027878 | 0.024444 | 0.026726 | 0.01746 | 0.0022117 | 0.0087771 | 0.019508 | 0.034274 | 0.052986 | 0.075587 | 0.10306 | 0.13522 | 0.16967 | 0.20407 | 0.23845 | 0.28694 | 0.33301 | 0.37736 | 0.41949 | 0.45991 | 0.49902 | 0.53716 | 0.57987 | 0.61121 | 0.64157 | 0.66944 | 0.69389 | 0.72061 | 0.73807 | 0.0018202 | 0.005403 | 0.0088309 | 0.012152 | 0.015399 | 0.0186 | 0.022606 | 0.026467 | 0.028348 | 0.028312 | 0.028293 | 0.039903 | 0.037913 | 0.036501 | 0.034672 | 0.033261 | 0.032189 | 0.031384 | 0.035149 | 0.025788 | 0.024985 | 0.022942 | 0.020116 | 0.021994 | 0.014369 | 0.0018202 | 0.0072231 | 0.016054 | 0.028206 | 0.043605 | 0.062205 | 0.08481 | 0.11128 | 0.13963 | 0.16794 | 0.19623 | 0.23613 | 0.27405 | 0.31055 | 0.34522 | 0.37848 | 0.41067 | 0.44205 | 0.4772 | 0.50299 | 0.52798 | 0.55092 | 0.57103 | 0.59303 | 0.6074 | 0.0022117 | 0.0065654 | 0.010731 | 0.014766 | 0.018712 | 0.022601 | 0.027469 | 0.032161 | 0.034447 | 0.034404 | 0.03438 | 0.048487 | 0.04607 | 0.044354 | 0.042132 | 0.040417 | 0.039115 | 0.038136 | 0.042711 | 0.031336 | 0.03036 | 0.027878 | 0.024444 | 0.026726 | 0.01746 | 0.0022117 | 0.0087771 | 0.019508 | 0.034274 | 0.052986 | 0.075587 | 0.10306 | 0.13522 | 0.16967 | 0.20407 | 0.23845 | 0.28694 | 0.33301 | 0.37736 | 0.41949 | 0.45991 | 0.49902 | 0.53716 | 0.57987 | 0.61121 | 0.64157 | 0.66944 | 0.69389 | 0.72061 | 0.73807 | 0.0018202 | 0.005403 | 0.0088309 | 0.012152 | 0.015399 | 0.0186 | 0.022606 | 0.026467 | 0.028348 | 0.028312 | 0.028293 | 0.039903 | 0.037913 | 0.036501 | 0.034672 | 0.033261 | 0.032189 | 0.031384 | 0.035149 | 0.025788 | 0.024985 | 0.022942 | 0.020116 | 0.021994 | 0.014369 | 0.0018202 | 0.0072231 | 0.016054 | 0.028206 | 0.043605 | 0.062205 | 0.08481 | 0.11128 | 0.13963 | 0.16794 | 0.19623 | 0.23613 | 0.27405 | 0.31055 | 0.34522 | 0.37848 | 0.41067 | 0.44205 | 0.4772 | 0.50299 | 0.52798 | 0.55092 | 0.57103 | 0.59303 | 0.6074 | 0.0022117 | 0.0065654 | 0.010731 | 0.014766 | 0.018712 | 0.022601 | 0.027469 | 0.032161 | 0.034447 | 0.034404 | 0.03438 | 0.048487 | 0.04607 | 0.044354 | 0.042132 | 0.040417 | 0.039115 | 0.038136 | 0.042711 | 0.031336 | 0.03036 | 0.027878 | 0.024444 | 0.026726 | 0.01746 | 0.0022117 | 0.0087771 | 0.019508 | 0.034274 | 0.052986 | 0.075587 | 0.10306 | 0.13522 | 0.16967 | 0.20407 | 0.23845 | 0.28694 | 0.33301 | 0.37736 | 0.41949 | 0.45991 | 0.49902 | 0.53716 | 0.57987 | 0.61121 | 0.64157 | 0.66944 | 0.69389 | 0.72061 | 0.73807 | 0.0018202 | 0.005403 | 0.0088309 | 0.012152 | 0.015399 | 0.0186 | 0.022606 | 0.026467 | 0.028348 | 0.028312 | 0.028293 | 0.039903 | 0.037913 | 0.036501 | 0.034672 | 0.033261 | 0.032189 | 0.031384 | 0.035149 | 0.025788 | 0.024985 | 0.022942 | 0.020116 | 0.021994 | 0.014369 | 0.0018202 | 0.0072231 | 0.016054 | 0.028206 | 0.043605 | 0.062205 | 0.08481 | 0.11128 | 0.13963 | 0.16794 | 0.19623 | 0.23613 | 0.27405 | 0.31055 | 0.34522 | 0.37848 | 0.41067 | 0.44205 | 0.4772 | 0.50299 | 0.52798 | 0.55092 | 0.57103 | 0.59303 | 0.6074 | -607.2266 | -607.2266 | -607.2266 | -607.2266 | -607.2266 | -607.2266 | -607.2266 | -607.2266 | -607.2266 | -607.2266 | -607.2266 | -607.2266 | -607.2266 | -607.2266 | -607.2266 | -607.2266 | -607.2266 | -607.2266 | -607.2266 | -607.2266 | -607.2266 | -607.2265 | -607.2265 | -607.2265 | -607.2265 | 0.001236 | 0.001236 | 0.001236 | 0.001236 | 0.001236 | 0.001236 | 0.001236 | 0.001236 | 0.001236 | 0.001236 | 0.001236 | 0.001236 | 0.001236 | 0.001236 | 0.001236 | 0.001236 | 0.001236 | 0.001236 | 0.001236 | 0.001236 | 0.001236 | 0.0013278 | 0.0013278 | 0.0013278 | 0.0013278
OR_Commercial_Interruptible - College_Existing_Food Preparation_Natural Gas_Commercial Food Prep Other_A | OR | Commercial | Interruptible - College | Existing | Food Preparation | Natural Gas | Commercial Food Prep Other | A | WCNG181 | Standard | ENERGY STAR | 10 | 366.1618 | 0 | 0 | 254.64 | 0 | 0 | 0 | 0.7 | 0.2 | 1 units | 1.311% | 100% | Lost Opportunity | LOEven20_OR | 85% | TBD | 0% | 118.3225 |  | 88.7419 |  | 0 | N/A | N/A | N/A | Standard | Standard | Standard | Standard | Standard | Standard | Standard | Standard | Standard | Standard | Standard | Standard | Standard | Standard | Standard | Standard | Standard | Standard | Standard | Standard | Standard | Standard | Standard | Standard | Standard | Standard | Standard | ENERGY STAR | ENERGY STAR | ENERGY STAR | ENERGY STAR | ENERGY STAR | ENERGY STAR | ENERGY STAR | ENERGY STAR | ENERGY STAR | ENERGY STAR | ENERGY STAR | ENERGY STAR | ENERGY STAR | ENERGY STAR | ENERGY STAR | ENERGY STAR | ENERGY STAR | ENERGY STAR | ENERGY STAR | ENERGY STAR | ENERGY STAR | ENERGY STAR | ENERGY STAR | ENERGY STAR | ENERGY STAR | ENERGY STAR | ENERGY STAR | 254.64 | 254.64 | 254.64 | 254.64 | 254.64 | 254.64 | 254.64 | 254.64 | 254.64 | 254.64 | 254.64 | 254.64 | 254.64 | 254.64 | 254.64 | 254.64 | 254.64 | 254.64 | 254.64 | 254.64 | 254.64 | 254.64 | 254.64 | 254.6373 | 254.6373 | 254.6373 | 254.6373 | 0 | 366.1618 | 366.1618 | 366.1618 | 366.1618 | 366.1618 | 366.1618 | 366.1618 | 366.1618 | 366.1618 | 366.1618 | 366.1618 | 366.1618 | 366.1618 | 366.1618 | 366.1618 | 366.1618 | 366.1618 | 366.1618 | 366.1618 | 366.1618 | 366.1618 | 366.1618 | 366.1618 | 366.1618 | 366.1618 | 366.1618 | 0.0007265 | 0.00086062 | 0.00096792 | 0.0010538 | 0.0011224 | 0.0011774 | 0.0012213 | 0.0012565 | 0.001117 | 0.0010389 | 0.00027671 | 0.00013553 | 3.9755e-05 | 0.00012337 | 9.8692e-05 | 7.8954e-05 | 6.3163e-05 | 1.7e-05 | 0.0001276 | 0.00017183 | 0.00017609 | 0.00015804 | 0.00011453 | 0 | 0 | 0.0007265 | 0.0015871 | 0.002555 | 0.0036088 | 0.0047312 | 0.0059086 | 0.0071299 | 0.0083864 | 0.0095034 | 0.010542 | 0.010819 | 0.010954 | 0.010994 | 0.011118 | 0.011216 | 0.011295 | 0.011358 | 0.011375 | 0.011503 | 0.011675 | 0.011851 | 0.012009 | 0.012123 | 0.012123 | 0.012123 | 0.0019841 | 0.0023504 | 0.0026434 | 0.0028779 | 0.0030654 | 0.0032154 | 0.0033355 | 0.0034315 | 0.0030504 | 0.0028372 | 0.00075571 | 0.00037014 | 0.00010857 | 0.00033691 | 0.00026953 | 0.00021563 | 0.0001725 | 4.6426e-05 | 0.00034849 | 0.00046927 | 0.00048091 | 0.00043161 | 0.00031278 | 0 | 0 | 0.0019841 | 0.0043345 | 0.0069779 | 0.0098558 | 0.012921 | 0.016137 | 0.019472 | 0.022904 | 0.025954 | 0.028791 | 0.029547 | 0.029917 | 0.030026 | 0.030363 | 0.030632 | 0.030848 | 0.03102 | 0.031067 | 0.031415 | 0.031884 | 0.032365 | 0.032797 | 0.03311 | 0.03311 | 0.03311 | 1.5438e-05 | 5.5827e-05 | 0.00010501 | 0.00016028 | 0.00021969 | 0.00028179 | 0.00034559 | 0.00041034 | 0.00041349 | 0.0004299 | 0.00044347 | 0.0004433 | 0.00044385 | 0.00053221 | 0.00055195 | 0.00056689 | 0.00057814 | 0.00056102 | 0.0005901 | 0.00059919 | 0.0005435 | 0.00048194 | 0.00040502 | 0.0002608 | 0.00019663 | 1.5438e-05 | 7.1266e-05 | 0.00017627 | 0.00033656 | 0.00055624 | 0.00083804 | 0.0011836 | 0.001594 | 0.0020075 | 0.0024374 | 0.0028808 | 0.0033241 | 0.003768 | 0.0043002 | 0.0048521 | 0.005419 | 0.0059972 | 0.0065582 | 0.0071483 | 0.0077475 | 0.008291 | 0.0087729 | 0.0091779 | 0.0094387 | 0.0096354 | 4.2162e-05 | 0.00015247 | 0.00028678 | 0.00043774 | 0.00059997 | 0.00076959 | 0.00094381 | 0.0011207 | 0.0011293 | 0.0011741 | 0.0012111 | 0.0012107 | 0.0012122 | 0.0014535 | 0.0015074 | 0.0015482 | 0.0015789 | 0.0015322 | 0.0016116 | 0.0016364 | 0.0014843 | 0.0013162 | 0.0011061 | 0.00071225 | 0.00053699 | 4.2162e-05 | 0.00019463 | 0.00048141 | 0.00091914 | 0.0015191 | 0.0022887 | 0.0032325 | 0.0043532 | 0.0054824 | 0.0066565 | 0.0078676 | 0.0090783 | 0.01029 | 0.011744 | 0.013251 | 0.0148 | 0.016378 | 0.017911 | 0.019522 | 0.021159 | 0.022643 | 0.023959 | 0.025065 | 0.025777 | 0.026314 | 1.5438e-05 | 5.5827e-05 | 0.00010501 | 0.00016028 | 0.00021969 | 0.00028179 | 0.00034559 | 0.00041034 | 0.00041349 | 0.0004299 | 0.00044347 | 0.0004433 | 0.00044385 | 0.00053221 | 0.00055195 | 0.00056689 | 0.00057814 | 0.00056102 | 0.0005901 | 0.00059919 | 0.0005435 | 0.00048194 | 0.00040502 | 0.0002608 | 0.00019663 | 1.5438e-05 | 7.1266e-05 | 0.00017627 | 0.00033656 | 0.00055624 | 0.00083804 | 0.0011836 | 0.001594 | 0.0020075 | 0.0024374 | 0.0028808 | 0.0033241 | 0.003768 | 0.0043002 | 0.0048521 | 0.005419 | 0.0059972 | 0.0065582 | 0.0071483 | 0.0077475 | 0.008291 | 0.0087729 | 0.0091779 | 0.0094387 | 0.0096354 | 4.2162e-05 | 0.00015247 | 0.00028678 | 0.00043774 | 0.00059997 | 0.00076959 | 0.00094381 | 0.0011207 | 0.0011293 | 0.0011741 | 0.0012111 | 0.0012107 | 0.0012122 | 0.0014535 | 0.0015074 | 0.0015482 | 0.0015789 | 0.0015322 | 0.0016116 | 0.0016364 | 0.0014843 | 0.0013162 | 0.0011061 | 0.00071225 | 0.00053699 | 4.2162e-05 | 0.00019463 | 0.00048141 | 0.00091914 | 0.0015191 | 0.0022887 | 0.0032325 | 0.0043532 | 0.0054824 | 0.0066565 | 0.0078676 | 0.0090783 | 0.01029 | 0.011744 | 0.013251 | 0.0148 | 0.016378 | 0.017911 | 0.019522 | 0.021159 | 0.022643 | 0.023959 | 0.025065 | 0.025777 | 0.026314 | 1.5438e-05 | 5.5827e-05 | 0.00010501 | 0.00016028 | 0.00021969 | 0.00028179 | 0.00034559 | 0.00041034 | 0.00041349 | 0.0004299 | 0.00044347 | 0.0004433 | 0.00044385 | 0.00053221 | 0.00055195 | 0.00056689 | 0.00057814 | 0.00056102 | 0.0005901 | 0.00059919 | 0.0005435 | 0.00048194 | 0.00040502 | 0.0002608 | 0.00019663 | 1.5438e-05 | 7.1266e-05 | 0.00017627 | 0.00033656 | 0.00055624 | 0.00083804 | 0.0011836 | 0.001594 | 0.0020075 | 0.0024374 | 0.0028808 | 0.0033241 | 0.003768 | 0.0043002 | 0.0048521 | 0.005419 | 0.0059972 | 0.0065582 | 0.0071483 | 0.0077475 | 0.008291 | 0.0087729 | 0.0091779 | 0.0094387 | 0.0096354 | 4.2162e-05 | 0.00015247 | 0.00028678 | 0.00043774 | 0.00059997 | 0.00076959 | 0.00094381 | 0.0011207 | 0.0011293 | 0.0011741 | 0.0012111 | 0.0012107 | 0.0012122 | 0.0014535 | 0.0015074 | 0.0015482 | 0.0015789 | 0.0015322 | 0.0016116 | 0.0016364 | 0.0014843 | 0.0013162 | 0.0011061 | 0.00071225 | 0.00053699 | 4.2162e-05 | 0.00019463 | 0.00048141 | 0.00091914 | 0.0015191 | 0.0022887 | 0.0032325 | 0.0043532 | 0.0054824 | 0.0066565 | 0.0078676 | 0.0090783 | 0.01029 | 0.011744 | 0.013251 | 0.0148 | 0.016378 | 0.017911 | 0.019522 | 0.021159 | 0.022643 | 0.023959 | 0.025065 | 0.025777 | 0.026314 | 118.3225 | 118.3225 | 118.3225 | 118.3225 | 118.3225 | 118.3225 | 118.3225 | 118.3225 | 118.3225 | 118.3225 | 118.3225 | 118.3225 | 118.3225 | 118.3225 | 118.3225 | 118.3225 | 118.3225 | 118.3225 | 118.3225 | 118.3225 | 118.3225 | 118.3213 | 118.3213 | 118.3213 | 118.3213 | 88.7419 | 88.7419 | 88.7419 | 88.7419 | 88.7419 | 88.7419 | 88.7419 | 88.7419 | 88.7419 | 88.7419 | 88.7419 | 88.7419 | 88.7419 | 88.7419 | 88.7419 | 88.7419 | 88.7419 | 88.7419 | 88.7419 | 88.7419 | 88.7419 | 88.741 | 88.741 | 88.741 | 88.741
OR_Commercial_Interruptible - College_Existing_Miscellaneous_Natural Gas_Pool Heater_A | OR | Commercial | Interruptible - College | Existing | Miscellaneous | Natural Gas | Pool Heater | A | WCNG182 | Standard (EF .78) | Condensing (EF .90) | 6 | 2233.5 | 0 | 0 | 12715.41 | 0 | 0 | 0 | 0.7 | 0.2 | 1 units | 1.215% | 100% | Lost Opportunity | LO1Slow_OR | 84.66% | TBD | 0% | 1429.2719 |  | 1071.9539 |  | 0 | DOE Commercial R&D 2016 - Table 7-6 | DOE Commercial R&D 2016 - Table 7-7 | DOE Commercial R&D 2016 - Table 7-9 | Standard (EF .78) | Standard (EF .78) | Standard (EF .78) | Standard (EF .78) | Standard (EF .78) | Standard (EF .78) | Standard (EF .78) | Standard (EF .78) | Standard (EF .78) | Standard (EF .78) | Standard (EF .78) | Standard (EF .78) | Standard (EF .78) | Standard (EF .78) | Standard (EF .78) | Standard (EF .78) | Standard (EF .78) | Standard (EF .78) | Standard (EF .78) | Standard (EF .78) | Standard (EF .78) | Standard (EF .78) | Standard (EF .78) | Standard (EF .78) | Standard (EF .78) | Standard (EF .78) | Standard (EF .78) | Condensing (EF .90) | Condensing (EF .90) | Condensing (EF .90) | Condensing (EF .90) | Condensing (EF .90) | Condensing (EF .90) | Condensing (EF .90) | Condensing (EF .90) | Condensing (EF .90) | Condensing (EF .90) | Condensing (EF .90) | Condensing (EF .90) | Condensing (EF .90) | Condensing (EF .90) | Condensing (EF .90) | Condensing (EF .90) | Condensing (EF .90) | Condensing (EF .90) | Condensing (EF .90) | Condensing (EF .90) | Condensing (EF .90) | Condensing (EF .90) | Condensing (EF .90) | Condensing (EF .90) | Condensing (EF .90) | Condensing (EF .90) | Condensing (EF .90) | 12715.41 | 12715.41 | 12715.41 | 12715.41 | 12715.41 | 12715.41 | 12715.41 | 12715.41 | 12715.41 | 12715.41 | 12715.41 | 12715.41 | 12715.41 | 12715.41 | 12715.41 | 12715.41 | 12715.41 | 12715.41 | 12715.41 | 12715.41 | 12715.41 | 12715.41 | 12715.41 | 12715.4132 | 12715.4132 | 12715.4132 | 12715.4132 | 0 | 2233.5 | 2233.5 | 2233.5 | 2233.5 | 2233.5 | 2233.5 | 2233.5 | 2233.5 | 2233.5 | 2233.5 | 2233.5 | 2233.5 | 2233.5 | 2233.5 | 2233.5 | 2233.5 | 2233.5 | 2233.5 | 2233.5 | 2233.5 | 2233.5 | 2233.5 | 2233.5 | 2233.5 | 2233.5 | 2233.5 | 0.00038658 | 0.00037591 | 0.00036738 | 0.00036056 | 0.00036843 | 0.00037206 | 0 | 0 | 2.1207e-06 | 0.00011356 | 8.1787e-05 | 5.9884e-05 | 3.1087e-05 | 3.0329e-05 | 5.2379e-05 | 0 | 0 | 0 | 0 | 0 | 0 | 0 | 0 | 0 | 0 | 0.00038658 | 0.00076249 | 0.0011299 | 0.0014904 | 0.0018589 | 0.0022309 | 0.0022309 | 0.0022309 | 0.002233 | 0.0023466 | 0.0024284 | 0.0024883 | 0.0025194 | 0.0025497 | 0.0026021 | 0.0026021 | 0.0026021 | 0.0026021 | 0.0026021 | 0.0026021 | 0.0026021 | 0.0026021 | 0.0026021 | 0.0026021 | 0.0026021 | 0.00017308 | 0.00016831 | 0.00016449 | 0.00016143 | 0.00016496 | 0.00016658 | 0 | 0 | 9.4949e-07 | 5.0846e-05 | 3.6618e-05 | 2.6812e-05 | 1.3918e-05 | 1.3579e-05 | 2.3451e-05 | 0 | 0 | 0 | 0 | 0 | 0 | 0 | 0 | 0 | 0 | 0.00017308 | 0.00034139 | 0.00050588 | 0.00066731 | 0.00083226 | 0.00099884 | 0.00099884 | 0.00099884 | 0.00099979 | 0.0010506 | 0.0010873 | 0.0011141 | 0.001128 | 0.0011416 | 0.001165 | 0.001165 | 0.001165 | 0.001165 | 0.001165 | 0.001165 | 0.001165 | 0.001165 | 0.001165 | 0.001165 | 0.001165 | 1.643e-06 | 2.4573e-06 | 5.2437e-06 | 9.6836e-06 | 1.6932e-05 | 2.7277e-05 | 3.9565e-05 | 5.6563e-05 | 7.5469e-05 | 0.00012724 | 0.00014863 | 0.00016784 | 0.00018268 | 0.00019104 | 0.00020846 | 0.00018116 | 0.00017144 | 0.00015312 | 0.00012606 | 0.000128 | 7.7244e-05 | 3.8207e-05 | 7.9333e-06 | 0 | 0 | 1.643e-06 | 4.1003e-06 | 9.344e-06 | 1.9028e-05 | 3.596e-05 | 6.3237e-05 | 0.0001028 | 0.00015937 | 0.00023483 | 0.00036207 | 0.0005107 | 0.00067854 | 0.00086121 | 0.0010522 | 0.0012607 | 0.0014419 | 0.0016133 | 0.0017664 | 0.0018925 | 0.0020205 | 0.0020977 | 0.0021359 | 0.0021439 | 0.0021439 | 0.0021439 | 7.356e-07 | 1.1002e-06 | 2.3478e-06 | 4.3356e-06 | 7.5811e-06 | 1.2213e-05 | 1.7714e-05 | 2.5325e-05 | 3.3789e-05 | 5.6969e-05 | 6.6544e-05 | 7.5145e-05 | 8.1789e-05 | 8.5532e-05 | 9.3331e-05 | 8.111e-05 | 7.6761e-05 | 6.8557e-05 | 5.6439e-05 | 5.7308e-05 | 3.4584e-05 | 1.7106e-05 | 3.552e-06 | 0 | 0 | 7.356e-07 | 1.8358e-06 | 4.1836e-06 | 8.5192e-06 | 1.61e-05 | 2.8313e-05 | 4.6027e-05 | 7.1352e-05 | 0.00010514 | 0.00016211 | 0.00022866 | 0.0003038 | 0.00038559 | 0.00047112 | 0.00056445 | 0.00064556 | 0.00072232 | 0.00079088 | 0.00084732 | 0.00090463 | 0.00093921 | 0.00095632 | 0.00095987 | 0.00095987 | 0.00095987 | 0 | 1.5976e-06 | 2.4015e-06 | 5.1463e-06 | 9.895e-06 | 1.7099e-05 | 2.7334e-05 | 3.949e-05 | 5.6264e-05 | 9.8418e-05 | 0.00012012 | 0.00014174 | 0.00016133 | 0.00017667 | 0.00020102 | 0.00019014 | 0.00018872 | 0.0001761 | 0.00015574 | 0.00015504 | 0.00010957 | 6.7123e-05 | 3.3231e-05 | 6.3873e-06 | 0 | 0 | 1.5976e-06 | 3.9992e-06 | 9.1455e-06 | 1.904e-05 | 3.614e-05 | 6.3474e-05 | 0.00010296 | 0.00015923 | 0.00025765 | 0.00037777 | 0.00051951 | 0.00068084 | 0.00085752 | 0.0010585 | 0.0012487 | 0.0014374 | 0.0016135 | 0.0017692 | 0.0019243 | 0.0020339 | 0.002101 | 0.0021342 | 0.0021406 | 0.0021406 | 0 | 7.153e-07 | 1.0752e-06 | 2.3041e-06 | 4.4303e-06 | 7.6558e-06 | 1.2238e-05 | 1.7681e-05 | 2.5191e-05 | 4.4065e-05 | 5.3783e-05 | 6.3461e-05 | 7.2232e-05 | 7.9102e-05 | 9.0001e-05 | 8.5131e-05 | 8.4497e-05 | 7.8845e-05 | 6.9731e-05 | 6.9415e-05 | 4.9059e-05 | 3.0053e-05 | 1.4878e-05 | 2.8598e-06 | 0 | 0 | 7.153e-07 | 1.7905e-06 | 4.0947e-06 | 8.5249e-06 | 1.6181e-05 | 2.8419e-05 | 4.61e-05 | 7.1291e-05 | 0.00011536 | 0.00016914 | 0.0002326 | 0.00030483 | 0.00038393 | 0.00047393 | 0.00055907 | 0.00064356 | 0.00072241 | 0.00079214 | 0.00086155 | 0.00091061 | 0.00094066 | 0.00095554 | 0.0009584 | 0.0009584 | 1.643e-06 | 2.4573e-06 | 5.2437e-06 | 9.6836e-06 | 1.6932e-05 | 2.7277e-05 | 3.9565e-05 | 5.6563e-05 | 7.5469e-05 | 0.00012724 | 0.00014863 | 0.00016784 | 0.00018268 | 0.00019104 | 0.00020846 | 0.00018116 | 0.00017144 | 0.00015312 | 0.00012606 | 0.000128 | 7.7244e-05 | 3.8207e-05 | 7.9333e-06 | 0 | 0 | 1.643e-06 | 4.1003e-06 | 9.344e-06 | 1.9028e-05 | 3.596e-05 | 6.3237e-05 | 0.0001028 | 0.00015937 | 0.00023483 | 0.00036207 | 0.0005107 | 0.00067854 | 0.00086121 | 0.0010522 | 0.0012607 | 0.0014419 | 0.0016133 | 0.0017664 | 0.0018925 | 0.0020205 | 0.0020977 | 0.0021359 | 0.0021439 | 0.0021439 | 0.0021439 | 7.356e-07 | 1.1002e-06 | 2.3478e-06 | 4.3356e-06 | 7.5811e-06 | 1.2213e-05 | 1.7714e-05 | 2.5325e-05 | 3.3789e-05 | 5.6969e-05 | 6.6544e-05 | 7.5145e-05 | 8.1789e-05 | 8.5532e-05 | 9.3331e-05 | 8.111e-05 | 7.6761e-05 | 6.8557e-05 | 5.6439e-05 | 5.7308e-05 | 3.4584e-05 | 1.7106e-05 | 3.552e-06 | 0 | 0 | 7.356e-07 | 1.8358e-06 | 4.1836e-06 | 8.5192e-06 | 1.61e-05 | 2.8313e-05 | 4.6027e-05 | 7.1352e-05 | 0.00010514 | 0.00016211 | 0.00022866 | 0.0003038 | 0.00038559 | 0.00047112 | 0.00056445 | 0.00064556 | 0.00072232 | 0.00079088 | 0.00084732 | 0.00090463 | 0.00093921 | 0.00095632 | 0.00095987 | 0.00095987 | 0.00095987 | 1429.2719 | 1429.2719 | 1429.2719 | 1429.2719 | 1429.2719 | 1429.2719 | 1429.2719 | 1429.2719 | 1429.2719 | 1429.2719 | 1429.2719 | 1429.2719 | 1429.2719 | 1429.2719 | 1429.2719 | 1429.2719 | 1429.2719 | 1429.2719 | 1429.2719 | 1429.2719 | 1429.2719 | 1429.2722 | 1429.2722 | 1429.2722 | 1429.2722 | 1071.9539 | 1071.9539 | 1071.9539 | 1071.9539 | 1071.9539 | 1071.9539 | 1071.9539 | 1071.9539 | 1071.9539 | 1071.9539 | 1071.9539 | 1071.9539 | 1071.9539 | 1071.9539 | 1071.9539 | 1071.9539 | 1071.9539 | 1071.9539 | 1071.9539 | 1071.9539 | 1071.9539 | 1071.9542 | 1071.9542 | 1071.9542 | 1071.9542
OR_Commercial_Interruptible - College_New_Space Heating_Natural Gas_Furnace_A | OR | Commercial | Interruptible - College | New | Space Heating | Natural Gas | Furnace | A | WCNG183 | AFUE 80% (Standard) | AFUE 96% | 23 | 0 | 0 | 0 | 956.79 | -5.72 | 0 | 0 | 0.7 | 0.2 | 400 kBtu/hr | 8.126% | 100% | Lost Opportunity | LO1Slow_OR | 84.66% | TBD | 0% | 0 |  | 0 |  | 0 | EIA18_Tech Forecast Updates_p.90_2020 Typical | EIA18_Tech Forecast Updates_p.90_2020 Typical | AEG BEST | AFUE 80% (Standard) | AFUE 80% (Standard) | AFUE 80% (Standard) | AFUE 90% | AFUE 90% | AFUE 90% | AFUE 90% | AFUE 90% | AFUE 90% | AFUE 90% | AFUE 90% | AFUE 90% | AFUE 90% | AFUE 90% | AFUE 90% | AFUE 90% | AFUE 90% | AFUE 90% | AFUE 90% | AFUE 90% | AFUE 90% | AFUE 90% | AFUE 90% | AFUE 90% | AFUE 90% | AFUE 90% | AFUE 90% | AFUE 96% | AFUE 96% | AFUE 96% | AFUE 96% | AFUE 96% | AFUE 96% | AFUE 96% | AFUE 96% | AFUE 96% | AFUE 96% | AFUE 96% | AFUE 96% | AFUE 96% | AFUE 96% | AFUE 96% | AFUE 96% | AFUE 96% | AFUE 96% | AFUE 96% | AFUE 96% | AFUE 96% | AFUE 96% | AFUE 96% | AFUE 96% | AFUE 96% | AFUE 96% | AFUE 96% | 1913.58 | 1913.58 | 1913.58 | 956.79 | 956.79 | 956.79 | 956.79 | 956.79 | 956.79 | 956.79 | 956.79 | 956.79 | 956.79 | 956.79 | 956.79 | 956.79 | 956.79 | 956.79 | 956.79 | 956.79 | 956.79 | 956.79 | 956.79 | 956.7894 | 956.7894 | 956.7894 | 956.7894 | 0 | 0 | 0 | 0 | 0 | 0 | 0 | 0 | 0 | 0 | 0 | 0 | 0 | 0 | 0 | 0 | 0 | 0 | 0 | 0 | 0 | 0 | 0 | 0 | 0 | 0 | 0 | 0 | 0 | 0 | 0 | 0 | 0 | 0 | 0 | 0 | 0 | 0 | 0 | 0 | 0 | 0 | 0 | 0 | 0 | 0 | 0 | 0 | 0 | 0 | 0 | 0 | 0 | 0 | 0 | 0 | 0 | 0 | 0 | 0 | 0 | 0 | 0 | 0 | 0 | 0 | 0 | 0 | 0 | 0 | 0 | 0 | 0 | 0 | 0 | 0 | 0 | 0 | 0 | 0 | 0 | 0 | 0 | 0 | 0 | 0 | 0 | 0 | 0 | 0 | 0 | 0 | 0 | 0 | 0 | 0 | 0 | 0 | 0 | 0 | 0 | 0 | 0 | 0 | 0 | 0 | 0 | 0 | 0 | 0 | 0 | 0 | 0 | 0 | 0 | 0 | 0 | 0 | 0 | 0 | 0 | 0 | 0 | 0 | 0 | 0 | 0 | 0 | 0 | 0 | 0 | 0 | 0 | 0 | 0 | 0 | 0 | 0 | 0 | 0 | 0 | 0 | 0 | 0 | 0 | 0 | 0 | 0 | 0 | 0 | 0 | 0 | 0 | 0 | 0 | 0 | 0 | 0 | 0 | 0 | 0 | 0 | 0 | 0 | 0 | 0 | 0 | 0 | 0 | 0 | 0 | 0 | 0 | 0 | 0 | 0 | 0 | 0 | 0 | 0 | 0 | 0 | 0 | 0 | 0 | 0 | 0 | 0 | 0 | 0 | 0 | 0 | 0 | 0 | 0 | 0 | 0 | 0 | 0 | 0 | 0 | 0 | 0 | 0 | 0 | 0 | 0 | 0 | 0 | 0 | 0 | 0 | 0 | 0 | 0 | 0 | 0 | 0 | 0 | 0 | 0 | 0 | 0 | 0 | 0 | 0 | 0 | 0 | 0 | 0 | 0 | 0 | 0 | 0 | 0 | 0 | 0 | 0 | 0 | 0 | 0 | 0 | 0 | 0 | 0 | 0 | 0 | 0 | 0 | 0 | 0 | 0 | 0 | 0 | 0 | 0 | 0 | 0 | 0 | 0 | 0 | 0 | 0 | 0 | 0 | 0 | 0 | 0 | 0 | 0 | 0 | 0 | 0 | 0 | 0 | 0 | 0 | 0 | 0 | 0 | 0 | 0 | 0 | 0 | 0 | 0 | 0 | 0 | 0 | 0 | 0 | 0 | 0 | 0 | 0 | 0 | 0 | 0 | 0 | 0 | 0 | 0 | 0 | 0 | 0 | 0 | 0 | 0 | 0 | 0 | 0 | 0 | 0 | 0 | 0 | 0 | 0 | 0 | 0 | 0 | 0 | 0 | 0 | 0 | 0 | 0 | 0 | 0 | 0 | 0 | 0 | 0 | 0 | 0 | 0 | 0 | 0 | 0 | 0 | 0 | 0 | 0 | 0 | 0 | 0 | 0 | 0 | 0 | 0 | 0 | 0 | 0 | 0 | 0 | 0 | 0 | 0 | 0 | 0 | 0 | 0 | 0 | 0 | 0 | 0 | 0 | 0 | 0 | 0 | 0 | 0 | 0 | 0 | 0 | 0 | 0 | 0 | 0 | 0 | 0 | 0 | 0 | 0 | 0 | 0 | 0 | 0 | 0 | 0 | 0 | 0 | 0 | 0 | 0 | 0 | 0 | 0 | 0 | 0 | 0 | 0 | 0 | 0 | 0 | 0 | 0 | 0 | 0 | 0 | 0 | 0 | 0 | 0 | 0 | 0 | 0 | 0 | 0 | 0 | 0 | 0 | 0 | 0 | 0 | 0 | 0 | 0 | 0 | 0 | 0 | 0 | 0 | 0 | 0 | 0 | 0 | 0 | 0 | 0 | 0 | 0 | 0 | 0 | 0 | 0 | 0 | 0 | 0 | 0 | 0 | 0 | 0 | 0 | 0 | 0 | 0 | 0 | 0 | 0 | 0 | 0 | 0 | 0 | 0 | 0 | 0 | 0 | 0 | 0 | 0 | 0 | 0 | 0 | 0 | 0 | 0 | 0
OR_Commercial_Interruptible - College_New_Space Heating_Natural Gas_Boiler_A | OR | Commercial | Interruptible - College | New | Space Heating | Natural Gas | Boiler | A | WCNG184 | AFUE 80% (Standard) | AFUE 85% | 25 | 0 | 0 | 0 | 6982.75 | 0 | 0 | 0 | 0.7 | 0.2 | 800 kBtu/hr | 69.31% | 100% | Lost Opportunity | LO20Fast_OR | 84.66% | TBD | 0% | 0 |  | 0 |  | 0 | EIA 2018 Tech Forecast | EIA 2018 Tech Forecast | AEG BEST | AFUE 80% (Standard) | AFUE 80% (Standard) | AFUE 80% (Standard) | AFUE 80% (Standard) | AFUE 80% (Standard) | AFUE 80% (Standard) | AFUE 80% (Standard) | AFUE 80% (Standard) | AFUE 80% (Standard) | AFUE 80% (Standard) | AFUE 80% (Standard) | AFUE 80% (Standard) | AFUE 80% (Standard) | AFUE 80% (Standard) | AFUE 80% (Standard) | AFUE 80% (Standard) | AFUE 80% (Standard) | AFUE 80% (Standard) | AFUE 80% (Standard) | AFUE 80% (Standard) | AFUE 80% (Standard) | AFUE 80% (Standard) | AFUE 80% (Standard) | AFUE 80% (Standard) | AFUE 80% (Standard) | AFUE 80% (Standard) | AFUE 80% (Standard) | AFUE 85% | AFUE 85% | AFUE 85% | AFUE 85% | AFUE 85% | AFUE 85% | AFUE 85% | AFUE 85% | AFUE 85% | AFUE 85% | AFUE 85% | AFUE 85% | AFUE 85% | AFUE 85% | AFUE 85% | AFUE 85% | AFUE 85% | AFUE 85% | AFUE 85% | AFUE 85% | AFUE 85% | AFUE 85% | AFUE 85% | AFUE 85% | AFUE 85% | AFUE 85% | AFUE 85% | 6982.75 | 6982.75 | 6982.75 | 6982.75 | 6982.75 | 6982.75 | 6982.75 | 6982.75 | 6982.75 | 6982.75 | 6982.75 | 6982.75 | 6982.75 | 6982.75 | 6982.75 | 6982.75 | 6982.75 | 6982.75 | 6982.75 | 6982.75 | 6982.75 | 6982.75 | 6982.75 | 6982.7461 | 6982.7461 | 6982.7461 | 6982.7461 | 0 | 0 | 0 | 0 | 0 | 0 | 0 | 0 | 0 | 0 | 0 | 0 | 0 | 0 | 0 | 0 | 0 | 0 | 0 | 0 | 0 | 0 | 0 | 0 | 0 | 0 | 0 | 0 | 0 | 0 | 0 | 0 | 0 | 0 | 0 | 0 | 0 | 0 | 0 | 0 | 0 | 0 | 0 | 0 | 0 | 0 | 0 | 0 | 0 | 0 | 0 | 0 | 0 | 0 | 0 | 0 | 0 | 0 | 0 | 0 | 0 | 0 | 0 | 0 | 0 | 0 | 0 | 0 | 0 | 0 | 0 | 0 | 0 | 0 | 0 | 0 | 0 | 0 | 0 | 0 | 0 | 0 | 0 | 0 | 0 | 0 | 0 | 0 | 0 | 0 | 0 | 0 | 0 | 0 | 0 | 0 | 0 | 0 | 0 | 0 | 0 | 0 | 0 | 0 | 0 | 0 | 0 | 0 | 0 | 0 | 0 | 0 | 0 | 0 | 0 | 0 | 0 | 0 | 0 | 0 | 0 | 0 | 0 | 0 | 0 | 0 | 0 | 0 | 0 | 0 | 0 | 0 | 0 | 0 | 0 | 0 | 0 | 0 | 0 | 0 | 0 | 0 | 0 | 0 | 0 | 0 | 0 | 0 | 0 | 0 | 0 | 0 | 0 | 0 | 0 | 0 | 0 | 0 | 0 | 0 | 0 | 0 | 0 | 0 | 0 | 0 | 0 | 0 | 0 | 0 | 0 | 0 | 0 | 0 | 0 | 0 | 0 | 0 | 0 | 0 | 0 | 0 | 0 | 0 | 0 | 0 | 0 | 0 | 0 | 0 | 0 | 0 | 0 | 0 | 0 | 0 | 0 | 0 | 0 | 0 | 0 | 0 | 0 | 0 | 0 | 0 | 0 | 0 | 0 | 0 | 0 | 0 | 0 | 0 | 0 | 0 | 0 | 0 | 0 | 0 | 0 | 0 | 0 | 0 | 0 | 0 | 0 | 0 | 0 | 0 | 0 | 0 | 0 | 0 | 0 | 0 | 0 | 0 | 0 | 0 | 0 | 0 | 0 | 0 | 0 | 0 | 0 | 0 | 0 | 0 | 0 | 0 | 0 | 0 | 0 | 0 | 0 | 0 | 0 | 0 | 0 | 0 | 0 | 0 | 0 | 0 | 0 | 0 | 0 | 0 | 0 | 0 | 0 | 0 | 0 | 0 | 0 | 0 | 0 | 0 | 0 | 0 | 0 | 0 | 0 | 0 | 0 | 0 | 0 | 0 | 0 | 0 | 0 | 0 | 0 | 0 | 0 | 0 | 0 | 0 | 0 | 0 | 0 | 0 | 0 | 0 | 0 | 0 | 0 | 0 | 0 | 0 | 0 | 0 | 0 | 0 | 0 | 0 | 0 | 0 | 0 | 0 | 0 | 0 | 0 | 0 | 0 | 0 | 0 | 0 | 0 | 0 | 0 | 0 | 0 | 0 | 0 | 0 | 0 | 0 | 0 | 0 | 0 | 0 | 0 | 0 | 0 | 0 | 0 | 0 | 0 | 0 | 0 | 0 | 0 | 0 | 0 | 0 | 0 | 0 | 0 | 0 | 0 | 0 | 0 | 0 | 0 | 0 | 0 | 0 | 0 | 0 | 0 | 0 | 0 | 0 | 0 | 0 | 0 | 0 | 0 | 0 | 0 | 0 | 0 | 0 | 0 | 0 | 0 | 0 | 0 | 0 | 0 | 0 | 0 | 0 | 0 | 0 | 0 | 0 | 0 | 0 | 0 | 0 | 0 | 0 | 0 | 0 | 0 | 0 | 0 | 0 | 0 | 0 | 0 | 0 | 0 | 0 | 0 | 0 | 0 | 0 | 0 | 0 | 0 | 0 | 0 | 0 | 0 | 0 | 0 | 0 | 0 | 0 | 0 | 0 | 0 | 0 | 0 | 0 | 0 | 0 | 0 | 0 | 0 | 0 | 0 | 0 | 0 | 0 | 0 | 0 | 0 | 0 | 0 | 0 | 0 | 0 | 0 | 0 | 0 | 0 | 0 | 0 | 0 | 0 | 0 | 0 | 0 | 0 | 0 | 0 | 0 | 0 | 0 | 0 | 0
OR_Commercial_Interruptible - College_New_Space Heating_Natural Gas_Unit Heater_A | OR | Commercial | Interruptible - College | New | Space Heating | Natural Gas | Unit Heater | A | WCNG185 | Standard | Infrared Radiant | 15 | 0 | 0 | 0 | 16127.37 | -2197.29 | 0 | 0 | 0.7 | 0.2 | 120 kBtu/Hr | 0% | 100% | Lost Opportunity | LO5Med_OR | 85% | TBD | 0% | 0 |  | 0 |  | 0 | Xcel CO 2021/22 DSM Plan/TRM p.424 | Xcel CO 2021/22 DSM Plan/TRM p.416 | Xcel CO 2021/22 DSM Plan/TRM p.416 | Standard | Standard | Standard | Standard | Standard | Standard | Standard | Standard | Standard | Standard | Standard | Standard | Standard | Standard | Standard | Standard | Standard | Standard | Standard | Standard | Standard | Standard | Standard | Standard | Standard | Standard | Standard | Infrared Radiant | Infrared Radiant | Infrared Radiant | Infrared Radiant | Infrared Radiant | Infrared Radiant | Infrared Radiant | Infrared Radiant | Infrared Radiant | Infrared Radiant | Infrared Radiant | Infrared Radiant | Infrared Radiant | Infrared Radiant | Infrared Radiant | Infrared Radiant | Infrared Radiant | Infrared Radiant | Infrared Radiant | Infrared Radiant | Infrared Radiant | Infrared Radiant | Infrared Radiant | Infrared Radiant | Infrared Radiant | Infrared Radiant | Infrared Radiant | 16127.37 | 16127.37 | 16127.37 | 16127.37 | 16127.37 | 16127.37 | 16127.37 | 16127.37 | 16127.37 | 16127.37 | 16127.37 | 16127.37 | 16127.37 | 16127.37 | 16127.37 | 16127.37 | 16127.37 | 16127.37 | 16127.37 | 16127.37 | 16127.37 | 16127.37 | 16127.37 | 16127.3721 | 16127.3721 | 16127.3721 | 16127.3721 | 0 | 0 | 0 | 0 | 0 | 0 | 0 | 0 | 0 | 0 | 0 | 0 | 0 | 0 | 0 | 0 | 0 | 0 | 0 | 0 | 0 | 0 | 0 | 0 | 0 | 0 | 0 | 0 | 0 | 0 | 0 | 0 | 0 | 0 | 0 | 0 | 0 | 0 | 0 | 0 | 0 | 0 | 0 | 0 | 0 | 0 | 0 | 0 | 0 | 0 | 0 | 0 | 0 | 0 | 0 | 0 | 0 | 0 | 0 | 0 | 0 | 0 | 0 | 0 | 0 | 0 | 0 | 0 | 0 | 0 | 0 | 0 | 0 | 0 | 0 | 0 | 0 | 0 | 0 | 0 | 0 | 0 | 0 | 0 | 0 | 0 | 0 | 0 | 0 | 0 | 0 | 0 | 0 | 0 | 0 | 0 | 0 | 0 | 0 | 0 | 0 | 0 | 0 | 0 | 0 | 0 | 0 | 0 | 0 | 0 | 0 | 0 | 0 | 0 | 0 | 0 | 0 | 0 | 0 | 0 | 0 | 0 | 0 | 0 | 0 | 0 | 0 | 0 | 0 | 0 | 0 | 0 | 0 | 0 | 0 | 0 | 0 | 0 | 0 | 0 | 0 | 0 | 0 | 0 | 0 | 0 | 0 | 0 | 0 | 0 | 0 | 0 | 0 | 0 | 0 | 0 | 0 | 0 | 0 | 0 | 0 | 0 | 0 | 0 | 0 | 0 | 0 | 0 | 0 | 0 | 0 | 0 | 0 | 0 | 0 | 0 | 0 | 0 | 0 | 0 | 0 | 0 | 0 | 0 | 0 | 0 | 0 | 0 | 0 | 0 | 0 | 0 | 0 | 0 | 0 | 0 | 0 | 0 | 0 | 0 | 0 | 0 | 0 | 0 | 0 | 0 | 0 | 0 | 0 | 0 | 0 | 0 | 0 | 0 | 0 | 0 | 0 | 0 | 0 | 0 | 0 | 0 | 0 | 0 | 0 | 0 | 0 | 0 | 0 | 0 | 0 | 0 | 0 | 0 | 0 | 0 | 0 | 0 | 0 | 0 | 0 | 0 | 0 | 0 | 0 | 0 | 0 | 0 | 0 | 0 | 0 | 0 | 0 | 0 | 0 | 0 | 0 | 0 | 0 | 0 | 0 | 0 | 0 | 0 | 0 | 0 | 0 | 0 | 0 | 0 | 0 | 0 | 0 | 0 | 0 | 0 | 0 | 0 | 0 | 0 | 0 | 0 | 0 | 0 | 0 | 0 | 0 | 0 | 0 | 0 | 0 | 0 | 0 | 0 | 0 | 0 | 0 | 0 | 0 | 0 | 0 | 0 | 0 | 0 | 0 | 0 | 0 | 0 | 0 | 0 | 0 | 0 | 0 | 0 | 0 | 0 | 0 | 0 | 0 | 0 | 0 | 0 | 0 | 0 | 0 | 0 | 0 | 0 | 0 | 0 | 0 | 0 | 0 | 0 | 0 | 0 | 0 | 0 | 0 | 0 | 0 | 0 | 0 | 0 | 0 | 0 | 0 | 0 | 0 | 0 | 0 | 0 | 0 | 0 | 0 | 0 | 0 | 0 | 0 | 0 | 0 | 0 | 0 | 0 | 0 | 0 | 0 | 0 | 0 | 0 | 0 | 0 | 0 | 0 | 0 | 0 | 0 | 0 | 0 | 0 | 0 | 0 | 0 | 0 | 0 | 0 | 0 | 0 | 0 | 0 | 0 | 0 | 0 | 0 | 0 | 0 | 0 | 0 | 0 | 0 | 0 | 0 | 0 | 0 | 0 | 0 | 0 | 0 | 0 | 0 | 0 | 0 | 0 | 0 | 0 | 0 | 0 | 0 | 0 | 0 | 0 | 0 | 0 | 0 | 0 | 0 | 0 | 0 | 0 | 0 | 0 | 0 | 0 | 0 | 0 | 0 | 0 | 0 | 0 | 0 | 0 | 0 | 0 | 0 | 0 | 0 | 0 | 0 | 0 | 0 | 0 | 0 | 0 | 0 | 0 | 0 | 0 | 0 | 0 | 0 | 0 | 0 | 0 | 0 | 0 | 0 | 0 | 0 | 0 | 0 | 0 | 0 | 0 | 0 | 0 | 0 | 0
OR_Commercial_Interruptible - College_New_Water Heating_Natural Gas_Water Heater_A | OR | Commercial | Interruptible - College | New | Water Heating | Natural Gas | Water Heater | A | WCNG186 | TE 88% | Tankless | 10 | 0 | 0 | 0 | 4.9 | 1.3 | 0 | 0 | 0.7 | 0.2 | 1 kBtu/hr | 87.23% | 100% | Lost Opportunity | LO12Med_OR | 84.74% | TBD | 0% | 0 |  | 0 |  | 0 | AEO 2021 - gas_water_heater 2017 ENERGY STAR | AEO 2021 - gas_water_heater 2017 ENERGY STAR | DHW_WH-Water Heating-NMTRM-2016-7 | TE 88% | TE 88% | TE 88% | TE 88% | TE 88% | TE 88% | TE 88% | TE 88% | TE 88% | TE 88% | TE 88% | TE 88% | TE 88% | TE 88% | TE 88% | TE 88% | TE 88% | TE 88% | TE 88% | TE 88% | TE 88% | TE 88% | TE 88% | TE 88% | TE 88% | TE 88% | TE 88% | Tankless | Tankless | Tankless | Tankless | Tankless | Tankless | Tankless | Tankless | Tankless | Tankless | Tankless | Tankless | Tankless | Tankless | Tankless | Tankless | Tankless | Tankless | Tankless | Tankless | Tankless | Tankless | Tankless | Tankless | Tankless | Tankless | Tankless | 4.9 | 4.9 | 4.9 | 4.9 | 4.9 | 4.9 | 4.9 | 4.9 | 4.9 | 4.9 | 4.9 | 4.9 | 4.9 | 4.9 | 4.9 | 4.9 | 4.9 | 4.9 | 4.9 | 4.9 | 4.9 | 4.9 | 4.9 | 4.8991 | 4.8991 | 4.8991 | 4.8991 | 0 | 0 | 0 | 0 | 0 | 0 | 0 | 0 | 0 | 0 | 0 | 0 | 0 | 0 | 0 | 0 | 0 | 0 | 0 | 0 | 0 | 0 | 0 | 0 | 0 | 0 | 0 | 0 | 0 | 0 | 0 | 0 | 0 | 0 | 0 | 0 | 0 | 0 | 0 | 0 | 0 | 0 | 0 | 0 | 0 | 0 | 0 | 0 | 0 | 0 | 0 | 0 | 0 | 0 | 0 | 0 | 0 | 0 | 0 | 0 | 0 | 0 | 0 | 0 | 0 | 0 | 0 | 0 | 0 | 0 | 0 | 0 | 0 | 0 | 0 | 0 | 0 | 0 | 0 | 0 | 0 | 0 | 0 | 0 | 0 | 0 | 0 | 0 | 0 | 0 | 0 | 0 | 0 | 0 | 0 | 0 | 0 | 0 | 0 | 0 | 0 | 0 | 0 | 0 | 0 | 0 | 0 | 0 | 0 | 0 | 0 | 0 | 0 | 0 | 0 | 0 | 0 | 0 | 0 | 0 | 0 | 0 | 0 | 0 | 0 | 0 | 0 | 0 | 0 | 0 | 0 | 0 | 0 | 0 | 0 | 0 | 0 | 0 | 0 | 0 | 0 | 0 | 0 | 0 | 0 | 0 | 0 | 0 | 0 | 0 | 0 | 0 | 0 | 0 | 0 | 0 | 0 | 0 | 0 | 0 | 0 | 0 | 0 | 0 | 0 | 0 | 0 | 0 | 0 | 0 | 0 | 0 | 0 | 0 | 0 | 0 | 0 | 0 | 0 | 0 | 0 | 0 | 0 | 0 | 0 | 0 | 0 | 0 | 0 | 0 | 0 | 0 | 0 | 0 | 0 | 0 | 0 | 0 | 0 | 0 | 0 | 0 | 0 | 0 | 0 | 0 | 0 | 0 | 0 | 0 | 0 | 0 | 0 | 0 | 0 | 0 | 0 | 0 | 0 | 0 | 0 | 0 | 0 | 0 | 0 | 0 | 0 | 0 | 0 | 0 | 0 | 0 | 0 | 0 | 0 | 0 | 0 | 0 | 0 | 0 | 0 | 0 | 0 | 0 | 0 | 0 | 0 | 0 | 0 | 0 | 0 | 0 | 0 | 0 | 0 | 0 | 0 | 0 | 0 | 0 | 0 | 0 | 0 | 0 | 0 | 0 | 0 | 0 | 0 | 0 | 0 | 0 | 0 | 0 | 0 | 0 | 0 | 0 | 0 | 0 | 0 | 0 | 0 | 0 | 0 | 0 | 0 | 0 | 0 | 0 | 0 | 0 | 0 | 0 | 0 | 0 | 0 | 0 | 0 | 0 | 0 | 0 | 0 | 0 | 0 | 0 | 0 | 0 | 0 | 0 | 0 | 0 | 0 | 0 | 0 | 0 | 0 | 0 | 0 | 0 | 0 | 0 | 0 | 0 | 0 | 0 | 0 | 0 | 0 | 0 | 0 | 0 | 0 | 0 | 0 | 0 | 0 | 0 | 0 | 0 | 0 | 0 | 0 | 0 | 0 | 0 | 0 | 0 | 0 | 0 | 0 | 0 | 0 | 0 | 0 | 0 | 0 | 0 | 0 | 0 | 0 | 0 | 0 | 0 | 0 | 0 | 0 | 0 | 0 | 0 | 0 | 0 | 0 | 0 | 0 | 0 | 0 | 0 | 0 | 0 | 0 | 0 | 0 | 0 | 0 | 0 | 0 | 0 | 0 | 0 | 0 | 0 | 0 | 0 | 0 | 0 | 0 | 0 | 0 | 0 | 0 | 0 | 0 | 0 | 0 | 0 | 0 | 0 | 0 | 0 | 0 | 0 | 0 | 0 | 0 | 0 | 0 | 0 | 0 | 0 | 0 | 0 | 0 | 0 | 0 | 0 | 0 | 0 | 0 | 0 | 0 | 0 | 0 | 0 | 0 | 0 | 0 | 0 | 0 | 0 | 0 | 0 | 0 | 0 | 0 | 0 | 0 | 0 | 0 | 0 | 0 | 0 | 0 | 0 | 0 | 0 | 0 | 0 | 0 | 0 | 0 | 0 | 0 | 0 | 0 | 0 | 0 | 0 | 0 | 0 | 0 | 0 | 0 | 0 | 0 | 0 | 0
OR_Commercial_Interruptible - College_New_Food Preparation_Natural Gas_Oven_A | OR | Commercial | Interruptible - College | New | Food Preparation | Natural Gas | Oven | A | WCNG187 | Standard | ENERGY STAR (>42% Baking Efficiency) | 12 | 0 | 0 | 0 | 436.37 | 0 | 0 | 0 | 0.7 | 0.2 | 1 units | 8.361% | 100% | Lost Opportunity | LOEven20_OR | 85% | TBD | 0% | 0 |  | 0 |  | 0 | IL TRM - 4.2.1 - CI-FSE-CBOV-V02-160601 | EIA 2018 Tech Forecast | ETO Measure Input Sheet | Standard | Standard | Standard | Standard | Standard | Standard | Standard | Standard | Standard | Standard | Standard | Standard | Standard | Standard | Standard | Standard | Standard | Standard | Standard | Standard | Standard | Standard | Standard | Standard | Standard | Standard | Standard | ENERGY STAR (>42% Baking Efficiency) | ENERGY STAR (>42% Baking Efficiency) | ENERGY STAR (>42% Baking Efficiency) | ENERGY STAR (>42% Baking Efficiency) | ENERGY STAR (>42% Baking Efficiency) | ENERGY STAR (>42% Baking Efficiency) | ENERGY STAR (>42% Baking Efficiency) | ENERGY STAR (>42% Baking Efficiency) | ENERGY STAR (>42% Baking Efficiency) | ENERGY STAR (>42% Baking Efficiency) | ENERGY STAR (>42% Baking Efficiency) | ENERGY STAR (>42% Baking Efficiency) | ENERGY STAR (>42% Baking Efficiency) | ENERGY STAR (>42% Baking Efficiency) | ENERGY STAR (>42% Baking Efficiency) | ENERGY STAR (>42% Baking Efficiency) | ENERGY STAR (>42% Baking Efficiency) | ENERGY STAR (>42% Baking Efficiency) | ENERGY STAR (>42% Baking Efficiency) | ENERGY STAR (>42% Baking Efficiency) | ENERGY STAR (>42% Baking Efficiency) | ENERGY STAR (>42% Baking Efficiency) | ENERGY STAR (>42% Baking Efficiency) | ENERGY STAR (>42% Baking Efficiency) | ENERGY STAR (>42% Baking Efficiency) | ENERGY STAR (>42% Baking Efficiency) | ENERGY STAR (>42% Baking Efficiency) | 436.37 | 436.37 | 436.37 | 436.37 | 436.37 | 436.37 | 436.37 | 436.37 | 436.37 | 436.37 | 436.37 | 436.37 | 436.37 | 436.37 | 436.37 | 436.37 | 436.37 | 436.37 | 436.37 | 436.37 | 436.37 | 436.37 | 436.37 | 436.3686 | 436.3686 | 436.3686 | 436.3686 | 0 | 0 | 0 | 0 | 0 | 0 | 0 | 0 | 0 | 0 | 0 | 0 | 0 | 0 | 0 | 0 | 0 | 0 | 0 | 0 | 0 | 0 | 0 | 0 | 0 | 0 | 0 | 0 | 0 | 0 | 0 | 0 | 0 | 0 | 0 | 0 | 0 | 0 | 0 | 0 | 0 | 0 | 0 | 0 | 0 | 0 | 0 | 0 | 0 | 0 | 0 | 0 | 0 | 0 | 0 | 0 | 0 | 0 | 0 | 0 | 0 | 0 | 0 | 0 | 0 | 0 | 0 | 0 | 0 | 0 | 0 | 0 | 0 | 0 | 0 | 0 | 0 | 0 | 0 | 0 | 0 | 0 | 0 | 0 | 0 | 0 | 0 | 0 | 0 | 0 | 0 | 0 | 0 | 0 | 0 | 0 | 0 | 0 | 0 | 0 | 0 | 0 | 0 | 0 | 0 | 0 | 0 | 0 | 0 | 0 | 0 | 0 | 0 | 0 | 0 | 0 | 0 | 0 | 0 | 0 | 0 | 0 | 0 | 0 | 0 | 0 | 0 | 0 | 0 | 0 | 0 | 0 | 0 | 0 | 0 | 0 | 0 | 0 | 0 | 0 | 0 | 0 | 0 | 0 | 0 | 0 | 0 | 0 | 0 | 0 | 0 | 0 | 0 | 0 | 0 | 0 | 0 | 0 | 0 | 0 | 0 | 0 | 0 | 0 | 0 | 0 | 0 | 0 | 0 | 0 | 0 | 0 | 0 | 0 | 0 | 0 | 0 | 0 | 0 | 0 | 0 | 0 | 0 | 0 | 0 | 0 | 0 | 0 | 0 | 0 | 0 | 0 | 0 | 0 | 0 | 0 | 0 | 0 | 0 | 0 | 0 | 0 | 0 | 0 | 0 | 0 | 0 | 0 | 0 | 0 | 0 | 0 | 0 | 0 | 0 | 0 | 0 | 0 | 0 | 0 | 0 | 0 | 0 | 0 | 0 | 0 | 0 | 0 | 0 | 0 | 0 | 0 | 0 | 0 | 0 | 0 | 0 | 0 | 0 | 0 | 0 | 0 | 0 | 0 | 0 | 0 | 0 | 0 | 0 | 0 | 0 | 0 | 0 | 0 | 0 | 0 | 0 | 0 | 0 | 0 | 0 | 0 | 0 | 0 | 0 | 0 | 0 | 0 | 0 | 0 | 0 | 0 | 0 | 0 | 0 | 0 | 0 | 0 | 0 | 0 | 0 | 0 | 0 | 0 | 0 | 0 | 0 | 0 | 0 | 0 | 0 | 0 | 0 | 0 | 0 | 0 | 0 | 0 | 0 | 0 | 0 | 0 | 0 | 0 | 0 | 0 | 0 | 0 | 0 | 0 | 0 | 0 | 0 | 0 | 0 | 0 | 0 | 0 | 0 | 0 | 0 | 0 | 0 | 0 | 0 | 0 | 0 | 0 | 0 | 0 | 0 | 0 | 0 | 0 | 0 | 0 | 0 | 0 | 0 | 0 | 0 | 0 | 0 | 0 | 0 | 0 | 0 | 0 | 0 | 0 | 0 | 0 | 0 | 0 | 0 | 0 | 0 | 0 | 0 | 0 | 0 | 0 | 0 | 0 | 0 | 0 | 0 | 0 | 0 | 0 | 0 | 0 | 0 | 0 | 0 | 0 | 0 | 0 | 0 | 0 | 0 | 0 | 0 | 0 | 0 | 0 | 0 | 0 | 0 | 0 | 0 | 0 | 0 | 0 | 0 | 0 | 0 | 0 | 0 | 0 | 0 | 0 | 0 | 0 | 0 | 0 | 0 | 0 | 0 | 0 | 0 | 0 | 0 | 0 | 0 | 0 | 0 | 0 | 0 | 0 | 0 | 0 | 0 | 0 | 0 | 0 | 0 | 0 | 0 | 0 | 0 | 0 | 0 | 0 | 0 | 0 | 0 | 0 | 0 | 0 | 0 | 0 | 0 | 0 | 0 | 0 | 0 | 0 | 0 | 0 | 0 | 0 | 0 | 0 | 0 | 0 | 0 | 0 | 0 | 0 | 0 | 0 | 0 | 0 | 0 | 0 | 0 | 0 | 0 | 0 | 0 | 0 | 0 | 0 | 0 | 0 | 0
OR_Commercial_Interruptible - College_New_Food Preparation_Natural Gas_Conveyor Oven_A | OR | Commercial | Interruptible - College | New | Food Preparation | Natural Gas | Conveyor Oven | A | WCNG188 | Standard | Efficient (>42% Baking Efficiency) | 17 | 0 | 0 | 0 | 2424.76 | 0 | 0 | 0 | 0.7 | 0.2 | 1 units | 4.18% | 100% | Lost Opportunity | LOEven20_OR | 85% | TBD | 0% | 0 |  | 0 |  | 0 | IL TRM - 4.2.4 - CI-FSE-CVOV-V02-180101 | PGE Workpaper, PGECOFST117 R5, 2015 | MN TRM 3.1 - Gas Conveyor Oven v1.1 | Standard | Standard | Standard | Standard | Standard | Standard | Standard | Standard | Standard | Standard | Standard | Standard | Standard | Standard | Standard | Standard | Standard | Standard | Standard | Standard | Standard | Standard | Standard | Standard | Standard | Standard | Standard | Efficient (>42% Baking Efficiency) | Efficient (>42% Baking Efficiency) | Efficient (>42% Baking Efficiency) | Efficient (>42% Baking Efficiency) | Efficient (>42% Baking Efficiency) | Efficient (>42% Baking Efficiency) | Efficient (>42% Baking Efficiency) | Efficient (>42% Baking Efficiency) | Efficient (>42% Baking Efficiency) | Efficient (>42% Baking Efficiency) | Efficient (>42% Baking Efficiency) | Efficient (>42% Baking Efficiency) | Efficient (>42% Baking Efficiency) | Efficient (>42% Baking Efficiency) | Efficient (>42% Baking Efficiency) | Efficient (>42% Baking Efficiency) | Efficient (>42% Baking Efficiency) | Efficient (>42% Baking Efficiency) | Efficient (>42% Baking Efficiency) | Efficient (>42% Baking Efficiency) | Efficient (>42% Baking Efficiency) | Efficient (>42% Baking Efficiency) | Efficient (>42% Baking Efficiency) | Efficient (>42% Baking Efficiency) | Efficient (>42% Baking Efficiency) | Efficient (>42% Baking Efficiency) | Efficient (>42% Baking Efficiency) | 2424.76 | 2424.76 | 2424.76 | 2424.76 | 2424.76 | 2424.76 | 2424.76 | 2424.76 | 2424.76 | 2424.76 | 2424.76 | 2424.76 | 2424.76 | 2424.76 | 2424.76 | 2424.76 | 2424.76 | 2424.76 | 2424.76 | 2424.76 | 2424.76 | 2424.76 | 2424.76 | 2424.76 | 2424.76 | 2424.76 | 2424.76 | 0 | 0 | 0 | 0 | 0 | 0 | 0 | 0 | 0 | 0 | 0 | 0 | 0 | 0 | 0 | 0 | 0 | 0 | 0 | 0 | 0 | 0 | 0 | 0 | 0 | 0 | 0 | 0 | 0 | 0 | 0 | 0 | 0 | 0 | 0 | 0 | 0 | 0 | 0 | 0 | 0 | 0 | 0 | 0 | 0 | 0 | 0 | 0 | 0 | 0 | 0 | 0 | 0 | 0 | 0 | 0 | 0 | 0 | 0 | 0 | 0 | 0 | 0 | 0 | 0 | 0 | 0 | 0 | 0 | 0 | 0 | 0 | 0 | 0 | 0 | 0 | 0 | 0 | 0 | 0 | 0 | 0 | 0 | 0 | 0 | 0 | 0 | 0 | 0 | 0 | 0 | 0 | 0 | 0 | 0 | 0 | 0 | 0 | 0 | 0 | 0 | 0 | 0 | 0 | 0 | 0 | 0 | 0 | 0 | 0 | 0 | 0 | 0 | 0 | 0 | 0 | 0 | 0 | 0 | 0 | 0 | 0 | 0 | 0 | 0 | 0 | 0 | 0 | 0 | 0 | 0 | 0 | 0 | 0 | 0 | 0 | 0 | 0 | 0 | 0 | 0 | 0 | 0 | 0 | 0 | 0 | 0 | 0 | 0 | 0 | 0 | 0 | 0 | 0 | 0 | 0 | 0 | 0 | 0 | 0 | 0 | 0 | 0 | 0 | 0 | 0 | 0 | 0 | 0 | 0 | 0 | 0 | 0 | 0 | 0 | 0 | 0 | 0 | 0 | 0 | 0 | 0 | 0 | 0 | 0 | 0 | 0 | 0 | 0 | 0 | 0 | 0 | 0 | 0 | 0 | 0 | 0 | 0 | 0 | 0 | 0 | 0 | 0 | 0 | 0 | 0 | 0 | 0 | 0 | 0 | 0 | 0 | 0 | 0 | 0 | 0 | 0 | 0 | 0 | 0 | 0 | 0 | 0 | 0 | 0 | 0 | 0 | 0 | 0 | 0 | 0 | 0 | 0 | 0 | 0 | 0 | 0 | 0 | 0 | 0 | 0 | 0 | 0 | 0 | 0 | 0 | 0 | 0 | 0 | 0 | 0 | 0 | 0 | 0 | 0 | 0 | 0 | 0 | 0 | 0 | 0 | 0 | 0 | 0 | 0 | 0 | 0 | 0 | 0 | 0 | 0 | 0 | 0 | 0 | 0 | 0 | 0 | 0 | 0 | 0 | 0 | 0 | 0 | 0 | 0 | 0 | 0 | 0 | 0 | 0 | 0 | 0 | 0 | 0 | 0 | 0 | 0 | 0 | 0 | 0 | 0 | 0 | 0 | 0 | 0 | 0 | 0 | 0 | 0 | 0 | 0 | 0 | 0 | 0 | 0 | 0 | 0 | 0 | 0 | 0 | 0 | 0 | 0 | 0 | 0 | 0 | 0 | 0 | 0 | 0 | 0 | 0 | 0 | 0 | 0 | 0 | 0 | 0 | 0 | 0 | 0 | 0 | 0 | 0 | 0 | 0 | 0 | 0 | 0 | 0 | 0 | 0 | 0 | 0 | 0 | 0 | 0 | 0 | 0 | 0 | 0 | 0 | 0 | 0 | 0 | 0 | 0 | 0 | 0 | 0 | 0 | 0 | 0 | 0 | 0 | 0 | 0 | 0 | 0 | 0 | 0 | 0 | 0 | 0 | 0 | 0 | 0 | 0 | 0 | 0 | 0 | 0 | 0 | 0 | 0 | 0 | 0 | 0 | 0 | 0 | 0 | 0 | 0 | 0 | 0 | 0 | 0 | 0 | 0 | 0 | 0 | 0 | 0 | 0 | 0 | 0 | 0 | 0 | 0 | 0 | 0 | 0 | 0 | 0 | 0 | 0 | 0 | 0 | 0 | 0 | 0 | 0 | 0 | 0 | 0 | 0 | 0 | 0 | 0 | 0 | 0 | 0 | 0 | 0 | 0 | 0 | 0 | 0 | 0 | 0 | 0 | 0 | 0 | 0 | 0 | 0 | 0 | 0 | 0 | 0 | 0 | 0 | 0 | 0 | 0 | 0 | 0 | 0 | 0 | 0 | 0 | 0 | 0 | 0 | 0 | 0 | 0
OR_Commercial_Interruptible - College_New_Food Preparation_Natural Gas_Double Rack Oven_A | OR | Commercial | Interruptible - College | New | Food Preparation | Natural Gas | Double Rack Oven | A | WCNG189 | Standard | FTSC Qualified (>50% Cooking Efficiency) | 12 | 0 | 0 | 0 | 5342.47 | 0 | 0 | 0 | 0.7 | 0.2 | 1 units | 4.18% | 100% | Lost Opportunity | LOEven20_OR | 85% | TBD | 0% | 0 |  | 0 |  | 0 | IL TRM - 4.2.18 - CI-FSE-RKOV-VO2-180101 | PGE Workpaper, PGECOFST109 R6, 2016 | IL TRM - 4.2.18 - CI-FSE-RKOV-VO2-180101 | Standard | Standard | Standard | Standard | Standard | Standard | Standard | Standard | Standard | Standard | Standard | Standard | Standard | Standard | Standard | Standard | Standard | Standard | Standard | Standard | Standard | Standard | Standard | Standard | Standard | Standard | Standard | FTSC Qualified (>50% Cooking Efficiency) | FTSC Qualified (>50% Cooking Efficiency) | FTSC Qualified (>50% Cooking Efficiency) | FTSC Qualified (>50% Cooking Efficiency) | FTSC Qualified (>50% Cooking Efficiency) | FTSC Qualified (>50% Cooking Efficiency) | FTSC Qualified (>50% Cooking Efficiency) | FTSC Qualified (>50% Cooking Efficiency) | FTSC Qualified (>50% Cooking Efficiency) | FTSC Qualified (>50% Cooking Efficiency) | FTSC Qualified (>50% Cooking Efficiency) | FTSC Qualified (>50% Cooking Efficiency) | FTSC Qualified (>50% Cooking Efficiency) | FTSC Qualified (>50% Cooking Efficiency) | FTSC Qualified (>50% Cooking Efficiency) | FTSC Qualified (>50% Cooking Efficiency) | FTSC Qualified (>50% Cooking Efficiency) | FTSC Qualified (>50% Cooking Efficiency) | FTSC Qualified (>50% Cooking Efficiency) | FTSC Qualified (>50% Cooking Efficiency) | FTSC Qualified (>50% Cooking Efficiency) | FTSC Qualified (>50% Cooking Efficiency) | FTSC Qualified (>50% Cooking Efficiency) | FTSC Qualified (>50% Cooking Efficiency) | FTSC Qualified (>50% Cooking Efficiency) | FTSC Qualified (>50% Cooking Efficiency) | FTSC Qualified (>50% Cooking Efficiency) | 5342.47 | 5342.47 | 5342.47 | 5342.47 | 5342.47 | 5342.47 | 5342.47 | 5342.47 | 5342.47 | 5342.47 | 5342.47 | 5342.47 | 5342.47 | 5342.47 | 5342.47 | 5342.47 | 5342.47 | 5342.47 | 5342.47 | 5342.47 | 5342.47 | 5342.47 | 5342.47 | 5342.4659 | 5342.4659 | 5342.4659 | 5342.4659 | 0 | 0 | 0 | 0 | 0 | 0 | 0 | 0 | 0 | 0 | 0 | 0 | 0 | 0 | 0 | 0 | 0 | 0 | 0 | 0 | 0 | 0 | 0 | 0 | 0 | 0 | 0 | 0 | 0 | 0 | 0 | 0 | 0 | 0 | 0 | 0 | 0 | 0 | 0 | 0 | 0 | 0 | 0 | 0 | 0 | 0 | 0 | 0 | 0 | 0 | 0 | 0 | 0 | 0 | 0 | 0 | 0 | 0 | 0 | 0 | 0 | 0 | 0 | 0 | 0 | 0 | 0 | 0 | 0 | 0 | 0 | 0 | 0 | 0 | 0 | 0 | 0 | 0 | 0 | 0 | 0 | 0 | 0 | 0 | 0 | 0 | 0 | 0 | 0 | 0 | 0 | 0 | 0 | 0 | 0 | 0 | 0 | 0 | 0 | 0 | 0 | 0 | 0 | 0 | 0 | 0 | 0 | 0 | 0 | 0 | 0 | 0 | 0 | 0 | 0 | 0 | 0 | 0 | 0 | 0 | 0 | 0 | 0 | 0 | 0 | 0 | 0 | 0 | 0 | 0 | 0 | 0 | 0 | 0 | 0 | 0 | 0 | 0 | 0 | 0 | 0 | 0 | 0 | 0 | 0 | 0 | 0 | 0 | 0 | 0 | 0 | 0 | 0 | 0 | 0 | 0 | 0 | 0 | 0 | 0 | 0 | 0 | 0 | 0 | 0 | 0 | 0 | 0 | 0 | 0 | 0 | 0 | 0 | 0 | 0 | 0 | 0 | 0 | 0 | 0 | 0 | 0 | 0 | 0 | 0 | 0 | 0 | 0 | 0 | 0 | 0 | 0 | 0 | 0 | 0 | 0 | 0 | 0 | 0 | 0 | 0 | 0 | 0 | 0 | 0 | 0 | 0 | 0 | 0 | 0 | 0 | 0 | 0 | 0 | 0 | 0 | 0 | 0 | 0 | 0 | 0 | 0 | 0 | 0 | 0 | 0 | 0 | 0 | 0 | 0 | 0 | 0 | 0 | 0 | 0 | 0 | 0 | 0 | 0 | 0 | 0 | 0 | 0 | 0 | 0 | 0 | 0 | 0 | 0 | 0 | 0 | 0 | 0 | 0 | 0 | 0 | 0 | 0 | 0 | 0 | 0 | 0 | 0 | 0 | 0 | 0 | 0 | 0 | 0 | 0 | 0 | 0 | 0 | 0 | 0 | 0 | 0 | 0 | 0 | 0 | 0 | 0 | 0 | 0 | 0 | 0 | 0 | 0 | 0 | 0 | 0 | 0 | 0 | 0 | 0 | 0 | 0 | 0 | 0 | 0 | 0 | 0 | 0 | 0 | 0 | 0 | 0 | 0 | 0 | 0 | 0 | 0 | 0 | 0 | 0 | 0 | 0 | 0 | 0 | 0 | 0 | 0 | 0 | 0 | 0 | 0 | 0 | 0 | 0 | 0 | 0 | 0 | 0 | 0 | 0 | 0 | 0 | 0 | 0 | 0 | 0 | 0 | 0 | 0 | 0 | 0 | 0 | 0 | 0 | 0 | 0 | 0 | 0 | 0 | 0 | 0 | 0 | 0 | 0 | 0 | 0 | 0 | 0 | 0 | 0 | 0 | 0 | 0 | 0 | 0 | 0 | 0 | 0 | 0 | 0 | 0 | 0 | 0 | 0 | 0 | 0 | 0 | 0 | 0 | 0 | 0 | 0 | 0 | 0 | 0 | 0 | 0 | 0 | 0 | 0 | 0 | 0 | 0 | 0 | 0 | 0 | 0 | 0 | 0 | 0 | 0 | 0 | 0 | 0 | 0 | 0 | 0 | 0 | 0 | 0 | 0 | 0 | 0 | 0 | 0 | 0 | 0 | 0 | 0 | 0 | 0 | 0 | 0 | 0 | 0 | 0 | 0 | 0 | 0 | 0 | 0 | 0 | 0 | 0 | 0 | 0 | 0 | 0 | 0 | 0 | 0 | 0 | 0 | 0 | 0 | 0 | 0 | 0 | 0 | 0 | 0 | 0 | 0 | 0 | 0 | 0 | 0 | 0 | 0 | 0 | 0 | 0 | 0 | 0 | 0 | 0 | 0 | 0 | 0 | 0 | 0 | 0
OR_Commercial_Interruptible - College_New_Food Preparation_Natural Gas_Fryer_A | OR | Commercial | Interruptible - College | New | Food Preparation | Natural Gas | Fryer | A | WCNG190 | Standard | ENERGY STAR | 9 | 0 | 0 | 0 | 933.12 | 0 | 0 | 0 | 0.7 | 0.2 | 1 units | 10.82% | 100% | Lost Opportunity | LO5Med_OR | 85% | TBD | 0% | 0 |  | 0 |  | 0 | RTF Wkbk - ComCookingFryer_v5_0 | RTF Wkbk - ComCookingFryer_v5_0 | RTF Wkbk - ComCookingFryer_v5_0 | Standard | Standard | Standard | Standard | Standard | Standard | Standard | Standard | Standard | Standard | Standard | Standard | Standard | Standard | Standard | Standard | Standard | Standard | Standard | Standard | Standard | Standard | Standard | Standard | Standard | Standard | Standard | ENERGY STAR | ENERGY STAR | ENERGY STAR | ENERGY STAR | ENERGY STAR | ENERGY STAR | ENERGY STAR | ENERGY STAR | ENERGY STAR | ENERGY STAR | ENERGY STAR | ENERGY STAR | ENERGY STAR | ENERGY STAR | ENERGY STAR | ENERGY STAR | ENERGY STAR | ENERGY STAR | ENERGY STAR | ENERGY STAR | ENERGY STAR | ENERGY STAR | ENERGY STAR | ENERGY STAR | ENERGY STAR | ENERGY STAR | ENERGY STAR | 933.12 | 933.12 | 933.12 | 933.12 | 933.12 | 933.12 | 933.12 | 933.12 | 933.12 | 933.12 | 933.12 | 933.12 | 933.12 | 933.12 | 933.12 | 933.12 | 933.12 | 933.12 | 933.12 | 933.12 | 933.12 | 933.12 | 933.12 | 933.1211 | 933.1211 | 933.1211 | 933.1211 | 0 | 0 | 0 | 0 | 0 | 0 | 0 | 0 | 0 | 0 | 0 | 0 | 0 | 0 | 0 | 0 | 0 | 0 | 0 | 0 | 0 | 0 | 0 | 0 | 0 | 0 | 0 | 0 | 0 | 0 | 0 | 0 | 0 | 0 | 0 | 0 | 0 | 0 | 0 | 0 | 0 | 0 | 0 | 0 | 0 | 0 | 0 | 0 | 0 | 0 | 0 | 0 | 0 | 0 | 0 | 0 | 0 | 0 | 0 | 0 | 0 | 0 | 0 | 0 | 0 | 0 | 0 | 0 | 0 | 0 | 0 | 0 | 0 | 0 | 0 | 0 | 0 | 0 | 0 | 0 | 0 | 0 | 0 | 0 | 0 | 0 | 0 | 0 | 0 | 0 | 0 | 0 | 0 | 0 | 0 | 0 | 0 | 0 | 0 | 0 | 0 | 0 | 0 | 0 | 0 | 0 | 0 | 0 | 0 | 0 | 0 | 0 | 0 | 0 | 0 | 0 | 0 | 0 | 0 | 0 | 0 | 0 | 0 | 0 | 0 | 0 | 0 | 0 | 0 | 0 | 0 | 0 | 0 | 0 | 0 | 0 | 0 | 0 | 0 | 0 | 0 | 0 | 0 | 0 | 0 | 0 | 0 | 0 | 0 | 0 | 0 | 0 | 0 | 0 | 0 | 0 | 0 | 0 | 0 | 0 | 0 | 0 | 0 | 0 | 0 | 0 | 0 | 0 | 0 | 0 | 0 | 0 | 0 | 0 | 0 | 0 | 0 | 0 | 0 | 0 | 0 | 0 | 0 | 0 | 0 | 0 | 0 | 0 | 0 | 0 | 0 | 0 | 0 | 0 | 0 | 0 | 0 | 0 | 0 | 0 | 0 | 0 | 0 | 0 | 0 | 0 | 0 | 0 | 0 | 0 | 0 | 0 | 0 | 0 | 0 | 0 | 0 | 0 | 0 | 0 | 0 | 0 | 0 | 0 | 0 | 0 | 0 | 0 | 0 | 0 | 0 | 0 | 0 | 0 | 0 | 0 | 0 | 0 | 0 | 0 | 0 | 0 | 0 | 0 | 0 | 0 | 0 | 0 | 0 | 0 | 0 | 0 | 0 | 0 | 0 | 0 | 0 | 0 | 0 | 0 | 0 | 0 | 0 | 0 | 0 | 0 | 0 | 0 | 0 | 0 | 0 | 0 | 0 | 0 | 0 | 0 | 0 | 0 | 0 | 0 | 0 | 0 | 0 | 0 | 0 | 0 | 0 | 0 | 0 | 0 | 0 | 0 | 0 | 0 | 0 | 0 | 0 | 0 | 0 | 0 | 0 | 0 | 0 | 0 | 0 | 0 | 0 | 0 | 0 | 0 | 0 | 0 | 0 | 0 | 0 | 0 | 0 | 0 | 0 | 0 | 0 | 0 | 0 | 0 | 0 | 0 | 0 | 0 | 0 | 0 | 0 | 0 | 0 | 0 | 0 | 0 | 0 | 0 | 0 | 0 | 0 | 0 | 0 | 0 | 0 | 0 | 0 | 0 | 0 | 0 | 0 | 0 | 0 | 0 | 0 | 0 | 0 | 0 | 0 | 0 | 0 | 0 | 0 | 0 | 0 | 0 | 0 | 0 | 0 | 0 | 0 | 0 | 0 | 0 | 0 | 0 | 0 | 0 | 0 | 0 | 0 | 0 | 0 | 0 | 0 | 0 | 0 | 0 | 0 | 0 | 0 | 0 | 0 | 0 | 0 | 0 | 0 | 0 | 0 | 0 | 0 | 0 | 0 | 0 | 0 | 0 | 0 | 0 | 0 | 0 | 0 | 0 | 0 | 0 | 0 | 0 | 0 | 0 | 0 | 0 | 0 | 0 | 0 | 0 | 0 | 0 | 0 | 0 | 0 | 0 | 0 | 0 | 0 | 0 | 0 | 0 | 0 | 0 | 0 | 0 | 0 | 0 | 0 | 0 | 0 | 0 | 0 | 0 | 0 | 0 | 0 | 0 | 0 | 0 | 0 | 0 | 0 | 0 | 0 | 0 | 0 | 0 | 0 | 0 | 0 | 0 | 0 | 0 | 0 | 0 | 0 | 0 | 0 | 0 | 0 | 0 | 0
OR_Commercial_Interruptible - College_New_Food Preparation_Natural Gas_Broiler_A | OR | Commercial | Interruptible - College | New | Food Preparation | Natural Gas | Broiler | A | WCNG191 | Standard | Infrared Burners | 12 | 0 | 0 | 0 | 1166.72 | 0 | 0 | 0 | 0.7 | 0.2 | 1 units | 16.72% | 100% | Lost Opportunity | LOEven20_OR | 85% | TBD | 0% | 0 |  | 0 |  | 0 | IL TRM - 4.2.14 - CI-FSE-IRBL-V02-180101 | IL TRM - 4.2.14 - CI-FSE-IRBL-V02-180101 | IL TRM - 4.2.14 - CI-FSE-IRBL-V02-180101 | Standard | Standard | Standard | Standard | Standard | Standard | Standard | Standard | Standard | Standard | Standard | Standard | Standard | Standard | Standard | Standard | Standard | Standard | Standard | Standard | Standard | Standard | Standard | Standard | Standard | Standard | Standard | Infrared Burners | Infrared Burners | Infrared Burners | Infrared Burners | Infrared Burners | Infrared Burners | Infrared Burners | Infrared Burners | Infrared Burners | Infrared Burners | Infrared Burners | Infrared Burners | Infrared Burners | Infrared Burners | Infrared Burners | Infrared Burners | Infrared Burners | Infrared Burners | Infrared Burners | Infrared Burners | Infrared Burners | Infrared Burners | Infrared Burners | Infrared Burners | Infrared Burners | Infrared Burners | Infrared Burners | 1166.72 | 1166.72 | 1166.72 | 1166.72 | 1166.72 | 1166.72 | 1166.72 | 1166.72 | 1166.72 | 1166.72 | 1166.72 | 1166.72 | 1166.72 | 1166.72 | 1166.72 | 1166.72 | 1166.72 | 1166.72 | 1166.72 | 1166.72 | 1166.72 | 1166.72 | 1166.72 | 1166.7179 | 1166.7179 | 1166.7179 | 1166.7179 | 0 | 0 | 0 | 0 | 0 | 0 | 0 | 0 | 0 | 0 | 0 | 0 | 0 | 0 | 0 | 0 | 0 | 0 | 0 | 0 | 0 | 0 | 0 | 0 | 0 | 0 | 0 | 0 | 0 | 0 | 0 | 0 | 0 | 0 | 0 | 0 | 0 | 0 | 0 | 0 | 0 | 0 | 0 | 0 | 0 | 0 | 0 | 0 | 0 | 0 | 0 | 0 | 0 | 0 | 0 | 0 | 0 | 0 | 0 | 0 | 0 | 0 | 0 | 0 | 0 | 0 | 0 | 0 | 0 | 0 | 0 | 0 | 0 | 0 | 0 | 0 | 0 | 0 | 0 | 0 | 0 | 0 | 0 | 0 | 0 | 0 | 0 | 0 | 0 | 0 | 0 | 0 | 0 | 0 | 0 | 0 | 0 | 0 | 0 | 0 | 0 | 0 | 0 | 0 | 0 | 0 | 0 | 0 | 0 | 0 | 0 | 0 | 0 | 0 | 0 | 0 | 0 | 0 | 0 | 0 | 0 | 0 | 0 | 0 | 0 | 0 | 0 | 0 | 0 | 0 | 0 | 0 | 0 | 0 | 0 | 0 | 0 | 0 | 0 | 0 | 0 | 0 | 0 | 0 | 0 | 0 | 0 | 0 | 0 | 0 | 0 | 0 | 0 | 0 | 0 | 0 | 0 | 0 | 0 | 0 | 0 | 0 | 0 | 0 | 0 | 0 | 0 | 0 | 0 | 0 | 0 | 0 | 0 | 0 | 0 | 0 | 0 | 0 | 0 | 0 | 0 | 0 | 0 | 0 | 0 | 0 | 0 | 0 | 0 | 0 | 0 | 0 | 0 | 0 | 0 | 0 | 0 | 0 | 0 | 0 | 0 | 0 | 0 | 0 | 0 | 0 | 0 | 0 | 0 | 0 | 0 | 0 | 0 | 0 | 0 | 0 | 0 | 0 | 0 | 0 | 0 | 0 | 0 | 0 | 0 | 0 | 0 | 0 | 0 | 0 | 0 | 0 | 0 | 0 | 0 | 0 | 0 | 0 | 0 | 0 | 0 | 0 | 0 | 0 | 0 | 0 | 0 | 0 | 0 | 0 | 0 | 0 | 0 | 0 | 0 | 0 | 0 | 0 | 0 | 0 | 0 | 0 | 0 | 0 | 0 | 0 | 0 | 0 | 0 | 0 | 0 | 0 | 0 | 0 | 0 | 0 | 0 | 0 | 0 | 0 | 0 | 0 | 0 | 0 | 0 | 0 | 0 | 0 | 0 | 0 | 0 | 0 | 0 | 0 | 0 | 0 | 0 | 0 | 0 | 0 | 0 | 0 | 0 | 0 | 0 | 0 | 0 | 0 | 0 | 0 | 0 | 0 | 0 | 0 | 0 | 0 | 0 | 0 | 0 | 0 | 0 | 0 | 0 | 0 | 0 | 0 | 0 | 0 | 0 | 0 | 0 | 0 | 0 | 0 | 0 | 0 | 0 | 0 | 0 | 0 | 0 | 0 | 0 | 0 | 0 | 0 | 0 | 0 | 0 | 0 | 0 | 0 | 0 | 0 | 0 | 0 | 0 | 0 | 0 | 0 | 0 | 0 | 0 | 0 | 0 | 0 | 0 | 0 | 0 | 0 | 0 | 0 | 0 | 0 | 0 | 0 | 0 | 0 | 0 | 0 | 0 | 0 | 0 | 0 | 0 | 0 | 0 | 0 | 0 | 0 | 0 | 0 | 0 | 0 | 0 | 0 | 0 | 0 | 0 | 0 | 0 | 0 | 0 | 0 | 0 | 0 | 0 | 0 | 0 | 0 | 0 | 0 | 0 | 0 | 0 | 0 | 0 | 0 | 0 | 0 | 0 | 0 | 0 | 0 | 0 | 0 | 0 | 0 | 0 | 0 | 0 | 0 | 0 | 0 | 0 | 0 | 0 | 0 | 0 | 0 | 0 | 0 | 0 | 0 | 0 | 0 | 0 | 0 | 0 | 0 | 0 | 0 | 0 | 0 | 0 | 0 | 0 | 0 | 0 | 0 | 0 | 0 | 0 | 0 | 0 | 0 | 0 | 0 | 0 | 0 | 0 | 0 | 0 | 0 | 0 | 0 | 0
OR_Commercial_Interruptible - College_New_Food Preparation_Natural Gas_Griddle_A | OR | Commercial | Interruptible - College | New | Food Preparation | Natural Gas | Griddle | A | WCNG192 | Standard | ENERGY STAR | 12 | 0 | 0 | 0 | 1405.83 | 0 | 0 | 0 | 0.7 | 0.2 | 1 units | 23.61% | 100% | Lost Opportunity | LOEven20_OR | 85% | TBD | 0% | 0 |  | 0 |  | 0 | IL TRM - 4.2.8 - CI-FSE-ESGR-V04-200101 | IL TRM - 4.2.8 - CI-FSE-ESGR-V04-200101 | IL TRM - 4.2.8 - CI-FSE-ESGR-V04-200101 | Standard | Standard | Standard | Standard | Standard | Standard | Standard | Standard | Standard | Standard | Standard | Standard | Standard | Standard | Standard | Standard | Standard | Standard | Standard | Standard | Standard | Standard | Standard | Standard | Standard | Standard | Standard | ENERGY STAR | ENERGY STAR | ENERGY STAR | ENERGY STAR | ENERGY STAR | ENERGY STAR | ENERGY STAR | ENERGY STAR | ENERGY STAR | ENERGY STAR | ENERGY STAR | ENERGY STAR | ENERGY STAR | ENERGY STAR | ENERGY STAR | ENERGY STAR | ENERGY STAR | ENERGY STAR | ENERGY STAR | ENERGY STAR | ENERGY STAR | ENERGY STAR | ENERGY STAR | ENERGY STAR | ENERGY STAR | ENERGY STAR | ENERGY STAR | 1405.83 | 1405.83 | 1405.83 | 1405.83 | 1405.83 | 1405.83 | 1405.83 | 1405.83 | 1405.83 | 1405.83 | 1405.83 | 1405.83 | 1405.83 | 1405.83 | 1405.83 | 1405.83 | 1405.83 | 1405.83 | 1405.83 | 1405.83 | 1405.83 | 1405.83 | 1405.83 | 1405.8266 | 1405.8266 | 1405.8266 | 1405.8266 | 0 | 0 | 0 | 0 | 0 | 0 | 0 | 0 | 0 | 0 | 0 | 0 | 0 | 0 | 0 | 0 | 0 | 0 | 0 | 0 | 0 | 0 | 0 | 0 | 0 | 0 | 0 | 0 | 0 | 0 | 0 | 0 | 0 | 0 | 0 | 0 | 0 | 0 | 0 | 0 | 0 | 0 | 0 | 0 | 0 | 0 | 0 | 0 | 0 | 0 | 0 | 0 | 0 | 0 | 0 | 0 | 0 | 0 | 0 | 0 | 0 | 0 | 0 | 0 | 0 | 0 | 0 | 0 | 0 | 0 | 0 | 0 | 0 | 0 | 0 | 0 | 0 | 0 | 0 | 0 | 0 | 0 | 0 | 0 | 0 | 0 | 0 | 0 | 0 | 0 | 0 | 0 | 0 | 0 | 0 | 0 | 0 | 0 | 0 | 0 | 0 | 0 | 0 | 0 | 0 | 0 | 0 | 0 | 0 | 0 | 0 | 0 | 0 | 0 | 0 | 0 | 0 | 0 | 0 | 0 | 0 | 0 | 0 | 0 | 0 | 0 | 0 | 0 | 0 | 0 | 0 | 0 | 0 | 0 | 0 | 0 | 0 | 0 | 0 | 0 | 0 | 0 | 0 | 0 | 0 | 0 | 0 | 0 | 0 | 0 | 0 | 0 | 0 | 0 | 0 | 0 | 0 | 0 | 0 | 0 | 0 | 0 | 0 | 0 | 0 | 0 | 0 | 0 | 0 | 0 | 0 | 0 | 0 | 0 | 0 | 0 | 0 | 0 | 0 | 0 | 0 | 0 | 0 | 0 | 0 | 0 | 0 | 0 | 0 | 0 | 0 | 0 | 0 | 0 | 0 | 0 | 0 | 0 | 0 | 0 | 0 | 0 | 0 | 0 | 0 | 0 | 0 | 0 | 0 | 0 | 0 | 0 | 0 | 0 | 0 | 0 | 0 | 0 | 0 | 0 | 0 | 0 | 0 | 0 | 0 | 0 | 0 | 0 | 0 | 0 | 0 | 0 | 0 | 0 | 0 | 0 | 0 | 0 | 0 | 0 | 0 | 0 | 0 | 0 | 0 | 0 | 0 | 0 | 0 | 0 | 0 | 0 | 0 | 0 | 0 | 0 | 0 | 0 | 0 | 0 | 0 | 0 | 0 | 0 | 0 | 0 | 0 | 0 | 0 | 0 | 0 | 0 | 0 | 0 | 0 | 0 | 0 | 0 | 0 | 0 | 0 | 0 | 0 | 0 | 0 | 0 | 0 | 0 | 0 | 0 | 0 | 0 | 0 | 0 | 0 | 0 | 0 | 0 | 0 | 0 | 0 | 0 | 0 | 0 | 0 | 0 | 0 | 0 | 0 | 0 | 0 | 0 | 0 | 0 | 0 | 0 | 0 | 0 | 0 | 0 | 0 | 0 | 0 | 0 | 0 | 0 | 0 | 0 | 0 | 0 | 0 | 0 | 0 | 0 | 0 | 0 | 0 | 0 | 0 | 0 | 0 | 0 | 0 | 0 | 0 | 0 | 0 | 0 | 0 | 0 | 0 | 0 | 0 | 0 | 0 | 0 | 0 | 0 | 0 | 0 | 0 | 0 | 0 | 0 | 0 | 0 | 0 | 0 | 0 | 0 | 0 | 0 | 0 | 0 | 0 | 0 | 0 | 0 | 0 | 0 | 0 | 0 | 0 | 0 | 0 | 0 | 0 | 0 | 0 | 0 | 0 | 0 | 0 | 0 | 0 | 0 | 0 | 0 | 0 | 0 | 0 | 0 | 0 | 0 | 0 | 0 | 0 | 0 | 0 | 0 | 0 | 0 | 0 | 0 | 0 | 0 | 0 | 0 | 0 | 0 | 0 | 0 | 0 | 0 | 0 | 0 | 0 | 0 | 0 | 0 | 0 | 0 | 0 | 0 | 0 | 0 | 0 | 0 | 0 | 0 | 0 | 0 | 0 | 0 | 0 | 0 | 0 | 0 | 0 | 0 | 0 | 0 | 0 | 0 | 0 | 0 | 0 | 0 | 0 | 0 | 0 | 0 | 0 | 0 | 0 | 0 | 0 | 0 | 0 | 0 | 0 | 0 | 0 | 0 | 0 | 0 | 0
OR_Commercial_Interruptible - College_New_Food Preparation_Natural Gas_Range_A | OR | Commercial | Interruptible - College | New | Food Preparation | Natural Gas | Range | A | WCNG193 | Standard | High Efficiency | 10 | 0 | 0 | 0 | 0.01 | 0 | 0 | 0 | 0.7 | 0.2 | 1 units | 29.18% | 100% | Lost Opportunity | LOEven20_OR | 85% | TBD | 0% | 0 |  | 0 |  | 0 | COOK_OVN-Food Preparation-AEO17-1 | EIA 2018 Tech Forecast | EIA 2018 Tech Forecast | Standard | Standard | Standard | Standard | Standard | Standard | Standard | Standard | Standard | Standard | Standard | Standard | Standard | Standard | Standard | Standard | Standard | Standard | Standard | Standard | Standard | Standard | Standard | Standard | Standard | Standard | Standard | High Efficiency | High Efficiency | High Efficiency | High Efficiency | High Efficiency | High Efficiency | High Efficiency | High Efficiency | High Efficiency | High Efficiency | High Efficiency | High Efficiency | High Efficiency | High Efficiency | High Efficiency | High Efficiency | High Efficiency | High Efficiency | High Efficiency | High Efficiency | High Efficiency | High Efficiency | High Efficiency | High Efficiency | High Efficiency | High Efficiency | High Efficiency | 0.01 | 0.01 | 0.01 | 0.01 | 0.01 | 0.01 | 0.01 | 0.01 | 0.01 | 0.01 | 0.01 | 0.01 | 0.01 | 0.01 | 0.01 | 0.01 | 0.01 | 0.01 | 0.01 | 0.01 | 0.01 | 0.01 | 0.01 | 0.010631 | 0.010631 | 0.010631 | 0.010631 | 0 | 0 | 0 | 0 | 0 | 0 | 0 | 0 | 0 | 0 | 0 | 0 | 0 | 0 | 0 | 0 | 0 | 0 | 0 | 0 | 0 | 0 | 0 | 0 | 0 | 0 | 0 | 0 | 0 | 0 | 0 | 0 | 0 | 0 | 0 | 0 | 0 | 0 | 0 | 0 | 0 | 0 | 0 | 0 | 0 | 0 | 0 | 0 | 0 | 0 | 0 | 0 | 0 | 0 | 0 | 0 | 0 | 0 | 0 | 0 | 0 | 0 | 0 | 0 | 0 | 0 | 0 | 0 | 0 | 0 | 0 | 0 | 0 | 0 | 0 | 0 | 0 | 0 | 0 | 0 | 0 | 0 | 0 | 0 | 0 | 0 | 0 | 0 | 0 | 0 | 0 | 0 | 0 | 0 | 0 | 0 | 0 | 0 | 0 | 0 | 0 | 0 | 0 | 0 | 0 | 0 | 0 | 0 | 0 | 0 | 0 | 0 | 0 | 0 | 0 | 0 | 0 | 0 | 0 | 0 | 0 | 0 | 0 | 0 | 0 | 0 | 0 | 0 | 0 | 0 | 0 | 0 | 0 | 0 | 0 | 0 | 0 | 0 | 0 | 0 | 0 | 0 | 0 | 0 | 0 | 0 | 0 | 0 | 0 | 0 | 0 | 0 | 0 | 0 | 0 | 0 | 0 | 0 | 0 | 0 | 0 | 0 | 0 | 0 | 0 | 0 | 0 | 0 | 0 | 0 | 0 | 0 | 0 | 0 | 0 | 0 | 0 | 0 | 0 | 0 | 0 | 0 | 0 | 0 | 0 | 0 | 0 | 0 | 0 | 0 | 0 | 0 | 0 | 0 | 0 | 0 | 0 | 0 | 0 | 0 | 0 | 0 | 0 | 0 | 0 | 0 | 0 | 0 | 0 | 0 | 0 | 0 | 0 | 0 | 0 | 0 | 0 | 0 | 0 | 0 | 0 | 0 | 0 | 0 | 0 | 0 | 0 | 0 | 0 | 0 | 0 | 0 | 0 | 0 | 0 | 0 | 0 | 0 | 0 | 0 | 0 | 0 | 0 | 0 | 0 | 0 | 0 | 0 | 0 | 0 | 0 | 0 | 0 | 0 | 0 | 0 | 0 | 0 | 0 | 0 | 0 | 0 | 0 | 0 | 0 | 0 | 0 | 0 | 0 | 0 | 0 | 0 | 0 | 0 | 0 | 0 | 0 | 0 | 0 | 0 | 0 | 0 | 0 | 0 | 0 | 0 | 0 | 0 | 0 | 0 | 0 | 0 | 0 | 0 | 0 | 0 | 0 | 0 | 0 | 0 | 0 | 0 | 0 | 0 | 0 | 0 | 0 | 0 | 0 | 0 | 0 | 0 | 0 | 0 | 0 | 0 | 0 | 0 | 0 | 0 | 0 | 0 | 0 | 0 | 0 | 0 | 0 | 0 | 0 | 0 | 0 | 0 | 0 | 0 | 0 | 0 | 0 | 0 | 0 | 0 | 0 | 0 | 0 | 0 | 0 | 0 | 0 | 0 | 0 | 0 | 0 | 0 | 0 | 0 | 0 | 0 | 0 | 0 | 0 | 0 | 0 | 0 | 0 | 0 | 0 | 0 | 0 | 0 | 0 | 0 | 0 | 0 | 0 | 0 | 0 | 0 | 0 | 0 | 0 | 0 | 0 | 0 | 0 | 0 | 0 | 0 | 0 | 0 | 0 | 0 | 0 | 0 | 0 | 0 | 0 | 0 | 0 | 0 | 0 | 0 | 0 | 0 | 0 | 0 | 0 | 0 | 0 | 0 | 0 | 0 | 0 | 0 | 0 | 0 | 0 | 0 | 0 | 0 | 0 | 0 | 0 | 0 | 0 | 0 | 0 | 0 | 0 | 0 | 0 | 0 | 0 | 0 | 0 | 0 | 0 | 0 | 0 | 0 | 0 | 0 | 0 | 0 | 0 | 0 | 0 | 0 | 0 | 0 | 0 | 0 | 0 | 0 | 0 | 0 | 0 | 0 | 0 | 0 | 0 | 0 | 0 | 0 | 0 | 0 | 0 | 0 | 0 | 0 | 0 | 0 | 0 | 0 | 0 | 0 | 0 | 0 | 0
OR_Commercial_Interruptible - College_New_Food Preparation_Natural Gas_Steamer_A | OR | Commercial | Interruptible - College | New | Food Preparation | Natural Gas | Steamer | A | WCNG194 | Standard | ENERGY STAR | 8 | 0 | 0 | 0 | 0.01 | 737.87 | 0 | 0 | 0.7 | 0.2 | 1 units | 10.49% | 100% | Lost Opportunity | LOEven20_OR | 85% | TBD | 0% | 0 |  | 0 |  | 0 | RTF Wkbk - ComCookingSteamer_v5_0 | RTF Wkbk - ComCookingSteamer_v5_0 | RTF Wkbk - ComCookingSteamer_v5_0 | Standard | Standard | Standard | Standard | Standard | Standard | Standard | Standard | Standard | Standard | Standard | Standard | Standard | Standard | Standard | Standard | Standard | Standard | Standard | Standard | Standard | Standard | Standard | Standard | Standard | Standard | Standard | ENERGY STAR | ENERGY STAR | ENERGY STAR | ENERGY STAR | ENERGY STAR | ENERGY STAR | ENERGY STAR | ENERGY STAR | ENERGY STAR | ENERGY STAR | ENERGY STAR | ENERGY STAR | ENERGY STAR | ENERGY STAR | ENERGY STAR | ENERGY STAR | ENERGY STAR | ENERGY STAR | ENERGY STAR | ENERGY STAR | ENERGY STAR | ENERGY STAR | ENERGY STAR | ENERGY STAR | ENERGY STAR | ENERGY STAR | ENERGY STAR | 0.01 | 0.01 | 0.01 | 0.01 | 0.01 | 0.01 | 0.01 | 0.01 | 0.01 | 0.01 | 0.01 | 0.01 | 0.01 | 0.01 | 0.01 | 0.01 | 0.01 | 0.01 | 0.01 | 0.01 | 0.01 | 0.01 | 0.01 | 0.010743 | 0.010743 | 0.010743 | 0.010743 | 0 | 0 | 0 | 0 | 0 | 0 | 0 | 0 | 0 | 0 | 0 | 0 | 0 | 0 | 0 | 0 | 0 | 0 | 0 | 0 | 0 | 0 | 0 | 0 | 0 | 0 | 0 | 0 | 0 | 0 | 0 | 0 | 0 | 0 | 0 | 0 | 0 | 0 | 0 | 0 | 0 | 0 | 0 | 0 | 0 | 0 | 0 | 0 | 0 | 0 | 0 | 0 | 0 | 0 | 0 | 0 | 0 | 0 | 0 | 0 | 0 | 0 | 0 | 0 | 0 | 0 | 0 | 0 | 0 | 0 | 0 | 0 | 0 | 0 | 0 | 0 | 0 | 0 | 0 | 0 | 0 | 0 | 0 | 0 | 0 | 0 | 0 | 0 | 0 | 0 | 0 | 0 | 0 | 0 | 0 | 0 | 0 | 0 | 0 | 0 | 0 | 0 | 0 | 0 | 0 | 0 | 0 | 0 | 0 | 0 | 0 | 0 | 0 | 0 | 0 | 0 | 0 | 0 | 0 | 0 | 0 | 0 | 0 | 0 | 0 | 0 | 0 | 0 | 0 | 0 | 0 | 0 | 0 | 0 | 0 | 0 | 0 | 0 | 0 | 0 | 0 | 0 | 0 | 0 | 0 | 0 | 0 | 0 | 0 | 0 | 0 | 0 | 0 | 0 | 0 | 0 | 0 | 0 | 0 | 0 | 0 | 0 | 0 | 0 | 0 | 0 | 0 | 0 | 0 | 0 | 0 | 0 | 0 | 0 | 0 | 0 | 0 | 0 | 0 | 0 | 0 | 0 | 0 | 0 | 0 | 0 | 0 | 0 | 0 | 0 | 0 | 0 | 0 | 0 | 0 | 0 | 0 | 0 | 0 | 0 | 0 | 0 | 0 | 0 | 0 | 0 | 0 | 0 | 0 | 0 | 0 | 0 | 0 | 0 | 0 | 0 | 0 | 0 | 0 | 0 | 0 | 0 | 0 | 0 | 0 | 0 | 0 | 0 | 0 | 0 | 0 | 0 | 0 | 0 | 0 | 0 | 0 | 0 | 0 | 0 | 0 | 0 | 0 | 0 | 0 | 0 | 0 | 0 | 0 | 0 | 0 | 0 | 0 | 0 | 0 | 0 | 0 | 0 | 0 | 0 | 0 | 0 | 0 | 0 | 0 | 0 | 0 | 0 | 0 | 0 | 0 | 0 | 0 | 0 | 0 | 0 | 0 | 0 | 0 | 0 | 0 | 0 | 0 | 0 | 0 | 0 | 0 | 0 | 0 | 0 | 0 | 0 | 0 | 0 | 0 | 0 | 0 | 0 | 0 | 0 | 0 | 0 | 0 | 0 | 0 | 0 | 0 | 0 | 0 | 0 | 0 | 0 | 0 | 0 | 0 | 0 | 0 | 0 | 0 | 0 | 0 | 0 | 0 | 0 | 0 | 0 | 0 | 0 | 0 | 0 | 0 | 0 | 0 | 0 | 0 | 0 | 0 | 0 | 0 | 0 | 0 | 0 | 0 | 0 | 0 | 0 | 0 | 0 | 0 | 0 | 0 | 0 | 0 | 0 | 0 | 0 | 0 | 0 | 0 | 0 | 0 | 0 | 0 | 0 | 0 | 0 | 0 | 0 | 0 | 0 | 0 | 0 | 0 | 0 | 0 | 0 | 0 | 0 | 0 | 0 | 0 | 0 | 0 | 0 | 0 | 0 | 0 | 0 | 0 | 0 | 0 | 0 | 0 | 0 | 0 | 0 | 0 | 0 | 0 | 0 | 0 | 0 | 0 | 0 | 0 | 0 | 0 | 0 | 0 | 0 | 0 | 0 | 0 | 0 | 0 | 0 | 0 | 0 | 0 | 0 | 0 | 0 | 0 | 0 | 0 | 0 | 0 | 0 | 0 | 0 | 0 | 0 | 0 | 0 | 0 | 0 | 0 | 0 | 0 | 0 | 0 | 0 | 0 | 0 | 0 | 0 | 0 | 0 | 0 | 0 | 0 | 0 | 0 | 0 | 0 | 0 | 0 | 0 | 0 | 0 | 0 | 0 | 0 | 0 | 0 | 0 | 0 | 0 | 0 | 0 | 0 | 0 | 0 | 0 | 0 | 0 | 0
OR_Commercial_Interruptible - College_New_Food Preparation_Natural Gas_Commercial Food Prep Other_A | OR | Commercial | Interruptible - College | New | Food Preparation | Natural Gas | Commercial Food Prep Other | A | WCNG195 | Standard | ENERGY STAR | 10 | 0 | 0 | 0 | 254.64 | 0 | 0 | 0 | 0.7 | 0.2 | 1 units | 1.311% | 100% | Lost Opportunity | LOEven20_OR | 85% | TBD | 0% | 0 |  | 0 |  | 0 | N/A | N/A | N/A | Standard | Standard | Standard | Standard | Standard | Standard | Standard | Standard | Standard | Standard | Standard | Standard | Standard | Standard | Standard | Standard | Standard | Standard | Standard | Standard | Standard | Standard | Standard | Standard | Standard | Standard | Standard | ENERGY STAR | ENERGY STAR | ENERGY STAR | ENERGY STAR | ENERGY STAR | ENERGY STAR | ENERGY STAR | ENERGY STAR | ENERGY STAR | ENERGY STAR | ENERGY STAR | ENERGY STAR | ENERGY STAR | ENERGY STAR | ENERGY STAR | ENERGY STAR | ENERGY STAR | ENERGY STAR | ENERGY STAR | ENERGY STAR | ENERGY STAR | ENERGY STAR | ENERGY STAR | ENERGY STAR | ENERGY STAR | ENERGY STAR | ENERGY STAR | 254.64 | 254.64 | 254.64 | 254.64 | 254.64 | 254.64 | 254.64 | 254.64 | 254.64 | 254.64 | 254.64 | 254.64 | 254.64 | 254.64 | 254.64 | 254.64 | 254.64 | 254.64 | 254.64 | 254.64 | 254.64 | 254.64 | 254.64 | 254.6373 | 254.6373 | 254.6373 | 254.6373 | 0 | 0 | 0 | 0 | 0 | 0 | 0 | 0 | 0 | 0 | 0 | 0 | 0 | 0 | 0 | 0 | 0 | 0 | 0 | 0 | 0 | 0 | 0 | 0 | 0 | 0 | 0 | 0 | 0 | 0 | 0 | 0 | 0 | 0 | 0 | 0 | 0 | 0 | 0 | 0 | 0 | 0 | 0 | 0 | 0 | 0 | 0 | 0 | 0 | 0 | 0 | 0 | 0 | 0 | 0 | 0 | 0 | 0 | 0 | 0 | 0 | 0 | 0 | 0 | 0 | 0 | 0 | 0 | 0 | 0 | 0 | 0 | 0 | 0 | 0 | 0 | 0 | 0 | 0 | 0 | 0 | 0 | 0 | 0 | 0 | 0 | 0 | 0 | 0 | 0 | 0 | 0 | 0 | 0 | 0 | 0 | 0 | 0 | 0 | 0 | 0 | 0 | 0 | 0 | 0 | 0 | 0 | 0 | 0 | 0 | 0 | 0 | 0 | 0 | 0 | 0 | 0 | 0 | 0 | 0 | 0 | 0 | 0 | 0 | 0 | 0 | 0 | 0 | 0 | 0 | 0 | 0 | 0 | 0 | 0 | 0 | 0 | 0 | 0 | 0 | 0 | 0 | 0 | 0 | 0 | 0 | 0 | 0 | 0 | 0 | 0 | 0 | 0 | 0 | 0 | 0 | 0 | 0 | 0 | 0 | 0 | 0 | 0 | 0 | 0 | 0 | 0 | 0 | 0 | 0 | 0 | 0 | 0 | 0 | 0 | 0 | 0 | 0 | 0 | 0 | 0 | 0 | 0 | 0 | 0 | 0 | 0 | 0 | 0 | 0 | 0 | 0 | 0 | 0 | 0 | 0 | 0 | 0 | 0 | 0 | 0 | 0 | 0 | 0 | 0 | 0 | 0 | 0 | 0 | 0 | 0 | 0 | 0 | 0 | 0 | 0 | 0 | 0 | 0 | 0 | 0 | 0 | 0 | 0 | 0 | 0 | 0 | 0 | 0 | 0 | 0 | 0 | 0 | 0 | 0 | 0 | 0 | 0 | 0 | 0 | 0 | 0 | 0 | 0 | 0 | 0 | 0 | 0 | 0 | 0 | 0 | 0 | 0 | 0 | 0 | 0 | 0 | 0 | 0 | 0 | 0 | 0 | 0 | 0 | 0 | 0 | 0 | 0 | 0 | 0 | 0 | 0 | 0 | 0 | 0 | 0 | 0 | 0 | 0 | 0 | 0 | 0 | 0 | 0 | 0 | 0 | 0 | 0 | 0 | 0 | 0 | 0 | 0 | 0 | 0 | 0 | 0 | 0 | 0 | 0 | 0 | 0 | 0 | 0 | 0 | 0 | 0 | 0 | 0 | 0 | 0 | 0 | 0 | 0 | 0 | 0 | 0 | 0 | 0 | 0 | 0 | 0 | 0 | 0 | 0 | 0 | 0 | 0 | 0 | 0 | 0 | 0 | 0 | 0 | 0 | 0 | 0 | 0 | 0 | 0 | 0 | 0 | 0 | 0 | 0 | 0 | 0 | 0 | 0 | 0 | 0 | 0 | 0 | 0 | 0 | 0 | 0 | 0 | 0 | 0 | 0 | 0 | 0 | 0 | 0 | 0 | 0 | 0 | 0 | 0 | 0 | 0 | 0 | 0 | 0 | 0 | 0 | 0 | 0 | 0 | 0 | 0 | 0 | 0 | 0 | 0 | 0 | 0 | 0 | 0 | 0 | 0 | 0 | 0 | 0 | 0 | 0 | 0 | 0 | 0 | 0 | 0 | 0 | 0 | 0 | 0 | 0 | 0 | 0 | 0 | 0 | 0 | 0 | 0 | 0 | 0 | 0 | 0 | 0 | 0 | 0 | 0 | 0 | 0 | 0 | 0 | 0 | 0 | 0 | 0 | 0 | 0 | 0 | 0 | 0 | 0 | 0 | 0 | 0 | 0 | 0 | 0 | 0 | 0 | 0 | 0 | 0 | 0 | 0 | 0 | 0 | 0 | 0 | 0 | 0 | 0 | 0 | 0 | 0 | 0 | 0 | 0 | 0 | 0 | 0 | 0 | 0 | 0 | 0 | 0 | 0 | 0 | 0 | 0 | 0 | 0 | 0
OR_Commercial_Interruptible - College_New_Miscellaneous_Natural Gas_Pool Heater_A | OR | Commercial | Interruptible - College | New | Miscellaneous | Natural Gas | Pool Heater | A | WCNG196 | Standard (EF .78) | Condensing (EF .90) | 6 | 0 | 0 | 0 | 12715.41 | 0 | 0 | 0 | 0.7 | 0.2 | 1 units | 1.215% | 100% | Lost Opportunity | LO1Slow_OR | 84.66% | TBD | 0% | 0 |  | 0 |  | 0 | DOE Commercial R&D 2016 - Table 7-6 | DOE Commercial R&D 2016 - Table 7-7 | DOE Commercial R&D 2016 - Table 7-9 | Standard (EF .78) | Standard (EF .78) | Standard (EF .78) | Standard (EF .78) | Standard (EF .78) | Standard (EF .78) | Standard (EF .78) | Standard (EF .78) | Standard (EF .78) | Standard (EF .78) | Standard (EF .78) | Standard (EF .78) | Standard (EF .78) | Standard (EF .78) | Standard (EF .78) | Standard (EF .78) | Standard (EF .78) | Standard (EF .78) | Standard (EF .78) | Standard (EF .78) | Standard (EF .78) | Standard (EF .78) | Standard (EF .78) | Standard (EF .78) | Standard (EF .78) | Standard (EF .78) | Standard (EF .78) | Condensing (EF .90) | Condensing (EF .90) | Condensing (EF .90) | Condensing (EF .90) | Condensing (EF .90) | Condensing (EF .90) | Condensing (EF .90) | Condensing (EF .90) | Condensing (EF .90) | Condensing (EF .90) | Condensing (EF .90) | Condensing (EF .90) | Condensing (EF .90) | Condensing (EF .90) | Condensing (EF .90) | Condensing (EF .90) | Condensing (EF .90) | Condensing (EF .90) | Condensing (EF .90) | Condensing (EF .90) | Condensing (EF .90) | Condensing (EF .90) | Condensing (EF .90) | Condensing (EF .90) | Condensing (EF .90) | Condensing (EF .90) | Condensing (EF .90) | 12715.41 | 12715.41 | 12715.41 | 12715.41 | 12715.41 | 12715.41 | 12715.41 | 12715.41 | 12715.41 | 12715.41 | 12715.41 | 12715.41 | 12715.41 | 12715.41 | 12715.41 | 12715.41 | 12715.41 | 12715.41 | 12715.41 | 12715.41 | 12715.41 | 12715.41 | 12715.41 | 12715.4132 | 12715.4132 | 12715.4132 | 12715.4132 | 0 | 0 | 0 | 0 | 0 | 0 | 0 | 0 | 0 | 0 | 0 | 0 | 0 | 0 | 0 | 0 | 0 | 0 | 0 | 0 | 0 | 0 | 0 | 0 | 0 | 0 | 0 | 0 | 0 | 0 | 0 | 0 | 0 | 0 | 0 | 0 | 0 | 0 | 0 | 0 | 0 | 0 | 0 | 0 | 0 | 0 | 0 | 0 | 0 | 0 | 0 | 0 | 0 | 0 | 0 | 0 | 0 | 0 | 0 | 0 | 0 | 0 | 0 | 0 | 0 | 0 | 0 | 0 | 0 | 0 | 0 | 0 | 0 | 0 | 0 | 0 | 0 | 0 | 0 | 0 | 0 | 0 | 0 | 0 | 0 | 0 | 0 | 0 | 0 | 0 | 0 | 0 | 0 | 0 | 0 | 0 | 0 | 0 | 0 | 0 | 0 | 0 | 0 | 0 | 0 | 0 | 0 | 0 | 0 | 0 | 0 | 0 | 0 | 0 | 0 | 0 | 0 | 0 | 0 | 0 | 0 | 0 | 0 | 0 | 0 | 0 | 0 | 0 | 0 | 0 | 0 | 0 | 0 | 0 | 0 | 0 | 0 | 0 | 0 | 0 | 0 | 0 | 0 | 0 | 0 | 0 | 0 | 0 | 0 | 0 | 0 | 0 | 0 | 0 | 0 | 0 | 0 | 0 | 0 | 0 | 0 | 0 | 0 | 0 | 0 | 0 | 0 | 0 | 0 | 0 | 0 | 0 | 0 | 0 | 0 | 0 | 0 | 0 | 0 | 0 | 0 | 0 | 0 | 0 | 0 | 0 | 0 | 0 | 0 | 0 | 0 | 0 | 0 | 0 | 0 | 0 | 0 | 0 | 0 | 0 | 0 | 0 | 0 | 0 | 0 | 0 | 0 | 0 | 0 | 0 | 0 | 0 | 0 | 0 | 0 | 0 | 0 | 0 | 0 | 0 | 0 | 0 | 0 | 0 | 0 | 0 | 0 | 0 | 0 | 0 | 0 | 0 | 0 | 0 | 0 | 0 | 0 | 0 | 0 | 0 | 0 | 0 | 0 | 0 | 0 | 0 | 0 | 0 | 0 | 0 | 0 | 0 | 0 | 0 | 0 | 0 | 0 | 0 | 0 | 0 | 0 | 0 | 0 | 0 | 0 | 0 | 0 | 0 | 0 | 0 | 0 | 0 | 0 | 0 | 0 | 0 | 0 | 0 | 0 | 0 | 0 | 0 | 0 | 0 | 0 | 0 | 0 | 0 | 0 | 0 | 0 | 0 | 0 | 0 | 0 | 0 | 0 | 0 | 0 | 0 | 0 | 0 | 0 | 0 | 0 | 0 | 0 | 0 | 0 | 0 | 0 | 0 | 0 | 0 | 0 | 0 | 0 | 0 | 0 | 0 | 0 | 0 | 0 | 0 | 0 | 0 | 0 | 0 | 0 | 0 | 0 | 0 | 0 | 0 | 0 | 0 | 0 | 0 | 0 | 0 | 0 | 0 | 0 | 0 | 0 | 0 | 0 | 0 | 0 | 0 | 0 | 0 | 0 | 0 | 0 | 0 | 0 | 0 | 0 | 0 | 0 | 0 | 0 | 0 | 0 | 0 | 0 | 0 | 0 | 0 | 0 | 0 | 0 | 0 | 0 | 0 | 0 | 0 | 0 | 0 | 0 | 0 | 0 | 0 | 0 | 0 | 0 | 0 | 0 | 0 | 0 | 0 | 0 | 0 | 0 | 0 | 0 | 0 | 0 | 0 | 0 | 0 | 0 | 0 | 0 | 0 | 0 | 0 | 0 | 0 | 0 | 0 | 0 | 0 | 0 | 0 | 0 | 0 | 0 | 0 | 0 | 0 | 0 | 0 | 0 | 0 | 0 | 0 | 0 | 0 | 0 | 0 | 0 | 0 | 0 | 0 | 0 | 0 | 0 | 0 | 0 | 0 | 0 | 0 | 0 | 0 | 0 | 0 | 0 | 0 | 0 | 0 | 0 | 0 | 0 | 0 | 0 | 0 | 0 | 0 | 0 | 0 | 0 | 0 | 0 | 0 | 0 | 0 | 0 | 0 | 0 | 0 | 0 | 0 | 0 | 0 | 0
OR_Commercial_Interruptible - Health_Existing_Space Heating_Natural Gas_Furnace_A | OR | Commercial | Interruptible - Health | Existing | Space Heating | Natural Gas | Furnace | A | WCNG197 | AFUE 80% (Standard) | AFUE 96% | 23 | 249.9184 | 0 | 0 | 956.79 | -5.72 | 0 | 0 | 0.7 | 0.2 | 400 kBtu/hr | 13.17% | 100% | Lost Opportunity | LO1Slow_OR | 84.66% | TBD | 0% | 1225.3681 |  | 871.9926 |  | 0 | EIA18_Tech Forecast Updates_p.90_2020 Typical | EIA18_Tech Forecast Updates_p.90_2020 Typical | AEG BEST | AFUE 80% (Standard) | AFUE 80% (Standard) | AFUE 80% (Standard) | AFUE 90% | AFUE 90% | AFUE 90% | AFUE 90% | AFUE 90% | AFUE 90% | AFUE 90% | AFUE 90% | AFUE 90% | AFUE 90% | AFUE 90% | AFUE 90% | AFUE 90% | AFUE 90% | AFUE 90% | AFUE 90% | AFUE 90% | AFUE 90% | AFUE 90% | AFUE 90% | AFUE 90% | AFUE 90% | AFUE 90% | AFUE 90% | AFUE 96% | AFUE 96% | AFUE 96% | AFUE 96% | AFUE 96% | AFUE 96% | AFUE 96% | AFUE 96% | AFUE 96% | AFUE 96% | AFUE 96% | AFUE 96% | AFUE 96% | AFUE 96% | AFUE 96% | AFUE 96% | AFUE 96% | AFUE 96% | AFUE 96% | AFUE 96% | AFUE 96% | AFUE 96% | AFUE 96% | AFUE 96% | AFUE 96% | AFUE 96% | AFUE 96% | 1913.58 | 1913.58 | 1913.58 | 956.79 | 956.79 | 956.79 | 956.79 | 956.79 | 956.79 | 956.79 | 956.79 | 956.79 | 956.79 | 956.79 | 956.79 | 956.79 | 956.79 | 956.79 | 956.79 | 956.79 | 956.79 | 956.79 | 956.79 | 956.7894 | 956.7894 | 956.7894 | 956.7894 | 0 | 122.2515 | 121.7774 | 82.9831 | 82.9831 | 82.9831 | 82.9831 | 82.9831 | 82.9831 | 82.9831 | 82.9831 | 82.9831 | 82.9831 | 82.9831 | 82.9831 | 82.9831 | 82.9831 | 82.9831 | 82.9831 | 82.9831 | 82.9831 | 82.9831 | 82.9831 | 82.9831 | 82.9831 | 82.9831 | 82.9831 | 0.043667 | 0.033818 | 0.038145 | 0.042716 | 0.047513 | 0.052519 | 0.057716 | 0.063092 | 0.068053 | 0.072634 | 0.076861 | 0.080764 | 0.084366 | 0.087692 | 0.090761 | 0.093594 | 0.09621 | 0.090808 | 0.086111 | 0.082089 | 0.078709 | 0.07594 | 0.073753 | 0.042364 | 0.037194 | 0.043667 | 0.063574 | 0.10172 | 0.14443 | 0.19195 | 0.24447 | 0.30218 | 0.36527 | 0.43333 | 0.50596 | 0.58282 | 0.66359 | 0.74795 | 0.83564 | 0.92641 | 1.02 | 1.1162 | 1.207 | 1.2931 | 1.3752 | 1.4539 | 1.5299 | 1.6036 | 1.646 | 1.6832 | 0.35858 | 0.40753 | 0.45967 | 0.51476 | 0.57256 | 0.63288 | 0.69552 | 0.7603 | 0.82009 | 0.87528 | 0.92623 | 0.97326 | 1.0167 | 1.0567 | 1.0937 | 1.1279 | 1.1594 | 1.0943 | 1.0377 | 0.98922 | 0.94849 | 0.91512 | 0.88877 | 0.51051 | 0.44821 | 0.35858 | 0.7661 | 1.2258 | 1.7405 | 2.3131 | 2.946 | 3.6415 | 4.4018 | 5.2219 | 6.0972 | 7.0234 | 7.9966 | 9.0133 | 10.0701 | 11.1638 | 12.2917 | 13.4511 | 14.5453 | 15.583 | 16.5723 | 17.5208 | 18.4359 | 19.3247 | 19.8352 | 20.2834 | 0.00018558 | 0.00022106 | 0.00054445 | 0.0011472 | 0.0021836 | 0.0038504 | 0.0063793 | 0.010017 | 0.014865 | 0.020976 | 0.028265 | 0.036482 | 0.045224 | 0.053977 | 0.06221 | 0.069477 | 0.07551 | 0.074099 | 0.071731 | 0.069496 | 0.066635 | 0.064291 | 0.062439 | 0.06093 | 0.059898 | 0.00018558 | 0.00034753 | 0.00089197 | 0.0020392 | 0.0042228 | 0.0080733 | 0.014453 | 0.02447 | 0.039335 | 0.060311 | 0.088576 | 0.12506 | 0.17028 | 0.22426 | 0.28647 | 0.35595 | 0.43146 | 0.50555 | 0.57728 | 0.64678 | 0.71342 | 0.77771 | 0.84015 | 0.90108 | 0.96097 | 0.001524 | 0.002664 | 0.0065609 | 0.013825 | 0.026314 | 0.0464 | 0.076874 | 0.12071 | 0.17914 | 0.25278 | 0.34061 | 0.43963 | 0.54497 | 0.65046 | 0.74967 | 0.83724 | 0.90994 | 0.89294 | 0.8644 | 0.83748 | 0.80299 | 0.77474 | 0.75244 | 0.73425 | 0.7218 | 0.001524 | 0.0041879 | 0.010749 | 0.024574 | 0.050888 | 0.097288 | 0.17416 | 0.29487 | 0.47401 | 0.72679 | 1.0674 | 1.507 | 2.052 | 2.7025 | 3.4521 | 4.2894 | 5.1993 | 6.0923 | 6.9567 | 7.7941 | 8.5971 | 9.3719 | 10.1243 | 10.8585 | 11.5804 | 0.00018558 | 0.00022106 | 0.00054445 | 0.0011472 | 0.0021836 | 0.0038504 | 0.0063793 | 0.010017 | 0.014865 | 0.020976 | 0.028265 | 0.036482 | 0.045224 | 0.053977 | 0.06221 | 0.069477 | 0.07551 | 0.074099 | 0.071731 | 0.069496 | 0.066635 | 0.064291 | 0.062439 | 0.06093 | 0.059898 | 0.00018558 | 0.00034753 | 0.00089197 | 0.0020392 | 0.0042228 | 0.0080733 | 0.014453 | 0.02447 | 0.039335 | 0.060311 | 0.088576 | 0.12506 | 0.17028 | 0.22426 | 0.28647 | 0.35595 | 0.43146 | 0.50555 | 0.57728 | 0.64678 | 0.71342 | 0.77771 | 0.84015 | 0.90108 | 0.96097 | 0.001524 | 0.002664 | 0.0065609 | 0.013825 | 0.026314 | 0.0464 | 0.076874 | 0.12071 | 0.17914 | 0.25278 | 0.34061 | 0.43963 | 0.54497 | 0.65046 | 0.74967 | 0.83724 | 0.90994 | 0.89294 | 0.8644 | 0.83748 | 0.80299 | 0.77474 | 0.75244 | 0.73425 | 0.7218 | 0.001524 | 0.0041879 | 0.010749 | 0.024574 | 0.050888 | 0.097288 | 0.17416 | 0.29487 | 0.47401 | 0.72679 | 1.0674 | 1.507 | 2.052 | 2.7025 | 3.4521 | 4.2894 | 5.1993 | 6.0923 | 6.9567 | 7.7941 | 8.5971 | 9.3719 | 10.1243 | 10.8585 | 11.5804 | 0.00018558 | 0.00022106 | 0.00054445 | 0.0011472 | 0.0021836 | 0.0038504 | 0.0063793 | 0.010017 | 0.014865 | 0.020976 | 0.028265 | 0.036482 | 0.045224 | 0.053977 | 0.06221 | 0.069477 | 0.07551 | 0.074099 | 0.071731 | 0.069496 | 0.066635 | 0.064291 | 0.062439 | 0.06093 | 0.059898 | 0.00018558 | 0.00034753 | 0.00089197 | 0.0020392 | 0.0042228 | 0.0080733 | 0.014453 | 0.02447 | 0.039335 | 0.060311 | 0.088576 | 0.12506 | 0.17028 | 0.22426 | 0.28647 | 0.35595 | 0.43146 | 0.50555 | 0.57728 | 0.64678 | 0.71342 | 0.77771 | 0.84015 | 0.90108 | 0.96097 | 0.001524 | 0.002664 | 0.0065609 | 0.013825 | 0.026314 | 0.0464 | 0.076874 | 0.12071 | 0.17914 | 0.25278 | 0.34061 | 0.43963 | 0.54497 | 0.65046 | 0.74967 | 0.83724 | 0.90994 | 0.89294 | 0.8644 | 0.83748 | 0.80299 | 0.77474 | 0.75244 | 0.73425 | 0.7218 | 0.001524 | 0.0041879 | 0.010749 | 0.024574 | 0.050888 | 0.097288 | 0.17416 | 0.29487 | 0.47401 | 0.72679 | 1.0674 | 1.507 | 2.052 | 2.7025 | 3.4521 | 4.2894 | 5.1993 | 6.0923 | 6.9567 | 7.7941 | 8.5971 | 9.3719 | 10.1243 | 10.8585 | 11.5804 | 835.0084 | 1287.0039 | 1287.0039 | 1287.0039 | 1287.0039 | 1287.0039 | 1287.0039 | 1287.0039 | 1287.0039 | 1287.0039 | 1287.0039 | 1287.0039 | 1287.0039 | 1287.0039 | 1287.0039 | 1287.0039 | 1287.0039 | 1287.0039 | 1287.0039 | 1287.0039 | 1287.0039 | 1287.0032 | 1287.0032 | 1287.0032 | 1287.0032 | 609.0107 | 913.516 | 913.516 | 913.516 | 913.516 | 913.516 | 913.516 | 913.516 | 913.516 | 913.516 | 913.516 | 913.516 | 913.516 | 913.516 | 913.516 | 913.516 | 913.516 | 913.516 | 913.516 | 913.516 | 913.516 | 913.5155 | 913.5155 | 913.5155 | 913.5155
OR_Commercial_Interruptible - Health_Existing_Space Heating_Natural Gas_Boiler_A | OR | Commercial | Interruptible - Health | Existing | Space Heating | Natural Gas | Boiler | A | WCNG198 | AFUE 80% (Standard) | AFUE 85% | 25 | 431.2043 | 0 | 0 | 6982.75 | 0 | 0 | 0 | 0.7 | 0.2 | 800 kBtu/hr | 74.23% | 100% | Lost Opportunity | LO20Fast_OR | 84.66% | TBD | 0% | 1676.0041 |  | 1257.0031 |  | 0 | EIA 2018 Tech Forecast | EIA 2018 Tech Forecast | AEG BEST | AFUE 80% (Standard) | AFUE 80% (Standard) | AFUE 80% (Standard) | AFUE 80% (Standard) | AFUE 80% (Standard) | AFUE 80% (Standard) | AFUE 80% (Standard) | AFUE 80% (Standard) | AFUE 80% (Standard) | AFUE 80% (Standard) | AFUE 80% (Standard) | AFUE 80% (Standard) | AFUE 80% (Standard) | AFUE 80% (Standard) | AFUE 80% (Standard) | AFUE 80% (Standard) | AFUE 80% (Standard) | AFUE 80% (Standard) | AFUE 80% (Standard) | AFUE 80% (Standard) | AFUE 80% (Standard) | AFUE 80% (Standard) | AFUE 80% (Standard) | AFUE 80% (Standard) | AFUE 80% (Standard) | AFUE 80% (Standard) | AFUE 80% (Standard) | AFUE 85% | AFUE 85% | AFUE 85% | AFUE 85% | AFUE 97% | AFUE 97% | AFUE 97% | AFUE 97% | AFUE 97% | AFUE 97% | AFUE 97% | AFUE 97% | AFUE 97% | AFUE 97% | AFUE 97% | AFUE 97% | AFUE 97% | AFUE 97% | AFUE 97% | AFUE 97% | AFUE 97% | AFUE 97% | AFUE 97% | AFUE 97% | AFUE 97% | AFUE 97% | AFUE 97% | 6982.75 | 6982.75 | 6982.75 | 6982.75 | 21006.57 | 21006.57 | 21006.57 | 21006.57 | 21006.57 | 21006.57 | 21006.57 | 21006.57 | 21006.57 | 21006.57 | 21006.57 | 21006.57 | 21006.57 | 21006.57 | 21006.57 | 21006.57 | 21006.57 | 21006.57 | 21006.57 | 21006.5738 | 21006.5738 | 21006.5738 | 21006.5738 | 0 | 3064.0148 | 3052.1334 | 3052.1334 | 3052.1334 | 3052.1334 | 3052.1334 | 3052.1334 | 3052.1334 | 3052.1334 | 3052.1334 | 3052.1334 | 3052.1334 | 3052.1334 | 3052.1334 | 3052.1334 | 3052.1334 | 3052.1334 | 3052.1334 | 3052.1334 | 3052.1334 | 3052.1334 | 3052.1334 | 3052.1334 | 3052.1334 | 3052.1334 | 3052.1334 | 7.2791 | 7.3387 | 7.3929 | 7.4421 | 7.4869 | 7.5276 | 7.5647 | 7.5983 | 7.6289 | 7.6567 | 7.682 | 7.705 | 7.7259 | 7.7449 | 7.7621 | 7.7778 | 7.7921 | 7.8051 | 7.8169 | 7.8276 | 7.7718 | 7.727 | 7.6917 | 7.6645 | 7.6443 | 7.2791 | 14.6177 | 22.0106 | 29.4527 | 36.9396 | 44.4673 | 52.0319 | 59.6302 | 67.2591 | 74.9159 | 82.5979 | 90.3028 | 98.0287 | 105.7736 | 113.5357 | 121.3135 | 129.1057 | 136.9107 | 144.7276 | 152.5552 | 160.327 | 168.054 | 175.7456 | 183.4101 | 191.0544 | 2.3849 | 2.4044 | 2.4222 | 2.4383 | 2.453 | 2.4664 | 2.4785 | 2.4895 | 2.4995 | 2.5086 | 2.5169 | 2.5245 | 2.5313 | 2.5375 | 2.5432 | 2.5483 | 2.553 | 2.5573 | 2.5611 | 2.5646 | 2.5463 | 2.5317 | 2.5201 | 2.5112 | 2.5046 | 2.3849 | 4.7893 | 7.2115 | 9.6499 | 12.1029 | 14.5692 | 17.0477 | 19.5372 | 22.0368 | 24.5454 | 27.0623 | 29.5868 | 32.1181 | 34.6556 | 37.1988 | 39.7471 | 42.3001 | 44.8574 | 47.4185 | 49.9831 | 52.5295 | 55.0611 | 57.5812 | 60.0924 | 62.597 | 0.15794 | 0.27084 | 1.1971 | 1.4134 | 1.6056 | 1.7741 | 1.9203 | 2.0462 | 2.1539 | 2.2454 | 2.3229 | 2.3846 | 2.4338 | 2.4731 | 2.5047 | 2.5301 | 2.5506 | 2.5719 | 2.5888 | 2.6107 | 2.5921 | 2.5772 | 2.5654 | 2.5563 | 2.5496 | 0.15794 | 0.42878 | 1.5487 | 2.9622 | 4.5678 | 6.3418 | 8.2621 | 10.3083 | 12.4622 | 14.7076 | 17.0305 | 19.4151 | 21.8488 | 24.3219 | 26.8266 | 29.3567 | 31.9073 | 34.4791 | 37.0679 | 39.6787 | 42.2708 | 44.8479 | 47.4133 | 49.9697 | 52.5192 | 0.36769 | 0.63054 | 0.99561 | 1.1755 | 1.3353 | 1.4754 | 1.597 | 1.7017 | 1.7913 | 1.8674 | 1.9318 | 1.9831 | 2.0241 | 2.0568 | 2.083 | 2.1041 | 2.1212 | 2.1389 | 2.153 | 2.1712 | 2.1557 | 2.1433 | 2.1335 | 2.126 | 2.1204 | 0.36769 | 0.99824 | 1.9939 | 3.1693 | 4.5046 | 5.98 | 7.577 | 9.2788 | 11.0701 | 12.9375 | 14.8693 | 16.8524 | 18.8765 | 20.9333 | 23.0163 | 25.1204 | 27.2416 | 29.3805 | 31.5335 | 33.7047 | 35.8604 | 38.0037 | 40.1373 | 42.2632 | 44.3836 | 0 | 0.15923 | 0.93144 | 1.2051 | 1.422 | 1.6143 | 1.7828 | 1.9288 | 2.0545 | 2.1617 | 2.2528 | 2.3298 | 2.391 | 2.4398 | 2.4786 | 2.5097 | 2.5347 | 2.5548 | 2.5757 | 2.5924 | 2.5921 | 2.5772 | 2.5654 | 2.5563 | 2.5496 | 0 | 0.15923 | 1.062 | 2.2671 | 3.6891 | 5.3034 | 7.0862 | 9.015 | 11.0695 | 13.2312 | 15.484 | 17.8138 | 20.2049 | 22.6446 | 25.1233 | 27.633 | 30.1677 | 32.7225 | 35.2983 | 37.8906 | 40.4827 | 43.0599 | 45.6253 | 48.1816 | 50.7312 | 0 | 0.37071 | 0.77463 | 1.0022 | 1.1826 | 1.3425 | 1.4826 | 1.6041 | 1.7086 | 1.7978 | 1.8736 | 1.9376 | 1.9885 | 2.029 | 2.0614 | 2.0872 | 2.108 | 2.1247 | 2.1421 | 2.156 | 2.1557 | 2.1433 | 2.1335 | 2.126 | 2.1204 | 0 | 0.37071 | 1.1453 | 2.1476 | 3.3302 | 4.6727 | 6.1553 | 7.7595 | 9.4681 | 11.2659 | 13.1394 | 15.0771 | 17.0656 | 19.0946 | 21.156 | 23.2432 | 25.3512 | 27.4759 | 29.618 | 31.774 | 33.9297 | 36.073 | 38.2065 | 40.3325 | 42.4529 | 0.15794 | 0.27084 | 1.1971 | 1.4134 | 1.6056 | 1.7741 | 1.9203 | 2.0462 | 2.1539 | 2.2454 | 2.3229 | 2.3846 | 2.4338 | 2.4731 | 2.5047 | 2.5301 | 2.5506 | 2.5719 | 2.5888 | 2.6107 | 2.5921 | 2.5772 | 2.5654 | 2.5563 | 2.5496 | 0.15794 | 0.42878 | 1.5487 | 2.9622 | 4.5678 | 6.3418 | 8.2621 | 10.3083 | 12.4622 | 14.7076 | 17.0305 | 19.4151 | 21.8488 | 24.3219 | 26.8266 | 29.3567 | 31.9073 | 34.4791 | 37.0679 | 39.6787 | 42.2708 | 44.8479 | 47.4133 | 49.9697 | 52.5192 | 0.36769 | 0.63054 | 0.99561 | 1.1755 | 1.3353 | 1.4754 | 1.597 | 1.7017 | 1.7913 | 1.8674 | 1.9318 | 1.9831 | 2.0241 | 2.0568 | 2.083 | 2.1041 | 2.1212 | 2.1389 | 2.153 | 2.1712 | 2.1557 | 2.1433 | 2.1335 | 2.126 | 2.1204 | 0.36769 | 0.99824 | 1.9939 | 3.1693 | 4.5046 | 5.98 | 7.577 | 9.2788 | 11.0701 | 12.9375 | 14.8693 | 16.8524 | 18.8765 | 20.9333 | 23.0163 | 25.1204 | 27.2416 | 29.3805 | 31.5335 | 33.7047 | 35.8604 | 38.0037 | 40.1373 | 42.2632 | 44.3836 | 1660.439 | 1660.439 | 1676.5846 | 1676.5846 | 1676.5846 | 1676.5846 | 1676.5846 | 1676.5846 | 1676.5846 | 1676.5846 | 1676.5846 | 1676.5846 | 1676.5846 | 1676.5846 | 1676.5846 | 1676.5846 | 1676.5846 | 1676.5846 | 1676.5846 | 1676.5846 | 1676.5846 | 1676.5849 | 1676.5849 | 1676.5849 | 1676.5849 | 1245.3292 | 1245.3292 | 1257.4384 | 1257.4384 | 1257.4384 | 1257.4384 | 1257.4384 | 1257.4384 | 1257.4384 | 1257.4384 | 1257.4384 | 1257.4384 | 1257.4384 | 1257.4384 | 1257.4384 | 1257.4384 | 1257.4384 | 1257.4384 | 1257.4384 | 1257.4384 | 1257.4384 | 1257.4387 | 1257.4387 | 1257.4387 | 1257.4387
OR_Commercial_Interruptible - Health_Existing_Space Heating_Natural Gas_Unit Heater_A | OR | Commercial | Interruptible - Health | Existing | Space Heating | Natural Gas | Unit Heater | A | WCNG199 | Standard | Infrared Radiant | 15 | 0 | 0 | 0 | 16127.37 | -2197.29 | 0 | 0 | 0.7 | 0.2 | 120 kBtu/Hr | 0% | 100% | Lost Opportunity | LO5Med_OR | 85% | TBD | 0% | 0 |  | 0 |  | 0 | Xcel CO 2021/22 DSM Plan/TRM p.424 | Xcel CO 2021/22 DSM Plan/TRM p.416 | Xcel CO 2021/22 DSM Plan/TRM p.416 | Standard | Standard | Standard | Standard | Standard | Standard | Standard | Standard | Standard | Standard | Standard | Standard | Standard | Standard | Standard | Standard | Standard | Standard | Standard | Standard | Standard | Standard | Standard | Standard | Standard | Standard | Standard | Infrared Radiant | Infrared Radiant | Infrared Radiant | Infrared Radiant | Infrared Radiant | Infrared Radiant | Infrared Radiant | Infrared Radiant | Infrared Radiant | Infrared Radiant | Infrared Radiant | Infrared Radiant | Infrared Radiant | Infrared Radiant | Infrared Radiant | Infrared Radiant | Infrared Radiant | Infrared Radiant | Infrared Radiant | Infrared Radiant | Infrared Radiant | Infrared Radiant | Infrared Radiant | Infrared Radiant | Infrared Radiant | Infrared Radiant | Infrared Radiant | 16127.37 | 16127.37 | 16127.37 | 16127.37 | 16127.37 | 16127.37 | 16127.37 | 16127.37 | 16127.37 | 16127.37 | 16127.37 | 16127.37 | 16127.37 | 16127.37 | 16127.37 | 16127.37 | 16127.37 | 16127.37 | 16127.37 | 16127.37 | 16127.37 | 16127.37 | 16127.37 | 16127.3721 | 16127.3721 | 16127.3721 | 16127.3721 | 0 | 0 | 0 | 0 | 0 | 0 | 0 | 0 | 0 | 0 | 0 | 0 | 0 | 0 | 0 | 0 | 0 | 0 | 0 | 0 | 0 | 0 | 0 | 0 | 0 | 0 | 0 | 0 | 0 | 0 | 0 | 0 | 0 | 0 | 0 | 0 | 0 | 0 | 0 | 0 | 0 | 0 | 0 | 0 | 0 | 0 | 0 | 0 | 0 | 0 | 0 | 0 | 0 | 0 | 0 | 0 | 0 | 0 | 0 | 0 | 0 | 0 | 0 | 0 | 0 | 0 | 0 | 0 | 0 | 0 | 0 | 0 | 0 | 0 | 0 | 0 | 0 | 0 | 0 | 0 | 0 | 0 | 0 | 0 | 0 | 0 | 0 | 0 | 0 | 0 | 0 | 0 | 0 | 0 | 0 | 0 | 0 | 0 | 0 | 0 | 0 | 0 | 0 | 0 | 0 | 0 | 0 | 0 | 0 | 0 | 0 | 0 | 0 | 0 | 0 | 0 | 0 | 0 | 0 | 0 | 0 | 0 | 0 | 0 | 0 | 0 | 0 | 0 | 0 | 0 | 0 | 0 | 0 | 0 | 0 | 0 | 0 | 0 | 0 | 0 | 0 | 0 | 0 | 0 | 0 | 0 | 0 | 0 | 0 | 0 | 0 | 0 | 0 | 0 | 0 | 0 | 0 | 0 | 0 | 0 | 0 | 0 | 0 | 0 | 0 | 0 | 0 | 0 | 0 | 0 | 0 | 0 | 0 | 0 | 0 | 0 | 0 | 0 | 0 | 0 | 0 | 0 | 0 | 0 | 0 | 0 | 0 | 0 | 0 | 0 | 0 | 0 | 0 | 0 | 0 | 0 | 0 | 0 | 0 | 0 | 0 | 0 | 0 | 0 | 0 | 0 | 0 | 0 | 0 | 0 | 0 | 0 | 0 | 0 | 0 | 0 | 0 | 0 | 0 | 0 | 0 | 0 | 0 | 0 | 0 | 0 | 0 | 0 | 0 | 0 | 0 | 0 | 0 | 0 | 0 | 0 | 0 | 0 | 0 | 0 | 0 | 0 | 0 | 0 | 0 | 0 | 0 | 0 | 0 | 0 | 0 | 0 | 0 | 0 | 0 | 0 | 0 | 0 | 0 | 0 | 0 | 0 | 0 | 0 | 0 | 0 | 0 | 0 | 0 | 0 | 0 | 0 | 0 | 0 | 0 | 0 | 0 | 0 | 0 | 0 | 0 | 0 | 0 | 0 | 0 | 0 | 0 | 0 | 0 | 0 | 0 | 0 | 0 | 0 | 0 | 0 | 0 | 0 | 0 | 0 | 0 | 0 | 0 | 0 | 0 | 0 | 0 | 0 | 0 | 0 | 0 | 0 | 0 | 0 | 0 | 0 | 0 | 0 | 0 | 0 | 0 | 0 | 0 | 0 | 0 | 0 | 0 | 0 | 0 | 0 | 0 | 0 | 0 | 0 | 0 | 0 | 0 | 0 | 0 | 0 | 0 | 0 | 0 | 0 | 0 | 0 | 0 | 0 | 0 | 0 | 0 | 0 | 0 | 0 | 0 | 0 | 0 | 0 | 0 | 0 | 0 | 0 | 0 | 0 | 0 | 0 | 0 | 0 | 0 | 0 | 0 | 0 | 0 | 0 | 0 | 0 | 0 | 0 | 0 | 0 | 0 | 0 | 0 | 0 | 0 | 0 | 0 | 0 | 0 | 0 | 0 | 0 | 0 | 0 | 0 | 0 | 0 | 0 | 0 | 0 | 0 | 0 | 0 | 0 | 0 | 0 | 0 | 0 | 0 | 0 | 0 | 0 | 0 | 0 | 0 | 0 | 0 | 0 | 0 | 0 | 0 | 0 | 0 | 0 | 0 | 0 | 0 | 0 | 0 | 0 | 0 | 0 | 0 | 0 | 0 | 0 | 0 | 0 | 0 | 0 | 0 | 0 | 0 | 0 | 0 | 0 | 0 | 0 | 0 | 0 | 0 | 0 | 0 | 0 | 0 | 0 | 0 | 0 | 0 | 0 | 0 | 0 | 0 | 0 | 0 | 0 | 0 | 0 | 0 | 0 | 0 | 0 | 0 | 0 | 0 | 0 | 0
OR_Commercial_Interruptible - Health_Existing_Water Heating_Natural Gas_Water Heater_A | OR | Commercial | Interruptible - Health | Existing | Water Heating | Natural Gas | Water Heater | A | WCNG200 | TE 88% | Tankless | 10 | 4.8851 | 0 | 0 | 4.9 | 1.3 | 0 | 0 | 0.7 | 0.2 | 1 kBtu/hr | 80.97% | 100% | Lost Opportunity | LO12Med_OR | 84.74% | TBD | 0% | -96.1446 |  | 127.996 |  | 0 | AEO 2021 - gas_water_heater 2017 ENERGY STAR | AEO 2021 - gas_water_heater 2017 ENERGY STAR | DHW_WH-Water Heating-NMTRM-2016-7 | TE 88% | TE 88% | TE 88% | TE 88% | TE 88% | TE 88% | TE 88% | TE 88% | TE 88% | TE 88% | TE 88% | TE 88% | TE 88% | TE 88% | TE 88% | TE 88% | TE 88% | TE 88% | TE 88% | TE 88% | TE 88% | TE 88% | TE 88% | TE 88% | TE 88% | TE 88% | TE 88% | Tankless | Tankless | Tankless | Tankless | Tankless | Tankless | Tankless | Tankless | Tankless | Tankless | Tankless | Tankless | Tankless | Tankless | Tankless | Tankless | Tankless | Tankless | Tankless | Tankless | Tankless | Tankless | Tankless | Tankless | Tankless | Tankless | Tankless | 4.9 | 4.9 | 4.9 | 4.9 | 4.9 | 4.9 | 4.9 | 4.9 | 4.9 | 4.9 | 4.9 | 4.9 | 4.9 | 4.9 | 4.9 | 4.9 | 4.9 | 4.9 | 4.9 | 4.9 | 4.9 | 4.9 | 4.9 | 4.8991 | 4.8991 | 4.8991 | 4.8991 | 0 | 2.8505 | 6.0949 | 6.0949 | 6.0949 | 6.0949 | 6.0949 | 6.0949 | 6.0949 | 6.0949 | 6.0949 | 6.0949 | 6.0949 | 6.0949 | 6.0949 | 6.0949 | 6.0949 | 6.0949 | 6.0949 | 6.0949 | 6.0949 | 6.0949 | 6.0949 | 6.0949 | 6.0949 | 6.0949 | 6.0949 | 5.7705 | 5.4907 | 5.2669 | 5.0878 | 4.9446 | 4.83 | 4.7383 | 4.6649 | 4.956 | 5.1189 | 0 | 0 | 0 | 1.6526 | 1.3221 | 1.0577 | 0.84615 | 0.74686 | 0.35968 | 0.14226 | 0 | 0 | 0.31651 | 0 | 0 | 5.7705 | 11.2612 | 16.528 | 21.6158 | 26.5604 | 31.3903 | 36.1286 | 40.7936 | 45.7496 | 50.8684 | 50.8684 | 50.8684 | 50.8684 | 52.5211 | 53.8432 | 54.9009 | 55.747 | 56.4939 | 56.8535 | 56.9958 | 56.9958 | 56.9958 | 57.3123 | 57.3123 | 57.3123 | 946.7673 | 900.8634 | 864.1403 | 834.7618 | 811.259 | 792.4568 | 777.415 | 765.3816 | 813.1347 | 839.8612 | 0 | 0 | 0 | 271.1485 | 216.9188 | 173.5351 | 138.8281 | 122.5384 | 59.0124 | 23.3399 | 0 | 0 | 51.9304 | 0 | 0 | 946.7673 | 1847.6307 | 2711.771 | 3546.5328 | 4357.7918 | 5150.2487 | 5927.6637 | 6693.0453 | 7506.18 | 8346.0413 | 8346.0413 | 8346.0413 | 8346.0413 | 8617.1898 | 8834.1086 | 9007.6437 | 9146.4718 | 9269.0102 | 9328.0226 | 9351.3625 | 9351.3625 | 9351.3625 | 9403.2929 | 9403.2929 | 9403.2929 | 0.2509 | 0.47746 | 0.687 | 0.88486 | 1.0749 | 1.239 | 1.3638 | 1.4596 | 1.6499 | 1.7862 | 1.6278 | 1.46 | 1.2841 | 1.7223 | 1.3819 | 1.0939 | 0.84914 | 0.68507 | 0.45663 | 0.29875 | 0.19248 | 0.12273 | 0.24156 | 0 | 0 | 0.2509 | 0.72836 | 1.4154 | 2.3002 | 3.3751 | 4.6142 | 5.978 | 7.4376 | 9.0875 | 10.8737 | 12.5015 | 13.9615 | 15.2456 | 16.9679 | 18.3498 | 19.4437 | 20.2928 | 20.9779 | 21.4345 | 21.7333 | 21.9258 | 22.0485 | 22.2901 | 22.2901 | 22.2901 | 88.0194 | 167.5037 | 241.0132 | 310.4259 | 377.1073 | 434.6733 | 478.4607 | 512.0408 | 578.8222 | 626.6308 | 571.0757 | 512.2022 | 450.4805 | 604.216 | 484.7926 | 383.776 | 297.8944 | 240.335 | 160.195 | 104.8081 | 67.5241 | 43.0577 | 84.7444 | 0 | 0 | 88.0194 | 255.5231 | 496.5363 | 806.9623 | 1184.0696 | 1618.7429 | 2097.2036 | 2609.2444 | 3188.0666 | 3814.6975 | 4385.7732 | 4897.9754 | 5348.4559 | 5952.6719 | 6437.4645 | 6821.2406 | 7119.135 | 7359.47 | 7519.665 | 7624.4731 | 7691.9972 | 7735.0548 | 7819.7993 | 7819.7993 | 7819.7993 | 0.2509 | 0.47746 | 0.687 | 0.88486 | 1.0749 | 1.239 | 1.3638 | 1.4596 | 1.6499 | 1.7862 | 1.6278 | 1.46 | 1.2841 | 1.7223 | 1.3819 | 1.0939 | 0.84914 | 0.68507 | 0.45663 | 0.29875 | 0.19248 | 0.12273 | 0.24156 | 0 | 0 | 0.2509 | 0.72836 | 1.4154 | 2.3002 | 3.3751 | 4.6142 | 5.978 | 7.4376 | 9.0875 | 10.8737 | 12.5015 | 13.9615 | 15.2456 | 16.9679 | 18.3498 | 19.4437 | 20.2928 | 20.9779 | 21.4345 | 21.7333 | 21.9258 | 22.0485 | 22.2901 | 22.2901 | 22.2901 | 88.0194 | 167.5037 | 241.0132 | 310.4259 | 377.1073 | 434.6733 | 478.4607 | 512.0408 | 578.8222 | 626.6308 | 571.0757 | 512.2022 | 450.4805 | 604.216 | 484.7926 | 383.776 | 297.8944 | 240.335 | 160.195 | 104.8081 | 67.5241 | 43.0577 | 84.7444 | 0 | 0 | 88.0194 | 255.5231 | 496.5363 | 806.9623 | 1184.0696 | 1618.7429 | 2097.2036 | 2609.2444 | 3188.0666 | 3814.6975 | 4385.7732 | 4897.9754 | 5348.4559 | 5952.6719 | 6437.4645 | 6821.2406 | 7119.135 | 7359.47 | 7519.665 | 7624.4731 | 7691.9972 | 7735.0548 | 7819.7993 | 7819.7993 | 7819.7993 | 0.2509 | 0.47746 | 0.687 | 0.88486 | 1.0749 | 1.239 | 1.3638 | 1.4596 | 1.6499 | 1.7862 | 1.6278 | 1.46 | 1.2841 | 1.7223 | 1.3819 | 1.0939 | 0.84914 | 0.68507 | 0.45663 | 0.29875 | 0.19248 | 0.12273 | 0.24156 | 0 | 0 | 0.2509 | 0.72836 | 1.4154 | 2.3002 | 3.3751 | 4.6142 | 5.978 | 7.4376 | 9.0875 | 10.8737 | 12.5015 | 13.9615 | 15.2456 | 16.9679 | 18.3498 | 19.4437 | 20.2928 | 20.9779 | 21.4345 | 21.7333 | 21.9258 | 22.0485 | 22.2901 | 22.2901 | 22.2901 | 88.0194 | 167.5037 | 241.0132 | 310.4259 | 377.1073 | 434.6733 | 478.4607 | 512.0408 | 578.8222 | 626.6308 | 571.0757 | 512.2022 | 450.4805 | 604.216 | 484.7926 | 383.776 | 297.8944 | 240.335 | 160.195 | 104.8081 | 67.5241 | 43.0577 | 84.7444 | 0 | 0 | 88.0194 | 255.5231 | 496.5363 | 806.9623 | 1184.0696 | 1618.7429 | 2097.2036 | 2609.2444 | 3188.0666 | 3814.6975 | 4385.7732 | 4897.9754 | 5348.4559 | 5952.6719 | 6437.4645 | 6821.2406 | 7119.135 | 7359.47 | 7519.665 | 7624.4731 | 7691.9972 | 7735.0548 | 7819.7993 | 7819.7993 | 7819.7993 | -96.1446 | -96.1446 | -96.1446 | -96.1446 | -96.1446 | -96.1446 | -96.1446 | -96.1446 | -96.1446 | -96.1446 | -96.1446 | -96.1446 | -96.1446 | -96.1446 | -96.1446 | -96.1446 | -96.1446 | -96.1446 | -96.1446 | -96.1446 | -96.1446 | -96.1772 | -96.1772 | -96.1772 | -96.1772 | 127.996 | 127.996 | 127.996 | 127.996 | 127.996 | 127.996 | 127.996 | 127.996 | 127.996 | 127.996 | 127.996 | 127.996 | 127.996 | 127.996 | 127.996 | 127.996 | 127.996 | 127.996 | 127.996 | 127.996 | 127.996 | 127.9716 | 127.9716 | 127.9716 | 127.9716
OR_Commercial_Interruptible - Health_Existing_Food Preparation_Natural Gas_Oven_A | OR | Commercial | Interruptible - Health | Existing | Food Preparation | Natural Gas | Oven | A | WCNG201 | Standard | ENERGY STAR (>42% Baking Efficiency) | 12 | 106.6752 | 0 | 0 | 436.37 | 0 | 0 | 0 | 0.7 | 0.2 | 1 units | 1.976% | 100% | Lost Opportunity | LOEven20_OR | 85% | TBD | 0% | 615.0627 |  | 461.297 |  | 0 | IL TRM - 4.2.1 - CI-FSE-CBOV-V02-160601 | EIA 2018 Tech Forecast | ETO Measure Input Sheet | Standard | Standard | Standard | Standard | Standard | Standard | Standard | Standard | Standard | Standard | Standard | Standard | Standard | Standard | Standard | Standard | Standard | Standard | Standard | Standard | Standard | Standard | Standard | Standard | Standard | Standard | Standard | ENERGY STAR (>42% Baking Efficiency) | ENERGY STAR (>42% Baking Efficiency) | ENERGY STAR (>42% Baking Efficiency) | ENERGY STAR (>42% Baking Efficiency) | ENERGY STAR (>42% Baking Efficiency) | ENERGY STAR (>42% Baking Efficiency) | ENERGY STAR (>42% Baking Efficiency) | ENERGY STAR (>42% Baking Efficiency) | ENERGY STAR (>42% Baking Efficiency) | ENERGY STAR (>42% Baking Efficiency) | ENERGY STAR (>42% Baking Efficiency) | ENERGY STAR (>42% Baking Efficiency) | ENERGY STAR (>42% Baking Efficiency) | ENERGY STAR (>42% Baking Efficiency) | ENERGY STAR (>42% Baking Efficiency) | ENERGY STAR (>42% Baking Efficiency) | ENERGY STAR (>42% Baking Efficiency) | ENERGY STAR (>42% Baking Efficiency) | ENERGY STAR (>42% Baking Efficiency) | ENERGY STAR (>42% Baking Efficiency) | ENERGY STAR (>42% Baking Efficiency) | ENERGY STAR (>42% Baking Efficiency) | ENERGY STAR (>42% Baking Efficiency) | ENERGY STAR (>42% Baking Efficiency) | ENERGY STAR (>42% Baking Efficiency) | ENERGY STAR (>42% Baking Efficiency) | ENERGY STAR (>42% Baking Efficiency) | 436.37 | 436.37 | 436.37 | 436.37 | 436.37 | 436.37 | 436.37 | 436.37 | 436.37 | 436.37 | 436.37 | 436.37 | 436.37 | 436.37 | 436.37 | 436.37 | 436.37 | 436.37 | 436.37 | 436.37 | 436.37 | 436.37 | 436.37 | 436.3686 | 436.3686 | 436.3686 | 436.3686 | 0 | 106.6752 | 106.6752 | 106.6752 | 106.6752 | 106.6752 | 106.6752 | 106.6752 | 106.6752 | 106.6752 | 106.6752 | 106.6752 | 106.6752 | 106.6752 | 106.6752 | 106.6752 | 106.6752 | 106.6752 | 106.6752 | 106.6752 | 106.6752 | 106.6752 | 106.6752 | 106.6752 | 106.6752 | 106.6752 | 106.6752 | 0.007657 | 0.011798 | 0.016528 | 0.020312 | 0.02334 | 0.025762 | 0.027699 | 0.029249 | 0.030489 | 0.031481 | 0.026036 | 0.02236 | 0.01259 | 0.0077061 | 0.0031374 | 0.0012031 | 0 | 0 | 0 | 0 | 0 | 0 | 0.0029569 | 0.0052899 | 0.0060982 | 0.007657 | 0.019455 | 0.035982 | 0.056295 | 0.079634 | 0.1054 | 0.13309 | 0.16234 | 0.19283 | 0.22431 | 0.25035 | 0.27271 | 0.2853 | 0.29301 | 0.29614 | 0.29735 | 0.29735 | 0.29735 | 0.29735 | 0.29735 | 0.29735 | 0.29735 | 0.3003 | 0.30559 | 0.31169 | 0.071779 | 0.11059 | 0.15494 | 0.19041 | 0.21879 | 0.24149 | 0.25966 | 0.27419 | 0.28581 | 0.29511 | 0.24407 | 0.20961 | 0.11803 | 0.072238 | 0.029411 | 0.011278 | 0 | 0 | 0 | 0 | 0 | 0 | 0.027719 | 0.049589 | 0.057166 | 0.071779 | 0.18237 | 0.33731 | 0.52772 | 0.74651 | 0.98801 | 1.2477 | 1.5219 | 1.8077 | 2.1028 | 2.3468 | 2.5565 | 2.6745 | 2.7467 | 2.7761 | 2.7874 | 2.7874 | 2.7874 | 2.7874 | 2.7874 | 2.7874 | 2.7874 | 2.8151 | 2.8647 | 2.9219 | 0.00016271 | 0.00076529 | 0.0017931 | 0.0030896 | 0.0045681 | 0.0061658 | 0.0078377 | 0.0095521 | 0.011287 | 0.013027 | 0.01191 | 0.011204 | 0.010866 | 0.010708 | 0.010634 | 0.011445 | 0.012157 | 0.013079 | 0.014156 | 0.015021 | 0.014398 | 0.012486 | 0.012734 | 0.012299 | 0.011366 | 0.00016271 | 0.000928 | 0.0027211 | 0.0058106 | 0.010379 | 0.016545 | 0.024382 | 0.033934 | 0.045221 | 0.058249 | 0.070159 | 0.081362 | 0.092228 | 0.10294 | 0.11357 | 0.12501 | 0.13717 | 0.15025 | 0.16441 | 0.17943 | 0.19382 | 0.20631 | 0.21904 | 0.23134 | 0.24271 | 0.0015253 | 0.007174 | 0.016809 | 0.028963 | 0.042823 | 0.0578 | 0.073473 | 0.089544 | 0.10581 | 0.12212 | 0.11164 | 0.10502 | 0.10186 | 0.10038 | 0.099682 | 0.10728 | 0.11396 | 0.12261 | 0.1327 | 0.14081 | 0.13497 | 0.11705 | 0.11937 | 0.11529 | 0.10654 | 0.0015253 | 0.0086993 | 0.025508 | 0.05447 | 0.097293 | 0.15509 | 0.22857 | 0.31811 | 0.42392 | 0.54604 | 0.65768 | 0.76271 | 0.86456 | 0.96495 | 1.0646 | 1.1719 | 1.2859 | 1.4085 | 1.5412 | 1.682 | 1.817 | 1.934 | 2.0534 | 2.1687 | 2.2752 | 0.00016271 | 0.00076529 | 0.0017931 | 0.0030896 | 0.0045681 | 0.0061658 | 0.0078377 | 0.0095521 | 0.011287 | 0.013027 | 0.01191 | 0.011204 | 0.010866 | 0.010708 | 0.010634 | 0.011445 | 0.012157 | 0.013079 | 0.014156 | 0.015021 | 0.014398 | 0.012486 | 0.012734 | 0.012299 | 0.011366 | 0.00016271 | 0.000928 | 0.0027211 | 0.0058106 | 0.010379 | 0.016545 | 0.024382 | 0.033934 | 0.045221 | 0.058249 | 0.070159 | 0.081362 | 0.092228 | 0.10294 | 0.11357 | 0.12501 | 0.13717 | 0.15025 | 0.16441 | 0.17943 | 0.19382 | 0.20631 | 0.21904 | 0.23134 | 0.24271 | 0.0015253 | 0.007174 | 0.016809 | 0.028963 | 0.042823 | 0.0578 | 0.073473 | 0.089544 | 0.10581 | 0.12212 | 0.11164 | 0.10502 | 0.10186 | 0.10038 | 0.099682 | 0.10728 | 0.11396 | 0.12261 | 0.1327 | 0.14081 | 0.13497 | 0.11705 | 0.11937 | 0.11529 | 0.10654 | 0.0015253 | 0.0086993 | 0.025508 | 0.05447 | 0.097293 | 0.15509 | 0.22857 | 0.31811 | 0.42392 | 0.54604 | 0.65768 | 0.76271 | 0.86456 | 0.96495 | 1.0646 | 1.1719 | 1.2859 | 1.4085 | 1.5412 | 1.682 | 1.817 | 1.934 | 2.0534 | 2.1687 | 2.2752 | 0.00016271 | 0.00076529 | 0.0017931 | 0.0030896 | 0.0045681 | 0.0061658 | 0.0078377 | 0.0095521 | 0.011287 | 0.013027 | 0.01191 | 0.011204 | 0.010866 | 0.010708 | 0.010634 | 0.011445 | 0.012157 | 0.013079 | 0.014156 | 0.015021 | 0.014398 | 0.012486 | 0.012734 | 0.012299 | 0.011366 | 0.00016271 | 0.000928 | 0.0027211 | 0.0058106 | 0.010379 | 0.016545 | 0.024382 | 0.033934 | 0.045221 | 0.058249 | 0.070159 | 0.081362 | 0.092228 | 0.10294 | 0.11357 | 0.12501 | 0.13717 | 0.15025 | 0.16441 | 0.17943 | 0.19382 | 0.20631 | 0.21904 | 0.23134 | 0.24271 | 0.0015253 | 0.007174 | 0.016809 | 0.028963 | 0.042823 | 0.0578 | 0.073473 | 0.089544 | 0.10581 | 0.12212 | 0.11164 | 0.10502 | 0.10186 | 0.10038 | 0.099682 | 0.10728 | 0.11396 | 0.12261 | 0.1327 | 0.14081 | 0.13497 | 0.11705 | 0.11937 | 0.11529 | 0.10654 | 0.0015253 | 0.0086993 | 0.025508 | 0.05447 | 0.097293 | 0.15509 | 0.22857 | 0.31811 | 0.42392 | 0.54604 | 0.65768 | 0.76271 | 0.86456 | 0.96495 | 1.0646 | 1.1719 | 1.2859 | 1.4085 | 1.5412 | 1.682 | 1.817 | 1.934 | 2.0534 | 2.1687 | 2.2752 | 615.0627 | 615.0627 | 615.0627 | 615.0627 | 615.0627 | 615.0627 | 615.0627 | 615.0627 | 615.0627 | 615.0627 | 615.0627 | 615.0627 | 615.0627 | 615.0627 | 615.0627 | 615.0627 | 615.0627 | 615.0627 | 615.0627 | 615.0627 | 615.0627 | 615.0607 | 615.0607 | 615.0607 | 615.0607 | 461.297 | 461.297 | 461.297 | 461.297 | 461.297 | 461.297 | 461.297 | 461.297 | 461.297 | 461.297 | 461.297 | 461.297 | 461.297 | 461.297 | 461.297 | 461.297 | 461.297 | 461.297 | 461.297 | 461.297 | 461.297 | 461.2955 | 461.2955 | 461.2955 | 461.2955
OR_Commercial_Interruptible - Health_Existing_Food Preparation_Natural Gas_Conveyor Oven_A | OR | Commercial | Interruptible - Health | Existing | Food Preparation | Natural Gas | Conveyor Oven | A | WCNG202 | Standard | Efficient (>42% Baking Efficiency) | 17 | 692.0657 | 0 | 0 | 2424.76 | 0 | 0 | 0 | 0.7 | 0.2 | 1 units | 0.988% | 100% | Lost Opportunity | LOEven20_OR | 85% | TBD | 0% | 427.9545 |  | 320.9659 |  | 0 | IL TRM - 4.2.4 - CI-FSE-CVOV-V02-180101 | PGE Workpaper, PGECOFST117 R5, 2015 | MN TRM 3.1 - Gas Conveyor Oven v1.1 | Standard | Standard | Standard | Standard | Standard | Standard | Standard | Standard | Standard | Standard | Standard | Standard | Standard | Standard | Standard | Standard | Standard | Standard | Standard | Standard | Standard | Standard | Standard | Standard | Standard | Standard | Standard | Efficient (>42% Baking Efficiency) | Efficient (>42% Baking Efficiency) | Efficient (>42% Baking Efficiency) | Efficient (>42% Baking Efficiency) | Efficient (>42% Baking Efficiency) | Efficient (>42% Baking Efficiency) | Efficient (>42% Baking Efficiency) | Efficient (>42% Baking Efficiency) | Efficient (>42% Baking Efficiency) | Efficient (>42% Baking Efficiency) | Efficient (>42% Baking Efficiency) | Efficient (>42% Baking Efficiency) | Efficient (>42% Baking Efficiency) | Efficient (>42% Baking Efficiency) | Efficient (>42% Baking Efficiency) | Efficient (>42% Baking Efficiency) | Efficient (>42% Baking Efficiency) | Efficient (>42% Baking Efficiency) | Efficient (>42% Baking Efficiency) | Efficient (>42% Baking Efficiency) | Efficient (>42% Baking Efficiency) | Efficient (>42% Baking Efficiency) | Efficient (>42% Baking Efficiency) | Efficient (>42% Baking Efficiency) | Efficient (>42% Baking Efficiency) | Efficient (>42% Baking Efficiency) | Efficient (>42% Baking Efficiency) | 2424.76 | 2424.76 | 2424.76 | 2424.76 | 2424.76 | 2424.76 | 2424.76 | 2424.76 | 2424.76 | 2424.76 | 2424.76 | 2424.76 | 2424.76 | 2424.76 | 2424.76 | 2424.76 | 2424.76 | 2424.76 | 2424.76 | 2424.76 | 2424.76 | 2424.76 | 2424.76 | 2424.76 | 2424.76 | 2424.76 | 2424.76 | 0 | 0 | 0 | 0 | 0 | 692.0657 | 692.0657 | 692.0657 | 692.0657 | 692.0657 | 692.0657 | 692.0657 | 692.0657 | 692.0657 | 692.0657 | 692.0657 | 692.0657 | 692.0657 | 692.0657 | 692.0657 | 692.0657 | 692.0657 | 692.0657 | 692.0657 | 692.0657 | 692.0657 | 692.0657 | 0 | 0 | 0 | 0.0023682 | 0.006631 | 0.01241 | 0.019401 | 0.027362 | 0.03373 | 0.038825 | 0.042901 | 0.046162 | 0.048771 | 0.050858 | 0.052527 | 0.042022 | 0.033618 | 0.026894 | 0.021515 | 0.017686 | 0.013107 | 0.0082308 | 0.00336 | 0 | 0 | 0 | 0 | 0 | 0.0023682 | 0.0089993 | 0.021409 | 0.040809 | 0.068171 | 0.1019 | 0.14073 | 0.18363 | 0.22979 | 0.27856 | 0.32942 | 0.38195 | 0.42397 | 0.45759 | 0.48448 | 0.506 | 0.52368 | 0.53679 | 0.54502 | 0.54838 | 0.54838 | 0.54838 | 0 | 0 | 0 | 0.003422 | 0.0095815 | 0.017931 | 0.028033 | 0.039536 | 0.048739 | 0.056101 | 0.06199 | 0.066702 | 0.070472 | 0.073487 | 0.0759 | 0.06072 | 0.048576 | 0.038861 | 0.031088 | 0.025555 | 0.018938 | 0.011893 | 0.0048551 | 0 | 0 | 0 | 0 | 0 | 0.003422 | 0.013003 | 0.030935 | 0.058967 | 0.098503 | 0.14724 | 0.20334 | 0.26533 | 0.33204 | 0.40251 | 0.47599 | 0.55189 | 0.61261 | 0.66119 | 0.70005 | 0.73114 | 0.75669 | 0.77563 | 0.78752 | 0.79238 | 0.79238 | 0.79238 | 0 | 0 | 0 | 0.00036022 | 0.0012979 | 0.0029701 | 0.0054896 | 0.0089357 | 0.012487 | 0.016067 | 0.019625 | 0.02313 | 0.026564 | 0.029919 | 0.033193 | 0.028387 | 0.024176 | 0.020514 | 0.017349 | 0.015033 | 0.012793 | 0.011335 | 0.010434 | 0.0098852 | 0.009626 | 0 | 0 | 0 | 0.00036022 | 0.0016581 | 0.0046282 | 0.010118 | 0.019053 | 0.03154 | 0.047607 | 0.067232 | 0.090361 | 0.11693 | 0.14684 | 0.18004 | 0.20842 | 0.2326 | 0.25311 | 0.27046 | 0.2855 | 0.29829 | 0.30962 | 0.32006 | 0.32994 | 0.33957 | 0 | 0 | 0 | 0.0005205 | 0.0018753 | 0.0042917 | 0.0079322 | 0.012912 | 0.018043 | 0.023215 | 0.028357 | 0.033421 | 0.038384 | 0.043232 | 0.047962 | 0.041018 | 0.034933 | 0.029641 | 0.025069 | 0.021722 | 0.018486 | 0.016378 | 0.015077 | 0.014284 | 0.013909 | 0 | 0 | 0 | 0.0005205 | 0.0023958 | 0.0066875 | 0.01462 | 0.027531 | 0.045574 | 0.06879 | 0.097146 | 0.13057 | 0.16895 | 0.21218 | 0.26014 | 0.30116 | 0.3361 | 0.36574 | 0.39081 | 0.41253 | 0.43101 | 0.44739 | 0.46247 | 0.47675 | 0.49066 | 0 | 0 | 0 | 0.00036022 | 0.0012979 | 0.0029701 | 0.0054896 | 0.0089357 | 0.012487 | 0.016067 | 0.019625 | 0.02313 | 0.026564 | 0.029919 | 0.033193 | 0.028387 | 0.024176 | 0.020514 | 0.017349 | 0.015033 | 0.012793 | 0.011335 | 0.010434 | 0.0098852 | 0.009626 | 0 | 0 | 0 | 0.00036022 | 0.0016581 | 0.0046282 | 0.010118 | 0.019053 | 0.03154 | 0.047607 | 0.067232 | 0.090361 | 0.11693 | 0.14684 | 0.18004 | 0.20842 | 0.2326 | 0.25311 | 0.27046 | 0.2855 | 0.29829 | 0.30962 | 0.32006 | 0.32994 | 0.33957 | 0 | 0 | 0 | 0.0005205 | 0.0018753 | 0.0042917 | 0.0079322 | 0.012912 | 0.018043 | 0.023215 | 0.028357 | 0.033421 | 0.038384 | 0.043232 | 0.047962 | 0.041018 | 0.034933 | 0.029641 | 0.025069 | 0.021722 | 0.018486 | 0.016378 | 0.015077 | 0.014284 | 0.013909 | 0 | 0 | 0 | 0.0005205 | 0.0023958 | 0.0066875 | 0.01462 | 0.027531 | 0.045574 | 0.06879 | 0.097146 | 0.13057 | 0.16895 | 0.21218 | 0.26014 | 0.30116 | 0.3361 | 0.36574 | 0.39081 | 0.41253 | 0.43101 | 0.44739 | 0.46247 | 0.47675 | 0.49066 | 0 | 0 | 0 | 0.00036022 | 0.0012979 | 0.0029701 | 0.0054896 | 0.0089357 | 0.012487 | 0.016067 | 0.019625 | 0.02313 | 0.026564 | 0.029919 | 0.033193 | 0.028387 | 0.024176 | 0.020514 | 0.017349 | 0.015033 | 0.012793 | 0.011335 | 0.010434 | 0.0098852 | 0.009626 | 0 | 0 | 0 | 0.00036022 | 0.0016581 | 0.0046282 | 0.010118 | 0.019053 | 0.03154 | 0.047607 | 0.067232 | 0.090361 | 0.11693 | 0.14684 | 0.18004 | 0.20842 | 0.2326 | 0.25311 | 0.27046 | 0.2855 | 0.29829 | 0.30962 | 0.32006 | 0.32994 | 0.33957 | 0 | 0 | 0 | 0.0005205 | 0.0018753 | 0.0042917 | 0.0079322 | 0.012912 | 0.018043 | 0.023215 | 0.028357 | 0.033421 | 0.038384 | 0.043232 | 0.047962 | 0.041018 | 0.034933 | 0.029641 | 0.025069 | 0.021722 | 0.018486 | 0.016378 | 0.015077 | 0.014284 | 0.013909 | 0 | 0 | 0 | 0.0005205 | 0.0023958 | 0.0066875 | 0.01462 | 0.027531 | 0.045574 | 0.06879 | 0.097146 | 0.13057 | 0.16895 | 0.21218 | 0.26014 | 0.30116 | 0.3361 | 0.36574 | 0.39081 | 0.41253 | 0.43101 | 0.44739 | 0.46247 | 0.47675 | 0.49066 | 0 | 0 | 0 | 427.9545 | 427.9545 | 427.9545 | 427.9545 | 427.9545 | 427.9545 | 427.9545 | 427.9545 | 427.9545 | 427.9545 | 427.9545 | 427.9545 | 427.9545 | 427.9545 | 427.9545 | 427.9545 | 427.9545 | 427.9545 | 427.9545 | 427.9545 | 427.9545 | 427.9545 | 0 | 0 | 0 | 320.9659 | 320.9659 | 320.9659 | 320.9659 | 320.9659 | 320.9659 | 320.9659 | 320.9659 | 320.9659 | 320.9659 | 320.9659 | 320.9659 | 320.9659 | 320.9659 | 320.9659 | 320.9659 | 320.9659 | 320.9659 | 320.9659 | 320.9659 | 320.9659 | 320.9659
OR_Commercial_Interruptible - Health_Existing_Food Preparation_Natural Gas_Double Rack Oven_A | OR | Commercial | Interruptible - Health | Existing | Food Preparation | Natural Gas | Double Rack Oven | A | WCNG203 | Standard | FTSC Qualified (>50% Cooking Efficiency) | 12 | 1621.62 | 0 | 0 | 5342.47 | 0 | 0 | 0 | 0.7 | 0.2 | 1 units | 0.988% | 100% | Lost Opportunity | LOEven20_OR | 85% | TBD | 0% | 495.3602 |  | 371.5201 |  | 0 | IL TRM - 4.2.18 - CI-FSE-RKOV-VO2-180101 | PGE Workpaper, PGECOFST109 R6, 2016 | IL TRM - 4.2.18 - CI-FSE-RKOV-VO2-180101 | Standard | Standard | Standard | Standard | Standard | Standard | Standard | Standard | Standard | Standard | Standard | Standard | Standard | Standard | Standard | Standard | Standard | Standard | Standard | Standard | Standard | Standard | Standard | Standard | Standard | Standard | Standard | FTSC Qualified (>50% Cooking Efficiency) | FTSC Qualified (>50% Cooking Efficiency) | FTSC Qualified (>50% Cooking Efficiency) | FTSC Qualified (>50% Cooking Efficiency) | FTSC Qualified (>50% Cooking Efficiency) | FTSC Qualified (>50% Cooking Efficiency) | FTSC Qualified (>50% Cooking Efficiency) | FTSC Qualified (>50% Cooking Efficiency) | FTSC Qualified (>50% Cooking Efficiency) | FTSC Qualified (>50% Cooking Efficiency) | FTSC Qualified (>50% Cooking Efficiency) | FTSC Qualified (>50% Cooking Efficiency) | FTSC Qualified (>50% Cooking Efficiency) | FTSC Qualified (>50% Cooking Efficiency) | FTSC Qualified (>50% Cooking Efficiency) | FTSC Qualified (>50% Cooking Efficiency) | FTSC Qualified (>50% Cooking Efficiency) | FTSC Qualified (>50% Cooking Efficiency) | FTSC Qualified (>50% Cooking Efficiency) | FTSC Qualified (>50% Cooking Efficiency) | FTSC Qualified (>50% Cooking Efficiency) | FTSC Qualified (>50% Cooking Efficiency) | FTSC Qualified (>50% Cooking Efficiency) | FTSC Qualified (>50% Cooking Efficiency) | FTSC Qualified (>50% Cooking Efficiency) | FTSC Qualified (>50% Cooking Efficiency) | FTSC Qualified (>50% Cooking Efficiency) | 5342.47 | 5342.47 | 5342.47 | 5342.47 | 5342.47 | 5342.47 | 5342.47 | 5342.47 | 5342.47 | 5342.47 | 5342.47 | 5342.47 | 5342.47 | 5342.47 | 5342.47 | 5342.47 | 5342.47 | 5342.47 | 5342.47 | 5342.47 | 5342.47 | 5342.47 | 5342.47 | 5342.4659 | 5342.4659 | 5342.4659 | 5342.4659 | 0 | 1621.62 | 1621.62 | 1621.62 | 1621.62 | 1621.62 | 1621.62 | 1621.62 | 1621.62 | 1621.62 | 1621.62 | 1621.62 | 1621.62 | 1621.62 | 1621.62 | 1621.62 | 1621.62 | 1621.62 | 1621.62 | 1621.62 | 1621.62 | 1621.62 | 1621.62 | 1621.62 | 1621.62 | 1621.62 | 1621.62 | 0.053349 | 0.066627 | 0.078429 | 0.088921 | 0.098246 | 0.10654 | 0.1139 | 0.12045 | 0.11134 | 0.10489 | 0.10064 | 0.098174 | 0.043797 | 0.030642 | 0.019869 | 0.011111 | 0.0040549 | 0.0085982 | 0.0046922 | 0.00023664 | 0.010485 | 0.017417 | 0.021758 | 0.024101 | 0.024927 | 0.053349 | 0.11998 | 0.19841 | 0.28733 | 0.38557 | 0.49211 | 0.60601 | 0.72646 | 0.8378 | 0.9427 | 1.0433 | 1.1415 | 1.1853 | 1.216 | 1.2358 | 1.2469 | 1.251 | 1.2596 | 1.2643 | 1.2645 | 1.275 | 1.2924 | 1.3142 | 1.3383 | 1.3632 | 0.032899 | 0.041087 | 0.048365 | 0.054834 | 0.060585 | 0.065697 | 0.070241 | 0.07428 | 0.068658 | 0.064685 | 0.062063 | 0.060541 | 0.027008 | 0.018896 | 0.012252 | 0.006852 | 0.0025005 | 0.0053022 | 0.0028935 | 0.00014593 | 0.0064659 | 0.010741 | 0.013418 | 0.014862 | 0.015372 | 0.032899 | 0.073985 | 0.12235 | 0.17718 | 0.23777 | 0.30347 | 0.37371 | 0.44799 | 0.51665 | 0.58133 | 0.64339 | 0.70393 | 0.73094 | 0.74984 | 0.76209 | 0.76894 | 0.77144 | 0.77675 | 0.77964 | 0.77978 | 0.78625 | 0.79699 | 0.81041 | 0.82527 | 0.84064 | 0.0011337 | 0.004322 | 0.0085086 | 0.013525 | 0.019229 | 0.025498 | 0.03223 | 0.039338 | 0.041217 | 0.043407 | 0.046037 | 0.049191 | 0.051779 | 0.0529 | 0.053607 | 0.054049 | 0.05434 | 0.062321 | 0.063403 | 0.063249 | 0.062333 | 0.060558 | 0.058003 | 0.054744 | 0.050849 | 0.0011337 | 0.0054556 | 0.013964 | 0.02749 | 0.046719 | 0.072217 | 0.10445 | 0.14378 | 0.185 | 0.22841 | 0.27445 | 0.32364 | 0.37542 | 0.42832 | 0.48192 | 0.53597 | 0.59031 | 0.65263 | 0.71604 | 0.77929 | 0.84162 | 0.90218 | 0.96018 | 1.0149 | 1.0658 | 0.00069909 | 0.0026652 | 0.005247 | 0.0083406 | 0.011858 | 0.015724 | 0.019875 | 0.024258 | 0.025417 | 0.026768 | 0.02839 | 0.030334 | 0.03193 | 0.032622 | 0.033058 | 0.03333 | 0.03351 | 0.038432 | 0.039099 | 0.039004 | 0.038438 | 0.037344 | 0.035769 | 0.033759 | 0.031357 | 0.00069909 | 0.0033643 | 0.0086113 | 0.016952 | 0.02881 | 0.044534 | 0.064409 | 0.088667 | 0.11408 | 0.14085 | 0.16924 | 0.19958 | 0.23151 | 0.26413 | 0.29719 | 0.33052 | 0.36403 | 0.40246 | 0.44156 | 0.48056 | 0.519 | 0.55634 | 0.59211 | 0.62587 | 0.65723 | 0.0011337 | 0.004322 | 0.0085086 | 0.013525 | 0.019229 | 0.025498 | 0.03223 | 0.039338 | 0.041217 | 0.043407 | 0.046037 | 0.049191 | 0.051779 | 0.0529 | 0.053607 | 0.054049 | 0.05434 | 0.062321 | 0.063403 | 0.063249 | 0.062333 | 0.060558 | 0.058003 | 0.054744 | 0.050849 | 0.0011337 | 0.0054556 | 0.013964 | 0.02749 | 0.046719 | 0.072217 | 0.10445 | 0.14378 | 0.185 | 0.22841 | 0.27445 | 0.32364 | 0.37542 | 0.42832 | 0.48192 | 0.53597 | 0.59031 | 0.65263 | 0.71604 | 0.77929 | 0.84162 | 0.90218 | 0.96018 | 1.0149 | 1.0658 | 0.00069909 | 0.0026652 | 0.005247 | 0.0083406 | 0.011858 | 0.015724 | 0.019875 | 0.024258 | 0.025417 | 0.026768 | 0.02839 | 0.030334 | 0.03193 | 0.032622 | 0.033058 | 0.03333 | 0.03351 | 0.038432 | 0.039099 | 0.039004 | 0.038438 | 0.037344 | 0.035769 | 0.033759 | 0.031357 | 0.00069909 | 0.0033643 | 0.0086113 | 0.016952 | 0.02881 | 0.044534 | 0.064409 | 0.088667 | 0.11408 | 0.14085 | 0.16924 | 0.19958 | 0.23151 | 0.26413 | 0.29719 | 0.33052 | 0.36403 | 0.40246 | 0.44156 | 0.48056 | 0.519 | 0.55634 | 0.59211 | 0.62587 | 0.65723 | 0.0011337 | 0.004322 | 0.0085086 | 0.013525 | 0.019229 | 0.025498 | 0.03223 | 0.039338 | 0.041217 | 0.043407 | 0.046037 | 0.049191 | 0.051779 | 0.0529 | 0.053607 | 0.054049 | 0.05434 | 0.062321 | 0.063403 | 0.063249 | 0.062333 | 0.060558 | 0.058003 | 0.054744 | 0.050849 | 0.0011337 | 0.0054556 | 0.013964 | 0.02749 | 0.046719 | 0.072217 | 0.10445 | 0.14378 | 0.185 | 0.22841 | 0.27445 | 0.32364 | 0.37542 | 0.42832 | 0.48192 | 0.53597 | 0.59031 | 0.65263 | 0.71604 | 0.77929 | 0.84162 | 0.90218 | 0.96018 | 1.0149 | 1.0658 | 0.00069909 | 0.0026652 | 0.005247 | 0.0083406 | 0.011858 | 0.015724 | 0.019875 | 0.024258 | 0.025417 | 0.026768 | 0.02839 | 0.030334 | 0.03193 | 0.032622 | 0.033058 | 0.03333 | 0.03351 | 0.038432 | 0.039099 | 0.039004 | 0.038438 | 0.037344 | 0.035769 | 0.033759 | 0.031357 | 0.00069909 | 0.0033643 | 0.0086113 | 0.016952 | 0.02881 | 0.044534 | 0.064409 | 0.088667 | 0.11408 | 0.14085 | 0.16924 | 0.19958 | 0.23151 | 0.26413 | 0.29719 | 0.33052 | 0.36403 | 0.40246 | 0.44156 | 0.48056 | 0.519 | 0.55634 | 0.59211 | 0.62587 | 0.65723 | 495.3602 | 495.3602 | 495.3602 | 495.3602 | 495.3602 | 495.3602 | 495.3602 | 495.3602 | 495.3602 | 495.3602 | 495.3602 | 495.3602 | 495.3602 | 495.3602 | 495.3602 | 495.3602 | 495.3602 | 495.3602 | 495.3602 | 495.3602 | 495.3602 | 495.3598 | 495.3598 | 495.3598 | 495.3598 | 371.5201 | 371.5201 | 371.5201 | 371.5201 | 371.5201 | 371.5201 | 371.5201 | 371.5201 | 371.5201 | 371.5201 | 371.5201 | 371.5201 | 371.5201 | 371.5201 | 371.5201 | 371.5201 | 371.5201 | 371.5201 | 371.5201 | 371.5201 | 371.5201 | 371.5198 | 371.5198 | 371.5198 | 371.5198
OR_Commercial_Interruptible - Health_Existing_Food Preparation_Natural Gas_Fryer_A | OR | Commercial | Interruptible - Health | Existing | Food Preparation | Natural Gas | Fryer | A | WCNG204 | Standard | ENERGY STAR | 9 | 395.2691 | 0 | 0 | 933.12 | 0 | 0 | 0 | 0.7 | 0.2 | 1 units | 22.87% | 100% | Lost Opportunity | LO5Med_OR | 85% | TBD | 0% | 433.1432 |  | 324.8574 |  | 0 | RTF Wkbk - ComCookingFryer_v5_0 | RTF Wkbk - ComCookingFryer_v5_0 | RTF Wkbk - ComCookingFryer_v5_0 | Standard | Standard | Standard | Standard | Standard | Standard | Standard | Standard | Standard | Standard | Standard | Standard | Standard | Standard | Standard | Standard | Standard | Standard | Standard | Standard | Standard | Standard | Standard | Standard | Standard | Standard | Standard | ENERGY STAR | ENERGY STAR | ENERGY STAR | ENERGY STAR | ENERGY STAR | ENERGY STAR | ENERGY STAR | ENERGY STAR | ENERGY STAR | ENERGY STAR | ENERGY STAR | ENERGY STAR | ENERGY STAR | ENERGY STAR | ENERGY STAR | ENERGY STAR | ENERGY STAR | ENERGY STAR | ENERGY STAR | ENERGY STAR | ENERGY STAR | ENERGY STAR | ENERGY STAR | ENERGY STAR | ENERGY STAR | ENERGY STAR | ENERGY STAR | 933.12 | 933.12 | 933.12 | 933.12 | 933.12 | 933.12 | 933.12 | 933.12 | 933.12 | 933.12 | 933.12 | 933.12 | 933.12 | 933.12 | 933.12 | 933.12 | 933.12 | 933.12 | 933.12 | 933.12 | 933.12 | 933.12 | 933.12 | 933.1211 | 933.1211 | 933.1211 | 933.1211 | 0 | 395.2691 | 395.2691 | 395.2691 | 395.2691 | 395.2691 | 395.2691 | 395.2691 | 395.2691 | 395.2691 | 395.2691 | 395.2691 | 395.2691 | 395.2691 | 395.2691 | 395.2691 | 395.2691 | 395.2691 | 395.2691 | 395.2691 | 395.2691 | 395.2691 | 395.2691 | 395.2691 | 395.2691 | 395.2691 | 395.2691 | 3.0595 | 2.861 | 2.7023 | 2.5753 | 2.4737 | 2.3924 | 2.3273 | 2.5234 | 2.6306 | 0 | 0 | 0 | 0.91492 | 0.73194 | 0.58555 | 0.51805 | 0.24576 | 0.09341 | 0 | 0 | 0.18353 | 0 | 0 | 0 | 0.072758 | 3.0595 | 5.9205 | 8.6228 | 11.1981 | 13.6717 | 16.0641 | 18.3914 | 20.9148 | 23.5454 | 23.5454 | 23.5454 | 23.5454 | 24.4603 | 25.1922 | 25.7778 | 26.2959 | 26.5416 | 26.635 | 26.635 | 26.635 | 26.8185 | 26.8185 | 26.8185 | 26.8185 | 26.8913 | 7.7403 | 7.2382 | 6.8365 | 6.5152 | 6.2581 | 6.0525 | 5.888 | 6.384 | 6.6552 | 0 | 0 | 0 | 2.3147 | 1.8517 | 1.4814 | 1.3106 | 0.62175 | 0.23632 | 0 | 0 | 0.46431 | 0 | 0 | 0 | 0.18407 | 7.7403 | 14.9785 | 21.815 | 28.3302 | 34.5883 | 40.6408 | 46.5288 | 52.9128 | 59.568 | 59.568 | 59.568 | 59.568 | 61.8827 | 63.7344 | 65.2158 | 66.5265 | 67.1482 | 67.3845 | 67.3845 | 67.3845 | 67.8488 | 67.8488 | 67.8488 | 67.8488 | 68.0329 | 0.11182 | 0.23297 | 0.36844 | 0.5153 | 0.67484 | 0.85604 | 1.0498 | 1.3787 | 1.6734 | 1.7975 | 1.8402 | 1.7973 | 2.4114 | 2.0499 | 1.6752 | 1.3688 | 0.97511 | 0.64199 | 0.38081 | 0.19677 | 0.28723 | 0 | 0 | 0 | 0.061844 | 0.11182 | 0.34479 | 0.71323 | 1.2285 | 1.9034 | 2.7594 | 3.8092 | 5.1879 | 6.8613 | 8.6588 | 10.4989 | 12.2962 | 14.7076 | 16.7575 | 18.4327 | 19.8014 | 20.7766 | 21.4185 | 21.7994 | 21.9961 | 22.2834 | 22.2834 | 22.2834 | 22.2834 | 22.3452 | 0.28291 | 0.58939 | 0.93212 | 1.3037 | 1.7073 | 2.1657 | 2.656 | 3.4879 | 4.2336 | 4.5475 | 4.6555 | 4.5469 | 6.1006 | 5.1861 | 4.2381 | 3.4629 | 2.4669 | 1.6242 | 0.96342 | 0.49781 | 0.72668 | 0 | 0 | 0 | 0.15646 | 0.28291 | 0.87229 | 1.8044 | 3.1081 | 4.8154 | 6.9811 | 9.637 | 13.1249 | 17.3586 | 21.9061 | 26.5615 | 31.1084 | 37.209 | 42.3952 | 46.6332 | 50.0961 | 52.5631 | 54.1872 | 55.1507 | 55.6485 | 56.3751 | 56.3751 | 56.3751 | 56.3751 | 56.5316 | 0.11182 | 0.23297 | 0.36844 | 0.5153 | 0.67484 | 0.85604 | 1.0498 | 1.3787 | 1.6734 | 1.7975 | 1.8402 | 1.7973 | 2.4114 | 2.0499 | 1.6752 | 1.3688 | 0.97511 | 0.64199 | 0.38081 | 0.19677 | 0.28723 | 0 | 0 | 0 | 0.061844 | 0.11182 | 0.34479 | 0.71323 | 1.2285 | 1.9034 | 2.7594 | 3.8092 | 5.1879 | 6.8613 | 8.6588 | 10.4989 | 12.2962 | 14.7076 | 16.7575 | 18.4327 | 19.8014 | 20.7766 | 21.4185 | 21.7994 | 21.9961 | 22.2834 | 22.2834 | 22.2834 | 22.2834 | 22.3452 | 0.28291 | 0.58939 | 0.93212 | 1.3037 | 1.7073 | 2.1657 | 2.656 | 3.4879 | 4.2336 | 4.5475 | 4.6555 | 4.5469 | 6.1006 | 5.1861 | 4.2381 | 3.4629 | 2.4669 | 1.6242 | 0.96342 | 0.49781 | 0.72668 | 0 | 0 | 0 | 0.15646 | 0.28291 | 0.87229 | 1.8044 | 3.1081 | 4.8154 | 6.9811 | 9.637 | 13.1249 | 17.3586 | 21.9061 | 26.5615 | 31.1084 | 37.209 | 42.3952 | 46.6332 | 50.0961 | 52.5631 | 54.1872 | 55.1507 | 55.6485 | 56.3751 | 56.3751 | 56.3751 | 56.3751 | 56.5316 | 0.11182 | 0.23297 | 0.36844 | 0.5153 | 0.67484 | 0.85604 | 1.0498 | 1.3787 | 1.6734 | 1.7975 | 1.8402 | 1.7973 | 2.4114 | 2.0499 | 1.6752 | 1.3688 | 0.97511 | 0.64199 | 0.38081 | 0.19677 | 0.28723 | 0 | 0 | 0 | 0.061844 | 0.11182 | 0.34479 | 0.71323 | 1.2285 | 1.9034 | 2.7594 | 3.8092 | 5.1879 | 6.8613 | 8.6588 | 10.4989 | 12.2962 | 14.7076 | 16.7575 | 18.4327 | 19.8014 | 20.7766 | 21.4185 | 21.7994 | 21.9961 | 22.2834 | 22.2834 | 22.2834 | 22.2834 | 22.3452 | 0.28291 | 0.58939 | 0.93212 | 1.3037 | 1.7073 | 2.1657 | 2.656 | 3.4879 | 4.2336 | 4.5475 | 4.6555 | 4.5469 | 6.1006 | 5.1861 | 4.2381 | 3.4629 | 2.4669 | 1.6242 | 0.96342 | 0.49781 | 0.72668 | 0 | 0 | 0 | 0.15646 | 0.28291 | 0.87229 | 1.8044 | 3.1081 | 4.8154 | 6.9811 | 9.637 | 13.1249 | 17.3586 | 21.9061 | 26.5615 | 31.1084 | 37.209 | 42.3952 | 46.6332 | 50.0961 | 52.5631 | 54.1872 | 55.1507 | 55.6485 | 56.3751 | 56.3751 | 56.3751 | 56.3751 | 56.5316 | 433.1432 | 433.1432 | 433.1432 | 433.1432 | 433.1432 | 433.1432 | 433.1432 | 433.1432 | 433.1432 | 433.1432 | 433.1432 | 433.1432 | 433.1432 | 433.1432 | 433.1432 | 433.1432 | 433.1432 | 433.1432 | 433.1432 | 433.1432 | 433.1432 | 433.1437 | 433.1437 | 433.1437 | 433.1437 | 324.8574 | 324.8574 | 324.8574 | 324.8574 | 324.8574 | 324.8574 | 324.8574 | 324.8574 | 324.8574 | 324.8574 | 324.8574 | 324.8574 | 324.8574 | 324.8574 | 324.8574 | 324.8574 | 324.8574 | 324.8574 | 324.8574 | 324.8574 | 324.8574 | 324.8578 | 324.8578 | 324.8578 | 324.8578
OR_Commercial_Interruptible - Health_Existing_Food Preparation_Natural Gas_Broiler_A | OR | Commercial | Interruptible - Health | Existing | Food Preparation | Natural Gas | Broiler | A | WCNG205 | Standard | Infrared Burners | 12 | 240.24 | 0 | 0 | 1166.72 | 0 | 0 | 0 | 0.7 | 0.2 | 1 units | 5.15% | 100% | Lost Opportunity | LOEven20_OR | 85% | TBD | 0% | 730.2128 |  | 547.6596 |  | 0 | IL TRM - 4.2.14 - CI-FSE-IRBL-V02-180101 | IL TRM - 4.2.14 - CI-FSE-IRBL-V02-180101 | IL TRM - 4.2.14 - CI-FSE-IRBL-V02-180101 | Standard | Standard | Standard | Standard | Standard | Standard | Standard | Standard | Standard | Standard | Standard | Standard | Standard | Standard | Standard | Standard | Standard | Standard | Standard | Standard | Standard | Standard | Standard | Standard | Standard | Standard | Standard | Infrared Burners | Infrared Burners | Infrared Burners | Infrared Burners | Infrared Burners | Infrared Burners | Infrared Burners | Infrared Burners | Infrared Burners | Infrared Burners | Infrared Burners | Infrared Burners | Infrared Burners | Infrared Burners | Infrared Burners | Infrared Burners | Infrared Burners | Infrared Burners | Infrared Burners | Infrared Burners | Infrared Burners | Infrared Burners | Infrared Burners | Infrared Burners | Infrared Burners | Infrared Burners | Infrared Burners | 1166.72 | 1166.72 | 1166.72 | 1166.72 | 1166.72 | 1166.72 | 1166.72 | 1166.72 | 1166.72 | 1166.72 | 1166.72 | 1166.72 | 1166.72 | 1166.72 | 1166.72 | 1166.72 | 1166.72 | 1166.72 | 1166.72 | 1166.72 | 1166.72 | 1166.72 | 1166.72 | 1166.7179 | 1166.7179 | 1166.7179 | 1166.7179 | 0 | 240.24 | 240.24 | 240.24 | 240.24 | 240.24 | 240.24 | 240.24 | 240.24 | 240.24 | 240.24 | 240.24 | 240.24 | 240.24 | 240.24 | 240.24 | 240.24 | 240.24 | 240.24 | 240.24 | 240.24 | 240.24 | 240.24 | 240.24 | 240.24 | 240.24 | 240.24 | 0.3549 | 0.39338 | 0.42757 | 0.45797 | 0.48499 | 0.50901 | 0.53036 | 0.54934 | 0.52292 | 0.50425 | 0.49193 | 0.48478 | 0.1269 | 0.088782 | 0.057568 | 0.032195 | 0.011749 | 0.086603 | 0.068432 | 0.049429 | 0.073708 | 0.088979 | 0.097278 | 0.10026 | 0.099273 | 0.3549 | 0.74828 | 1.1759 | 1.6338 | 2.1188 | 2.6278 | 3.1582 | 3.7075 | 4.2304 | 4.7347 | 5.2266 | 5.7114 | 5.8383 | 5.9271 | 5.9847 | 6.0169 | 6.0286 | 6.1152 | 6.1836 | 6.2331 | 6.3068 | 6.3958 | 6.493 | 6.5933 | 6.6926 | 1.4773 | 1.6374 | 1.7798 | 1.9063 | 2.0188 | 2.1188 | 2.2076 | 2.2866 | 2.1767 | 2.099 | 2.0477 | 2.0179 | 0.52822 | 0.36956 | 0.23963 | 0.13401 | 0.048905 | 0.36049 | 0.28485 | 0.20575 | 0.30681 | 0.37037 | 0.40492 | 0.41734 | 0.41323 | 1.4773 | 3.1147 | 4.8945 | 6.8008 | 8.8196 | 10.9383 | 13.146 | 15.4326 | 17.6092 | 19.7082 | 21.7559 | 23.7738 | 24.302 | 24.6716 | 24.9112 | 25.0452 | 25.0941 | 25.4546 | 25.7395 | 25.9452 | 26.252 | 26.6224 | 27.0273 | 27.4447 | 27.8579 | 0.0075417 | 0.025518 | 0.046386 | 0.06966 | 0.094924 | 0.12183 | 0.15007 | 0.1794 | 0.19358 | 0.20867 | 0.22503 | 0.2429 | 0.25488 | 0.25813 | 0.26018 | 0.26146 | 0.2623 | 0.33248 | 0.33278 | 0.32955 | 0.31355 | 0.29558 | 0.2758 | 0.25439 | 0.23149 | 0.0075417 | 0.033059 | 0.079446 | 0.14911 | 0.24403 | 0.36586 | 0.51593 | 0.69533 | 0.88891 | 1.0976 | 1.3226 | 1.5655 | 1.8204 | 2.0785 | 2.3387 | 2.6002 | 2.8625 | 3.195 | 3.5277 | 3.8573 | 4.1708 | 4.4664 | 4.7422 | 4.9966 | 5.2281 | 0.031392 | 0.10622 | 0.19308 | 0.28996 | 0.39512 | 0.50711 | 0.62467 | 0.74676 | 0.8058 | 0.86858 | 0.93668 | 1.0111 | 1.061 | 1.0745 | 1.083 | 1.0883 | 1.0918 | 1.384 | 1.3852 | 1.3717 | 1.3052 | 1.2304 | 1.148 | 1.0589 | 0.96358 | 0.031392 | 0.13761 | 0.33069 | 0.62065 | 1.0158 | 1.5229 | 2.1476 | 2.8943 | 3.7001 | 4.5687 | 5.5054 | 6.5165 | 7.5774 | 8.6519 | 9.7349 | 10.8232 | 11.915 | 13.299 | 14.6842 | 16.056 | 17.3611 | 18.5915 | 19.7395 | 20.7984 | 21.762 | 0.0075417 | 0.025518 | 0.046386 | 0.06966 | 0.094924 | 0.12183 | 0.15007 | 0.1794 | 0.19358 | 0.20867 | 0.22503 | 0.2429 | 0.25488 | 0.25813 | 0.26018 | 0.26146 | 0.2623 | 0.33248 | 0.33278 | 0.32955 | 0.31355 | 0.29558 | 0.2758 | 0.25439 | 0.23149 | 0.0075417 | 0.033059 | 0.079446 | 0.14911 | 0.24403 | 0.36586 | 0.51593 | 0.69533 | 0.88891 | 1.0976 | 1.3226 | 1.5655 | 1.8204 | 2.0785 | 2.3387 | 2.6002 | 2.8625 | 3.195 | 3.5277 | 3.8573 | 4.1708 | 4.4664 | 4.7422 | 4.9966 | 5.2281 | 0.031392 | 0.10622 | 0.19308 | 0.28996 | 0.39512 | 0.50711 | 0.62467 | 0.74676 | 0.8058 | 0.86858 | 0.93668 | 1.0111 | 1.061 | 1.0745 | 1.083 | 1.0883 | 1.0918 | 1.384 | 1.3852 | 1.3717 | 1.3052 | 1.2304 | 1.148 | 1.0589 | 0.96358 | 0.031392 | 0.13761 | 0.33069 | 0.62065 | 1.0158 | 1.5229 | 2.1476 | 2.8943 | 3.7001 | 4.5687 | 5.5054 | 6.5165 | 7.5774 | 8.6519 | 9.7349 | 10.8232 | 11.915 | 13.299 | 14.6842 | 16.056 | 17.3611 | 18.5915 | 19.7395 | 20.7984 | 21.762 | 0.0075417 | 0.025518 | 0.046386 | 0.06966 | 0.094924 | 0.12183 | 0.15007 | 0.1794 | 0.19358 | 0.20867 | 0.22503 | 0.2429 | 0.25488 | 0.25813 | 0.26018 | 0.26146 | 0.2623 | 0.33248 | 0.33278 | 0.32955 | 0.31355 | 0.29558 | 0.2758 | 0.25439 | 0.23149 | 0.0075417 | 0.033059 | 0.079446 | 0.14911 | 0.24403 | 0.36586 | 0.51593 | 0.69533 | 0.88891 | 1.0976 | 1.3226 | 1.5655 | 1.8204 | 2.0785 | 2.3387 | 2.6002 | 2.8625 | 3.195 | 3.5277 | 3.8573 | 4.1708 | 4.4664 | 4.7422 | 4.9966 | 5.2281 | 0.031392 | 0.10622 | 0.19308 | 0.28996 | 0.39512 | 0.50711 | 0.62467 | 0.74676 | 0.8058 | 0.86858 | 0.93668 | 1.0111 | 1.061 | 1.0745 | 1.083 | 1.0883 | 1.0918 | 1.384 | 1.3852 | 1.3717 | 1.3052 | 1.2304 | 1.148 | 1.0589 | 0.96358 | 0.031392 | 0.13761 | 0.33069 | 0.62065 | 1.0158 | 1.5229 | 2.1476 | 2.8943 | 3.7001 | 4.5687 | 5.5054 | 6.5165 | 7.5774 | 8.6519 | 9.7349 | 10.8232 | 11.915 | 13.299 | 14.6842 | 16.056 | 17.3611 | 18.5915 | 19.7395 | 20.7984 | 21.762 | 730.2128 | 730.2128 | 730.2128 | 730.2128 | 730.2128 | 730.2128 | 730.2128 | 730.2128 | 730.2128 | 730.2128 | 730.2128 | 730.2128 | 730.2128 | 730.2128 | 730.2128 | 730.2128 | 730.2128 | 730.2128 | 730.2128 | 730.2128 | 730.2128 | 730.2114 | 730.2114 | 730.2114 | 730.2114 | 547.6596 | 547.6596 | 547.6596 | 547.6596 | 547.6596 | 547.6596 | 547.6596 | 547.6596 | 547.6596 | 547.6596 | 547.6596 | 547.6596 | 547.6596 | 547.6596 | 547.6596 | 547.6596 | 547.6596 | 547.6596 | 547.6596 | 547.6596 | 547.6596 | 547.6586 | 547.6586 | 547.6586 | 547.6586
OR_Commercial_Interruptible - Health_Existing_Food Preparation_Natural Gas_Griddle_A | OR | Commercial | Interruptible - Health | Existing | Food Preparation | Natural Gas | Griddle | A | WCNG206 | Standard | ENERGY STAR | 12 | 167.9465 | 0 | 0 | 1405.83 | 0 | 0 | 0 | 0.7 | 0.2 | 1 units | 5.15% | 100% | Lost Opportunity | LOEven20_OR | 85% | TBD | 0% | 1258.6067 |  | 943.955 |  | 0 | IL TRM - 4.2.8 - CI-FSE-ESGR-V04-200101 | IL TRM - 4.2.8 - CI-FSE-ESGR-V04-200101 | IL TRM - 4.2.8 - CI-FSE-ESGR-V04-200101 | Standard | Standard | Standard | Standard | Standard | Standard | Standard | Standard | Standard | Standard | Standard | Standard | Standard | Standard | Standard | Standard | Standard | Standard | Standard | Standard | Standard | Standard | Standard | Standard | Standard | Standard | Standard | ENERGY STAR | ENERGY STAR | ENERGY STAR | ENERGY STAR | ENERGY STAR | ENERGY STAR | ENERGY STAR | ENERGY STAR | ENERGY STAR | ENERGY STAR | ENERGY STAR | ENERGY STAR | ENERGY STAR | ENERGY STAR | ENERGY STAR | ENERGY STAR | ENERGY STAR | ENERGY STAR | ENERGY STAR | ENERGY STAR | ENERGY STAR | ENERGY STAR | ENERGY STAR | ENERGY STAR | ENERGY STAR | ENERGY STAR | ENERGY STAR | 1405.83 | 1405.83 | 1405.83 | 1405.83 | 1405.83 | 1405.83 | 1405.83 | 1405.83 | 1405.83 | 1405.83 | 1405.83 | 1405.83 | 1405.83 | 1405.83 | 1405.83 | 1405.83 | 1405.83 | 1405.83 | 1405.83 | 1405.83 | 1405.83 | 1405.83 | 1405.83 | 1405.8266 | 1405.8266 | 1405.8266 | 1405.8266 | 0 | 167.9465 | 167.9465 | 167.9465 | 167.9465 | 167.9465 | 167.9465 | 167.9465 | 167.9465 | 167.9465 | 167.9465 | 167.9465 | 167.9465 | 167.9465 | 167.9465 | 167.9465 | 167.9465 | 167.9465 | 167.9465 | 167.9465 | 167.9465 | 167.9465 | 167.9465 | 167.9465 | 167.9465 | 167.9465 | 167.9465 | 0.079376 | 0.08798 | 0.095628 | 0.10243 | 0.10847 | 0.11384 | 0.11862 | 0.12286 | 0.11695 | 0.11278 | 0.11002 | 0.10842 | 0.028382 | 0.019856 | 0.012875 | 0.0072004 | 0.0026277 | 0.019369 | 0.015305 | 0.011055 | 0.016485 | 0.0199 | 0.021757 | 0.022424 | 0.022203 | 0.079376 | 0.16736 | 0.26298 | 0.36541 | 0.47388 | 0.58772 | 0.70634 | 0.8292 | 0.94615 | 1.0589 | 1.169 | 1.2774 | 1.3058 | 1.3256 | 1.3385 | 1.3457 | 1.3483 | 1.3677 | 1.383 | 1.394 | 1.4105 | 1.4304 | 1.4522 | 1.4746 | 1.4968 | 0.47262 | 0.52386 | 0.5694 | 0.60988 | 0.64586 | 0.67785 | 0.70628 | 0.73155 | 0.69637 | 0.67151 | 0.65511 | 0.64558 | 0.16899 | 0.11823 | 0.076663 | 0.042873 | 0.015646 | 0.11533 | 0.09113 | 0.065824 | 0.098156 | 0.11849 | 0.12954 | 0.13352 | 0.1322 | 0.47262 | 0.99648 | 1.5659 | 2.1758 | 2.8216 | 3.4995 | 4.2057 | 4.9373 | 5.6337 | 6.3052 | 6.9603 | 7.6059 | 7.7749 | 7.8931 | 7.9698 | 8.0126 | 8.0283 | 8.1436 | 8.2347 | 8.3006 | 8.3987 | 8.5172 | 8.6467 | 8.7803 | 8.9125 | 0.0016867 | 0.0057071 | 0.010374 | 0.01558 | 0.02123 | 0.027247 | 0.033564 | 0.040124 | 0.043296 | 0.046669 | 0.050328 | 0.054326 | 0.057006 | 0.057732 | 0.05819 | 0.058476 | 0.058665 | 0.074361 | 0.074428 | 0.073705 | 0.070127 | 0.066107 | 0.061684 | 0.056894 | 0.051774 | 0.0016867 | 0.0073939 | 0.017768 | 0.033348 | 0.054578 | 0.081825 | 0.11539 | 0.15551 | 0.19881 | 0.24548 | 0.29581 | 0.35013 | 0.40714 | 0.46487 | 0.52306 | 0.58154 | 0.6402 | 0.71456 | 0.78899 | 0.8627 | 0.93282 | 0.99893 | 1.0606 | 1.1175 | 1.1693 | 0.010043 | 0.033982 | 0.061772 | 0.092766 | 0.12641 | 0.16224 | 0.19985 | 0.23891 | 0.2578 | 0.27788 | 0.29967 | 0.32347 | 0.33943 | 0.34375 | 0.34648 | 0.34819 | 0.34931 | 0.44277 | 0.44317 | 0.43886 | 0.41756 | 0.39362 | 0.36729 | 0.33877 | 0.30828 | 0.010043 | 0.044025 | 0.1058 | 0.19856 | 0.32497 | 0.48721 | 0.68706 | 0.92597 | 1.1838 | 1.4616 | 1.7613 | 2.0848 | 2.4242 | 2.768 | 3.1144 | 3.4626 | 3.8119 | 4.2547 | 4.6979 | 5.1367 | 5.5543 | 5.9479 | 6.3152 | 6.654 | 6.9622 | 0.0016867 | 0.0057071 | 0.010374 | 0.01558 | 0.02123 | 0.027247 | 0.033564 | 0.040124 | 0.043296 | 0.046669 | 0.050328 | 0.054326 | 0.057006 | 0.057732 | 0.05819 | 0.058476 | 0.058665 | 0.074361 | 0.074428 | 0.073705 | 0.070127 | 0.066107 | 0.061684 | 0.056894 | 0.051774 | 0.0016867 | 0.0073939 | 0.017768 | 0.033348 | 0.054578 | 0.081825 | 0.11539 | 0.15551 | 0.19881 | 0.24548 | 0.29581 | 0.35013 | 0.40714 | 0.46487 | 0.52306 | 0.58154 | 0.6402 | 0.71456 | 0.78899 | 0.8627 | 0.93282 | 0.99893 | 1.0606 | 1.1175 | 1.1693 | 0.010043 | 0.033982 | 0.061772 | 0.092766 | 0.12641 | 0.16224 | 0.19985 | 0.23891 | 0.2578 | 0.27788 | 0.29967 | 0.32347 | 0.33943 | 0.34375 | 0.34648 | 0.34819 | 0.34931 | 0.44277 | 0.44317 | 0.43886 | 0.41756 | 0.39362 | 0.36729 | 0.33877 | 0.30828 | 0.010043 | 0.044025 | 0.1058 | 0.19856 | 0.32497 | 0.48721 | 0.68706 | 0.92597 | 1.1838 | 1.4616 | 1.7613 | 2.0848 | 2.4242 | 2.768 | 3.1144 | 3.4626 | 3.8119 | 4.2547 | 4.6979 | 5.1367 | 5.5543 | 5.9479 | 6.3152 | 6.654 | 6.9622 | 0.0016867 | 0.0057071 | 0.010374 | 0.01558 | 0.02123 | 0.027247 | 0.033564 | 0.040124 | 0.043296 | 0.046669 | 0.050328 | 0.054326 | 0.057006 | 0.057732 | 0.05819 | 0.058476 | 0.058665 | 0.074361 | 0.074428 | 0.073705 | 0.070127 | 0.066107 | 0.061684 | 0.056894 | 0.051774 | 0.0016867 | 0.0073939 | 0.017768 | 0.033348 | 0.054578 | 0.081825 | 0.11539 | 0.15551 | 0.19881 | 0.24548 | 0.29581 | 0.35013 | 0.40714 | 0.46487 | 0.52306 | 0.58154 | 0.6402 | 0.71456 | 0.78899 | 0.8627 | 0.93282 | 0.99893 | 1.0606 | 1.1175 | 1.1693 | 0.010043 | 0.033982 | 0.061772 | 0.092766 | 0.12641 | 0.16224 | 0.19985 | 0.23891 | 0.2578 | 0.27788 | 0.29967 | 0.32347 | 0.33943 | 0.34375 | 0.34648 | 0.34819 | 0.34931 | 0.44277 | 0.44317 | 0.43886 | 0.41756 | 0.39362 | 0.36729 | 0.33877 | 0.30828 | 0.010043 | 0.044025 | 0.1058 | 0.19856 | 0.32497 | 0.48721 | 0.68706 | 0.92597 | 1.1838 | 1.4616 | 1.7613 | 2.0848 | 2.4242 | 2.768 | 3.1144 | 3.4626 | 3.8119 | 4.2547 | 4.6979 | 5.1367 | 5.5543 | 5.9479 | 6.3152 | 6.654 | 6.9622 | 1258.6067 | 1258.6067 | 1258.6067 | 1258.6067 | 1258.6067 | 1258.6067 | 1258.6067 | 1258.6067 | 1258.6067 | 1258.6067 | 1258.6067 | 1258.6067 | 1258.6067 | 1258.6067 | 1258.6067 | 1258.6067 | 1258.6067 | 1258.6067 | 1258.6067 | 1258.6067 | 1258.6067 | 1258.6037 | 1258.6037 | 1258.6037 | 1258.6037 | 943.955 | 943.955 | 943.955 | 943.955 | 943.955 | 943.955 | 943.955 | 943.955 | 943.955 | 943.955 | 943.955 | 943.955 | 943.955 | 943.955 | 943.955 | 943.955 | 943.955 | 943.955 | 943.955 | 943.955 | 943.955 | 943.9527 | 943.9527 | 943.9527 | 943.9527
OR_Commercial_Interruptible - Health_Existing_Food Preparation_Natural Gas_Range_A | OR | Commercial | Interruptible - Health | Existing | Food Preparation | Natural Gas | Range | A | WCNG207 | Standard | High Efficiency | 10 | 171.4286 | 0 | 0 | 0.01 | 0 | 0 | 0 | 0.7 | 0.2 | 1 units | 21.77% | 100% | Lost Opportunity | LOEven20_OR | 85% | TBD | 0% | 0.009925 |  | 0.0074438 |  | 0 | COOK_OVN-Food Preparation-AEO17-1 | EIA 2018 Tech Forecast | EIA 2018 Tech Forecast | Standard | Standard | Standard | Standard | Standard | Standard | Standard | Standard | Standard | Standard | Standard | Standard | Standard | Standard | Standard | Standard | Standard | Standard | Standard | Standard | Standard | Standard | Standard | Standard | Standard | Standard | Standard | High Efficiency | High Efficiency | High Efficiency | High Efficiency | High Efficiency | High Efficiency | High Efficiency | High Efficiency | High Efficiency | High Efficiency | High Efficiency | High Efficiency | High Efficiency | High Efficiency | High Efficiency | High Efficiency | High Efficiency | High Efficiency | High Efficiency | High Efficiency | High Efficiency | High Efficiency | High Efficiency | High Efficiency | High Efficiency | High Efficiency | High Efficiency | 0.01 | 0.01 | 0.01 | 0.01 | 0.01 | 0.01 | 0.01 | 0.01 | 0.01 | 0.01 | 0.01 | 0.01 | 0.01 | 0.01 | 0.01 | 0.01 | 0.01 | 0.01 | 0.01 | 0.01 | 0.01 | 0.01 | 0.01 | 0.010631 | 0.010631 | 0.010631 | 0.010631 | 0 | 171.4286 | 171.4286 | 171.4286 | 171.4286 | 171.4286 | 171.4286 | 171.4286 | 171.4286 | 171.4286 | 171.4286 | 171.4286 | 171.4286 | 171.4286 | 171.4286 | 171.4286 | 171.4286 | 171.4286 | 171.4286 | 171.4286 | 171.4286 | 171.4286 | 171.4286 | 171.4286 | 171.4286 | 171.4286 | 171.4286 | 0.50942 | 0.60347 | 0.67871 | 0.7389 | 0.78705 | 0.82557 | 0.85639 | 0.88104 | 0.7832 | 0.72845 | 0.19403 | 0.095035 | 0.027876 | 0.086503 | 0.069203 | 0.055362 | 0.04429 | 0.01192 | 0.089476 | 0.12049 | 0.12347 | 0.11082 | 0.080307 | 0 | 0 | 0.50942 | 1.1129 | 1.7916 | 2.5305 | 3.3175 | 4.1431 | 4.9995 | 5.8805 | 6.6637 | 7.3922 | 7.5862 | 7.6813 | 7.7091 | 7.7956 | 7.8648 | 7.9202 | 7.9645 | 7.9764 | 8.0659 | 8.1864 | 8.3098 | 8.4207 | 8.501 | 8.501 | 8.501 | 2.9716 | 3.5202 | 3.9591 | 4.3102 | 4.5911 | 4.8158 | 4.9956 | 5.1394 | 4.5687 | 4.2493 | 1.1318 | 0.55437 | 0.16261 | 0.5046 | 0.40368 | 0.32295 | 0.25836 | 0.069534 | 0.52194 | 0.70283 | 0.72026 | 0.64643 | 0.46846 | 0 | 0 | 2.9716 | 6.4919 | 10.451 | 14.7612 | 19.3523 | 24.1681 | 29.1637 | 34.3031 | 38.8718 | 43.1211 | 44.2529 | 44.8073 | 44.9699 | 45.4745 | 45.8782 | 46.2012 | 46.4595 | 46.529 | 47.051 | 47.7538 | 48.4741 | 49.1205 | 49.589 | 49.589 | 49.589 | 0.010825 | 0.039146 | 0.073631 | 0.11239 | 0.15404 | 0.19759 | 0.24232 | 0.28773 | 0.28994 | 0.30144 | 0.31096 | 0.31084 | 0.31122 | 0.37318 | 0.38703 | 0.3975 | 0.40539 | 0.39339 | 0.41377 | 0.42015 | 0.3811 | 0.33794 | 0.284 | 0.18287 | 0.13787 | 0.010825 | 0.049971 | 0.1236 | 0.23599 | 0.39004 | 0.58763 | 0.82995 | 1.1177 | 1.4076 | 1.7091 | 2.02 | 2.3309 | 2.6421 | 3.0153 | 3.4023 | 3.7998 | 4.2052 | 4.5986 | 5.0124 | 5.4325 | 5.8136 | 6.1515 | 6.4355 | 6.6184 | 6.7563 | 0.063147 | 0.22835 | 0.42951 | 0.65561 | 0.89859 | 1.1526 | 1.4136 | 1.6784 | 1.6913 | 1.7584 | 1.8139 | 1.8132 | 1.8155 | 2.1769 | 2.2577 | 2.3187 | 2.3648 | 2.2948 | 2.4137 | 2.4509 | 2.2231 | 1.9713 | 1.6567 | 1.0668 | 0.80426 | 0.063147 | 0.2915 | 0.72101 | 1.3766 | 2.2752 | 3.4278 | 4.8414 | 6.5198 | 8.2111 | 9.9696 | 11.7835 | 13.5967 | 15.4122 | 17.5891 | 19.8467 | 22.1655 | 24.5303 | 26.825 | 29.2387 | 31.6896 | 33.9127 | 35.884 | 37.5407 | 38.6074 | 39.4117 | 0.010825 | 0.039146 | 0.073631 | 0.11239 | 0.15404 | 0.19759 | 0.24232 | 0.28773 | 0.28994 | 0.30144 | 0.31096 | 0.31084 | 0.31122 | 0.37318 | 0.38703 | 0.3975 | 0.40539 | 0.39339 | 0.41377 | 0.42015 | 0.3811 | 0.33794 | 0.284 | 0.18287 | 0.13787 | 0.010825 | 0.049971 | 0.1236 | 0.23599 | 0.39004 | 0.58763 | 0.82995 | 1.1177 | 1.4076 | 1.7091 | 2.02 | 2.3309 | 2.6421 | 3.0153 | 3.4023 | 3.7998 | 4.2052 | 4.5986 | 5.0124 | 5.4325 | 5.8136 | 6.1515 | 6.4355 | 6.6184 | 6.7563 | 0.063147 | 0.22835 | 0.42951 | 0.65561 | 0.89859 | 1.1526 | 1.4136 | 1.6784 | 1.6913 | 1.7584 | 1.8139 | 1.8132 | 1.8155 | 2.1769 | 2.2577 | 2.3187 | 2.3648 | 2.2948 | 2.4137 | 2.4509 | 2.2231 | 1.9713 | 1.6567 | 1.0668 | 0.80426 | 0.063147 | 0.2915 | 0.72101 | 1.3766 | 2.2752 | 3.4278 | 4.8414 | 6.5198 | 8.2111 | 9.9696 | 11.7835 | 13.5967 | 15.4122 | 17.5891 | 19.8467 | 22.1655 | 24.5303 | 26.825 | 29.2387 | 31.6896 | 33.9127 | 35.884 | 37.5407 | 38.6074 | 39.4117 | 0.010825 | 0.039146 | 0.073631 | 0.11239 | 0.15404 | 0.19759 | 0.24232 | 0.28773 | 0.28994 | 0.30144 | 0.31096 | 0.31084 | 0.31122 | 0.37318 | 0.38703 | 0.3975 | 0.40539 | 0.39339 | 0.41377 | 0.42015 | 0.3811 | 0.33794 | 0.284 | 0.18287 | 0.13787 | 0.010825 | 0.049971 | 0.1236 | 0.23599 | 0.39004 | 0.58763 | 0.82995 | 1.1177 | 1.4076 | 1.7091 | 2.02 | 2.3309 | 2.6421 | 3.0153 | 3.4023 | 3.7998 | 4.2052 | 4.5986 | 5.0124 | 5.4325 | 5.8136 | 6.1515 | 6.4355 | 6.6184 | 6.7563 | 0.063147 | 0.22835 | 0.42951 | 0.65561 | 0.89859 | 1.1526 | 1.4136 | 1.6784 | 1.6913 | 1.7584 | 1.8139 | 1.8132 | 1.8155 | 2.1769 | 2.2577 | 2.3187 | 2.3648 | 2.2948 | 2.4137 | 2.4509 | 2.2231 | 1.9713 | 1.6567 | 1.0668 | 0.80426 | 0.063147 | 0.2915 | 0.72101 | 1.3766 | 2.2752 | 3.4278 | 4.8414 | 6.5198 | 8.2111 | 9.9696 | 11.7835 | 13.5967 | 15.4122 | 17.5891 | 19.8467 | 22.1655 | 24.5303 | 26.825 | 29.2387 | 31.6896 | 33.9127 | 35.884 | 37.5407 | 38.6074 | 39.4117 | 0.009925 | 0.009925 | 0.009925 | 0.009925 | 0.009925 | 0.009925 | 0.009925 | 0.009925 | 0.009925 | 0.009925 | 0.009925 | 0.009925 | 0.009925 | 0.009925 | 0.009925 | 0.009925 | 0.009925 | 0.009925 | 0.009925 | 0.009925 | 0.009925 | 0.010551 | 0.010551 | 0.010551 | 0.010551 | 0.0074438 | 0.0074438 | 0.0074438 | 0.0074438 | 0.0074438 | 0.0074438 | 0.0074438 | 0.0074438 | 0.0074438 | 0.0074438 | 0.0074438 | 0.0074438 | 0.0074438 | 0.0074438 | 0.0074438 | 0.0074438 | 0.0074438 | 0.0074438 | 0.0074438 | 0.0074438 | 0.0074438 | 0.0079134 | 0.0079134 | 0.0079134 | 0.0079134
OR_Commercial_Interruptible - Health_Existing_Food Preparation_Natural Gas_Steamer_A | OR | Commercial | Interruptible - Health | Existing | Food Preparation | Natural Gas | Steamer | A | WCNG208 | Standard | ENERGY STAR | 8 | 1215.1419 | 0 | 0 | 0.01 | 737.87 | 0 | 0 | 0.7 | 0.2 | 1 units | 2.392% | 100% | Lost Opportunity | LOEven20_OR | 85% | TBD | 0% | -607.2266 |  | 0.001236 |  | 0 | RTF Wkbk - ComCookingSteamer_v5_0 | RTF Wkbk - ComCookingSteamer_v5_0 | RTF Wkbk - ComCookingSteamer_v5_0 | Standard | Standard | Standard | Standard | Standard | Standard | Standard | Standard | Standard | Standard | Standard | Standard | Standard | Standard | Standard | Standard | Standard | Standard | Standard | Standard | Standard | Standard | Standard | Standard | Standard | Standard | Standard | ENERGY STAR | ENERGY STAR | ENERGY STAR | ENERGY STAR | ENERGY STAR | ENERGY STAR | ENERGY STAR | ENERGY STAR | ENERGY STAR | ENERGY STAR | ENERGY STAR | ENERGY STAR | ENERGY STAR | ENERGY STAR | ENERGY STAR | ENERGY STAR | ENERGY STAR | ENERGY STAR | ENERGY STAR | ENERGY STAR | ENERGY STAR | ENERGY STAR | ENERGY STAR | ENERGY STAR | ENERGY STAR | ENERGY STAR | ENERGY STAR | 0.01 | 0.01 | 0.01 | 0.01 | 0.01 | 0.01 | 0.01 | 0.01 | 0.01 | 0.01 | 0.01 | 0.01 | 0.01 | 0.01 | 0.01 | 0.01 | 0.01 | 0.01 | 0.01 | 0.01 | 0.01 | 0.01 | 0.01 | 0.010743 | 0.010743 | 0.010743 | 0.010743 | 0 | 1215.1419 | 1215.1419 | 1215.1419 | 1215.1419 | 1215.1419 | 1215.1419 | 1215.1419 | 1215.1419 | 1215.1419 | 1215.1419 | 1215.1419 | 1215.1419 | 1215.1419 | 1215.1419 | 1215.1419 | 1215.1419 | 1215.1419 | 1215.1419 | 1215.1419 | 1215.1419 | 1215.1419 | 1215.1419 | 1215.1419 | 1215.1419 | 1215.1419 | 1215.1419 | 0.60397 | 0.58731 | 0.57398 | 0.56332 | 0.55479 | 0.54796 | 0.56333 | 0.57146 | 0 | 0 | 0 | 0.16924 | 0.13539 | 0.11248 | 0.075819 | 0.051992 | 0.0074521 | 0.014492 | 0.058 | 0 | 0 | 0 | 0.0028839 | 0.054481 | 0 | 0.60397 | 1.1913 | 1.7653 | 2.3286 | 2.8834 | 3.4313 | 3.9946 | 4.5661 | 4.5661 | 4.5661 | 4.5661 | 4.7353 | 4.8707 | 4.9832 | 5.059 | 5.111 | 5.1185 | 5.133 | 5.191 | 5.191 | 5.191 | 5.191 | 5.1938 | 5.2483 | 5.2483 | 0.49704 | 0.48332 | 0.47236 | 0.46358 | 0.45656 | 0.45094 | 0.46359 | 0.47028 | 0 | 0 | 0 | 0.13927 | 0.11142 | 0.092562 | 0.062395 | 0.042786 | 0.0061327 | 0.011926 | 0.047731 | 0 | 0 | 0 | 0.0023733 | 0.044835 | 0 | 0.49704 | 0.98036 | 1.4527 | 1.9163 | 2.3729 | 2.8238 | 3.2874 | 3.7577 | 3.7577 | 3.7577 | 3.7577 | 3.8969 | 4.0084 | 4.1009 | 4.1633 | 4.2061 | 4.2122 | 4.2242 | 4.2719 | 4.2719 | 4.2719 | 4.2719 | 4.2743 | 4.3191 | 4.3191 | 0.012834 | 0.038098 | 0.062269 | 0.085683 | 0.10858 | 0.13115 | 0.1594 | 0.18663 | 0.19989 | 0.19964 | 0.1995 | 0.28136 | 0.26733 | 0.25738 | 0.24448 | 0.23453 | 0.22698 | 0.2213 | 0.24784 | 0.18184 | 0.17617 | 0.16177 | 0.14184 | 0.15508 | 0.10132 | 0.012834 | 0.050932 | 0.1132 | 0.19888 | 0.30747 | 0.43862 | 0.59802 | 0.78464 | 0.98454 | 1.1842 | 1.3837 | 1.665 | 1.9324 | 2.1898 | 2.4342 | 2.6688 | 2.8957 | 3.117 | 3.3649 | 3.5467 | 3.7229 | 3.8847 | 4.0265 | 4.1816 | 4.2829 | 0.010562 | 0.031353 | 0.051244 | 0.070513 | 0.08936 | 0.10793 | 0.13118 | 0.15358 | 0.1645 | 0.16429 | 0.16418 | 0.23155 | 0.22 | 0.21181 | 0.2012 | 0.19301 | 0.18679 | 0.18211 | 0.20396 | 0.14964 | 0.14498 | 0.13313 | 0.11673 | 0.12763 | 0.083381 | 0.010562 | 0.041915 | 0.093159 | 0.16367 | 0.25303 | 0.36096 | 0.49214 | 0.64572 | 0.81022 | 0.97451 | 1.1387 | 1.3702 | 1.5902 | 1.8021 | 2.0033 | 2.1963 | 2.383 | 2.5652 | 2.7691 | 2.9188 | 3.0637 | 3.1969 | 3.3136 | 3.4412 | 3.5246 | 0.012834 | 0.038098 | 0.062269 | 0.085683 | 0.10858 | 0.13115 | 0.1594 | 0.18663 | 0.19989 | 0.19964 | 0.1995 | 0.28136 | 0.26733 | 0.25738 | 0.24448 | 0.23453 | 0.22698 | 0.2213 | 0.24784 | 0.18184 | 0.17617 | 0.16177 | 0.14184 | 0.15508 | 0.10132 | 0.012834 | 0.050932 | 0.1132 | 0.19888 | 0.30747 | 0.43862 | 0.59802 | 0.78464 | 0.98454 | 1.1842 | 1.3837 | 1.665 | 1.9324 | 2.1898 | 2.4342 | 2.6688 | 2.8957 | 3.117 | 3.3649 | 3.5467 | 3.7229 | 3.8847 | 4.0265 | 4.1816 | 4.2829 | 0.010562 | 0.031353 | 0.051244 | 0.070513 | 0.08936 | 0.10793 | 0.13118 | 0.15358 | 0.1645 | 0.16429 | 0.16418 | 0.23155 | 0.22 | 0.21181 | 0.2012 | 0.19301 | 0.18679 | 0.18211 | 0.20396 | 0.14964 | 0.14498 | 0.13313 | 0.11673 | 0.12763 | 0.083381 | 0.010562 | 0.041915 | 0.093159 | 0.16367 | 0.25303 | 0.36096 | 0.49214 | 0.64572 | 0.81022 | 0.97451 | 1.1387 | 1.3702 | 1.5902 | 1.8021 | 2.0033 | 2.1963 | 2.383 | 2.5652 | 2.7691 | 2.9188 | 3.0637 | 3.1969 | 3.3136 | 3.4412 | 3.5246 | 0.012834 | 0.038098 | 0.062269 | 0.085683 | 0.10858 | 0.13115 | 0.1594 | 0.18663 | 0.19989 | 0.19964 | 0.1995 | 0.28136 | 0.26733 | 0.25738 | 0.24448 | 0.23453 | 0.22698 | 0.2213 | 0.24784 | 0.18184 | 0.17617 | 0.16177 | 0.14184 | 0.15508 | 0.10132 | 0.012834 | 0.050932 | 0.1132 | 0.19888 | 0.30747 | 0.43862 | 0.59802 | 0.78464 | 0.98454 | 1.1842 | 1.3837 | 1.665 | 1.9324 | 2.1898 | 2.4342 | 2.6688 | 2.8957 | 3.117 | 3.3649 | 3.5467 | 3.7229 | 3.8847 | 4.0265 | 4.1816 | 4.2829 | 0.010562 | 0.031353 | 0.051244 | 0.070513 | 0.08936 | 0.10793 | 0.13118 | 0.15358 | 0.1645 | 0.16429 | 0.16418 | 0.23155 | 0.22 | 0.21181 | 0.2012 | 0.19301 | 0.18679 | 0.18211 | 0.20396 | 0.14964 | 0.14498 | 0.13313 | 0.11673 | 0.12763 | 0.083381 | 0.010562 | 0.041915 | 0.093159 | 0.16367 | 0.25303 | 0.36096 | 0.49214 | 0.64572 | 0.81022 | 0.97451 | 1.1387 | 1.3702 | 1.5902 | 1.8021 | 2.0033 | 2.1963 | 2.383 | 2.5652 | 2.7691 | 2.9188 | 3.0637 | 3.1969 | 3.3136 | 3.4412 | 3.5246 | -607.2266 | -607.2266 | -607.2266 | -607.2266 | -607.2266 | -607.2266 | -607.2266 | -607.2266 | -607.2266 | -607.2266 | -607.2266 | -607.2266 | -607.2266 | -607.2266 | -607.2266 | -607.2266 | -607.2266 | -607.2266 | -607.2266 | -607.2266 | -607.2266 | -607.2265 | -607.2265 | -607.2265 | -607.2265 | 0.001236 | 0.001236 | 0.001236 | 0.001236 | 0.001236 | 0.001236 | 0.001236 | 0.001236 | 0.001236 | 0.001236 | 0.001236 | 0.001236 | 0.001236 | 0.001236 | 0.001236 | 0.001236 | 0.001236 | 0.001236 | 0.001236 | 0.001236 | 0.001236 | 0.0013278 | 0.0013278 | 0.0013278 | 0.0013278
OR_Commercial_Interruptible - Health_Existing_Food Preparation_Natural Gas_Commercial Food Prep Other_A | OR | Commercial | Interruptible - Health | Existing | Food Preparation | Natural Gas | Commercial Food Prep Other | A | WCNG209 | Standard | ENERGY STAR | 10 | 0 | 0 | 0 | 254.64 | 0 | 0 | 0 | 0.7 | 0.2 | 1 units | 0% | 100% | Lost Opportunity | LOEven20_OR | 85% | TBD | 0% | 0 |  | 0 |  | 0 | N/A | N/A | N/A | Standard | Standard | Standard | Standard | Standard | Standard | Standard | Standard | Standard | Standard | Standard | Standard | Standard | Standard | Standard | Standard | Standard | Standard | Standard | Standard | Standard | Standard | Standard | Standard | Standard | Standard | Standard | ENERGY STAR | ENERGY STAR | ENERGY STAR | ENERGY STAR | ENERGY STAR | ENERGY STAR | ENERGY STAR | ENERGY STAR | ENERGY STAR | ENERGY STAR | ENERGY STAR | ENERGY STAR | ENERGY STAR | ENERGY STAR | ENERGY STAR | ENERGY STAR | ENERGY STAR | ENERGY STAR | ENERGY STAR | ENERGY STAR | ENERGY STAR | ENERGY STAR | ENERGY STAR | ENERGY STAR | ENERGY STAR | ENERGY STAR | ENERGY STAR | 254.64 | 254.64 | 254.64 | 254.64 | 254.64 | 254.64 | 254.64 | 254.64 | 254.64 | 254.64 | 254.64 | 254.64 | 254.64 | 254.64 | 254.64 | 254.64 | 254.64 | 254.64 | 254.64 | 254.64 | 254.64 | 254.64 | 254.64 | 254.6373 | 254.6373 | 254.6373 | 254.6373 | 0 | 0 | 0 | 0 | 0 | 0 | 0 | 0 | 0 | 0 | 0 | 0 | 0 | 0 | 0 | 0 | 0 | 0 | 0 | 0 | 0 | 0 | 0 | 0 | 0 | 0 | 0 | 0 | 0 | 0 | 0 | 0 | 0 | 0 | 0 | 0 | 0 | 0 | 0 | 0 | 0 | 0 | 0 | 0 | 0 | 0 | 0 | 0 | 0 | 0 | 0 | 0 | 0 | 0 | 0 | 0 | 0 | 0 | 0 | 0 | 0 | 0 | 0 | 0 | 0 | 0 | 0 | 0 | 0 | 0 | 0 | 0 | 0 | 0 | 0 | 0 | 0 | 0 | 0 | 0 | 0 | 0 | 0 | 0 | 0 | 0 | 0 | 0 | 0 | 0 | 0 | 0 | 0 | 0 | 0 | 0 | 0 | 0 | 0 | 0 | 0 | 0 | 0 | 0 | 0 | 0 | 0 | 0 | 0 | 0 | 0 | 0 | 0 | 0 | 0 | 0 | 0 | 0 | 0 | 0 | 0 | 0 | 0 | 0 | 0 | 0 | 0 | 0 | 0 | 0 | 0 | 0 | 0 | 0 | 0 | 0 | 0 | 0 | 0 | 0 | 0 | 0 | 0 | 0 | 0 | 0 | 0 | 0 | 0 | 0 | 0 | 0 | 0 | 0 | 0 | 0 | 0 | 0 | 0 | 0 | 0 | 0 | 0 | 0 | 0 | 0 | 0 | 0 | 0 | 0 | 0 | 0 | 0 | 0 | 0 | 0 | 0 | 0 | 0 | 0 | 0 | 0 | 0 | 0 | 0 | 0 | 0 | 0 | 0 | 0 | 0 | 0 | 0 | 0 | 0 | 0 | 0 | 0 | 0 | 0 | 0 | 0 | 0 | 0 | 0 | 0 | 0 | 0 | 0 | 0 | 0 | 0 | 0 | 0 | 0 | 0 | 0 | 0 | 0 | 0 | 0 | 0 | 0 | 0 | 0 | 0 | 0 | 0 | 0 | 0 | 0 | 0 | 0 | 0 | 0 | 0 | 0 | 0 | 0 | 0 | 0 | 0 | 0 | 0 | 0 | 0 | 0 | 0 | 0 | 0 | 0 | 0 | 0 | 0 | 0 | 0 | 0 | 0 | 0 | 0 | 0 | 0 | 0 | 0 | 0 | 0 | 0 | 0 | 0 | 0 | 0 | 0 | 0 | 0 | 0 | 0 | 0 | 0 | 0 | 0 | 0 | 0 | 0 | 0 | 0 | 0 | 0 | 0 | 0 | 0 | 0 | 0 | 0 | 0 | 0 | 0 | 0 | 0 | 0 | 0 | 0 | 0 | 0 | 0 | 0 | 0 | 0 | 0 | 0 | 0 | 0 | 0 | 0 | 0 | 0 | 0 | 0 | 0 | 0 | 0 | 0 | 0 | 0 | 0 | 0 | 0 | 0 | 0 | 0 | 0 | 0 | 0 | 0 | 0 | 0 | 0 | 0 | 0 | 0 | 0 | 0 | 0 | 0 | 0 | 0 | 0 | 0 | 0 | 0 | 0 | 0 | 0 | 0 | 0 | 0 | 0 | 0 | 0 | 0 | 0 | 0 | 0 | 0 | 0 | 0 | 0 | 0 | 0 | 0 | 0 | 0 | 0 | 0 | 0 | 0 | 0 | 0 | 0 | 0 | 0 | 0 | 0 | 0 | 0 | 0 | 0 | 0 | 0 | 0 | 0 | 0 | 0 | 0 | 0 | 0 | 0 | 0 | 0 | 0 | 0 | 0 | 0 | 0 | 0 | 0 | 0 | 0 | 0 | 0 | 0 | 0 | 0 | 0 | 0 | 0 | 0 | 0 | 0 | 0 | 0 | 0 | 0 | 0 | 0 | 0 | 0 | 0 | 0 | 0 | 0 | 0 | 0 | 0 | 0 | 0 | 0 | 0 | 0 | 0 | 0 | 0 | 0 | 0 | 0 | 0 | 0 | 0 | 0 | 0 | 0 | 0 | 0 | 0 | 0 | 0 | 0 | 0 | 0 | 0 | 0 | 0 | 0 | 0 | 0 | 0 | 0 | 0 | 0 | 0 | 0 | 0 | 0 | 0 | 0 | 0 | 0 | 0
OR_Commercial_Interruptible - Health_Existing_Miscellaneous_Natural Gas_Pool Heater_A | OR | Commercial | Interruptible - Health | Existing | Miscellaneous | Natural Gas | Pool Heater | A | WCNG210 | Standard (EF .78) | Condensing (EF .90) | 6 | 0 | 0 | 0 | 12715.41 | 0 | 0 | 0 | 0.7 | 0.2 | 1 units | 0% | 100% | Lost Opportunity | LO1Slow_OR | 84.66% | TBD | 0% | 0 |  | 0 |  | 0 | DOE Commercial R&D 2016 - Table 7-6 | DOE Commercial R&D 2016 - Table 7-7 | DOE Commercial R&D 2016 - Table 7-9 | Standard (EF .78) | Standard (EF .78) | Standard (EF .78) | Standard (EF .78) | Standard (EF .78) | Standard (EF .78) | Standard (EF .78) | Standard (EF .78) | Standard (EF .78) | Standard (EF .78) | Standard (EF .78) | Standard (EF .78) | Standard (EF .78) | Standard (EF .78) | Standard (EF .78) | Standard (EF .78) | Standard (EF .78) | Standard (EF .78) | Standard (EF .78) | Standard (EF .78) | Standard (EF .78) | Standard (EF .78) | Standard (EF .78) | Standard (EF .78) | Standard (EF .78) | Standard (EF .78) | Standard (EF .78) | Condensing (EF .90) | Condensing (EF .90) | Condensing (EF .90) | Condensing (EF .90) | Condensing (EF .90) | Condensing (EF .90) | Condensing (EF .90) | Condensing (EF .90) | Condensing (EF .90) | Condensing (EF .90) | Condensing (EF .90) | Condensing (EF .90) | Condensing (EF .90) | Condensing (EF .90) | Condensing (EF .90) | Condensing (EF .90) | Condensing (EF .90) | Condensing (EF .90) | Condensing (EF .90) | Condensing (EF .90) | Condensing (EF .90) | Condensing (EF .90) | Condensing (EF .90) | Condensing (EF .90) | Condensing (EF .90) | Condensing (EF .90) | Condensing (EF .90) | 12715.41 | 12715.41 | 12715.41 | 12715.41 | 12715.41 | 12715.41 | 12715.41 | 12715.41 | 12715.41 | 12715.41 | 12715.41 | 12715.41 | 12715.41 | 12715.41 | 12715.41 | 12715.41 | 12715.41 | 12715.41 | 12715.41 | 12715.41 | 12715.41 | 12715.41 | 12715.41 | 12715.4132 | 12715.4132 | 12715.4132 | 12715.4132 | 0 | 0 | 0 | 0 | 0 | 0 | 0 | 0 | 0 | 0 | 0 | 0 | 0 | 0 | 0 | 0 | 0 | 0 | 0 | 0 | 0 | 0 | 0 | 0 | 0 | 0 | 0 | 0 | 0 | 0 | 0 | 0 | 0 | 0 | 0 | 0 | 0 | 0 | 0 | 0 | 0 | 0 | 0 | 0 | 0 | 0 | 0 | 0 | 0 | 0 | 0 | 0 | 0 | 0 | 0 | 0 | 0 | 0 | 0 | 0 | 0 | 0 | 0 | 0 | 0 | 0 | 0 | 0 | 0 | 0 | 0 | 0 | 0 | 0 | 0 | 0 | 0 | 0 | 0 | 0 | 0 | 0 | 0 | 0 | 0 | 0 | 0 | 0 | 0 | 0 | 0 | 0 | 0 | 0 | 0 | 0 | 0 | 0 | 0 | 0 | 0 | 0 | 0 | 0 | 0 | 0 | 0 | 0 | 0 | 0 | 0 | 0 | 0 | 0 | 0 | 0 | 0 | 0 | 0 | 0 | 0 | 0 | 0 | 0 | 0 | 0 | 0 | 0 | 0 | 0 | 0 | 0 | 0 | 0 | 0 | 0 | 0 | 0 | 0 | 0 | 0 | 0 | 0 | 0 | 0 | 0 | 0 | 0 | 0 | 0 | 0 | 0 | 0 | 0 | 0 | 0 | 0 | 0 | 0 | 0 | 0 | 0 | 0 | 0 | 0 | 0 | 0 | 0 | 0 | 0 | 0 | 0 | 0 | 0 | 0 | 0 | 0 | 0 | 0 | 0 | 0 | 0 | 0 | 0 | 0 | 0 | 0 | 0 | 0 | 0 | 0 | 0 | 0 | 0 | 0 | 0 | 0 | 0 | 0 | 0 | 0 | 0 | 0 | 0 | 0 | 0 | 0 | 0 | 0 | 0 | 0 | 0 | 0 | 0 | 0 | 0 | 0 | 0 | 0 | 0 | 0 | 0 | 0 | 0 | 0 | 0 | 0 | 0 | 0 | 0 | 0 | 0 | 0 | 0 | 0 | 0 | 0 | 0 | 0 | 0 | 0 | 0 | 0 | 0 | 0 | 0 | 0 | 0 | 0 | 0 | 0 | 0 | 0 | 0 | 0 | 0 | 0 | 0 | 0 | 0 | 0 | 0 | 0 | 0 | 0 | 0 | 0 | 0 | 0 | 0 | 0 | 0 | 0 | 0 | 0 | 0 | 0 | 0 | 0 | 0 | 0 | 0 | 0 | 0 | 0 | 0 | 0 | 0 | 0 | 0 | 0 | 0 | 0 | 0 | 0 | 0 | 0 | 0 | 0 | 0 | 0 | 0 | 0 | 0 | 0 | 0 | 0 | 0 | 0 | 0 | 0 | 0 | 0 | 0 | 0 | 0 | 0 | 0 | 0 | 0 | 0 | 0 | 0 | 0 | 0 | 0 | 0 | 0 | 0 | 0 | 0 | 0 | 0 | 0 | 0 | 0 | 0 | 0 | 0 | 0 | 0 | 0 | 0 | 0 | 0 | 0 | 0 | 0 | 0 | 0 | 0 | 0 | 0 | 0 | 0 | 0 | 0 | 0 | 0 | 0 | 0 | 0 | 0 | 0 | 0 | 0 | 0 | 0 | 0 | 0 | 0 | 0 | 0 | 0 | 0 | 0 | 0 | 0 | 0 | 0 | 0 | 0 | 0 | 0 | 0 | 0 | 0 | 0 | 0 | 0 | 0 | 0 | 0 | 0 | 0 | 0 | 0 | 0 | 0 | 0 | 0 | 0 | 0 | 0 | 0 | 0 | 0 | 0 | 0 | 0 | 0 | 0 | 0 | 0 | 0 | 0 | 0 | 0 | 0 | 0 | 0 | 0 | 0 | 0 | 0 | 0 | 0 | 0 | 0 | 0 | 0 | 0 | 0 | 0 | 0 | 0 | 0 | 0 | 0 | 0 | 0 | 0 | 0 | 0 | 0 | 0 | 0 | 0 | 0 | 0 | 0 | 0 | 0 | 0 | 0 | 0 | 0 | 0 | 0 | 0 | 0 | 0 | 0 | 0 | 0 | 0 | 0 | 0 | 0 | 0 | 0 | 0 | 0 | 0 | 0 | 0 | 0
OR_Commercial_Interruptible - Health_New_Space Heating_Natural Gas_Furnace_A | OR | Commercial | Interruptible - Health | New | Space Heating | Natural Gas | Furnace | A | WCNG211 | AFUE 80% (Standard) | AFUE 96% | 23 | 0 | 0 | 0 | 956.79 | -5.72 | 0 | 0 | 0.7 | 0.2 | 400 kBtu/hr | 13.17% | 100% | Lost Opportunity | LO1Slow_OR | 84.66% | TBD | 0% | 0 |  | 0 |  | 0 | EIA18_Tech Forecast Updates_p.90_2020 Typical | EIA18_Tech Forecast Updates_p.90_2020 Typical | AEG BEST | AFUE 80% (Standard) | AFUE 80% (Standard) | AFUE 80% (Standard) | AFUE 90% | AFUE 90% | AFUE 90% | AFUE 90% | AFUE 90% | AFUE 90% | AFUE 90% | AFUE 90% | AFUE 90% | AFUE 90% | AFUE 90% | AFUE 90% | AFUE 90% | AFUE 90% | AFUE 90% | AFUE 90% | AFUE 90% | AFUE 90% | AFUE 90% | AFUE 90% | AFUE 90% | AFUE 90% | AFUE 90% | AFUE 90% | AFUE 96% | AFUE 96% | AFUE 96% | AFUE 96% | AFUE 96% | AFUE 96% | AFUE 96% | AFUE 96% | AFUE 96% | AFUE 96% | AFUE 96% | AFUE 96% | AFUE 96% | AFUE 96% | AFUE 96% | AFUE 96% | AFUE 96% | AFUE 96% | AFUE 96% | AFUE 96% | AFUE 96% | AFUE 96% | AFUE 96% | AFUE 96% | AFUE 96% | AFUE 96% | AFUE 96% | 1913.58 | 1913.58 | 1913.58 | 956.79 | 956.79 | 956.79 | 956.79 | 956.79 | 956.79 | 956.79 | 956.79 | 956.79 | 956.79 | 956.79 | 956.79 | 956.79 | 956.79 | 956.79 | 956.79 | 956.79 | 956.79 | 956.79 | 956.79 | 956.7894 | 956.7894 | 956.7894 | 956.7894 | 0 | 0 | 0 | 0 | 0 | 0 | 0 | 0 | 0 | 0 | 0 | 0 | 0 | 0 | 0 | 0 | 0 | 0 | 0 | 0 | 0 | 0 | 0 | 0 | 0 | 0 | 0 | 0 | 0 | 0 | 0 | 0 | 0 | 0 | 0 | 0 | 0 | 0 | 0 | 0 | 0 | 0 | 0 | 0 | 0 | 0 | 0 | 0 | 0 | 0 | 0 | 0 | 0 | 0 | 0 | 0 | 0 | 0 | 0 | 0 | 0 | 0 | 0 | 0 | 0 | 0 | 0 | 0 | 0 | 0 | 0 | 0 | 0 | 0 | 0 | 0 | 0 | 0 | 0 | 0 | 0 | 0 | 0 | 0 | 0 | 0 | 0 | 0 | 0 | 0 | 0 | 0 | 0 | 0 | 0 | 0 | 0 | 0 | 0 | 0 | 0 | 0 | 0 | 0 | 0 | 0 | 0 | 0 | 0 | 0 | 0 | 0 | 0 | 0 | 0 | 0 | 0 | 0 | 0 | 0 | 0 | 0 | 0 | 0 | 0 | 0 | 0 | 0 | 0 | 0 | 0 | 0 | 0 | 0 | 0 | 0 | 0 | 0 | 0 | 0 | 0 | 0 | 0 | 0 | 0 | 0 | 0 | 0 | 0 | 0 | 0 | 0 | 0 | 0 | 0 | 0 | 0 | 0 | 0 | 0 | 0 | 0 | 0 | 0 | 0 | 0 | 0 | 0 | 0 | 0 | 0 | 0 | 0 | 0 | 0 | 0 | 0 | 0 | 0 | 0 | 0 | 0 | 0 | 0 | 0 | 0 | 0 | 0 | 0 | 0 | 0 | 0 | 0 | 0 | 0 | 0 | 0 | 0 | 0 | 0 | 0 | 0 | 0 | 0 | 0 | 0 | 0 | 0 | 0 | 0 | 0 | 0 | 0 | 0 | 0 | 0 | 0 | 0 | 0 | 0 | 0 | 0 | 0 | 0 | 0 | 0 | 0 | 0 | 0 | 0 | 0 | 0 | 0 | 0 | 0 | 0 | 0 | 0 | 0 | 0 | 0 | 0 | 0 | 0 | 0 | 0 | 0 | 0 | 0 | 0 | 0 | 0 | 0 | 0 | 0 | 0 | 0 | 0 | 0 | 0 | 0 | 0 | 0 | 0 | 0 | 0 | 0 | 0 | 0 | 0 | 0 | 0 | 0 | 0 | 0 | 0 | 0 | 0 | 0 | 0 | 0 | 0 | 0 | 0 | 0 | 0 | 0 | 0 | 0 | 0 | 0 | 0 | 0 | 0 | 0 | 0 | 0 | 0 | 0 | 0 | 0 | 0 | 0 | 0 | 0 | 0 | 0 | 0 | 0 | 0 | 0 | 0 | 0 | 0 | 0 | 0 | 0 | 0 | 0 | 0 | 0 | 0 | 0 | 0 | 0 | 0 | 0 | 0 | 0 | 0 | 0 | 0 | 0 | 0 | 0 | 0 | 0 | 0 | 0 | 0 | 0 | 0 | 0 | 0 | 0 | 0 | 0 | 0 | 0 | 0 | 0 | 0 | 0 | 0 | 0 | 0 | 0 | 0 | 0 | 0 | 0 | 0 | 0 | 0 | 0 | 0 | 0 | 0 | 0 | 0 | 0 | 0 | 0 | 0 | 0 | 0 | 0 | 0 | 0 | 0 | 0 | 0 | 0 | 0 | 0 | 0 | 0 | 0 | 0 | 0 | 0 | 0 | 0 | 0 | 0 | 0 | 0 | 0 | 0 | 0 | 0 | 0 | 0 | 0 | 0 | 0 | 0 | 0 | 0 | 0 | 0 | 0 | 0 | 0 | 0 | 0 | 0 | 0 | 0 | 0 | 0 | 0 | 0 | 0 | 0 | 0 | 0 | 0 | 0 | 0 | 0 | 0 | 0 | 0 | 0 | 0 | 0 | 0 | 0 | 0 | 0 | 0 | 0 | 0 | 0 | 0 | 0 | 0 | 0 | 0 | 0 | 0 | 0 | 0 | 0 | 0 | 0 | 0 | 0 | 0 | 0 | 0 | 0 | 0 | 0 | 0 | 0 | 0 | 0 | 0 | 0 | 0 | 0 | 0 | 0 | 0 | 0
OR_Commercial_Interruptible - Health_New_Space Heating_Natural Gas_Boiler_A | OR | Commercial | Interruptible - Health | New | Space Heating | Natural Gas | Boiler | A | WCNG212 | AFUE 80% (Standard) | AFUE 85% | 25 | 0 | 0 | 0 | 6982.75 | 0 | 0 | 0 | 0.7 | 0.2 | 800 kBtu/hr | 74.23% | 100% | Lost Opportunity | LO20Fast_OR | 84.66% | TBD | 0% | 0 |  | 0 |  | 0 | EIA 2018 Tech Forecast | EIA 2018 Tech Forecast | AEG BEST | AFUE 80% (Standard) | AFUE 80% (Standard) | AFUE 80% (Standard) | AFUE 80% (Standard) | AFUE 80% (Standard) | AFUE 80% (Standard) | AFUE 80% (Standard) | AFUE 80% (Standard) | AFUE 80% (Standard) | AFUE 80% (Standard) | AFUE 80% (Standard) | AFUE 80% (Standard) | AFUE 80% (Standard) | AFUE 80% (Standard) | AFUE 80% (Standard) | AFUE 80% (Standard) | AFUE 80% (Standard) | AFUE 80% (Standard) | AFUE 80% (Standard) | AFUE 80% (Standard) | AFUE 80% (Standard) | AFUE 80% (Standard) | AFUE 80% (Standard) | AFUE 80% (Standard) | AFUE 80% (Standard) | AFUE 80% (Standard) | AFUE 80% (Standard) | AFUE 85% | AFUE 85% | AFUE 85% | AFUE 85% | AFUE 97% | AFUE 97% | AFUE 97% | AFUE 97% | AFUE 97% | AFUE 97% | AFUE 97% | AFUE 97% | AFUE 97% | AFUE 97% | AFUE 97% | AFUE 97% | AFUE 97% | AFUE 97% | AFUE 97% | AFUE 97% | AFUE 97% | AFUE 97% | AFUE 97% | AFUE 97% | AFUE 97% | AFUE 97% | AFUE 97% | 6982.75 | 6982.75 | 6982.75 | 6982.75 | 21006.57 | 21006.57 | 21006.57 | 21006.57 | 21006.57 | 21006.57 | 21006.57 | 21006.57 | 21006.57 | 21006.57 | 21006.57 | 21006.57 | 21006.57 | 21006.57 | 21006.57 | 21006.57 | 21006.57 | 21006.57 | 21006.57 | 21006.5738 | 21006.5738 | 21006.5738 | 21006.5738 | 0 | 0 | 0 | 0 | 0 | 0 | 0 | 0 | 0 | 0 | 0 | 0 | 0 | 0 | 0 | 0 | 0 | 0 | 0 | 0 | 0 | 0 | 0 | 0 | 0 | 0 | 0 | 0 | 0 | 0 | 0 | 0 | 0 | 0 | 0 | 0 | 0 | 0 | 0 | 0 | 0 | 0 | 0 | 0 | 0 | 0 | 0 | 0 | 0 | 0 | 0 | 0 | 0 | 0 | 0 | 0 | 0 | 0 | 0 | 0 | 0 | 0 | 0 | 0 | 0 | 0 | 0 | 0 | 0 | 0 | 0 | 0 | 0 | 0 | 0 | 0 | 0 | 0 | 0 | 0 | 0 | 0 | 0 | 0 | 0 | 0 | 0 | 0 | 0 | 0 | 0 | 0 | 0 | 0 | 0 | 0 | 0 | 0 | 0 | 0 | 0 | 0 | 0 | 0 | 0 | 0 | 0 | 0 | 0 | 0 | 0 | 0 | 0 | 0 | 0 | 0 | 0 | 0 | 0 | 0 | 0 | 0 | 0 | 0 | 0 | 0 | 0 | 0 | 0 | 0 | 0 | 0 | 0 | 0 | 0 | 0 | 0 | 0 | 0 | 0 | 0 | 0 | 0 | 0 | 0 | 0 | 0 | 0 | 0 | 0 | 0 | 0 | 0 | 0 | 0 | 0 | 0 | 0 | 0 | 0 | 0 | 0 | 0 | 0 | 0 | 0 | 0 | 0 | 0 | 0 | 0 | 0 | 0 | 0 | 0 | 0 | 0 | 0 | 0 | 0 | 0 | 0 | 0 | 0 | 0 | 0 | 0 | 0 | 0 | 0 | 0 | 0 | 0 | 0 | 0 | 0 | 0 | 0 | 0 | 0 | 0 | 0 | 0 | 0 | 0 | 0 | 0 | 0 | 0 | 0 | 0 | 0 | 0 | 0 | 0 | 0 | 0 | 0 | 0 | 0 | 0 | 0 | 0 | 0 | 0 | 0 | 0 | 0 | 0 | 0 | 0 | 0 | 0 | 0 | 0 | 0 | 0 | 0 | 0 | 0 | 0 | 0 | 0 | 0 | 0 | 0 | 0 | 0 | 0 | 0 | 0 | 0 | 0 | 0 | 0 | 0 | 0 | 0 | 0 | 0 | 0 | 0 | 0 | 0 | 0 | 0 | 0 | 0 | 0 | 0 | 0 | 0 | 0 | 0 | 0 | 0 | 0 | 0 | 0 | 0 | 0 | 0 | 0 | 0 | 0 | 0 | 0 | 0 | 0 | 0 | 0 | 0 | 0 | 0 | 0 | 0 | 0 | 0 | 0 | 0 | 0 | 0 | 0 | 0 | 0 | 0 | 0 | 0 | 0 | 0 | 0 | 0 | 0 | 0 | 0 | 0 | 0 | 0 | 0 | 0 | 0 | 0 | 0 | 0 | 0 | 0 | 0 | 0 | 0 | 0 | 0 | 0 | 0 | 0 | 0 | 0 | 0 | 0 | 0 | 0 | 0 | 0 | 0 | 0 | 0 | 0 | 0 | 0 | 0 | 0 | 0 | 0 | 0 | 0 | 0 | 0 | 0 | 0 | 0 | 0 | 0 | 0 | 0 | 0 | 0 | 0 | 0 | 0 | 0 | 0 | 0 | 0 | 0 | 0 | 0 | 0 | 0 | 0 | 0 | 0 | 0 | 0 | 0 | 0 | 0 | 0 | 0 | 0 | 0 | 0 | 0 | 0 | 0 | 0 | 0 | 0 | 0 | 0 | 0 | 0 | 0 | 0 | 0 | 0 | 0 | 0 | 0 | 0 | 0 | 0 | 0 | 0 | 0 | 0 | 0 | 0 | 0 | 0 | 0 | 0 | 0 | 0 | 0 | 0 | 0 | 0 | 0 | 0 | 0 | 0 | 0 | 0 | 0 | 0 | 0 | 0 | 0 | 0 | 0 | 0 | 0 | 0 | 0 | 0 | 0 | 0 | 0 | 0 | 0 | 0 | 0 | 0 | 0 | 0 | 0 | 0 | 0 | 0 | 0 | 0 | 0 | 0 | 0 | 0 | 0 | 0 | 0 | 0 | 0 | 0 | 0 | 0 | 0 | 0 | 0 | 0 | 0
OR_Commercial_Interruptible - Health_New_Space Heating_Natural Gas_Unit Heater_A | OR | Commercial | Interruptible - Health | New | Space Heating | Natural Gas | Unit Heater | A | WCNG213 | Standard | Infrared Radiant | 15 | 0 | 0 | 0 | 16127.37 | -2197.29 | 0 | 0 | 0.7 | 0.2 | 120 kBtu/Hr | 0% | 100% | Lost Opportunity | LO5Med_OR | 85% | TBD | 0% | 0 |  | 0 |  | 0 | Xcel CO 2021/22 DSM Plan/TRM p.424 | Xcel CO 2021/22 DSM Plan/TRM p.416 | Xcel CO 2021/22 DSM Plan/TRM p.416 | Standard | Standard | Standard | Standard | Standard | Standard | Standard | Standard | Standard | Standard | Standard | Standard | Standard | Standard | Standard | Standard | Standard | Standard | Standard | Standard | Standard | Standard | Standard | Standard | Standard | Standard | Standard | Infrared Radiant | Infrared Radiant | Infrared Radiant | Infrared Radiant | Infrared Radiant | Infrared Radiant | Infrared Radiant | Infrared Radiant | Infrared Radiant | Infrared Radiant | Infrared Radiant | Infrared Radiant | Infrared Radiant | Infrared Radiant | Infrared Radiant | Infrared Radiant | Infrared Radiant | Infrared Radiant | Infrared Radiant | Infrared Radiant | Infrared Radiant | Infrared Radiant | Infrared Radiant | Infrared Radiant | Infrared Radiant | Infrared Radiant | Infrared Radiant | 16127.37 | 16127.37 | 16127.37 | 16127.37 | 16127.37 | 16127.37 | 16127.37 | 16127.37 | 16127.37 | 16127.37 | 16127.37 | 16127.37 | 16127.37 | 16127.37 | 16127.37 | 16127.37 | 16127.37 | 16127.37 | 16127.37 | 16127.37 | 16127.37 | 16127.37 | 16127.37 | 16127.3721 | 16127.3721 | 16127.3721 | 16127.3721 | 0 | 0 | 0 | 0 | 0 | 0 | 0 | 0 | 0 | 0 | 0 | 0 | 0 | 0 | 0 | 0 | 0 | 0 | 0 | 0 | 0 | 0 | 0 | 0 | 0 | 0 | 0 | 0 | 0 | 0 | 0 | 0 | 0 | 0 | 0 | 0 | 0 | 0 | 0 | 0 | 0 | 0 | 0 | 0 | 0 | 0 | 0 | 0 | 0 | 0 | 0 | 0 | 0 | 0 | 0 | 0 | 0 | 0 | 0 | 0 | 0 | 0 | 0 | 0 | 0 | 0 | 0 | 0 | 0 | 0 | 0 | 0 | 0 | 0 | 0 | 0 | 0 | 0 | 0 | 0 | 0 | 0 | 0 | 0 | 0 | 0 | 0 | 0 | 0 | 0 | 0 | 0 | 0 | 0 | 0 | 0 | 0 | 0 | 0 | 0 | 0 | 0 | 0 | 0 | 0 | 0 | 0 | 0 | 0 | 0 | 0 | 0 | 0 | 0 | 0 | 0 | 0 | 0 | 0 | 0 | 0 | 0 | 0 | 0 | 0 | 0 | 0 | 0 | 0 | 0 | 0 | 0 | 0 | 0 | 0 | 0 | 0 | 0 | 0 | 0 | 0 | 0 | 0 | 0 | 0 | 0 | 0 | 0 | 0 | 0 | 0 | 0 | 0 | 0 | 0 | 0 | 0 | 0 | 0 | 0 | 0 | 0 | 0 | 0 | 0 | 0 | 0 | 0 | 0 | 0 | 0 | 0 | 0 | 0 | 0 | 0 | 0 | 0 | 0 | 0 | 0 | 0 | 0 | 0 | 0 | 0 | 0 | 0 | 0 | 0 | 0 | 0 | 0 | 0 | 0 | 0 | 0 | 0 | 0 | 0 | 0 | 0 | 0 | 0 | 0 | 0 | 0 | 0 | 0 | 0 | 0 | 0 | 0 | 0 | 0 | 0 | 0 | 0 | 0 | 0 | 0 | 0 | 0 | 0 | 0 | 0 | 0 | 0 | 0 | 0 | 0 | 0 | 0 | 0 | 0 | 0 | 0 | 0 | 0 | 0 | 0 | 0 | 0 | 0 | 0 | 0 | 0 | 0 | 0 | 0 | 0 | 0 | 0 | 0 | 0 | 0 | 0 | 0 | 0 | 0 | 0 | 0 | 0 | 0 | 0 | 0 | 0 | 0 | 0 | 0 | 0 | 0 | 0 | 0 | 0 | 0 | 0 | 0 | 0 | 0 | 0 | 0 | 0 | 0 | 0 | 0 | 0 | 0 | 0 | 0 | 0 | 0 | 0 | 0 | 0 | 0 | 0 | 0 | 0 | 0 | 0 | 0 | 0 | 0 | 0 | 0 | 0 | 0 | 0 | 0 | 0 | 0 | 0 | 0 | 0 | 0 | 0 | 0 | 0 | 0 | 0 | 0 | 0 | 0 | 0 | 0 | 0 | 0 | 0 | 0 | 0 | 0 | 0 | 0 | 0 | 0 | 0 | 0 | 0 | 0 | 0 | 0 | 0 | 0 | 0 | 0 | 0 | 0 | 0 | 0 | 0 | 0 | 0 | 0 | 0 | 0 | 0 | 0 | 0 | 0 | 0 | 0 | 0 | 0 | 0 | 0 | 0 | 0 | 0 | 0 | 0 | 0 | 0 | 0 | 0 | 0 | 0 | 0 | 0 | 0 | 0 | 0 | 0 | 0 | 0 | 0 | 0 | 0 | 0 | 0 | 0 | 0 | 0 | 0 | 0 | 0 | 0 | 0 | 0 | 0 | 0 | 0 | 0 | 0 | 0 | 0 | 0 | 0 | 0 | 0 | 0 | 0 | 0 | 0 | 0 | 0 | 0 | 0 | 0 | 0 | 0 | 0 | 0 | 0 | 0 | 0 | 0 | 0 | 0 | 0 | 0 | 0 | 0 | 0 | 0 | 0 | 0 | 0 | 0 | 0 | 0 | 0 | 0 | 0 | 0 | 0 | 0 | 0 | 0 | 0 | 0 | 0 | 0 | 0 | 0 | 0 | 0 | 0 | 0 | 0 | 0 | 0 | 0 | 0 | 0 | 0 | 0 | 0 | 0 | 0 | 0 | 0 | 0 | 0 | 0 | 0 | 0
OR_Commercial_Interruptible - Health_New_Water Heating_Natural Gas_Water Heater_A | OR | Commercial | Interruptible - Health | New | Water Heating | Natural Gas | Water Heater | A | WCNG214 | TE 88% | Tankless | 10 | 0 | 0 | 0 | 4.9 | 1.3 | 0 | 0 | 0.7 | 0.2 | 1 kBtu/hr | 80.97% | 100% | Lost Opportunity | LO12Med_OR | 84.74% | TBD | 0% | 0 |  | 0 |  | 0 | AEO 2021 - gas_water_heater 2017 ENERGY STAR | AEO 2021 - gas_water_heater 2017 ENERGY STAR | DHW_WH-Water Heating-NMTRM-2016-7 | TE 88% | TE 88% | TE 88% | TE 88% | TE 88% | TE 88% | TE 88% | TE 88% | TE 88% | TE 88% | TE 88% | TE 88% | TE 88% | TE 88% | TE 88% | TE 88% | TE 88% | TE 88% | TE 88% | TE 88% | TE 88% | TE 88% | TE 88% | TE 88% | TE 88% | TE 88% | TE 88% | Tankless | Tankless | Tankless | Tankless | Tankless | Tankless | Tankless | Tankless | Tankless | Tankless | Tankless | Tankless | Tankless | Tankless | Tankless | Tankless | Tankless | Tankless | Tankless | Tankless | Tankless | Tankless | Tankless | Tankless | Tankless | Tankless | Tankless | 4.9 | 4.9 | 4.9 | 4.9 | 4.9 | 4.9 | 4.9 | 4.9 | 4.9 | 4.9 | 4.9 | 4.9 | 4.9 | 4.9 | 4.9 | 4.9 | 4.9 | 4.9 | 4.9 | 4.9 | 4.9 | 4.9 | 4.9 | 4.8991 | 4.8991 | 4.8991 | 4.8991 | 0 | 0 | 0 | 0 | 0 | 0 | 0 | 0 | 0 | 0 | 0 | 0 | 0 | 0 | 0 | 0 | 0 | 0 | 0 | 0 | 0 | 0 | 0 | 0 | 0 | 0 | 0 | 0 | 0 | 0 | 0 | 0 | 0 | 0 | 0 | 0 | 0 | 0 | 0 | 0 | 0 | 0 | 0 | 0 | 0 | 0 | 0 | 0 | 0 | 0 | 0 | 0 | 0 | 0 | 0 | 0 | 0 | 0 | 0 | 0 | 0 | 0 | 0 | 0 | 0 | 0 | 0 | 0 | 0 | 0 | 0 | 0 | 0 | 0 | 0 | 0 | 0 | 0 | 0 | 0 | 0 | 0 | 0 | 0 | 0 | 0 | 0 | 0 | 0 | 0 | 0 | 0 | 0 | 0 | 0 | 0 | 0 | 0 | 0 | 0 | 0 | 0 | 0 | 0 | 0 | 0 | 0 | 0 | 0 | 0 | 0 | 0 | 0 | 0 | 0 | 0 | 0 | 0 | 0 | 0 | 0 | 0 | 0 | 0 | 0 | 0 | 0 | 0 | 0 | 0 | 0 | 0 | 0 | 0 | 0 | 0 | 0 | 0 | 0 | 0 | 0 | 0 | 0 | 0 | 0 | 0 | 0 | 0 | 0 | 0 | 0 | 0 | 0 | 0 | 0 | 0 | 0 | 0 | 0 | 0 | 0 | 0 | 0 | 0 | 0 | 0 | 0 | 0 | 0 | 0 | 0 | 0 | 0 | 0 | 0 | 0 | 0 | 0 | 0 | 0 | 0 | 0 | 0 | 0 | 0 | 0 | 0 | 0 | 0 | 0 | 0 | 0 | 0 | 0 | 0 | 0 | 0 | 0 | 0 | 0 | 0 | 0 | 0 | 0 | 0 | 0 | 0 | 0 | 0 | 0 | 0 | 0 | 0 | 0 | 0 | 0 | 0 | 0 | 0 | 0 | 0 | 0 | 0 | 0 | 0 | 0 | 0 | 0 | 0 | 0 | 0 | 0 | 0 | 0 | 0 | 0 | 0 | 0 | 0 | 0 | 0 | 0 | 0 | 0 | 0 | 0 | 0 | 0 | 0 | 0 | 0 | 0 | 0 | 0 | 0 | 0 | 0 | 0 | 0 | 0 | 0 | 0 | 0 | 0 | 0 | 0 | 0 | 0 | 0 | 0 | 0 | 0 | 0 | 0 | 0 | 0 | 0 | 0 | 0 | 0 | 0 | 0 | 0 | 0 | 0 | 0 | 0 | 0 | 0 | 0 | 0 | 0 | 0 | 0 | 0 | 0 | 0 | 0 | 0 | 0 | 0 | 0 | 0 | 0 | 0 | 0 | 0 | 0 | 0 | 0 | 0 | 0 | 0 | 0 | 0 | 0 | 0 | 0 | 0 | 0 | 0 | 0 | 0 | 0 | 0 | 0 | 0 | 0 | 0 | 0 | 0 | 0 | 0 | 0 | 0 | 0 | 0 | 0 | 0 | 0 | 0 | 0 | 0 | 0 | 0 | 0 | 0 | 0 | 0 | 0 | 0 | 0 | 0 | 0 | 0 | 0 | 0 | 0 | 0 | 0 | 0 | 0 | 0 | 0 | 0 | 0 | 0 | 0 | 0 | 0 | 0 | 0 | 0 | 0 | 0 | 0 | 0 | 0 | 0 | 0 | 0 | 0 | 0 | 0 | 0 | 0 | 0 | 0 | 0 | 0 | 0 | 0 | 0 | 0 | 0 | 0 | 0 | 0 | 0 | 0 | 0 | 0 | 0 | 0 | 0 | 0 | 0 | 0 | 0 | 0 | 0 | 0 | 0 | 0 | 0 | 0 | 0 | 0 | 0 | 0 | 0 | 0 | 0 | 0 | 0 | 0 | 0 | 0 | 0 | 0 | 0 | 0 | 0 | 0 | 0 | 0 | 0 | 0 | 0 | 0 | 0 | 0 | 0 | 0 | 0 | 0 | 0 | 0 | 0 | 0 | 0 | 0 | 0 | 0 | 0 | 0 | 0 | 0 | 0 | 0 | 0 | 0 | 0 | 0 | 0 | 0 | 0 | 0 | 0 | 0 | 0 | 0 | 0 | 0 | 0 | 0 | 0
OR_Commercial_Interruptible - Health_New_Food Preparation_Natural Gas_Oven_A | OR | Commercial | Interruptible - Health | New | Food Preparation | Natural Gas | Oven | A | WCNG215 | Standard | ENERGY STAR (>42% Baking Efficiency) | 12 | 0 | 0 | 0 | 436.37 | 0 | 0 | 0 | 0.7 | 0.2 | 1 units | 1.976% | 100% | Lost Opportunity | LOEven20_OR | 85% | TBD | 0% | 0 |  | 0 |  | 0 | IL TRM - 4.2.1 - CI-FSE-CBOV-V02-160601 | EIA 2018 Tech Forecast | ETO Measure Input Sheet | Standard | Standard | Standard | Standard | Standard | Standard | Standard | Standard | Standard | Standard | Standard | Standard | Standard | Standard | Standard | Standard | Standard | Standard | Standard | Standard | Standard | Standard | Standard | Standard | Standard | Standard | Standard | ENERGY STAR (>42% Baking Efficiency) | ENERGY STAR (>42% Baking Efficiency) | ENERGY STAR (>42% Baking Efficiency) | ENERGY STAR (>42% Baking Efficiency) | ENERGY STAR (>42% Baking Efficiency) | ENERGY STAR (>42% Baking Efficiency) | ENERGY STAR (>42% Baking Efficiency) | ENERGY STAR (>42% Baking Efficiency) | ENERGY STAR (>42% Baking Efficiency) | ENERGY STAR (>42% Baking Efficiency) | ENERGY STAR (>42% Baking Efficiency) | ENERGY STAR (>42% Baking Efficiency) | ENERGY STAR (>42% Baking Efficiency) | ENERGY STAR (>42% Baking Efficiency) | ENERGY STAR (>42% Baking Efficiency) | ENERGY STAR (>42% Baking Efficiency) | ENERGY STAR (>42% Baking Efficiency) | ENERGY STAR (>42% Baking Efficiency) | ENERGY STAR (>42% Baking Efficiency) | ENERGY STAR (>42% Baking Efficiency) | ENERGY STAR (>42% Baking Efficiency) | ENERGY STAR (>42% Baking Efficiency) | ENERGY STAR (>42% Baking Efficiency) | ENERGY STAR (>42% Baking Efficiency) | ENERGY STAR (>42% Baking Efficiency) | ENERGY STAR (>42% Baking Efficiency) | ENERGY STAR (>42% Baking Efficiency) | 436.37 | 436.37 | 436.37 | 436.37 | 436.37 | 436.37 | 436.37 | 436.37 | 436.37 | 436.37 | 436.37 | 436.37 | 436.37 | 436.37 | 436.37 | 436.37 | 436.37 | 436.37 | 436.37 | 436.37 | 436.37 | 436.37 | 436.37 | 436.3686 | 436.3686 | 436.3686 | 436.3686 | 0 | 0 | 0 | 0 | 0 | 0 | 0 | 0 | 0 | 0 | 0 | 0 | 0 | 0 | 0 | 0 | 0 | 0 | 0 | 0 | 0 | 0 | 0 | 0 | 0 | 0 | 0 | 0 | 0 | 0 | 0 | 0 | 0 | 0 | 0 | 0 | 0 | 0 | 0 | 0 | 0 | 0 | 0 | 0 | 0 | 0 | 0 | 0 | 0 | 0 | 0 | 0 | 0 | 0 | 0 | 0 | 0 | 0 | 0 | 0 | 0 | 0 | 0 | 0 | 0 | 0 | 0 | 0 | 0 | 0 | 0 | 0 | 0 | 0 | 0 | 0 | 0 | 0 | 0 | 0 | 0 | 0 | 0 | 0 | 0 | 0 | 0 | 0 | 0 | 0 | 0 | 0 | 0 | 0 | 0 | 0 | 0 | 0 | 0 | 0 | 0 | 0 | 0 | 0 | 0 | 0 | 0 | 0 | 0 | 0 | 0 | 0 | 0 | 0 | 0 | 0 | 0 | 0 | 0 | 0 | 0 | 0 | 0 | 0 | 0 | 0 | 0 | 0 | 0 | 0 | 0 | 0 | 0 | 0 | 0 | 0 | 0 | 0 | 0 | 0 | 0 | 0 | 0 | 0 | 0 | 0 | 0 | 0 | 0 | 0 | 0 | 0 | 0 | 0 | 0 | 0 | 0 | 0 | 0 | 0 | 0 | 0 | 0 | 0 | 0 | 0 | 0 | 0 | 0 | 0 | 0 | 0 | 0 | 0 | 0 | 0 | 0 | 0 | 0 | 0 | 0 | 0 | 0 | 0 | 0 | 0 | 0 | 0 | 0 | 0 | 0 | 0 | 0 | 0 | 0 | 0 | 0 | 0 | 0 | 0 | 0 | 0 | 0 | 0 | 0 | 0 | 0 | 0 | 0 | 0 | 0 | 0 | 0 | 0 | 0 | 0 | 0 | 0 | 0 | 0 | 0 | 0 | 0 | 0 | 0 | 0 | 0 | 0 | 0 | 0 | 0 | 0 | 0 | 0 | 0 | 0 | 0 | 0 | 0 | 0 | 0 | 0 | 0 | 0 | 0 | 0 | 0 | 0 | 0 | 0 | 0 | 0 | 0 | 0 | 0 | 0 | 0 | 0 | 0 | 0 | 0 | 0 | 0 | 0 | 0 | 0 | 0 | 0 | 0 | 0 | 0 | 0 | 0 | 0 | 0 | 0 | 0 | 0 | 0 | 0 | 0 | 0 | 0 | 0 | 0 | 0 | 0 | 0 | 0 | 0 | 0 | 0 | 0 | 0 | 0 | 0 | 0 | 0 | 0 | 0 | 0 | 0 | 0 | 0 | 0 | 0 | 0 | 0 | 0 | 0 | 0 | 0 | 0 | 0 | 0 | 0 | 0 | 0 | 0 | 0 | 0 | 0 | 0 | 0 | 0 | 0 | 0 | 0 | 0 | 0 | 0 | 0 | 0 | 0 | 0 | 0 | 0 | 0 | 0 | 0 | 0 | 0 | 0 | 0 | 0 | 0 | 0 | 0 | 0 | 0 | 0 | 0 | 0 | 0 | 0 | 0 | 0 | 0 | 0 | 0 | 0 | 0 | 0 | 0 | 0 | 0 | 0 | 0 | 0 | 0 | 0 | 0 | 0 | 0 | 0 | 0 | 0 | 0 | 0 | 0 | 0 | 0 | 0 | 0 | 0 | 0 | 0 | 0 | 0 | 0 | 0 | 0 | 0 | 0 | 0 | 0 | 0 | 0 | 0 | 0 | 0 | 0 | 0 | 0 | 0 | 0 | 0 | 0 | 0 | 0 | 0 | 0 | 0 | 0 | 0 | 0 | 0 | 0 | 0 | 0 | 0 | 0 | 0 | 0 | 0 | 0 | 0 | 0 | 0 | 0 | 0 | 0 | 0 | 0 | 0 | 0 | 0 | 0 | 0 | 0 | 0 | 0 | 0 | 0 | 0 | 0 | 0 | 0 | 0 | 0 | 0 | 0 | 0 | 0 | 0 | 0 | 0 | 0 | 0 | 0 | 0 | 0 | 0 | 0 | 0 | 0 | 0 | 0 | 0 | 0 | 0 | 0 | 0 | 0 | 0 | 0 | 0
OR_Commercial_Interruptible - Health_New_Food Preparation_Natural Gas_Conveyor Oven_A | OR | Commercial | Interruptible - Health | New | Food Preparation | Natural Gas | Conveyor Oven | A | WCNG216 | Standard | Efficient (>42% Baking Efficiency) | 17 | 0 | 0 | 0 | 2424.76 | 0 | 0 | 0 | 0.7 | 0.2 | 1 units | 0.988% | 100% | Lost Opportunity | LOEven20_OR | 85% | TBD | 0% | 0 |  | 0 |  | 0 | IL TRM - 4.2.4 - CI-FSE-CVOV-V02-180101 | PGE Workpaper, PGECOFST117 R5, 2015 | MN TRM 3.1 - Gas Conveyor Oven v1.1 | Standard | Standard | Standard | Standard | Standard | Standard | Standard | Standard | Standard | Standard | Standard | Standard | Standard | Standard | Standard | Standard | Standard | Standard | Standard | Standard | Standard | Standard | Standard | Standard | Standard | Standard | Standard | Efficient (>42% Baking Efficiency) | Efficient (>42% Baking Efficiency) | Efficient (>42% Baking Efficiency) | Efficient (>42% Baking Efficiency) | Efficient (>42% Baking Efficiency) | Efficient (>42% Baking Efficiency) | Efficient (>42% Baking Efficiency) | Efficient (>42% Baking Efficiency) | Efficient (>42% Baking Efficiency) | Efficient (>42% Baking Efficiency) | Efficient (>42% Baking Efficiency) | Efficient (>42% Baking Efficiency) | Efficient (>42% Baking Efficiency) | Efficient (>42% Baking Efficiency) | Efficient (>42% Baking Efficiency) | Efficient (>42% Baking Efficiency) | Efficient (>42% Baking Efficiency) | Efficient (>42% Baking Efficiency) | Efficient (>42% Baking Efficiency) | Efficient (>42% Baking Efficiency) | Efficient (>42% Baking Efficiency) | Efficient (>42% Baking Efficiency) | Efficient (>42% Baking Efficiency) | Efficient (>42% Baking Efficiency) | Efficient (>42% Baking Efficiency) | Efficient (>42% Baking Efficiency) | Efficient (>42% Baking Efficiency) | 2424.76 | 2424.76 | 2424.76 | 2424.76 | 2424.76 | 2424.76 | 2424.76 | 2424.76 | 2424.76 | 2424.76 | 2424.76 | 2424.76 | 2424.76 | 2424.76 | 2424.76 | 2424.76 | 2424.76 | 2424.76 | 2424.76 | 2424.76 | 2424.76 | 2424.76 | 2424.76 | 2424.76 | 2424.76 | 2424.76 | 2424.76 | 0 | 0 | 0 | 0 | 0 | 0 | 0 | 0 | 0 | 0 | 0 | 0 | 0 | 0 | 0 | 0 | 0 | 0 | 0 | 0 | 0 | 0 | 0 | 0 | 0 | 0 | 0 | 0 | 0 | 0 | 0 | 0 | 0 | 0 | 0 | 0 | 0 | 0 | 0 | 0 | 0 | 0 | 0 | 0 | 0 | 0 | 0 | 0 | 0 | 0 | 0 | 0 | 0 | 0 | 0 | 0 | 0 | 0 | 0 | 0 | 0 | 0 | 0 | 0 | 0 | 0 | 0 | 0 | 0 | 0 | 0 | 0 | 0 | 0 | 0 | 0 | 0 | 0 | 0 | 0 | 0 | 0 | 0 | 0 | 0 | 0 | 0 | 0 | 0 | 0 | 0 | 0 | 0 | 0 | 0 | 0 | 0 | 0 | 0 | 0 | 0 | 0 | 0 | 0 | 0 | 0 | 0 | 0 | 0 | 0 | 0 | 0 | 0 | 0 | 0 | 0 | 0 | 0 | 0 | 0 | 0 | 0 | 0 | 0 | 0 | 0 | 0 | 0 | 0 | 0 | 0 | 0 | 0 | 0 | 0 | 0 | 0 | 0 | 0 | 0 | 0 | 0 | 0 | 0 | 0 | 0 | 0 | 0 | 0 | 0 | 0 | 0 | 0 | 0 | 0 | 0 | 0 | 0 | 0 | 0 | 0 | 0 | 0 | 0 | 0 | 0 | 0 | 0 | 0 | 0 | 0 | 0 | 0 | 0 | 0 | 0 | 0 | 0 | 0 | 0 | 0 | 0 | 0 | 0 | 0 | 0 | 0 | 0 | 0 | 0 | 0 | 0 | 0 | 0 | 0 | 0 | 0 | 0 | 0 | 0 | 0 | 0 | 0 | 0 | 0 | 0 | 0 | 0 | 0 | 0 | 0 | 0 | 0 | 0 | 0 | 0 | 0 | 0 | 0 | 0 | 0 | 0 | 0 | 0 | 0 | 0 | 0 | 0 | 0 | 0 | 0 | 0 | 0 | 0 | 0 | 0 | 0 | 0 | 0 | 0 | 0 | 0 | 0 | 0 | 0 | 0 | 0 | 0 | 0 | 0 | 0 | 0 | 0 | 0 | 0 | 0 | 0 | 0 | 0 | 0 | 0 | 0 | 0 | 0 | 0 | 0 | 0 | 0 | 0 | 0 | 0 | 0 | 0 | 0 | 0 | 0 | 0 | 0 | 0 | 0 | 0 | 0 | 0 | 0 | 0 | 0 | 0 | 0 | 0 | 0 | 0 | 0 | 0 | 0 | 0 | 0 | 0 | 0 | 0 | 0 | 0 | 0 | 0 | 0 | 0 | 0 | 0 | 0 | 0 | 0 | 0 | 0 | 0 | 0 | 0 | 0 | 0 | 0 | 0 | 0 | 0 | 0 | 0 | 0 | 0 | 0 | 0 | 0 | 0 | 0 | 0 | 0 | 0 | 0 | 0 | 0 | 0 | 0 | 0 | 0 | 0 | 0 | 0 | 0 | 0 | 0 | 0 | 0 | 0 | 0 | 0 | 0 | 0 | 0 | 0 | 0 | 0 | 0 | 0 | 0 | 0 | 0 | 0 | 0 | 0 | 0 | 0 | 0 | 0 | 0 | 0 | 0 | 0 | 0 | 0 | 0 | 0 | 0 | 0 | 0 | 0 | 0 | 0 | 0 | 0 | 0 | 0 | 0 | 0 | 0 | 0 | 0 | 0 | 0 | 0 | 0 | 0 | 0 | 0 | 0 | 0 | 0 | 0 | 0 | 0 | 0 | 0 | 0 | 0 | 0 | 0 | 0 | 0 | 0 | 0 | 0 | 0 | 0 | 0 | 0 | 0 | 0 | 0 | 0 | 0 | 0 | 0 | 0 | 0 | 0 | 0 | 0 | 0 | 0 | 0 | 0 | 0 | 0 | 0 | 0 | 0 | 0 | 0 | 0 | 0 | 0 | 0 | 0 | 0 | 0 | 0 | 0 | 0 | 0 | 0 | 0 | 0 | 0 | 0 | 0 | 0 | 0 | 0 | 0 | 0 | 0 | 0 | 0 | 0 | 0 | 0 | 0 | 0 | 0 | 0 | 0 | 0
OR_Commercial_Interruptible - Health_New_Food Preparation_Natural Gas_Double Rack Oven_A | OR | Commercial | Interruptible - Health | New | Food Preparation | Natural Gas | Double Rack Oven | A | WCNG217 | Standard | FTSC Qualified (>50% Cooking Efficiency) | 12 | 0 | 0 | 0 | 5342.47 | 0 | 0 | 0 | 0.7 | 0.2 | 1 units | 0.988% | 100% | Lost Opportunity | LOEven20_OR | 85% | TBD | 0% | 0 |  | 0 |  | 0 | IL TRM - 4.2.18 - CI-FSE-RKOV-VO2-180101 | PGE Workpaper, PGECOFST109 R6, 2016 | IL TRM - 4.2.18 - CI-FSE-RKOV-VO2-180101 | Standard | Standard | Standard | Standard | Standard | Standard | Standard | Standard | Standard | Standard | Standard | Standard | Standard | Standard | Standard | Standard | Standard | Standard | Standard | Standard | Standard | Standard | Standard | Standard | Standard | Standard | Standard | FTSC Qualified (>50% Cooking Efficiency) | FTSC Qualified (>50% Cooking Efficiency) | FTSC Qualified (>50% Cooking Efficiency) | FTSC Qualified (>50% Cooking Efficiency) | FTSC Qualified (>50% Cooking Efficiency) | FTSC Qualified (>50% Cooking Efficiency) | FTSC Qualified (>50% Cooking Efficiency) | FTSC Qualified (>50% Cooking Efficiency) | FTSC Qualified (>50% Cooking Efficiency) | FTSC Qualified (>50% Cooking Efficiency) | FTSC Qualified (>50% Cooking Efficiency) | FTSC Qualified (>50% Cooking Efficiency) | FTSC Qualified (>50% Cooking Efficiency) | FTSC Qualified (>50% Cooking Efficiency) | FTSC Qualified (>50% Cooking Efficiency) | FTSC Qualified (>50% Cooking Efficiency) | FTSC Qualified (>50% Cooking Efficiency) | FTSC Qualified (>50% Cooking Efficiency) | FTSC Qualified (>50% Cooking Efficiency) | FTSC Qualified (>50% Cooking Efficiency) | FTSC Qualified (>50% Cooking Efficiency) | FTSC Qualified (>50% Cooking Efficiency) | FTSC Qualified (>50% Cooking Efficiency) | FTSC Qualified (>50% Cooking Efficiency) | FTSC Qualified (>50% Cooking Efficiency) | FTSC Qualified (>50% Cooking Efficiency) | FTSC Qualified (>50% Cooking Efficiency) | 5342.47 | 5342.47 | 5342.47 | 5342.47 | 5342.47 | 5342.47 | 5342.47 | 5342.47 | 5342.47 | 5342.47 | 5342.47 | 5342.47 | 5342.47 | 5342.47 | 5342.47 | 5342.47 | 5342.47 | 5342.47 | 5342.47 | 5342.47 | 5342.47 | 5342.47 | 5342.47 | 5342.4659 | 5342.4659 | 5342.4659 | 5342.4659 | 0 | 0 | 0 | 0 | 0 | 0 | 0 | 0 | 0 | 0 | 0 | 0 | 0 | 0 | 0 | 0 | 0 | 0 | 0 | 0 | 0 | 0 | 0 | 0 | 0 | 0 | 0 | 0 | 0 | 0 | 0 | 0 | 0 | 0 | 0 | 0 | 0 | 0 | 0 | 0 | 0 | 0 | 0 | 0 | 0 | 0 | 0 | 0 | 0 | 0 | 0 | 0 | 0 | 0 | 0 | 0 | 0 | 0 | 0 | 0 | 0 | 0 | 0 | 0 | 0 | 0 | 0 | 0 | 0 | 0 | 0 | 0 | 0 | 0 | 0 | 0 | 0 | 0 | 0 | 0 | 0 | 0 | 0 | 0 | 0 | 0 | 0 | 0 | 0 | 0 | 0 | 0 | 0 | 0 | 0 | 0 | 0 | 0 | 0 | 0 | 0 | 0 | 0 | 0 | 0 | 0 | 0 | 0 | 0 | 0 | 0 | 0 | 0 | 0 | 0 | 0 | 0 | 0 | 0 | 0 | 0 | 0 | 0 | 0 | 0 | 0 | 0 | 0 | 0 | 0 | 0 | 0 | 0 | 0 | 0 | 0 | 0 | 0 | 0 | 0 | 0 | 0 | 0 | 0 | 0 | 0 | 0 | 0 | 0 | 0 | 0 | 0 | 0 | 0 | 0 | 0 | 0 | 0 | 0 | 0 | 0 | 0 | 0 | 0 | 0 | 0 | 0 | 0 | 0 | 0 | 0 | 0 | 0 | 0 | 0 | 0 | 0 | 0 | 0 | 0 | 0 | 0 | 0 | 0 | 0 | 0 | 0 | 0 | 0 | 0 | 0 | 0 | 0 | 0 | 0 | 0 | 0 | 0 | 0 | 0 | 0 | 0 | 0 | 0 | 0 | 0 | 0 | 0 | 0 | 0 | 0 | 0 | 0 | 0 | 0 | 0 | 0 | 0 | 0 | 0 | 0 | 0 | 0 | 0 | 0 | 0 | 0 | 0 | 0 | 0 | 0 | 0 | 0 | 0 | 0 | 0 | 0 | 0 | 0 | 0 | 0 | 0 | 0 | 0 | 0 | 0 | 0 | 0 | 0 | 0 | 0 | 0 | 0 | 0 | 0 | 0 | 0 | 0 | 0 | 0 | 0 | 0 | 0 | 0 | 0 | 0 | 0 | 0 | 0 | 0 | 0 | 0 | 0 | 0 | 0 | 0 | 0 | 0 | 0 | 0 | 0 | 0 | 0 | 0 | 0 | 0 | 0 | 0 | 0 | 0 | 0 | 0 | 0 | 0 | 0 | 0 | 0 | 0 | 0 | 0 | 0 | 0 | 0 | 0 | 0 | 0 | 0 | 0 | 0 | 0 | 0 | 0 | 0 | 0 | 0 | 0 | 0 | 0 | 0 | 0 | 0 | 0 | 0 | 0 | 0 | 0 | 0 | 0 | 0 | 0 | 0 | 0 | 0 | 0 | 0 | 0 | 0 | 0 | 0 | 0 | 0 | 0 | 0 | 0 | 0 | 0 | 0 | 0 | 0 | 0 | 0 | 0 | 0 | 0 | 0 | 0 | 0 | 0 | 0 | 0 | 0 | 0 | 0 | 0 | 0 | 0 | 0 | 0 | 0 | 0 | 0 | 0 | 0 | 0 | 0 | 0 | 0 | 0 | 0 | 0 | 0 | 0 | 0 | 0 | 0 | 0 | 0 | 0 | 0 | 0 | 0 | 0 | 0 | 0 | 0 | 0 | 0 | 0 | 0 | 0 | 0 | 0 | 0 | 0 | 0 | 0 | 0 | 0 | 0 | 0 | 0 | 0 | 0 | 0 | 0 | 0 | 0 | 0 | 0 | 0 | 0 | 0 | 0 | 0 | 0 | 0 | 0 | 0 | 0 | 0 | 0 | 0 | 0 | 0 | 0 | 0 | 0 | 0 | 0 | 0 | 0 | 0 | 0 | 0 | 0 | 0 | 0 | 0 | 0 | 0 | 0 | 0 | 0 | 0 | 0 | 0 | 0 | 0 | 0 | 0 | 0 | 0 | 0 | 0 | 0 | 0 | 0 | 0 | 0 | 0 | 0 | 0 | 0 | 0 | 0 | 0 | 0
OR_Commercial_Interruptible - Health_New_Food Preparation_Natural Gas_Fryer_A | OR | Commercial | Interruptible - Health | New | Food Preparation | Natural Gas | Fryer | A | WCNG218 | Standard | ENERGY STAR | 9 | 0 | 0 | 0 | 933.12 | 0 | 0 | 0 | 0.7 | 0.2 | 1 units | 22.87% | 100% | Lost Opportunity | LO5Med_OR | 85% | TBD | 0% | 0 |  | 0 |  | 0 | RTF Wkbk - ComCookingFryer_v5_0 | RTF Wkbk - ComCookingFryer_v5_0 | RTF Wkbk - ComCookingFryer_v5_0 | Standard | Standard | Standard | Standard | Standard | Standard | Standard | Standard | Standard | Standard | Standard | Standard | Standard | Standard | Standard | Standard | Standard | Standard | Standard | Standard | Standard | Standard | Standard | Standard | Standard | Standard | Standard | ENERGY STAR | ENERGY STAR | ENERGY STAR | ENERGY STAR | ENERGY STAR | ENERGY STAR | ENERGY STAR | ENERGY STAR | ENERGY STAR | ENERGY STAR | ENERGY STAR | ENERGY STAR | ENERGY STAR | ENERGY STAR | ENERGY STAR | ENERGY STAR | ENERGY STAR | ENERGY STAR | ENERGY STAR | ENERGY STAR | ENERGY STAR | ENERGY STAR | ENERGY STAR | ENERGY STAR | ENERGY STAR | ENERGY STAR | ENERGY STAR | 933.12 | 933.12 | 933.12 | 933.12 | 933.12 | 933.12 | 933.12 | 933.12 | 933.12 | 933.12 | 933.12 | 933.12 | 933.12 | 933.12 | 933.12 | 933.12 | 933.12 | 933.12 | 933.12 | 933.12 | 933.12 | 933.12 | 933.12 | 933.1211 | 933.1211 | 933.1211 | 933.1211 | 0 | 0 | 0 | 0 | 0 | 0 | 0 | 0 | 0 | 0 | 0 | 0 | 0 | 0 | 0 | 0 | 0 | 0 | 0 | 0 | 0 | 0 | 0 | 0 | 0 | 0 | 0 | 0 | 0 | 0 | 0 | 0 | 0 | 0 | 0 | 0 | 0 | 0 | 0 | 0 | 0 | 0 | 0 | 0 | 0 | 0 | 0 | 0 | 0 | 0 | 0 | 0 | 0 | 0 | 0 | 0 | 0 | 0 | 0 | 0 | 0 | 0 | 0 | 0 | 0 | 0 | 0 | 0 | 0 | 0 | 0 | 0 | 0 | 0 | 0 | 0 | 0 | 0 | 0 | 0 | 0 | 0 | 0 | 0 | 0 | 0 | 0 | 0 | 0 | 0 | 0 | 0 | 0 | 0 | 0 | 0 | 0 | 0 | 0 | 0 | 0 | 0 | 0 | 0 | 0 | 0 | 0 | 0 | 0 | 0 | 0 | 0 | 0 | 0 | 0 | 0 | 0 | 0 | 0 | 0 | 0 | 0 | 0 | 0 | 0 | 0 | 0 | 0 | 0 | 0 | 0 | 0 | 0 | 0 | 0 | 0 | 0 | 0 | 0 | 0 | 0 | 0 | 0 | 0 | 0 | 0 | 0 | 0 | 0 | 0 | 0 | 0 | 0 | 0 | 0 | 0 | 0 | 0 | 0 | 0 | 0 | 0 | 0 | 0 | 0 | 0 | 0 | 0 | 0 | 0 | 0 | 0 | 0 | 0 | 0 | 0 | 0 | 0 | 0 | 0 | 0 | 0 | 0 | 0 | 0 | 0 | 0 | 0 | 0 | 0 | 0 | 0 | 0 | 0 | 0 | 0 | 0 | 0 | 0 | 0 | 0 | 0 | 0 | 0 | 0 | 0 | 0 | 0 | 0 | 0 | 0 | 0 | 0 | 0 | 0 | 0 | 0 | 0 | 0 | 0 | 0 | 0 | 0 | 0 | 0 | 0 | 0 | 0 | 0 | 0 | 0 | 0 | 0 | 0 | 0 | 0 | 0 | 0 | 0 | 0 | 0 | 0 | 0 | 0 | 0 | 0 | 0 | 0 | 0 | 0 | 0 | 0 | 0 | 0 | 0 | 0 | 0 | 0 | 0 | 0 | 0 | 0 | 0 | 0 | 0 | 0 | 0 | 0 | 0 | 0 | 0 | 0 | 0 | 0 | 0 | 0 | 0 | 0 | 0 | 0 | 0 | 0 | 0 | 0 | 0 | 0 | 0 | 0 | 0 | 0 | 0 | 0 | 0 | 0 | 0 | 0 | 0 | 0 | 0 | 0 | 0 | 0 | 0 | 0 | 0 | 0 | 0 | 0 | 0 | 0 | 0 | 0 | 0 | 0 | 0 | 0 | 0 | 0 | 0 | 0 | 0 | 0 | 0 | 0 | 0 | 0 | 0 | 0 | 0 | 0 | 0 | 0 | 0 | 0 | 0 | 0 | 0 | 0 | 0 | 0 | 0 | 0 | 0 | 0 | 0 | 0 | 0 | 0 | 0 | 0 | 0 | 0 | 0 | 0 | 0 | 0 | 0 | 0 | 0 | 0 | 0 | 0 | 0 | 0 | 0 | 0 | 0 | 0 | 0 | 0 | 0 | 0 | 0 | 0 | 0 | 0 | 0 | 0 | 0 | 0 | 0 | 0 | 0 | 0 | 0 | 0 | 0 | 0 | 0 | 0 | 0 | 0 | 0 | 0 | 0 | 0 | 0 | 0 | 0 | 0 | 0 | 0 | 0 | 0 | 0 | 0 | 0 | 0 | 0 | 0 | 0 | 0 | 0 | 0 | 0 | 0 | 0 | 0 | 0 | 0 | 0 | 0 | 0 | 0 | 0 | 0 | 0 | 0 | 0 | 0 | 0 | 0 | 0 | 0 | 0 | 0 | 0 | 0 | 0 | 0 | 0 | 0 | 0 | 0 | 0 | 0 | 0 | 0 | 0 | 0 | 0 | 0 | 0 | 0 | 0 | 0 | 0 | 0 | 0 | 0 | 0 | 0 | 0 | 0 | 0 | 0 | 0 | 0 | 0 | 0 | 0 | 0 | 0 | 0 | 0 | 0 | 0
OR_Commercial_Interruptible - Health_New_Food Preparation_Natural Gas_Broiler_A | OR | Commercial | Interruptible - Health | New | Food Preparation | Natural Gas | Broiler | A | WCNG219 | Standard | Infrared Burners | 12 | 0 | 0 | 0 | 1166.72 | 0 | 0 | 0 | 0.7 | 0.2 | 1 units | 5.15% | 100% | Lost Opportunity | LOEven20_OR | 85% | TBD | 0% | 0 |  | 0 |  | 0 | IL TRM - 4.2.14 - CI-FSE-IRBL-V02-180101 | IL TRM - 4.2.14 - CI-FSE-IRBL-V02-180101 | IL TRM - 4.2.14 - CI-FSE-IRBL-V02-180101 | Standard | Standard | Standard | Standard | Standard | Standard | Standard | Standard | Standard | Standard | Standard | Standard | Standard | Standard | Standard | Standard | Standard | Standard | Standard | Standard | Standard | Standard | Standard | Standard | Standard | Standard | Standard | Infrared Burners | Infrared Burners | Infrared Burners | Infrared Burners | Infrared Burners | Infrared Burners | Infrared Burners | Infrared Burners | Infrared Burners | Infrared Burners | Infrared Burners | Infrared Burners | Infrared Burners | Infrared Burners | Infrared Burners | Infrared Burners | Infrared Burners | Infrared Burners | Infrared Burners | Infrared Burners | Infrared Burners | Infrared Burners | Infrared Burners | Infrared Burners | Infrared Burners | Infrared Burners | Infrared Burners | 1166.72 | 1166.72 | 1166.72 | 1166.72 | 1166.72 | 1166.72 | 1166.72 | 1166.72 | 1166.72 | 1166.72 | 1166.72 | 1166.72 | 1166.72 | 1166.72 | 1166.72 | 1166.72 | 1166.72 | 1166.72 | 1166.72 | 1166.72 | 1166.72 | 1166.72 | 1166.72 | 1166.7179 | 1166.7179 | 1166.7179 | 1166.7179 | 0 | 0 | 0 | 0 | 0 | 0 | 0 | 0 | 0 | 0 | 0 | 0 | 0 | 0 | 0 | 0 | 0 | 0 | 0 | 0 | 0 | 0 | 0 | 0 | 0 | 0 | 0 | 0 | 0 | 0 | 0 | 0 | 0 | 0 | 0 | 0 | 0 | 0 | 0 | 0 | 0 | 0 | 0 | 0 | 0 | 0 | 0 | 0 | 0 | 0 | 0 | 0 | 0 | 0 | 0 | 0 | 0 | 0 | 0 | 0 | 0 | 0 | 0 | 0 | 0 | 0 | 0 | 0 | 0 | 0 | 0 | 0 | 0 | 0 | 0 | 0 | 0 | 0 | 0 | 0 | 0 | 0 | 0 | 0 | 0 | 0 | 0 | 0 | 0 | 0 | 0 | 0 | 0 | 0 | 0 | 0 | 0 | 0 | 0 | 0 | 0 | 0 | 0 | 0 | 0 | 0 | 0 | 0 | 0 | 0 | 0 | 0 | 0 | 0 | 0 | 0 | 0 | 0 | 0 | 0 | 0 | 0 | 0 | 0 | 0 | 0 | 0 | 0 | 0 | 0 | 0 | 0 | 0 | 0 | 0 | 0 | 0 | 0 | 0 | 0 | 0 | 0 | 0 | 0 | 0 | 0 | 0 | 0 | 0 | 0 | 0 | 0 | 0 | 0 | 0 | 0 | 0 | 0 | 0 | 0 | 0 | 0 | 0 | 0 | 0 | 0 | 0 | 0 | 0 | 0 | 0 | 0 | 0 | 0 | 0 | 0 | 0 | 0 | 0 | 0 | 0 | 0 | 0 | 0 | 0 | 0 | 0 | 0 | 0 | 0 | 0 | 0 | 0 | 0 | 0 | 0 | 0 | 0 | 0 | 0 | 0 | 0 | 0 | 0 | 0 | 0 | 0 | 0 | 0 | 0 | 0 | 0 | 0 | 0 | 0 | 0 | 0 | 0 | 0 | 0 | 0 | 0 | 0 | 0 | 0 | 0 | 0 | 0 | 0 | 0 | 0 | 0 | 0 | 0 | 0 | 0 | 0 | 0 | 0 | 0 | 0 | 0 | 0 | 0 | 0 | 0 | 0 | 0 | 0 | 0 | 0 | 0 | 0 | 0 | 0 | 0 | 0 | 0 | 0 | 0 | 0 | 0 | 0 | 0 | 0 | 0 | 0 | 0 | 0 | 0 | 0 | 0 | 0 | 0 | 0 | 0 | 0 | 0 | 0 | 0 | 0 | 0 | 0 | 0 | 0 | 0 | 0 | 0 | 0 | 0 | 0 | 0 | 0 | 0 | 0 | 0 | 0 | 0 | 0 | 0 | 0 | 0 | 0 | 0 | 0 | 0 | 0 | 0 | 0 | 0 | 0 | 0 | 0 | 0 | 0 | 0 | 0 | 0 | 0 | 0 | 0 | 0 | 0 | 0 | 0 | 0 | 0 | 0 | 0 | 0 | 0 | 0 | 0 | 0 | 0 | 0 | 0 | 0 | 0 | 0 | 0 | 0 | 0 | 0 | 0 | 0 | 0 | 0 | 0 | 0 | 0 | 0 | 0 | 0 | 0 | 0 | 0 | 0 | 0 | 0 | 0 | 0 | 0 | 0 | 0 | 0 | 0 | 0 | 0 | 0 | 0 | 0 | 0 | 0 | 0 | 0 | 0 | 0 | 0 | 0 | 0 | 0 | 0 | 0 | 0 | 0 | 0 | 0 | 0 | 0 | 0 | 0 | 0 | 0 | 0 | 0 | 0 | 0 | 0 | 0 | 0 | 0 | 0 | 0 | 0 | 0 | 0 | 0 | 0 | 0 | 0 | 0 | 0 | 0 | 0 | 0 | 0 | 0 | 0 | 0 | 0 | 0 | 0 | 0 | 0 | 0 | 0 | 0 | 0 | 0 | 0 | 0 | 0 | 0 | 0 | 0 | 0 | 0 | 0 | 0 | 0 | 0 | 0 | 0 | 0 | 0 | 0 | 0 | 0 | 0 | 0 | 0 | 0 | 0 | 0 | 0 | 0 | 0 | 0 | 0 | 0 | 0 | 0 | 0 | 0 | 0 | 0 | 0 | 0 | 0 | 0 | 0 | 0 | 0 | 0 | 0 | 0
OR_Commercial_Interruptible - Health_New_Food Preparation_Natural Gas_Griddle_A | OR | Commercial | Interruptible - Health | New | Food Preparation | Natural Gas | Griddle | A | WCNG220 | Standard | ENERGY STAR | 12 | 0 | 0 | 0 | 1405.83 | 0 | 0 | 0 | 0.7 | 0.2 | 1 units | 5.15% | 100% | Lost Opportunity | LOEven20_OR | 85% | TBD | 0% | 0 |  | 0 |  | 0 | IL TRM - 4.2.8 - CI-FSE-ESGR-V04-200101 | IL TRM - 4.2.8 - CI-FSE-ESGR-V04-200101 | IL TRM - 4.2.8 - CI-FSE-ESGR-V04-200101 | Standard | Standard | Standard | Standard | Standard | Standard | Standard | Standard | Standard | Standard | Standard | Standard | Standard | Standard | Standard | Standard | Standard | Standard | Standard | Standard | Standard | Standard | Standard | Standard | Standard | Standard | Standard | ENERGY STAR | ENERGY STAR | ENERGY STAR | ENERGY STAR | ENERGY STAR | ENERGY STAR | ENERGY STAR | ENERGY STAR | ENERGY STAR | ENERGY STAR | ENERGY STAR | ENERGY STAR | ENERGY STAR | ENERGY STAR | ENERGY STAR | ENERGY STAR | ENERGY STAR | ENERGY STAR | ENERGY STAR | ENERGY STAR | ENERGY STAR | ENERGY STAR | ENERGY STAR | ENERGY STAR | ENERGY STAR | ENERGY STAR | ENERGY STAR | 1405.83 | 1405.83 | 1405.83 | 1405.83 | 1405.83 | 1405.83 | 1405.83 | 1405.83 | 1405.83 | 1405.83 | 1405.83 | 1405.83 | 1405.83 | 1405.83 | 1405.83 | 1405.83 | 1405.83 | 1405.83 | 1405.83 | 1405.83 | 1405.83 | 1405.83 | 1405.83 | 1405.8266 | 1405.8266 | 1405.8266 | 1405.8266 | 0 | 0 | 0 | 0 | 0 | 0 | 0 | 0 | 0 | 0 | 0 | 0 | 0 | 0 | 0 | 0 | 0 | 0 | 0 | 0 | 0 | 0 | 0 | 0 | 0 | 0 | 0 | 0 | 0 | 0 | 0 | 0 | 0 | 0 | 0 | 0 | 0 | 0 | 0 | 0 | 0 | 0 | 0 | 0 | 0 | 0 | 0 | 0 | 0 | 0 | 0 | 0 | 0 | 0 | 0 | 0 | 0 | 0 | 0 | 0 | 0 | 0 | 0 | 0 | 0 | 0 | 0 | 0 | 0 | 0 | 0 | 0 | 0 | 0 | 0 | 0 | 0 | 0 | 0 | 0 | 0 | 0 | 0 | 0 | 0 | 0 | 0 | 0 | 0 | 0 | 0 | 0 | 0 | 0 | 0 | 0 | 0 | 0 | 0 | 0 | 0 | 0 | 0 | 0 | 0 | 0 | 0 | 0 | 0 | 0 | 0 | 0 | 0 | 0 | 0 | 0 | 0 | 0 | 0 | 0 | 0 | 0 | 0 | 0 | 0 | 0 | 0 | 0 | 0 | 0 | 0 | 0 | 0 | 0 | 0 | 0 | 0 | 0 | 0 | 0 | 0 | 0 | 0 | 0 | 0 | 0 | 0 | 0 | 0 | 0 | 0 | 0 | 0 | 0 | 0 | 0 | 0 | 0 | 0 | 0 | 0 | 0 | 0 | 0 | 0 | 0 | 0 | 0 | 0 | 0 | 0 | 0 | 0 | 0 | 0 | 0 | 0 | 0 | 0 | 0 | 0 | 0 | 0 | 0 | 0 | 0 | 0 | 0 | 0 | 0 | 0 | 0 | 0 | 0 | 0 | 0 | 0 | 0 | 0 | 0 | 0 | 0 | 0 | 0 | 0 | 0 | 0 | 0 | 0 | 0 | 0 | 0 | 0 | 0 | 0 | 0 | 0 | 0 | 0 | 0 | 0 | 0 | 0 | 0 | 0 | 0 | 0 | 0 | 0 | 0 | 0 | 0 | 0 | 0 | 0 | 0 | 0 | 0 | 0 | 0 | 0 | 0 | 0 | 0 | 0 | 0 | 0 | 0 | 0 | 0 | 0 | 0 | 0 | 0 | 0 | 0 | 0 | 0 | 0 | 0 | 0 | 0 | 0 | 0 | 0 | 0 | 0 | 0 | 0 | 0 | 0 | 0 | 0 | 0 | 0 | 0 | 0 | 0 | 0 | 0 | 0 | 0 | 0 | 0 | 0 | 0 | 0 | 0 | 0 | 0 | 0 | 0 | 0 | 0 | 0 | 0 | 0 | 0 | 0 | 0 | 0 | 0 | 0 | 0 | 0 | 0 | 0 | 0 | 0 | 0 | 0 | 0 | 0 | 0 | 0 | 0 | 0 | 0 | 0 | 0 | 0 | 0 | 0 | 0 | 0 | 0 | 0 | 0 | 0 | 0 | 0 | 0 | 0 | 0 | 0 | 0 | 0 | 0 | 0 | 0 | 0 | 0 | 0 | 0 | 0 | 0 | 0 | 0 | 0 | 0 | 0 | 0 | 0 | 0 | 0 | 0 | 0 | 0 | 0 | 0 | 0 | 0 | 0 | 0 | 0 | 0 | 0 | 0 | 0 | 0 | 0 | 0 | 0 | 0 | 0 | 0 | 0 | 0 | 0 | 0 | 0 | 0 | 0 | 0 | 0 | 0 | 0 | 0 | 0 | 0 | 0 | 0 | 0 | 0 | 0 | 0 | 0 | 0 | 0 | 0 | 0 | 0 | 0 | 0 | 0 | 0 | 0 | 0 | 0 | 0 | 0 | 0 | 0 | 0 | 0 | 0 | 0 | 0 | 0 | 0 | 0 | 0 | 0 | 0 | 0 | 0 | 0 | 0 | 0 | 0 | 0 | 0 | 0 | 0 | 0 | 0 | 0 | 0 | 0 | 0 | 0 | 0 | 0 | 0 | 0 | 0 | 0 | 0 | 0 | 0 | 0 | 0 | 0 | 0 | 0 | 0 | 0 | 0 | 0 | 0 | 0 | 0 | 0 | 0 | 0 | 0 | 0 | 0 | 0 | 0 | 0 | 0 | 0 | 0 | 0 | 0 | 0
OR_Commercial_Interruptible - Health_New_Food Preparation_Natural Gas_Range_A | OR | Commercial | Interruptible - Health | New | Food Preparation | Natural Gas | Range | A | WCNG221 | Standard | High Efficiency | 10 | 0 | 0 | 0 | 0.01 | 0 | 0 | 0 | 0.7 | 0.2 | 1 units | 21.77% | 100% | Lost Opportunity | LOEven20_OR | 85% | TBD | 0% | 0 |  | 0 |  | 0 | COOK_OVN-Food Preparation-AEO17-1 | EIA 2018 Tech Forecast | EIA 2018 Tech Forecast | Standard | Standard | Standard | Standard | Standard | Standard | Standard | Standard | Standard | Standard | Standard | Standard | Standard | Standard | Standard | Standard | Standard | Standard | Standard | Standard | Standard | Standard | Standard | Standard | Standard | Standard | Standard | High Efficiency | High Efficiency | High Efficiency | High Efficiency | High Efficiency | High Efficiency | High Efficiency | High Efficiency | High Efficiency | High Efficiency | High Efficiency | High Efficiency | High Efficiency | High Efficiency | High Efficiency | High Efficiency | High Efficiency | High Efficiency | High Efficiency | High Efficiency | High Efficiency | High Efficiency | High Efficiency | High Efficiency | High Efficiency | High Efficiency | High Efficiency | 0.01 | 0.01 | 0.01 | 0.01 | 0.01 | 0.01 | 0.01 | 0.01 | 0.01 | 0.01 | 0.01 | 0.01 | 0.01 | 0.01 | 0.01 | 0.01 | 0.01 | 0.01 | 0.01 | 0.01 | 0.01 | 0.01 | 0.01 | 0.010631 | 0.010631 | 0.010631 | 0.010631 | 0 | 0 | 0 | 0 | 0 | 0 | 0 | 0 | 0 | 0 | 0 | 0 | 0 | 0 | 0 | 0 | 0 | 0 | 0 | 0 | 0 | 0 | 0 | 0 | 0 | 0 | 0 | 0 | 0 | 0 | 0 | 0 | 0 | 0 | 0 | 0 | 0 | 0 | 0 | 0 | 0 | 0 | 0 | 0 | 0 | 0 | 0 | 0 | 0 | 0 | 0 | 0 | 0 | 0 | 0 | 0 | 0 | 0 | 0 | 0 | 0 | 0 | 0 | 0 | 0 | 0 | 0 | 0 | 0 | 0 | 0 | 0 | 0 | 0 | 0 | 0 | 0 | 0 | 0 | 0 | 0 | 0 | 0 | 0 | 0 | 0 | 0 | 0 | 0 | 0 | 0 | 0 | 0 | 0 | 0 | 0 | 0 | 0 | 0 | 0 | 0 | 0 | 0 | 0 | 0 | 0 | 0 | 0 | 0 | 0 | 0 | 0 | 0 | 0 | 0 | 0 | 0 | 0 | 0 | 0 | 0 | 0 | 0 | 0 | 0 | 0 | 0 | 0 | 0 | 0 | 0 | 0 | 0 | 0 | 0 | 0 | 0 | 0 | 0 | 0 | 0 | 0 | 0 | 0 | 0 | 0 | 0 | 0 | 0 | 0 | 0 | 0 | 0 | 0 | 0 | 0 | 0 | 0 | 0 | 0 | 0 | 0 | 0 | 0 | 0 | 0 | 0 | 0 | 0 | 0 | 0 | 0 | 0 | 0 | 0 | 0 | 0 | 0 | 0 | 0 | 0 | 0 | 0 | 0 | 0 | 0 | 0 | 0 | 0 | 0 | 0 | 0 | 0 | 0 | 0 | 0 | 0 | 0 | 0 | 0 | 0 | 0 | 0 | 0 | 0 | 0 | 0 | 0 | 0 | 0 | 0 | 0 | 0 | 0 | 0 | 0 | 0 | 0 | 0 | 0 | 0 | 0 | 0 | 0 | 0 | 0 | 0 | 0 | 0 | 0 | 0 | 0 | 0 | 0 | 0 | 0 | 0 | 0 | 0 | 0 | 0 | 0 | 0 | 0 | 0 | 0 | 0 | 0 | 0 | 0 | 0 | 0 | 0 | 0 | 0 | 0 | 0 | 0 | 0 | 0 | 0 | 0 | 0 | 0 | 0 | 0 | 0 | 0 | 0 | 0 | 0 | 0 | 0 | 0 | 0 | 0 | 0 | 0 | 0 | 0 | 0 | 0 | 0 | 0 | 0 | 0 | 0 | 0 | 0 | 0 | 0 | 0 | 0 | 0 | 0 | 0 | 0 | 0 | 0 | 0 | 0 | 0 | 0 | 0 | 0 | 0 | 0 | 0 | 0 | 0 | 0 | 0 | 0 | 0 | 0 | 0 | 0 | 0 | 0 | 0 | 0 | 0 | 0 | 0 | 0 | 0 | 0 | 0 | 0 | 0 | 0 | 0 | 0 | 0 | 0 | 0 | 0 | 0 | 0 | 0 | 0 | 0 | 0 | 0 | 0 | 0 | 0 | 0 | 0 | 0 | 0 | 0 | 0 | 0 | 0 | 0 | 0 | 0 | 0 | 0 | 0 | 0 | 0 | 0 | 0 | 0 | 0 | 0 | 0 | 0 | 0 | 0 | 0 | 0 | 0 | 0 | 0 | 0 | 0 | 0 | 0 | 0 | 0 | 0 | 0 | 0 | 0 | 0 | 0 | 0 | 0 | 0 | 0 | 0 | 0 | 0 | 0 | 0 | 0 | 0 | 0 | 0 | 0 | 0 | 0 | 0 | 0 | 0 | 0 | 0 | 0 | 0 | 0 | 0 | 0 | 0 | 0 | 0 | 0 | 0 | 0 | 0 | 0 | 0 | 0 | 0 | 0 | 0 | 0 | 0 | 0 | 0 | 0 | 0 | 0 | 0 | 0 | 0 | 0 | 0 | 0 | 0 | 0 | 0 | 0 | 0 | 0 | 0 | 0 | 0 | 0 | 0 | 0 | 0 | 0 | 0 | 0 | 0 | 0 | 0 | 0 | 0 | 0 | 0 | 0 | 0 | 0 | 0 | 0 | 0 | 0 | 0 | 0 | 0 | 0 | 0 | 0
OR_Commercial_Interruptible - Health_New_Food Preparation_Natural Gas_Steamer_A | OR | Commercial | Interruptible - Health | New | Food Preparation | Natural Gas | Steamer | A | WCNG222 | Standard | ENERGY STAR | 8 | 0 | 0 | 0 | 0.01 | 737.87 | 0 | 0 | 0.7 | 0.2 | 1 units | 2.392% | 100% | Lost Opportunity | LOEven20_OR | 85% | TBD | 0% | 0 |  | 0 |  | 0 | RTF Wkbk - ComCookingSteamer_v5_0 | RTF Wkbk - ComCookingSteamer_v5_0 | RTF Wkbk - ComCookingSteamer_v5_0 | Standard | Standard | Standard | Standard | Standard | Standard | Standard | Standard | Standard | Standard | Standard | Standard | Standard | Standard | Standard | Standard | Standard | Standard | Standard | Standard | Standard | Standard | Standard | Standard | Standard | Standard | Standard | ENERGY STAR | ENERGY STAR | ENERGY STAR | ENERGY STAR | ENERGY STAR | ENERGY STAR | ENERGY STAR | ENERGY STAR | ENERGY STAR | ENERGY STAR | ENERGY STAR | ENERGY STAR | ENERGY STAR | ENERGY STAR | ENERGY STAR | ENERGY STAR | ENERGY STAR | ENERGY STAR | ENERGY STAR | ENERGY STAR | ENERGY STAR | ENERGY STAR | ENERGY STAR | ENERGY STAR | ENERGY STAR | ENERGY STAR | ENERGY STAR | 0.01 | 0.01 | 0.01 | 0.01 | 0.01 | 0.01 | 0.01 | 0.01 | 0.01 | 0.01 | 0.01 | 0.01 | 0.01 | 0.01 | 0.01 | 0.01 | 0.01 | 0.01 | 0.01 | 0.01 | 0.01 | 0.01 | 0.01 | 0.010743 | 0.010743 | 0.010743 | 0.010743 | 0 | 0 | 0 | 0 | 0 | 0 | 0 | 0 | 0 | 0 | 0 | 0 | 0 | 0 | 0 | 0 | 0 | 0 | 0 | 0 | 0 | 0 | 0 | 0 | 0 | 0 | 0 | 0 | 0 | 0 | 0 | 0 | 0 | 0 | 0 | 0 | 0 | 0 | 0 | 0 | 0 | 0 | 0 | 0 | 0 | 0 | 0 | 0 | 0 | 0 | 0 | 0 | 0 | 0 | 0 | 0 | 0 | 0 | 0 | 0 | 0 | 0 | 0 | 0 | 0 | 0 | 0 | 0 | 0 | 0 | 0 | 0 | 0 | 0 | 0 | 0 | 0 | 0 | 0 | 0 | 0 | 0 | 0 | 0 | 0 | 0 | 0 | 0 | 0 | 0 | 0 | 0 | 0 | 0 | 0 | 0 | 0 | 0 | 0 | 0 | 0 | 0 | 0 | 0 | 0 | 0 | 0 | 0 | 0 | 0 | 0 | 0 | 0 | 0 | 0 | 0 | 0 | 0 | 0 | 0 | 0 | 0 | 0 | 0 | 0 | 0 | 0 | 0 | 0 | 0 | 0 | 0 | 0 | 0 | 0 | 0 | 0 | 0 | 0 | 0 | 0 | 0 | 0 | 0 | 0 | 0 | 0 | 0 | 0 | 0 | 0 | 0 | 0 | 0 | 0 | 0 | 0 | 0 | 0 | 0 | 0 | 0 | 0 | 0 | 0 | 0 | 0 | 0 | 0 | 0 | 0 | 0 | 0 | 0 | 0 | 0 | 0 | 0 | 0 | 0 | 0 | 0 | 0 | 0 | 0 | 0 | 0 | 0 | 0 | 0 | 0 | 0 | 0 | 0 | 0 | 0 | 0 | 0 | 0 | 0 | 0 | 0 | 0 | 0 | 0 | 0 | 0 | 0 | 0 | 0 | 0 | 0 | 0 | 0 | 0 | 0 | 0 | 0 | 0 | 0 | 0 | 0 | 0 | 0 | 0 | 0 | 0 | 0 | 0 | 0 | 0 | 0 | 0 | 0 | 0 | 0 | 0 | 0 | 0 | 0 | 0 | 0 | 0 | 0 | 0 | 0 | 0 | 0 | 0 | 0 | 0 | 0 | 0 | 0 | 0 | 0 | 0 | 0 | 0 | 0 | 0 | 0 | 0 | 0 | 0 | 0 | 0 | 0 | 0 | 0 | 0 | 0 | 0 | 0 | 0 | 0 | 0 | 0 | 0 | 0 | 0 | 0 | 0 | 0 | 0 | 0 | 0 | 0 | 0 | 0 | 0 | 0 | 0 | 0 | 0 | 0 | 0 | 0 | 0 | 0 | 0 | 0 | 0 | 0 | 0 | 0 | 0 | 0 | 0 | 0 | 0 | 0 | 0 | 0 | 0 | 0 | 0 | 0 | 0 | 0 | 0 | 0 | 0 | 0 | 0 | 0 | 0 | 0 | 0 | 0 | 0 | 0 | 0 | 0 | 0 | 0 | 0 | 0 | 0 | 0 | 0 | 0 | 0 | 0 | 0 | 0 | 0 | 0 | 0 | 0 | 0 | 0 | 0 | 0 | 0 | 0 | 0 | 0 | 0 | 0 | 0 | 0 | 0 | 0 | 0 | 0 | 0 | 0 | 0 | 0 | 0 | 0 | 0 | 0 | 0 | 0 | 0 | 0 | 0 | 0 | 0 | 0 | 0 | 0 | 0 | 0 | 0 | 0 | 0 | 0 | 0 | 0 | 0 | 0 | 0 | 0 | 0 | 0 | 0 | 0 | 0 | 0 | 0 | 0 | 0 | 0 | 0 | 0 | 0 | 0 | 0 | 0 | 0 | 0 | 0 | 0 | 0 | 0 | 0 | 0 | 0 | 0 | 0 | 0 | 0 | 0 | 0 | 0 | 0 | 0 | 0 | 0 | 0 | 0 | 0 | 0 | 0 | 0 | 0 | 0 | 0 | 0 | 0 | 0 | 0 | 0 | 0 | 0 | 0 | 0 | 0 | 0 | 0 | 0 | 0 | 0 | 0 | 0 | 0 | 0 | 0 | 0 | 0 | 0 | 0 | 0 | 0 | 0 | 0 | 0 | 0 | 0 | 0 | 0 | 0 | 0 | 0
OR_Commercial_Interruptible - Health_New_Food Preparation_Natural Gas_Commercial Food Prep Other_A | OR | Commercial | Interruptible - Health | New | Food Preparation | Natural Gas | Commercial Food Prep Other | A | WCNG223 | Standard | ENERGY STAR | 10 | 0 | 0 | 0 | 254.64 | 0 | 0 | 0 | 0.7 | 0.2 | 1 units | 0% | 100% | Lost Opportunity | LOEven20_OR | 85% | TBD | 0% | 0 |  | 0 |  | 0 | N/A | N/A | N/A | Standard | Standard | Standard | Standard | Standard | Standard | Standard | Standard | Standard | Standard | Standard | Standard | Standard | Standard | Standard | Standard | Standard | Standard | Standard | Standard | Standard | Standard | Standard | Standard | Standard | Standard | Standard | ENERGY STAR | ENERGY STAR | ENERGY STAR | ENERGY STAR | ENERGY STAR | ENERGY STAR | ENERGY STAR | ENERGY STAR | ENERGY STAR | ENERGY STAR | ENERGY STAR | ENERGY STAR | ENERGY STAR | ENERGY STAR | ENERGY STAR | ENERGY STAR | ENERGY STAR | ENERGY STAR | ENERGY STAR | ENERGY STAR | ENERGY STAR | ENERGY STAR | ENERGY STAR | ENERGY STAR | ENERGY STAR | ENERGY STAR | ENERGY STAR | 254.64 | 254.64 | 254.64 | 254.64 | 254.64 | 254.64 | 254.64 | 254.64 | 254.64 | 254.64 | 254.64 | 254.64 | 254.64 | 254.64 | 254.64 | 254.64 | 254.64 | 254.64 | 254.64 | 254.64 | 254.64 | 254.64 | 254.64 | 254.6373 | 254.6373 | 254.6373 | 254.6373 | 0 | 0 | 0 | 0 | 0 | 0 | 0 | 0 | 0 | 0 | 0 | 0 | 0 | 0 | 0 | 0 | 0 | 0 | 0 | 0 | 0 | 0 | 0 | 0 | 0 | 0 | 0 | 0 | 0 | 0 | 0 | 0 | 0 | 0 | 0 | 0 | 0 | 0 | 0 | 0 | 0 | 0 | 0 | 0 | 0 | 0 | 0 | 0 | 0 | 0 | 0 | 0 | 0 | 0 | 0 | 0 | 0 | 0 | 0 | 0 | 0 | 0 | 0 | 0 | 0 | 0 | 0 | 0 | 0 | 0 | 0 | 0 | 0 | 0 | 0 | 0 | 0 | 0 | 0 | 0 | 0 | 0 | 0 | 0 | 0 | 0 | 0 | 0 | 0 | 0 | 0 | 0 | 0 | 0 | 0 | 0 | 0 | 0 | 0 | 0 | 0 | 0 | 0 | 0 | 0 | 0 | 0 | 0 | 0 | 0 | 0 | 0 | 0 | 0 | 0 | 0 | 0 | 0 | 0 | 0 | 0 | 0 | 0 | 0 | 0 | 0 | 0 | 0 | 0 | 0 | 0 | 0 | 0 | 0 | 0 | 0 | 0 | 0 | 0 | 0 | 0 | 0 | 0 | 0 | 0 | 0 | 0 | 0 | 0 | 0 | 0 | 0 | 0 | 0 | 0 | 0 | 0 | 0 | 0 | 0 | 0 | 0 | 0 | 0 | 0 | 0 | 0 | 0 | 0 | 0 | 0 | 0 | 0 | 0 | 0 | 0 | 0 | 0 | 0 | 0 | 0 | 0 | 0 | 0 | 0 | 0 | 0 | 0 | 0 | 0 | 0 | 0 | 0 | 0 | 0 | 0 | 0 | 0 | 0 | 0 | 0 | 0 | 0 | 0 | 0 | 0 | 0 | 0 | 0 | 0 | 0 | 0 | 0 | 0 | 0 | 0 | 0 | 0 | 0 | 0 | 0 | 0 | 0 | 0 | 0 | 0 | 0 | 0 | 0 | 0 | 0 | 0 | 0 | 0 | 0 | 0 | 0 | 0 | 0 | 0 | 0 | 0 | 0 | 0 | 0 | 0 | 0 | 0 | 0 | 0 | 0 | 0 | 0 | 0 | 0 | 0 | 0 | 0 | 0 | 0 | 0 | 0 | 0 | 0 | 0 | 0 | 0 | 0 | 0 | 0 | 0 | 0 | 0 | 0 | 0 | 0 | 0 | 0 | 0 | 0 | 0 | 0 | 0 | 0 | 0 | 0 | 0 | 0 | 0 | 0 | 0 | 0 | 0 | 0 | 0 | 0 | 0 | 0 | 0 | 0 | 0 | 0 | 0 | 0 | 0 | 0 | 0 | 0 | 0 | 0 | 0 | 0 | 0 | 0 | 0 | 0 | 0 | 0 | 0 | 0 | 0 | 0 | 0 | 0 | 0 | 0 | 0 | 0 | 0 | 0 | 0 | 0 | 0 | 0 | 0 | 0 | 0 | 0 | 0 | 0 | 0 | 0 | 0 | 0 | 0 | 0 | 0 | 0 | 0 | 0 | 0 | 0 | 0 | 0 | 0 | 0 | 0 | 0 | 0 | 0 | 0 | 0 | 0 | 0 | 0 | 0 | 0 | 0 | 0 | 0 | 0 | 0 | 0 | 0 | 0 | 0 | 0 | 0 | 0 | 0 | 0 | 0 | 0 | 0 | 0 | 0 | 0 | 0 | 0 | 0 | 0 | 0 | 0 | 0 | 0 | 0 | 0 | 0 | 0 | 0 | 0 | 0 | 0 | 0 | 0 | 0 | 0 | 0 | 0 | 0 | 0 | 0 | 0 | 0 | 0 | 0 | 0 | 0 | 0 | 0 | 0 | 0 | 0 | 0 | 0 | 0 | 0 | 0 | 0 | 0 | 0 | 0 | 0 | 0 | 0 | 0 | 0 | 0 | 0 | 0 | 0 | 0 | 0 | 0 | 0 | 0 | 0 | 0 | 0 | 0 | 0 | 0 | 0 | 0 | 0 | 0 | 0 | 0 | 0 | 0 | 0 | 0 | 0 | 0 | 0 | 0 | 0 | 0 | 0 | 0 | 0 | 0 | 0 | 0 | 0 | 0 | 0
OR_Commercial_Interruptible - Health_New_Miscellaneous_Natural Gas_Pool Heater_A | OR | Commercial | Interruptible - Health | New | Miscellaneous | Natural Gas | Pool Heater | A | WCNG224 | Standard (EF .78) | Condensing (EF .90) | 6 | 0 | 0 | 0 | 12715.41 | 0 | 0 | 0 | 0.7 | 0.2 | 1 units | 0% | 100% | Lost Opportunity | LO1Slow_OR | 84.66% | TBD | 0% | 0 |  | 0 |  | 0 | DOE Commercial R&D 2016 - Table 7-6 | DOE Commercial R&D 2016 - Table 7-7 | DOE Commercial R&D 2016 - Table 7-9 | Standard (EF .78) | Standard (EF .78) | Standard (EF .78) | Standard (EF .78) | Standard (EF .78) | Standard (EF .78) | Standard (EF .78) | Standard (EF .78) | Standard (EF .78) | Standard (EF .78) | Standard (EF .78) | Standard (EF .78) | Standard (EF .78) | Standard (EF .78) | Standard (EF .78) | Standard (EF .78) | Standard (EF .78) | Standard (EF .78) | Standard (EF .78) | Standard (EF .78) | Standard (EF .78) | Standard (EF .78) | Standard (EF .78) | Standard (EF .78) | Standard (EF .78) | Standard (EF .78) | Standard (EF .78) | Condensing (EF .90) | Condensing (EF .90) | Condensing (EF .90) | Condensing (EF .90) | Condensing (EF .90) | Condensing (EF .90) | Condensing (EF .90) | Condensing (EF .90) | Condensing (EF .90) | Condensing (EF .90) | Condensing (EF .90) | Condensing (EF .90) | Condensing (EF .90) | Condensing (EF .90) | Condensing (EF .90) | Condensing (EF .90) | Condensing (EF .90) | Condensing (EF .90) | Condensing (EF .90) | Condensing (EF .90) | Condensing (EF .90) | Condensing (EF .90) | Condensing (EF .90) | Condensing (EF .90) | Condensing (EF .90) | Condensing (EF .90) | Condensing (EF .90) | 12715.41 | 12715.41 | 12715.41 | 12715.41 | 12715.41 | 12715.41 | 12715.41 | 12715.41 | 12715.41 | 12715.41 | 12715.41 | 12715.41 | 12715.41 | 12715.41 | 12715.41 | 12715.41 | 12715.41 | 12715.41 | 12715.41 | 12715.41 | 12715.41 | 12715.41 | 12715.41 | 12715.4132 | 12715.4132 | 12715.4132 | 12715.4132 | 0 | 0 | 0 | 0 | 0 | 0 | 0 | 0 | 0 | 0 | 0 | 0 | 0 | 0 | 0 | 0 | 0 | 0 | 0 | 0 | 0 | 0 | 0 | 0 | 0 | 0 | 0 | 0 | 0 | 0 | 0 | 0 | 0 | 0 | 0 | 0 | 0 | 0 | 0 | 0 | 0 | 0 | 0 | 0 | 0 | 0 | 0 | 0 | 0 | 0 | 0 | 0 | 0 | 0 | 0 | 0 | 0 | 0 | 0 | 0 | 0 | 0 | 0 | 0 | 0 | 0 | 0 | 0 | 0 | 0 | 0 | 0 | 0 | 0 | 0 | 0 | 0 | 0 | 0 | 0 | 0 | 0 | 0 | 0 | 0 | 0 | 0 | 0 | 0 | 0 | 0 | 0 | 0 | 0 | 0 | 0 | 0 | 0 | 0 | 0 | 0 | 0 | 0 | 0 | 0 | 0 | 0 | 0 | 0 | 0 | 0 | 0 | 0 | 0 | 0 | 0 | 0 | 0 | 0 | 0 | 0 | 0 | 0 | 0 | 0 | 0 | 0 | 0 | 0 | 0 | 0 | 0 | 0 | 0 | 0 | 0 | 0 | 0 | 0 | 0 | 0 | 0 | 0 | 0 | 0 | 0 | 0 | 0 | 0 | 0 | 0 | 0 | 0 | 0 | 0 | 0 | 0 | 0 | 0 | 0 | 0 | 0 | 0 | 0 | 0 | 0 | 0 | 0 | 0 | 0 | 0 | 0 | 0 | 0 | 0 | 0 | 0 | 0 | 0 | 0 | 0 | 0 | 0 | 0 | 0 | 0 | 0 | 0 | 0 | 0 | 0 | 0 | 0 | 0 | 0 | 0 | 0 | 0 | 0 | 0 | 0 | 0 | 0 | 0 | 0 | 0 | 0 | 0 | 0 | 0 | 0 | 0 | 0 | 0 | 0 | 0 | 0 | 0 | 0 | 0 | 0 | 0 | 0 | 0 | 0 | 0 | 0 | 0 | 0 | 0 | 0 | 0 | 0 | 0 | 0 | 0 | 0 | 0 | 0 | 0 | 0 | 0 | 0 | 0 | 0 | 0 | 0 | 0 | 0 | 0 | 0 | 0 | 0 | 0 | 0 | 0 | 0 | 0 | 0 | 0 | 0 | 0 | 0 | 0 | 0 | 0 | 0 | 0 | 0 | 0 | 0 | 0 | 0 | 0 | 0 | 0 | 0 | 0 | 0 | 0 | 0 | 0 | 0 | 0 | 0 | 0 | 0 | 0 | 0 | 0 | 0 | 0 | 0 | 0 | 0 | 0 | 0 | 0 | 0 | 0 | 0 | 0 | 0 | 0 | 0 | 0 | 0 | 0 | 0 | 0 | 0 | 0 | 0 | 0 | 0 | 0 | 0 | 0 | 0 | 0 | 0 | 0 | 0 | 0 | 0 | 0 | 0 | 0 | 0 | 0 | 0 | 0 | 0 | 0 | 0 | 0 | 0 | 0 | 0 | 0 | 0 | 0 | 0 | 0 | 0 | 0 | 0 | 0 | 0 | 0 | 0 | 0 | 0 | 0 | 0 | 0 | 0 | 0 | 0 | 0 | 0 | 0 | 0 | 0 | 0 | 0 | 0 | 0 | 0 | 0 | 0 | 0 | 0 | 0 | 0 | 0 | 0 | 0 | 0 | 0 | 0 | 0 | 0 | 0 | 0 | 0 | 0 | 0 | 0 | 0 | 0 | 0 | 0 | 0 | 0 | 0 | 0 | 0 | 0 | 0 | 0 | 0 | 0 | 0 | 0 | 0 | 0 | 0 | 0 | 0 | 0 | 0 | 0 | 0 | 0 | 0 | 0 | 0 | 0 | 0 | 0 | 0 | 0 | 0 | 0 | 0 | 0 | 0 | 0 | 0 | 0 | 0 | 0 | 0 | 0 | 0 | 0 | 0 | 0 | 0 | 0 | 0 | 0 | 0 | 0 | 0 | 0 | 0 | 0 | 0 | 0 | 0 | 0 | 0 | 0 | 0 | 0 | 0 | 0 | 0 | 0 | 0 | 0 | 0 | 0 | 0 | 0 | 0 | 0 | 0 | 0 | 0 | 0 | 0 | 0 | 0 | 0
OR_Commercial_Interruptible - Miscellaneous_Existing_Space Heating_Natural Gas_Furnace_A | OR | Commercial | Interruptible - Miscellaneous | Existing | Space Heating | Natural Gas | Furnace | A | WCNG225 | AFUE 80% (Standard) | AFUE 96% | 23 | 638.6601 | 0 | 0 | 956.79 | -5.72 | 0 | 0 | 0.7 | 0.2 | 400 kBtu/hr | 53.91% | 100% | Lost Opportunity | LO1Slow_OR | 84.66% | TBD | 0% | 479.5071 |  | 341.2253 |  | 0 | EIA18_Tech Forecast Updates_p.90_2020 Typical | EIA18_Tech Forecast Updates_p.90_2020 Typical | AEG BEST | AFUE 80% (Standard) | AFUE 80% (Standard) | AFUE 80% (Standard) | AFUE 90% | AFUE 90% | AFUE 90% | AFUE 90% | AFUE 90% | AFUE 90% | AFUE 90% | AFUE 90% | AFUE 90% | AFUE 90% | AFUE 90% | AFUE 90% | AFUE 90% | AFUE 90% | AFUE 90% | AFUE 90% | AFUE 90% | AFUE 90% | AFUE 90% | AFUE 90% | AFUE 90% | AFUE 90% | AFUE 90% | AFUE 90% | AFUE 96% | AFUE 96% | AFUE 96% | AFUE 96% | AFUE 96% | AFUE 96% | AFUE 96% | AFUE 96% | AFUE 96% | AFUE 96% | AFUE 96% | AFUE 96% | AFUE 96% | AFUE 96% | AFUE 96% | AFUE 96% | AFUE 96% | AFUE 96% | AFUE 96% | AFUE 96% | AFUE 96% | AFUE 96% | AFUE 96% | AFUE 96% | AFUE 96% | AFUE 96% | AFUE 96% | 1913.58 | 1913.58 | 1913.58 | 956.79 | 956.79 | 956.79 | 956.79 | 956.79 | 956.79 | 956.79 | 956.79 | 956.79 | 956.79 | 956.79 | 956.79 | 956.79 | 956.79 | 956.79 | 956.79 | 956.79 | 956.79 | 956.79 | 956.79 | 956.7894 | 956.7894 | 956.7894 | 956.7894 | 0 | 638.6601 | 636.1836 | 212.0612 | 212.0612 | 212.0612 | 212.0612 | 212.0612 | 212.0612 | 212.0612 | 212.0612 | 212.0612 | 212.0612 | 212.0612 | 212.0612 | 212.0612 | 212.0612 | 212.0612 | 212.0612 | 212.0612 | 212.0612 | 212.0612 | 212.0612 | 212.0612 | 212.0612 | 212.0612 | 212.0612 | 0.069552 | 0.026349 | 0.02972 | 0.033282 | 0.037019 | 0.040919 | 0.044969 | 0.049157 | 0.053023 | 0.056592 | 0.059886 | 0.062927 | 0.065733 | 0.068324 | 0.070716 | 0.072923 | 0.074961 | 0.070752 | 0.067093 | 0.063959 | 0.061325 | 0.059168 | 0.057464 | 0.033007 | 0.028979 | 0.069552 | 0.049533 | 0.079253 | 0.11253 | 0.14955 | 0.19047 | 0.23544 | 0.2846 | 0.33762 | 0.39422 | 0.4541 | 0.51703 | 0.58276 | 0.65109 | 0.7218 | 0.79472 | 0.86969 | 0.94044 | 1.0075 | 1.0715 | 1.1328 | 1.192 | 1.2494 | 1.2825 | 1.3114 | 0.10933 | 0.12425 | 0.14015 | 0.15694 | 0.17457 | 0.19296 | 0.21206 | 0.23181 | 0.25004 | 0.26687 | 0.2824 | 0.29674 | 0.30997 | 0.32219 | 0.33347 | 0.34388 | 0.35349 | 0.33364 | 0.31638 | 0.30161 | 0.28919 | 0.27901 | 0.27098 | 0.15565 | 0.13666 | 0.10933 | 0.23358 | 0.37373 | 0.53067 | 0.70524 | 0.8982 | 1.1103 | 1.3421 | 1.5921 | 1.859 | 2.1414 | 2.4381 | 2.7481 | 3.0703 | 3.4037 | 3.7476 | 4.1011 | 4.4347 | 4.7511 | 5.0527 | 5.3419 | 5.6209 | 5.8919 | 6.0476 | 6.1842 | 0.0002956 | 0.00017224 | 0.0004242 | 0.00089386 | 0.0017014 | 0.003 | 0.0049704 | 0.0078047 | 0.011582 | 0.016343 | 0.022022 | 0.028425 | 0.035236 | 0.042056 | 0.04847 | 0.054132 | 0.058833 | 0.057734 | 0.055888 | 0.054148 | 0.051918 | 0.050092 | 0.048649 | 0.047473 | 0.046669 | 0.0002956 | 0.00027077 | 0.00069497 | 0.0015888 | 0.0032902 | 0.0062902 | 0.011261 | 0.019065 | 0.030647 | 0.046991 | 0.069013 | 0.097438 | 0.13267 | 0.17473 | 0.2232 | 0.27733 | 0.33616 | 0.3939 | 0.44979 | 0.50393 | 0.55585 | 0.60594 | 0.65459 | 0.70207 | 0.74873 | 0.00046464 | 0.00081222 | 0.0020004 | 0.0042151 | 0.008023 | 0.014147 | 0.023438 | 0.036804 | 0.054617 | 0.07707 | 0.10385 | 0.13404 | 0.16616 | 0.19832 | 0.22857 | 0.25527 | 0.27743 | 0.27225 | 0.26355 | 0.25534 | 0.24482 | 0.23621 | 0.22941 | 0.22387 | 0.22007 | 0.00046464 | 0.0012769 | 0.0032772 | 0.0074924 | 0.015515 | 0.029662 | 0.053101 | 0.089904 | 0.14452 | 0.22159 | 0.32544 | 0.45948 | 0.62564 | 0.82396 | 1.0525 | 1.3078 | 1.5852 | 1.8575 | 2.121 | 2.3764 | 2.6212 | 2.8574 | 3.0868 | 3.3107 | 3.5307 | 0.0002956 | 0.00017224 | 0.0004242 | 0.00089386 | 0.0017014 | 0.003 | 0.0049704 | 0.0078047 | 0.011582 | 0.016343 | 0.022022 | 0.028425 | 0.035236 | 0.042056 | 0.04847 | 0.054132 | 0.058833 | 0.057734 | 0.055888 | 0.054148 | 0.051918 | 0.050092 | 0.048649 | 0.047473 | 0.046669 | 0.0002956 | 0.00027077 | 0.00069497 | 0.0015888 | 0.0032902 | 0.0062902 | 0.011261 | 0.019065 | 0.030647 | 0.046991 | 0.069013 | 0.097438 | 0.13267 | 0.17473 | 0.2232 | 0.27733 | 0.33616 | 0.3939 | 0.44979 | 0.50393 | 0.55585 | 0.60594 | 0.65459 | 0.70207 | 0.74873 | 0.00046464 | 0.00081222 | 0.0020004 | 0.0042151 | 0.008023 | 0.014147 | 0.023438 | 0.036804 | 0.054617 | 0.07707 | 0.10385 | 0.13404 | 0.16616 | 0.19832 | 0.22857 | 0.25527 | 0.27743 | 0.27225 | 0.26355 | 0.25534 | 0.24482 | 0.23621 | 0.22941 | 0.22387 | 0.22007 | 0.00046464 | 0.0012769 | 0.0032772 | 0.0074924 | 0.015515 | 0.029662 | 0.053101 | 0.089904 | 0.14452 | 0.22159 | 0.32544 | 0.45948 | 0.62564 | 0.82396 | 1.0525 | 1.3078 | 1.5852 | 1.8575 | 2.121 | 2.3764 | 2.6212 | 2.8574 | 3.0868 | 3.3107 | 3.5307 | 0.0002956 | 0.00017224 | 0.0004242 | 0.00089386 | 0.0017014 | 0.003 | 0.0049704 | 0.0078047 | 0.011582 | 0.016343 | 0.022022 | 0.028425 | 0.035236 | 0.042056 | 0.04847 | 0.054132 | 0.058833 | 0.057734 | 0.055888 | 0.054148 | 0.051918 | 0.050092 | 0.048649 | 0.047473 | 0.046669 | 0.0002956 | 0.00027077 | 0.00069497 | 0.0015888 | 0.0032902 | 0.0062902 | 0.011261 | 0.019065 | 0.030647 | 0.046991 | 0.069013 | 0.097438 | 0.13267 | 0.17473 | 0.2232 | 0.27733 | 0.33616 | 0.3939 | 0.44979 | 0.50393 | 0.55585 | 0.60594 | 0.65459 | 0.70207 | 0.74873 | 0.00046464 | 0.00081222 | 0.0020004 | 0.0042151 | 0.008023 | 0.014147 | 0.023438 | 0.036804 | 0.054617 | 0.07707 | 0.10385 | 0.13404 | 0.16616 | 0.19832 | 0.22857 | 0.25527 | 0.27743 | 0.27225 | 0.26355 | 0.25534 | 0.24482 | 0.23621 | 0.22941 | 0.22387 | 0.22007 | 0.00046464 | 0.0012769 | 0.0032772 | 0.0074924 | 0.015515 | 0.029662 | 0.053101 | 0.089904 | 0.14452 | 0.22159 | 0.32544 | 0.45948 | 0.62564 | 0.82396 | 1.0525 | 1.3078 | 1.5852 | 1.8575 | 2.121 | 2.3764 | 2.6212 | 2.8574 | 3.0868 | 3.3107 | 3.5307 | 326.7528 | 503.6262 | 503.6262 | 503.6262 | 503.6262 | 503.6262 | 503.6262 | 503.6262 | 503.6262 | 503.6262 | 503.6262 | 503.6262 | 503.6262 | 503.6262 | 503.6262 | 503.6262 | 503.6262 | 503.6262 | 503.6262 | 503.6262 | 503.6262 | 503.6259 | 503.6259 | 503.6259 | 503.6259 | 238.3161 | 357.4742 | 357.4742 | 357.4742 | 357.4742 | 357.4742 | 357.4742 | 357.4742 | 357.4742 | 357.4742 | 357.4742 | 357.4742 | 357.4742 | 357.4742 | 357.4742 | 357.4742 | 357.4742 | 357.4742 | 357.4742 | 357.4742 | 357.4742 | 357.474 | 357.474 | 357.474 | 357.474
OR_Commercial_Interruptible - Miscellaneous_Existing_Space Heating_Natural Gas_Boiler_A | OR | Commercial | Interruptible - Miscellaneous | Existing | Space Heating | Natural Gas | Boiler | A | WCNG226 | AFUE 80% (Standard) | AFUE 97% | 25 | 2088.5667 | 0 | 0 | 21006.57 | 0 | 0 | 0 | 0.7 | 0.2 | 800 kBtu/hr | 25.45% | 100% | Lost Opportunity | LO20Fast_OR | 84.66% | TBD | 0% | 1031.3031 |  | 773.4773 |  | 0 | EIA 2018 Tech Forecast | EIA 2018 Tech Forecast | AEG BEST | AFUE 80% (Standard) | AFUE 80% (Standard) | AFUE 80% (Standard) | AFUE 80% (Standard) | AFUE 80% (Standard) | AFUE 80% (Standard) | AFUE 80% (Standard) | AFUE 80% (Standard) | AFUE 80% (Standard) | AFUE 80% (Standard) | AFUE 80% (Standard) | AFUE 80% (Standard) | AFUE 80% (Standard) | AFUE 80% (Standard) | AFUE 80% (Standard) | AFUE 80% (Standard) | AFUE 80% (Standard) | AFUE 80% (Standard) | AFUE 80% (Standard) | AFUE 80% (Standard) | AFUE 80% (Standard) | AFUE 80% (Standard) | AFUE 80% (Standard) | AFUE 80% (Standard) | AFUE 80% (Standard) | AFUE 80% (Standard) | AFUE 80% (Standard) | AFUE 97% | AFUE 97% | AFUE 97% | AFUE 97% | AFUE 97% | AFUE 97% | AFUE 97% | AFUE 97% | AFUE 97% | AFUE 97% | AFUE 97% | AFUE 97% | AFUE 97% | AFUE 97% | AFUE 97% | AFUE 97% | AFUE 97% | AFUE 97% | AFUE 97% | AFUE 97% | AFUE 97% | AFUE 97% | AFUE 97% | AFUE 97% | AFUE 97% | AFUE 97% | AFUE 97% | 21006.57 | 21006.57 | 21006.57 | 21006.57 | 21006.57 | 21006.57 | 21006.57 | 21006.57 | 21006.57 | 21006.57 | 21006.57 | 21006.57 | 21006.57 | 21006.57 | 21006.57 | 21006.57 | 21006.57 | 21006.57 | 21006.57 | 21006.57 | 21006.57 | 21006.57 | 21006.57 | 21006.5738 | 21006.5738 | 21006.5738 | 21006.5738 | 0 | 4981.1542 | 4961.8388 | 4961.8388 | 4961.8388 | 4961.8388 | 4961.8388 | 4961.8388 | 4961.8388 | 4961.8388 | 4961.8388 | 4961.8388 | 4961.8388 | 4961.8388 | 4961.8388 | 4961.8388 | 4961.8388 | 4961.8388 | 4961.8388 | 4961.8388 | 4961.8388 | 4961.8388 | 4961.8388 | 4961.8388 | 4961.8388 | 4961.8388 | 4961.8388 | 0.30225 | 0.30472 | 0.30697 | 0.30902 | 0.31088 | 0.31257 | 0.31411 | 0.31551 | 0.31678 | 0.31793 | 0.31898 | 0.31993 | 0.3208 | 0.32159 | 0.32231 | 0.32296 | 0.32355 | 0.32409 | 0.32458 | 0.32503 | 0.32271 | 0.32085 | 0.31938 | 0.31825 | 0.31741 | 0.30225 | 0.60697 | 0.91395 | 1.223 | 1.5338 | 1.8464 | 2.1605 | 2.476 | 2.7928 | 3.1107 | 3.4297 | 3.7497 | 4.0705 | 4.392 | 4.7144 | 5.0373 | 5.3609 | 5.685 | 6.0095 | 6.3346 | 6.6573 | 6.9781 | 7.2975 | 7.6158 | 7.9332 | 0.060915 | 0.061414 | 0.061867 | 0.062279 | 0.062654 | 0.062995 | 0.063305 | 0.063586 | 0.063842 | 0.064075 | 0.064287 | 0.064479 | 0.064654 | 0.064813 | 0.064957 | 0.065089 | 0.065208 | 0.065317 | 0.065415 | 0.065505 | 0.065038 | 0.064663 | 0.064368 | 0.06414 | 0.063971 | 0.060915 | 0.12233 | 0.1842 | 0.24647 | 0.30913 | 0.37212 | 0.43543 | 0.49902 | 0.56286 | 0.62693 | 0.69122 | 0.7557 | 0.82035 | 0.88517 | 0.95012 | 1.0152 | 1.0804 | 1.1457 | 1.2112 | 1.2767 | 1.3417 | 1.4064 | 1.4707 | 1.5349 | 1.5988 | 0.022388 | 0.038393 | 0.049709 | 0.058691 | 0.066668 | 0.073664 | 0.079737 | 0.084965 | 0.089435 | 0.093236 | 0.096454 | 0.099015 | 0.10106 | 0.10269 | 0.104 | 0.10506 | 0.10591 | 0.10679 | 0.1075 | 0.10841 | 0.10763 | 0.10701 | 0.10652 | 0.10615 | 0.10587 | 0.022388 | 0.060781 | 0.11049 | 0.16918 | 0.23585 | 0.30951 | 0.38925 | 0.47422 | 0.56365 | 0.65689 | 0.75334 | 0.85236 | 0.95341 | 1.0561 | 1.1601 | 1.2652 | 1.3711 | 1.4779 | 1.5854 | 1.6938 | 1.8014 | 1.9084 | 2.0149 | 2.1211 | 2.2269 | 0.011453 | 0.01964 | 0.02543 | 0.030024 | 0.034105 | 0.037684 | 0.040791 | 0.043465 | 0.045752 | 0.047697 | 0.049342 | 0.050653 | 0.051698 | 0.052534 | 0.053204 | 0.053743 | 0.054179 | 0.054631 | 0.054992 | 0.055457 | 0.055061 | 0.054744 | 0.054494 | 0.054301 | 0.054158 | 0.011453 | 0.031094 | 0.056523 | 0.086548 | 0.12065 | 0.15834 | 0.19913 | 0.24259 | 0.28835 | 0.33604 | 0.38538 | 0.43604 | 0.48774 | 0.54027 | 0.59347 | 0.64722 | 0.7014 | 0.75603 | 0.81102 | 0.86647 | 0.92154 | 0.97628 | 1.0308 | 1.0851 | 1.1392 | 0.022388 | 0.038393 | 0.049709 | 0.058691 | 0.066668 | 0.073664 | 0.079737 | 0.084965 | 0.089435 | 0.093236 | 0.096454 | 0.099015 | 0.10106 | 0.10269 | 0.104 | 0.10506 | 0.10591 | 0.10679 | 0.1075 | 0.10841 | 0.10763 | 0.10701 | 0.10652 | 0.10615 | 0.10587 | 0.022388 | 0.060781 | 0.11049 | 0.16918 | 0.23585 | 0.30951 | 0.38925 | 0.47422 | 0.56365 | 0.65689 | 0.75334 | 0.85236 | 0.95341 | 1.0561 | 1.1601 | 1.2652 | 1.3711 | 1.4779 | 1.5854 | 1.6938 | 1.8014 | 1.9084 | 2.0149 | 2.1211 | 2.2269 | 0.011453 | 0.01964 | 0.02543 | 0.030024 | 0.034105 | 0.037684 | 0.040791 | 0.043465 | 0.045752 | 0.047697 | 0.049342 | 0.050653 | 0.051698 | 0.052534 | 0.053204 | 0.053743 | 0.054179 | 0.054631 | 0.054992 | 0.055457 | 0.055061 | 0.054744 | 0.054494 | 0.054301 | 0.054158 | 0.011453 | 0.031094 | 0.056523 | 0.086548 | 0.12065 | 0.15834 | 0.19913 | 0.24259 | 0.28835 | 0.33604 | 0.38538 | 0.43604 | 0.48774 | 0.54027 | 0.59347 | 0.64722 | 0.7014 | 0.75603 | 0.81102 | 0.86647 | 0.92154 | 0.97628 | 1.0308 | 1.0851 | 1.1392 | 0.022388 | 0.038393 | 0.049709 | 0.058691 | 0.066668 | 0.073664 | 0.079737 | 0.084965 | 0.089435 | 0.093236 | 0.096454 | 0.099015 | 0.10106 | 0.10269 | 0.104 | 0.10506 | 0.10591 | 0.10679 | 0.1075 | 0.10841 | 0.10763 | 0.10701 | 0.10652 | 0.10615 | 0.10587 | 0.022388 | 0.060781 | 0.11049 | 0.16918 | 0.23585 | 0.30951 | 0.38925 | 0.47422 | 0.56365 | 0.65689 | 0.75334 | 0.85236 | 0.95341 | 1.0561 | 1.1601 | 1.2652 | 1.3711 | 1.4779 | 1.5854 | 1.6938 | 1.8014 | 1.9084 | 2.0149 | 2.1211 | 2.2269 | 0.011453 | 0.01964 | 0.02543 | 0.030024 | 0.034105 | 0.037684 | 0.040791 | 0.043465 | 0.045752 | 0.047697 | 0.049342 | 0.050653 | 0.051698 | 0.052534 | 0.053204 | 0.053743 | 0.054179 | 0.054631 | 0.054992 | 0.055457 | 0.055061 | 0.054744 | 0.054494 | 0.054301 | 0.054158 | 0.011453 | 0.031094 | 0.056523 | 0.086548 | 0.12065 | 0.15834 | 0.19913 | 0.24259 | 0.28835 | 0.33604 | 0.38538 | 0.43604 | 0.48774 | 0.54027 | 0.59347 | 0.64722 | 0.7014 | 0.75603 | 0.81102 | 0.86647 | 0.92154 | 0.97628 | 1.0308 | 1.0851 | 1.1392 | 1031.3031 | 1031.3031 | 1031.3031 | 1031.3031 | 1031.3031 | 1031.3031 | 1031.3031 | 1031.3031 | 1031.3031 | 1031.3031 | 1031.3031 | 1031.3031 | 1031.3031 | 1031.3031 | 1031.3031 | 1031.3031 | 1031.3031 | 1031.3031 | 1031.3031 | 1031.3031 | 1031.3031 | 1031.3033 | 1031.3033 | 1031.3033 | 1031.3033 | 773.4773 | 773.4773 | 773.4773 | 773.4773 | 773.4773 | 773.4773 | 773.4773 | 773.4773 | 773.4773 | 773.4773 | 773.4773 | 773.4773 | 773.4773 | 773.4773 | 773.4773 | 773.4773 | 773.4773 | 773.4773 | 773.4773 | 773.4773 | 773.4773 | 773.4775 | 773.4775 | 773.4775 | 773.4775
OR_Commercial_Interruptible - Miscellaneous_Existing_Space Heating_Natural Gas_Unit Heater_A | OR | Commercial | Interruptible - Miscellaneous | Existing | Space Heating | Natural Gas | Unit Heater | A | WCNG227 | Standard | Infrared Radiant | 15 | 30983.2092 | 0 | 0 | 16127.37 | -2197.29 | 0 | 0 | 0.7 | 0.2 | 120 kBtu/Hr | 0.4776% | 100% | Lost Opportunity | LO5Med_OR | 85% | TBD | 0% | 129.971 |  | 44.0821 |  | 0 | Xcel CO 2021/22 DSM Plan/TRM p.424 | Xcel CO 2021/22 DSM Plan/TRM p.416 | Xcel CO 2021/22 DSM Plan/TRM p.416 | Standard | Standard | Standard | Standard | Standard | Standard | Standard | Standard | Standard | Standard | Standard | Standard | Standard | Standard | Standard | Standard | Standard | Standard | Standard | Standard | Standard | Standard | Standard | Standard | Standard | Standard | Standard | Infrared Radiant | Infrared Radiant | Infrared Radiant | Infrared Radiant | Infrared Radiant | Infrared Radiant | Infrared Radiant | Infrared Radiant | Infrared Radiant | Infrared Radiant | Infrared Radiant | Infrared Radiant | Infrared Radiant | Infrared Radiant | Infrared Radiant | Infrared Radiant | Infrared Radiant | Infrared Radiant | Infrared Radiant | Infrared Radiant | Infrared Radiant | Infrared Radiant | Infrared Radiant | Infrared Radiant | Infrared Radiant | Infrared Radiant | Infrared Radiant | 16127.37 | 16127.37 | 16127.37 | 16127.37 | 16127.37 | 16127.37 | 16127.37 | 16127.37 | 16127.37 | 16127.37 | 16127.37 | 16127.37 | 16127.37 | 16127.37 | 16127.37 | 16127.37 | 16127.37 | 16127.37 | 16127.37 | 16127.37 | 16127.37 | 16127.37 | 16127.37 | 16127.3721 | 16127.3721 | 16127.3721 | 16127.3721 | 0 | 30983.2092 | 30863.0652 | 30863.0652 | 30863.0652 | 30863.0652 | 30863.0652 | 30863.0652 | 30863.0652 | 30863.0652 | 30863.0652 | 30863.0652 | 30863.0652 | 30863.0652 | 30863.0652 | 30863.0652 | 30863.0652 | 30863.0652 | 30863.0652 | 30863.0652 | 30863.0652 | 30863.0652 | 30863.0652 | 30863.0652 | 30863.0652 | 30863.0652 | 30863.0652 | 4.1347e-05 | 8.0228e-05 | 0.00012979 | 0.00018905 | 0.00025715 | 0.00033326 | 0.00041667 | 0.00050671 | 0.00058856 | 0.00066297 | 0.00073062 | 0.00079212 | 0.00084803 | 0.00089885 | 0.00094506 | 0.00081909 | 0.00070574 | 0.00059203 | 0.00047894 | 0.00036731 | 0.0002578 | 0.00015096 | 4.7193e-05 | 0 | 0 | 4.1347e-05 | 0.00012158 | 0.00025136 | 0.00044042 | 0.00069756 | 0.0010308 | 0.0014475 | 0.0019542 | 0.0025428 | 0.0032057 | 0.0039364 | 0.0047285 | 0.0055765 | 0.0064754 | 0.0074204 | 0.0082395 | 0.0089452 | 0.0095373 | 0.010016 | 0.010384 | 0.010641 | 0.010792 | 0.010839 | 0.010839 | 0.010839 | 1.3397e-06 | 2.5995e-06 | 4.2052e-06 | 6.1256e-06 | 8.3318e-06 | 1.0798e-05 | 1.3501e-05 | 1.6418e-05 | 1.907e-05 | 2.1481e-05 | 2.3673e-05 | 2.5666e-05 | 2.7477e-05 | 2.9124e-05 | 3.0621e-05 | 2.6539e-05 | 2.2867e-05 | 1.9182e-05 | 1.5518e-05 | 1.1901e-05 | 8.353e-06 | 4.8911e-06 | 1.5291e-06 | 0 | 0 | 1.3397e-06 | 3.9392e-06 | 8.1444e-06 | 1.427e-05 | 2.2602e-05 | 3.34e-05 | 4.69e-05 | 6.3318e-05 | 8.2389e-05 | 0.00010387 | 0.00012754 | 0.00015321 | 0.00018069 | 0.00020981 | 0.00024043 | 0.00026697 | 0.00028984 | 0.00030902 | 0.00032454 | 0.00033644 | 0.00034479 | 0.00034968 | 0.00035121 | 0.00035121 | 0.00035121 | 1.5112e-06 | 6.5328e-06 | 1.7696e-05 | 3.7829e-05 | 7.0152e-05 | 0.00011925 | 0.00018795 | 0.00027684 | 0.00037441 | 0.00047291 | 0.0005648 | 0.0006448 | 0.00071111 | 0.00076402 | 0.0008033 | 0.00072986 | 0.00066154 | 0.00059585 | 0.00052997 | 0.00046063 | 0.00038315 | 0.00029453 | 0.00019397 | 9.2764e-05 | 0 | 1.5112e-06 | 8.044e-06 | 2.574e-05 | 6.3568e-05 | 0.00013372 | 0.00025297 | 0.00044092 | 0.00071776 | 0.0010922 | 0.0015651 | 0.0021299 | 0.0027747 | 0.0034858 | 0.0042498 | 0.0050531 | 0.005783 | 0.0064445 | 0.0070403 | 0.0075703 | 0.0080309 | 0.0084141 | 0.0087086 | 0.0089026 | 0.0089954 | 0.0089954 | 4.8966e-08 | 2.1167e-07 | 5.7336e-07 | 1.2257e-06 | 2.273e-06 | 3.8638e-06 | 6.0899e-06 | 8.97e-06 | 1.2131e-05 | 1.5323e-05 | 1.83e-05 | 2.0892e-05 | 2.3041e-05 | 2.4755e-05 | 2.6028e-05 | 2.3648e-05 | 2.1435e-05 | 1.9306e-05 | 1.7172e-05 | 1.4925e-05 | 1.2415e-05 | 9.5431e-06 | 6.285e-06 | 3.0057e-06 | 0 | 4.8966e-08 | 2.6064e-07 | 8.34e-07 | 2.0597e-06 | 4.3327e-06 | 8.1965e-06 | 1.4286e-05 | 2.3256e-05 | 3.5388e-05 | 5.071e-05 | 6.901e-05 | 8.9903e-05 | 0.00011294 | 0.0001377 | 0.00016373 | 0.00018737 | 0.00020881 | 0.00022812 | 0.00024529 | 0.00026021 | 0.00027263 | 0.00028217 | 0.00028845 | 0.00029146 | 0.00029146 | 1.5112e-06 | 6.5328e-06 | 1.7696e-05 | 3.7829e-05 | 7.0152e-05 | 0.00011925 | 0.00018795 | 0.00027684 | 0.00037441 | 0.00047291 | 0.0005648 | 0.0006448 | 0.00071111 | 0.00076402 | 0.0008033 | 0.00072986 | 0.00066154 | 0.00059585 | 0.00052997 | 0.00046063 | 0.00038315 | 0.00029453 | 0.00019397 | 9.2764e-05 | 0 | 1.5112e-06 | 8.044e-06 | 2.574e-05 | 6.3568e-05 | 0.00013372 | 0.00025297 | 0.00044092 | 0.00071776 | 0.0010922 | 0.0015651 | 0.0021299 | 0.0027747 | 0.0034858 | 0.0042498 | 0.0050531 | 0.005783 | 0.0064445 | 0.0070403 | 0.0075703 | 0.0080309 | 0.0084141 | 0.0087086 | 0.0089026 | 0.0089954 | 0.0089954 | 4.8966e-08 | 2.1167e-07 | 5.7336e-07 | 1.2257e-06 | 2.273e-06 | 3.8638e-06 | 6.0899e-06 | 8.97e-06 | 1.2131e-05 | 1.5323e-05 | 1.83e-05 | 2.0892e-05 | 2.3041e-05 | 2.4755e-05 | 2.6028e-05 | 2.3648e-05 | 2.1435e-05 | 1.9306e-05 | 1.7172e-05 | 1.4925e-05 | 1.2415e-05 | 9.5431e-06 | 6.285e-06 | 3.0057e-06 | 0 | 4.8966e-08 | 2.6064e-07 | 8.34e-07 | 2.0597e-06 | 4.3327e-06 | 8.1965e-06 | 1.4286e-05 | 2.3256e-05 | 3.5388e-05 | 5.071e-05 | 6.901e-05 | 8.9903e-05 | 0.00011294 | 0.0001377 | 0.00016373 | 0.00018737 | 0.00020881 | 0.00022812 | 0.00024529 | 0.00026021 | 0.00027263 | 0.00028217 | 0.00028845 | 0.00029146 | 0.00029146 | 1.5112e-06 | 6.5328e-06 | 1.7696e-05 | 3.7829e-05 | 7.0152e-05 | 0.00011925 | 0.00018795 | 0.00027684 | 0.00037441 | 0.00047291 | 0.0005648 | 0.0006448 | 0.00071111 | 0.00076402 | 0.0008033 | 0.00072986 | 0.00066154 | 0.00059585 | 0.00052997 | 0.00046063 | 0.00038315 | 0.00029453 | 0.00019397 | 9.2764e-05 | 0 | 1.5112e-06 | 8.044e-06 | 2.574e-05 | 6.3568e-05 | 0.00013372 | 0.00025297 | 0.00044092 | 0.00071776 | 0.0010922 | 0.0015651 | 0.0021299 | 0.0027747 | 0.0034858 | 0.0042498 | 0.0050531 | 0.005783 | 0.0064445 | 0.0070403 | 0.0075703 | 0.0080309 | 0.0084141 | 0.0087086 | 0.0089026 | 0.0089954 | 0.0089954 | 4.8966e-08 | 2.1167e-07 | 5.7336e-07 | 1.2257e-06 | 2.273e-06 | 3.8638e-06 | 6.0899e-06 | 8.97e-06 | 1.2131e-05 | 1.5323e-05 | 1.83e-05 | 2.0892e-05 | 2.3041e-05 | 2.4755e-05 | 2.6028e-05 | 2.3648e-05 | 2.1435e-05 | 1.9306e-05 | 1.7172e-05 | 1.4925e-05 | 1.2415e-05 | 9.5431e-06 | 6.285e-06 | 3.0057e-06 | 0 | 4.8966e-08 | 2.6064e-07 | 8.34e-07 | 2.0597e-06 | 4.3327e-06 | 8.1965e-06 | 1.4286e-05 | 2.3256e-05 | 3.5388e-05 | 5.071e-05 | 6.901e-05 | 8.9903e-05 | 0.00011294 | 0.0001377 | 0.00016373 | 0.00018737 | 0.00020881 | 0.00022812 | 0.00024529 | 0.00026021 | 0.00027263 | 0.00028217 | 0.00028845 | 0.00029146 | 0.00029146 | 129.971 | 129.971 | 129.971 | 129.971 | 129.971 | 129.971 | 129.971 | 129.971 | 129.971 | 129.971 | 129.971 | 129.971 | 129.971 | 129.971 | 129.971 | 129.971 | 129.971 | 129.971 | 129.971 | 129.971 | 129.971 | 129.971 | 129.971 | 129.971 | 129.971 | 44.0821 | 44.0821 | 44.0821 | 44.0821 | 44.0821 | 44.0821 | 44.0821 | 44.0821 | 44.0821 | 44.0821 | 44.0821 | 44.0821 | 44.0821 | 44.0821 | 44.0821 | 44.0821 | 44.0821 | 44.0821 | 44.0821 | 44.0821 | 44.0821 | 44.0821 | 44.0821 | 44.0821 | 44.0821
OR_Commercial_Interruptible - Miscellaneous_Existing_Water Heating_Natural Gas_Water Heater_A | OR | Commercial | Interruptible - Miscellaneous | Existing | Water Heating | Natural Gas | Water Heater | A | WCNG228 | TE 88% | Tankless | 10 | 4.8851 | 0 | 0 | 4.9 | 1.3 | 0 | 0 | 0.7 | 0.2 | 1 kBtu/hr | 59.12% | 100% | Lost Opportunity | LO12Med_OR | 84.74% | TBD | 0% | -96.1446 |  | 127.996 |  | 0 | AEO 2021 - gas_water_heater 2017 ENERGY STAR | AEO 2021 - gas_water_heater 2017 ENERGY STAR | DHW_WH-Water Heating-NMTRM-2016-7 | TE 88% | TE 88% | TE 88% | TE 88% | TE 88% | TE 88% | TE 88% | TE 88% | TE 88% | TE 88% | TE 88% | TE 88% | TE 88% | TE 88% | TE 88% | TE 88% | TE 88% | TE 88% | TE 88% | TE 88% | TE 88% | TE 88% | TE 88% | TE 88% | TE 88% | TE 88% | TE 88% | Tankless | Tankless | Tankless | Tankless | Tankless | Tankless | Tankless | Tankless | Tankless | Tankless | Tankless | Tankless | Tankless | Tankless | Tankless | Tankless | Tankless | Tankless | Tankless | Tankless | Tankless | Tankless | Tankless | Tankless | Tankless | Tankless | Tankless | 4.9 | 4.9 | 4.9 | 4.9 | 4.9 | 4.9 | 4.9 | 4.9 | 4.9 | 4.9 | 4.9 | 4.9 | 4.9 | 4.9 | 4.9 | 4.9 | 4.9 | 4.9 | 4.9 | 4.9 | 4.9 | 4.9 | 4.9 | 4.8991 | 4.8991 | 4.8991 | 4.8991 | 0 | 2.8505 | 6.0949 | 6.0949 | 6.0949 | 6.0949 | 6.0949 | 6.0949 | 6.0949 | 6.0949 | 6.0949 | 6.0949 | 6.0949 | 6.0949 | 6.0949 | 6.0949 | 6.0949 | 6.0949 | 6.0949 | 6.0949 | 6.0949 | 6.0949 | 6.0949 | 6.0949 | 6.0949 | 6.0949 | 6.0949 | 0.21296 | 0.20263 | 0.19437 | 0.18777 | 0.18248 | 0.17825 | 0.17487 | 0.17216 | 0.1829 | 0.18891 | 0 | 0 | 0 | 0.060991 | 0.048792 | 0.039034 | 0.031227 | 0.027563 | 0.013274 | 0.0052499 | 0 | 0 | 0.011681 | 0 | 0 | 0.21296 | 0.41559 | 0.60997 | 0.79774 | 0.98022 | 1.1585 | 1.3333 | 1.5055 | 1.6884 | 1.8773 | 1.8773 | 1.8773 | 1.8773 | 1.9383 | 1.9871 | 2.0261 | 2.0574 | 2.0849 | 2.0982 | 2.1034 | 2.1034 | 2.1034 | 2.1151 | 2.1151 | 2.1151 | 34.9406 | 33.2465 | 31.8912 | 30.807 | 29.9396 | 29.2457 | 28.6906 | 28.2465 | 30.0089 | 30.9952 | 0 | 0 | 0 | 10.0068 | 8.0054 | 6.4043 | 5.1235 | 4.5223 | 2.1779 | 0.86136 | 0 | 0 | 1.9165 | 0 | 0 | 34.9406 | 68.1871 | 100.0783 | 130.8854 | 160.825 | 190.0707 | 218.7614 | 247.0079 | 277.0168 | 308.012 | 308.012 | 308.012 | 308.012 | 318.0188 | 326.0242 | 332.4285 | 337.552 | 342.0743 | 344.2522 | 345.1135 | 345.1135 | 345.1135 | 347.03 | 347.03 | 347.03 | 0.0092594 | 0.017621 | 0.025354 | 0.032656 | 0.03967 | 0.045726 | 0.050333 | 0.053865 | 0.06089 | 0.06592 | 0.060075 | 0.053882 | 0.047389 | 0.063562 | 0.050999 | 0.040372 | 0.031338 | 0.025282 | 0.016852 | 0.011025 | 0.0071033 | 0.0045295 | 0.0089148 | 0 | 0 | 0.0092594 | 0.02688 | 0.052234 | 0.08489 | 0.12456 | 0.17029 | 0.22062 | 0.27448 | 0.33537 | 0.40129 | 0.46137 | 0.51525 | 0.56264 | 0.6262 | 0.6772 | 0.71757 | 0.74891 | 0.77419 | 0.79105 | 0.80207 | 0.80917 | 0.8137 | 0.82262 | 0.82262 | 0.82262 | 3.2484 | 6.1817 | 8.8946 | 11.4563 | 13.9172 | 16.0417 | 17.6577 | 18.8969 | 21.3615 | 23.1259 | 21.0756 | 18.9029 | 16.6251 | 22.2987 | 17.8913 | 14.1633 | 10.9938 | 8.8696 | 5.912 | 3.868 | 2.492 | 1.589 | 3.1275 | 0 | 0 | 3.2484 | 9.4301 | 18.3248 | 29.7811 | 43.6983 | 59.74 | 77.3976 | 96.2946 | 117.6561 | 140.782 | 161.8577 | 180.7606 | 197.3856 | 219.6843 | 237.5756 | 251.739 | 262.7328 | 271.6024 | 277.5144 | 281.3824 | 283.8744 | 285.4634 | 288.5909 | 288.5909 | 288.5909 | 0.0092594 | 0.017621 | 0.025354 | 0.032656 | 0.03967 | 0.045726 | 0.050333 | 0.053865 | 0.06089 | 0.06592 | 0.060075 | 0.053882 | 0.047389 | 0.063562 | 0.050999 | 0.040372 | 0.031338 | 0.025282 | 0.016852 | 0.011025 | 0.0071033 | 0.0045295 | 0.0089148 | 0 | 0 | 0.0092594 | 0.02688 | 0.052234 | 0.08489 | 0.12456 | 0.17029 | 0.22062 | 0.27448 | 0.33537 | 0.40129 | 0.46137 | 0.51525 | 0.56264 | 0.6262 | 0.6772 | 0.71757 | 0.74891 | 0.77419 | 0.79105 | 0.80207 | 0.80917 | 0.8137 | 0.82262 | 0.82262 | 0.82262 | 3.2484 | 6.1817 | 8.8946 | 11.4563 | 13.9172 | 16.0417 | 17.6577 | 18.8969 | 21.3615 | 23.1259 | 21.0756 | 18.9029 | 16.6251 | 22.2987 | 17.8913 | 14.1633 | 10.9938 | 8.8696 | 5.912 | 3.868 | 2.492 | 1.589 | 3.1275 | 0 | 0 | 3.2484 | 9.4301 | 18.3248 | 29.7811 | 43.6983 | 59.74 | 77.3976 | 96.2946 | 117.6561 | 140.782 | 161.8577 | 180.7606 | 197.3856 | 219.6843 | 237.5756 | 251.739 | 262.7328 | 271.6024 | 277.5144 | 281.3824 | 283.8744 | 285.4634 | 288.5909 | 288.5909 | 288.5909 | 0.0092594 | 0.017621 | 0.025354 | 0.032656 | 0.03967 | 0.045726 | 0.050333 | 0.053865 | 0.06089 | 0.06592 | 0.060075 | 0.053882 | 0.047389 | 0.063562 | 0.050999 | 0.040372 | 0.031338 | 0.025282 | 0.016852 | 0.011025 | 0.0071033 | 0.0045295 | 0.0089148 | 0 | 0 | 0.0092594 | 0.02688 | 0.052234 | 0.08489 | 0.12456 | 0.17029 | 0.22062 | 0.27448 | 0.33537 | 0.40129 | 0.46137 | 0.51525 | 0.56264 | 0.6262 | 0.6772 | 0.71757 | 0.74891 | 0.77419 | 0.79105 | 0.80207 | 0.80917 | 0.8137 | 0.82262 | 0.82262 | 0.82262 | 3.2484 | 6.1817 | 8.8946 | 11.4563 | 13.9172 | 16.0417 | 17.6577 | 18.8969 | 21.3615 | 23.1259 | 21.0756 | 18.9029 | 16.6251 | 22.2987 | 17.8913 | 14.1633 | 10.9938 | 8.8696 | 5.912 | 3.868 | 2.492 | 1.589 | 3.1275 | 0 | 0 | 3.2484 | 9.4301 | 18.3248 | 29.7811 | 43.6983 | 59.74 | 77.3976 | 96.2946 | 117.6561 | 140.782 | 161.8577 | 180.7606 | 197.3856 | 219.6843 | 237.5756 | 251.739 | 262.7328 | 271.6024 | 277.5144 | 281.3824 | 283.8744 | 285.4634 | 288.5909 | 288.5909 | 288.5909 | -96.1446 | -96.1446 | -96.1446 | -96.1446 | -96.1446 | -96.1446 | -96.1446 | -96.1446 | -96.1446 | -96.1446 | -96.1446 | -96.1446 | -96.1446 | -96.1446 | -96.1446 | -96.1446 | -96.1446 | -96.1446 | -96.1446 | -96.1446 | -96.1446 | -96.1772 | -96.1772 | -96.1772 | -96.1772 | 127.996 | 127.996 | 127.996 | 127.996 | 127.996 | 127.996 | 127.996 | 127.996 | 127.996 | 127.996 | 127.996 | 127.996 | 127.996 | 127.996 | 127.996 | 127.996 | 127.996 | 127.996 | 127.996 | 127.996 | 127.996 | 127.9716 | 127.9716 | 127.9716 | 127.9716
OR_Commercial_Interruptible - Miscellaneous_Existing_Food Preparation_Natural Gas_Oven_A | OR | Commercial | Interruptible - Miscellaneous | Existing | Food Preparation | Natural Gas | Oven | A | WCNG229 | Standard | ENERGY STAR (>42% Baking Efficiency) | 12 | 106.6752 | 0 | 0 | 436.37 | 0 | 0 | 0 | 0.7 | 0.2 | 1 units | 33.1% | 100% | Lost Opportunity | LOEven20_OR | 85% | TBD | 0% | 615.0627 |  | 461.297 |  | 0 | IL TRM - 4.2.1 - CI-FSE-CBOV-V02-160601 | EIA 2018 Tech Forecast | ETO Measure Input Sheet | Standard | Standard | Standard | Standard | Standard | Standard | Standard | Standard | Standard | Standard | Standard | Standard | Standard | Standard | Standard | Standard | Standard | Standard | Standard | Standard | Standard | Standard | Standard | Standard | Standard | Standard | Standard | ENERGY STAR (>42% Baking Efficiency) | ENERGY STAR (>42% Baking Efficiency) | ENERGY STAR (>42% Baking Efficiency) | ENERGY STAR (>42% Baking Efficiency) | ENERGY STAR (>42% Baking Efficiency) | ENERGY STAR (>42% Baking Efficiency) | ENERGY STAR (>42% Baking Efficiency) | ENERGY STAR (>42% Baking Efficiency) | ENERGY STAR (>42% Baking Efficiency) | ENERGY STAR (>42% Baking Efficiency) | ENERGY STAR (>42% Baking Efficiency) | ENERGY STAR (>42% Baking Efficiency) | ENERGY STAR (>42% Baking Efficiency) | ENERGY STAR (>42% Baking Efficiency) | ENERGY STAR (>42% Baking Efficiency) | ENERGY STAR (>42% Baking Efficiency) | ENERGY STAR (>42% Baking Efficiency) | ENERGY STAR (>42% Baking Efficiency) | ENERGY STAR (>42% Baking Efficiency) | ENERGY STAR (>42% Baking Efficiency) | ENERGY STAR (>42% Baking Efficiency) | ENERGY STAR (>42% Baking Efficiency) | ENERGY STAR (>42% Baking Efficiency) | ENERGY STAR (>42% Baking Efficiency) | ENERGY STAR (>42% Baking Efficiency) | ENERGY STAR (>42% Baking Efficiency) | ENERGY STAR (>42% Baking Efficiency) | 436.37 | 436.37 | 436.37 | 436.37 | 436.37 | 436.37 | 436.37 | 436.37 | 436.37 | 436.37 | 436.37 | 436.37 | 436.37 | 436.37 | 436.37 | 436.37 | 436.37 | 436.37 | 436.37 | 436.37 | 436.37 | 436.37 | 436.37 | 436.3686 | 436.3686 | 436.3686 | 436.3686 | 0 | 106.6752 | 106.6752 | 106.6752 | 106.6752 | 106.6752 | 106.6752 | 106.6752 | 106.6752 | 106.6752 | 106.6752 | 106.6752 | 106.6752 | 106.6752 | 106.6752 | 106.6752 | 106.6752 | 106.6752 | 106.6752 | 106.6752 | 106.6752 | 106.6752 | 106.6752 | 106.6752 | 106.6752 | 106.6752 | 106.6752 | 0.00052763 | 0.00081294 | 0.0011389 | 0.0013997 | 0.0016083 | 0.0017752 | 0.0019087 | 0.0020155 | 0.0021009 | 0.0021693 | 0.0017941 | 0.0015408 | 0.00086758 | 0.00053101 | 0.00021619 | 8.2905e-05 | 0 | 0 | 0 | 0 | 0 | 0 | 0.00020375 | 0.00036452 | 0.00042022 | 0.00052763 | 0.0013406 | 0.0024795 | 0.0038791 | 0.0054874 | 0.0072626 | 0.0091713 | 0.011187 | 0.013288 | 0.015457 | 0.017251 | 0.018792 | 0.019659 | 0.02019 | 0.020407 | 0.02049 | 0.02049 | 0.02049 | 0.02049 | 0.02049 | 0.02049 | 0.02049 | 0.020693 | 0.021058 | 0.021478 | 0.0049461 | 0.0076207 | 0.010676 | 0.013121 | 0.015076 | 0.016641 | 0.017892 | 0.018894 | 0.019695 | 0.020336 | 0.016818 | 0.014444 | 0.0081329 | 0.0049778 | 0.0020266 | 0.00077717 | 0 | 0 | 0 | 0 | 0 | 0 | 0.00191 | 0.0034171 | 0.0039392 | 0.0049461 | 0.012567 | 0.023243 | 0.036364 | 0.05144 | 0.068081 | 0.085974 | 0.10487 | 0.12456 | 0.1449 | 0.16172 | 0.17616 | 0.18429 | 0.18927 | 0.1913 | 0.19207 | 0.19207 | 0.19207 | 0.19207 | 0.19207 | 0.19207 | 0.19207 | 0.19398 | 0.1974 | 0.20134 | 1.1212e-05 | 5.2734e-05 | 0.00012356 | 0.0002129 | 0.00031478 | 0.00042487 | 0.00054008 | 0.00065822 | 0.00077776 | 0.00089769 | 0.00082067 | 0.00077201 | 0.00074872 | 0.0007379 | 0.00073274 | 0.00078862 | 0.0008377 | 0.00090125 | 0.00097544 | 0.001035 | 0.00099211 | 0.00086039 | 0.00087748 | 0.00084749 | 0.00078318 | 1.1212e-05 | 6.3946e-05 | 0.0001875 | 0.0004004 | 0.00071518 | 0.0011401 | 0.0016801 | 0.0023384 | 0.0031161 | 0.0040138 | 0.0048345 | 0.0056065 | 0.0063552 | 0.0070931 | 0.0078258 | 0.0086145 | 0.0094522 | 0.010353 | 0.011329 | 0.012364 | 0.013356 | 0.014216 | 0.015094 | 0.015941 | 0.016725 | 0.00010511 | 0.00049434 | 0.0011582 | 0.0019957 | 0.0029508 | 0.0039829 | 0.0050629 | 0.0061703 | 0.0072909 | 0.0084152 | 0.0076931 | 0.007237 | 0.0070187 | 0.0069172 | 0.0068689 | 0.0073927 | 0.0078528 | 0.0084486 | 0.009144 | 0.0097028 | 0.0093003 | 0.0080655 | 0.0082257 | 0.0079446 | 0.0073417 | 0.00010511 | 0.00059945 | 0.0017577 | 0.0037534 | 0.0067043 | 0.010687 | 0.01575 | 0.02192 | 0.029211 | 0.037626 | 0.04532 | 0.052557 | 0.059575 | 0.066492 | 0.073361 | 0.080754 | 0.088607 | 0.097055 | 0.1062 | 0.1159 | 0.1252 | 0.13327 | 0.14149 | 0.14944 | 0.15678 | 1.1212e-05 | 5.2734e-05 | 0.00012356 | 0.0002129 | 0.00031478 | 0.00042487 | 0.00054008 | 0.00065822 | 0.00077776 | 0.00089769 | 0.00082067 | 0.00077201 | 0.00074872 | 0.0007379 | 0.00073274 | 0.00078862 | 0.0008377 | 0.00090125 | 0.00097544 | 0.001035 | 0.00099211 | 0.00086039 | 0.00087748 | 0.00084749 | 0.00078318 | 1.1212e-05 | 6.3946e-05 | 0.0001875 | 0.0004004 | 0.00071518 | 0.0011401 | 0.0016801 | 0.0023384 | 0.0031161 | 0.0040138 | 0.0048345 | 0.0056065 | 0.0063552 | 0.0070931 | 0.0078258 | 0.0086145 | 0.0094522 | 0.010353 | 0.011329 | 0.012364 | 0.013356 | 0.014216 | 0.015094 | 0.015941 | 0.016725 | 0.00010511 | 0.00049434 | 0.0011582 | 0.0019957 | 0.0029508 | 0.0039829 | 0.0050629 | 0.0061703 | 0.0072909 | 0.0084152 | 0.0076931 | 0.007237 | 0.0070187 | 0.0069172 | 0.0068689 | 0.0073927 | 0.0078528 | 0.0084486 | 0.009144 | 0.0097028 | 0.0093003 | 0.0080655 | 0.0082257 | 0.0079446 | 0.0073417 | 0.00010511 | 0.00059945 | 0.0017577 | 0.0037534 | 0.0067043 | 0.010687 | 0.01575 | 0.02192 | 0.029211 | 0.037626 | 0.04532 | 0.052557 | 0.059575 | 0.066492 | 0.073361 | 0.080754 | 0.088607 | 0.097055 | 0.1062 | 0.1159 | 0.1252 | 0.13327 | 0.14149 | 0.14944 | 0.15678 | 1.1212e-05 | 5.2734e-05 | 0.00012356 | 0.0002129 | 0.00031478 | 0.00042487 | 0.00054008 | 0.00065822 | 0.00077776 | 0.00089769 | 0.00082067 | 0.00077201 | 0.00074872 | 0.0007379 | 0.00073274 | 0.00078862 | 0.0008377 | 0.00090125 | 0.00097544 | 0.001035 | 0.00099211 | 0.00086039 | 0.00087748 | 0.00084749 | 0.00078318 | 1.1212e-05 | 6.3946e-05 | 0.0001875 | 0.0004004 | 0.00071518 | 0.0011401 | 0.0016801 | 0.0023384 | 0.0031161 | 0.0040138 | 0.0048345 | 0.0056065 | 0.0063552 | 0.0070931 | 0.0078258 | 0.0086145 | 0.0094522 | 0.010353 | 0.011329 | 0.012364 | 0.013356 | 0.014216 | 0.015094 | 0.015941 | 0.016725 | 0.00010511 | 0.00049434 | 0.0011582 | 0.0019957 | 0.0029508 | 0.0039829 | 0.0050629 | 0.0061703 | 0.0072909 | 0.0084152 | 0.0076931 | 0.007237 | 0.0070187 | 0.0069172 | 0.0068689 | 0.0073927 | 0.0078528 | 0.0084486 | 0.009144 | 0.0097028 | 0.0093003 | 0.0080655 | 0.0082257 | 0.0079446 | 0.0073417 | 0.00010511 | 0.00059945 | 0.0017577 | 0.0037534 | 0.0067043 | 0.010687 | 0.01575 | 0.02192 | 0.029211 | 0.037626 | 0.04532 | 0.052557 | 0.059575 | 0.066492 | 0.073361 | 0.080754 | 0.088607 | 0.097055 | 0.1062 | 0.1159 | 0.1252 | 0.13327 | 0.14149 | 0.14944 | 0.15678 | 615.0627 | 615.0627 | 615.0627 | 615.0627 | 615.0627 | 615.0627 | 615.0627 | 615.0627 | 615.0627 | 615.0627 | 615.0627 | 615.0627 | 615.0627 | 615.0627 | 615.0627 | 615.0627 | 615.0627 | 615.0627 | 615.0627 | 615.0627 | 615.0627 | 615.0607 | 615.0607 | 615.0607 | 615.0607 | 461.297 | 461.297 | 461.297 | 461.297 | 461.297 | 461.297 | 461.297 | 461.297 | 461.297 | 461.297 | 461.297 | 461.297 | 461.297 | 461.297 | 461.297 | 461.297 | 461.297 | 461.297 | 461.297 | 461.297 | 461.297 | 461.2955 | 461.2955 | 461.2955 | 461.2955
OR_Commercial_Interruptible - Miscellaneous_Existing_Food Preparation_Natural Gas_Conveyor Oven_A | OR | Commercial | Interruptible - Miscellaneous | Existing | Food Preparation | Natural Gas | Conveyor Oven | A | WCNG230 | Standard | Efficient (>42% Baking Efficiency) | 17 | 692.0657 | 0 | 0 | 2424.76 | 0 | 0 | 0 | 0.7 | 0.2 | 1 units | 16.55% | 100% | Lost Opportunity | LOEven20_OR | 85% | TBD | 0% | 427.9545 |  | 320.9659 |  | 0 | IL TRM - 4.2.4 - CI-FSE-CVOV-V02-180101 | PGE Workpaper, PGECOFST117 R5, 2015 | MN TRM 3.1 - Gas Conveyor Oven v1.1 | Standard | Standard | Standard | Standard | Standard | Standard | Standard | Standard | Standard | Standard | Standard | Standard | Standard | Standard | Standard | Standard | Standard | Standard | Standard | Standard | Standard | Standard | Standard | Standard | Standard | Standard | Standard | Efficient (>42% Baking Efficiency) | Efficient (>42% Baking Efficiency) | Efficient (>42% Baking Efficiency) | Efficient (>42% Baking Efficiency) | Efficient (>42% Baking Efficiency) | Efficient (>42% Baking Efficiency) | Efficient (>42% Baking Efficiency) | Efficient (>42% Baking Efficiency) | Efficient (>42% Baking Efficiency) | Efficient (>42% Baking Efficiency) | Efficient (>42% Baking Efficiency) | Efficient (>42% Baking Efficiency) | Efficient (>42% Baking Efficiency) | Efficient (>42% Baking Efficiency) | Efficient (>42% Baking Efficiency) | Efficient (>42% Baking Efficiency) | Efficient (>42% Baking Efficiency) | Efficient (>42% Baking Efficiency) | Efficient (>42% Baking Efficiency) | Efficient (>42% Baking Efficiency) | Efficient (>42% Baking Efficiency) | Efficient (>42% Baking Efficiency) | Efficient (>42% Baking Efficiency) | Efficient (>42% Baking Efficiency) | Efficient (>42% Baking Efficiency) | Efficient (>42% Baking Efficiency) | Efficient (>42% Baking Efficiency) | 2424.76 | 2424.76 | 2424.76 | 2424.76 | 2424.76 | 2424.76 | 2424.76 | 2424.76 | 2424.76 | 2424.76 | 2424.76 | 2424.76 | 2424.76 | 2424.76 | 2424.76 | 2424.76 | 2424.76 | 2424.76 | 2424.76 | 2424.76 | 2424.76 | 2424.76 | 2424.76 | 2424.76 | 2424.76 | 2424.76 | 2424.76 | 0 | 0 | 0 | 0 | 0 | 692.0657 | 692.0657 | 692.0657 | 692.0657 | 692.0657 | 692.0657 | 692.0657 | 692.0657 | 692.0657 | 692.0657 | 692.0657 | 692.0657 | 692.0657 | 692.0657 | 692.0657 | 692.0657 | 692.0657 | 692.0657 | 692.0657 | 692.0657 | 692.0657 | 692.0657 | 0 | 0 | 0 | 0.00016319 | 0.00045693 | 0.00085511 | 0.0013368 | 0.0018854 | 0.0023243 | 0.0026754 | 0.0029562 | 0.0031809 | 0.0033607 | 0.0035045 | 0.0036196 | 0.0028956 | 0.0023165 | 0.0018532 | 0.0014826 | 0.0012187 | 0.00090315 | 0.00056716 | 0.00023153 | 0 | 0 | 0 | 0 | 0 | 0.00016319 | 0.00062012 | 0.0014752 | 0.0028121 | 0.0046975 | 0.0070218 | 0.0096972 | 0.012653 | 0.015834 | 0.019195 | 0.0227 | 0.026319 | 0.029215 | 0.031531 | 0.033384 | 0.034867 | 0.036086 | 0.036989 | 0.037556 | 0.037788 | 0.037788 | 0.037788 | 0 | 0 | 0 | 0.0002358 | 0.00066024 | 0.0012356 | 0.0019317 | 0.0027243 | 0.0033585 | 0.0038658 | 0.0042716 | 0.0045963 | 0.004856 | 0.0050638 | 0.0052301 | 0.0041841 | 0.0033472 | 0.0026778 | 0.0021422 | 0.001761 | 0.001305 | 0.00081952 | 0.00033455 | 0 | 0 | 0 | 0 | 0 | 0.0002358 | 0.00089604 | 0.0021316 | 0.0040633 | 0.0067877 | 0.010146 | 0.014012 | 0.018284 | 0.02288 | 0.027736 | 0.0328 | 0.03803 | 0.042214 | 0.045561 | 0.048239 | 0.050381 | 0.052142 | 0.053447 | 0.054267 | 0.054601 | 0.054601 | 0.054601 | 0 | 0 | 0 | 2.4822e-05 | 8.9432e-05 | 0.00020466 | 0.00037828 | 0.00061574 | 0.00086044 | 0.0011071 | 0.0013523 | 0.0015938 | 0.0018305 | 0.0020617 | 0.0022872 | 0.0019561 | 0.0016659 | 0.0014136 | 0.0011955 | 0.0010359 | 0.00088157 | 0.00078105 | 0.00071898 | 0.00068117 | 0.0006633 | 0 | 0 | 0 | 2.4822e-05 | 0.00011425 | 0.00031892 | 0.00069719 | 0.0013129 | 0.0021734 | 0.0032805 | 0.0046328 | 0.0062266 | 0.0080571 | 0.010119 | 0.012406 | 0.014362 | 0.016028 | 0.017442 | 0.018637 | 0.019673 | 0.020554 | 0.021336 | 0.022055 | 0.022736 | 0.023399 | 0 | 0 | 0 | 3.5866e-05 | 0.00012922 | 0.00029573 | 0.00054659 | 0.00088971 | 0.0012433 | 0.0015997 | 0.001954 | 0.002303 | 0.0026449 | 0.002979 | 0.0033049 | 0.0028264 | 0.0024072 | 0.0020425 | 0.0017275 | 0.0014968 | 0.0012738 | 0.0011286 | 0.0010389 | 0.00098425 | 0.00095844 | 0 | 0 | 0 | 3.5866e-05 | 0.00016509 | 0.00046082 | 0.0010074 | 0.0018971 | 0.0031404 | 0.0047401 | 0.0066941 | 0.0089971 | 0.011642 | 0.014621 | 0.017926 | 0.020752 | 0.02316 | 0.025202 | 0.02693 | 0.028426 | 0.0297 | 0.030829 | 0.031868 | 0.032852 | 0.03381 | 0 | 0 | 0 | 2.4822e-05 | 8.9432e-05 | 0.00020466 | 0.00037828 | 0.00061574 | 0.00086044 | 0.0011071 | 0.0013523 | 0.0015938 | 0.0018305 | 0.0020617 | 0.0022872 | 0.0019561 | 0.0016659 | 0.0014136 | 0.0011955 | 0.0010359 | 0.00088157 | 0.00078105 | 0.00071898 | 0.00068117 | 0.0006633 | 0 | 0 | 0 | 2.4822e-05 | 0.00011425 | 0.00031892 | 0.00069719 | 0.0013129 | 0.0021734 | 0.0032805 | 0.0046328 | 0.0062266 | 0.0080571 | 0.010119 | 0.012406 | 0.014362 | 0.016028 | 0.017442 | 0.018637 | 0.019673 | 0.020554 | 0.021336 | 0.022055 | 0.022736 | 0.023399 | 0 | 0 | 0 | 3.5866e-05 | 0.00012922 | 0.00029573 | 0.00054659 | 0.00088971 | 0.0012433 | 0.0015997 | 0.001954 | 0.002303 | 0.0026449 | 0.002979 | 0.0033049 | 0.0028264 | 0.0024072 | 0.0020425 | 0.0017275 | 0.0014968 | 0.0012738 | 0.0011286 | 0.0010389 | 0.00098425 | 0.00095844 | 0 | 0 | 0 | 3.5866e-05 | 0.00016509 | 0.00046082 | 0.0010074 | 0.0018971 | 0.0031404 | 0.0047401 | 0.0066941 | 0.0089971 | 0.011642 | 0.014621 | 0.017926 | 0.020752 | 0.02316 | 0.025202 | 0.02693 | 0.028426 | 0.0297 | 0.030829 | 0.031868 | 0.032852 | 0.03381 | 0 | 0 | 0 | 2.4822e-05 | 8.9432e-05 | 0.00020466 | 0.00037828 | 0.00061574 | 0.00086044 | 0.0011071 | 0.0013523 | 0.0015938 | 0.0018305 | 0.0020617 | 0.0022872 | 0.0019561 | 0.0016659 | 0.0014136 | 0.0011955 | 0.0010359 | 0.00088157 | 0.00078105 | 0.00071898 | 0.00068117 | 0.0006633 | 0 | 0 | 0 | 2.4822e-05 | 0.00011425 | 0.00031892 | 0.00069719 | 0.0013129 | 0.0021734 | 0.0032805 | 0.0046328 | 0.0062266 | 0.0080571 | 0.010119 | 0.012406 | 0.014362 | 0.016028 | 0.017442 | 0.018637 | 0.019673 | 0.020554 | 0.021336 | 0.022055 | 0.022736 | 0.023399 | 0 | 0 | 0 | 3.5866e-05 | 0.00012922 | 0.00029573 | 0.00054659 | 0.00088971 | 0.0012433 | 0.0015997 | 0.001954 | 0.002303 | 0.0026449 | 0.002979 | 0.0033049 | 0.0028264 | 0.0024072 | 0.0020425 | 0.0017275 | 0.0014968 | 0.0012738 | 0.0011286 | 0.0010389 | 0.00098425 | 0.00095844 | 0 | 0 | 0 | 3.5866e-05 | 0.00016509 | 0.00046082 | 0.0010074 | 0.0018971 | 0.0031404 | 0.0047401 | 0.0066941 | 0.0089971 | 0.011642 | 0.014621 | 0.017926 | 0.020752 | 0.02316 | 0.025202 | 0.02693 | 0.028426 | 0.0297 | 0.030829 | 0.031868 | 0.032852 | 0.03381 | 0 | 0 | 0 | 427.9545 | 427.9545 | 427.9545 | 427.9545 | 427.9545 | 427.9545 | 427.9545 | 427.9545 | 427.9545 | 427.9545 | 427.9545 | 427.9545 | 427.9545 | 427.9545 | 427.9545 | 427.9545 | 427.9545 | 427.9545 | 427.9545 | 427.9545 | 427.9545 | 427.9545 | 0 | 0 | 0 | 320.9659 | 320.9659 | 320.9659 | 320.9659 | 320.9659 | 320.9659 | 320.9659 | 320.9659 | 320.9659 | 320.9659 | 320.9659 | 320.9659 | 320.9659 | 320.9659 | 320.9659 | 320.9659 | 320.9659 | 320.9659 | 320.9659 | 320.9659 | 320.9659 | 320.9659
OR_Commercial_Interruptible - Miscellaneous_Existing_Food Preparation_Natural Gas_Double Rack Oven_A | OR | Commercial | Interruptible - Miscellaneous | Existing | Food Preparation | Natural Gas | Double Rack Oven | A | WCNG231 | Standard | FTSC Qualified (>50% Cooking Efficiency) | 12 | 1621.62 | 0 | 0 | 5342.47 | 0 | 0 | 0 | 0.7 | 0.2 | 1 units | 16.55% | 100% | Lost Opportunity | LOEven20_OR | 85% | TBD | 0% | 495.3602 |  | 371.5201 |  | 0 | IL TRM - 4.2.18 - CI-FSE-RKOV-VO2-180101 | PGE Workpaper, PGECOFST109 R6, 2016 | IL TRM - 4.2.18 - CI-FSE-RKOV-VO2-180101 | Standard | Standard | Standard | Standard | Standard | Standard | Standard | Standard | Standard | Standard | Standard | Standard | Standard | Standard | Standard | Standard | Standard | Standard | Standard | Standard | Standard | Standard | Standard | Standard | Standard | Standard | Standard | FTSC Qualified (>50% Cooking Efficiency) | FTSC Qualified (>50% Cooking Efficiency) | FTSC Qualified (>50% Cooking Efficiency) | FTSC Qualified (>50% Cooking Efficiency) | FTSC Qualified (>50% Cooking Efficiency) | FTSC Qualified (>50% Cooking Efficiency) | FTSC Qualified (>50% Cooking Efficiency) | FTSC Qualified (>50% Cooking Efficiency) | FTSC Qualified (>50% Cooking Efficiency) | FTSC Qualified (>50% Cooking Efficiency) | FTSC Qualified (>50% Cooking Efficiency) | FTSC Qualified (>50% Cooking Efficiency) | FTSC Qualified (>50% Cooking Efficiency) | FTSC Qualified (>50% Cooking Efficiency) | FTSC Qualified (>50% Cooking Efficiency) | FTSC Qualified (>50% Cooking Efficiency) | FTSC Qualified (>50% Cooking Efficiency) | FTSC Qualified (>50% Cooking Efficiency) | FTSC Qualified (>50% Cooking Efficiency) | FTSC Qualified (>50% Cooking Efficiency) | FTSC Qualified (>50% Cooking Efficiency) | FTSC Qualified (>50% Cooking Efficiency) | FTSC Qualified (>50% Cooking Efficiency) | FTSC Qualified (>50% Cooking Efficiency) | FTSC Qualified (>50% Cooking Efficiency) | FTSC Qualified (>50% Cooking Efficiency) | FTSC Qualified (>50% Cooking Efficiency) | 5342.47 | 5342.47 | 5342.47 | 5342.47 | 5342.47 | 5342.47 | 5342.47 | 5342.47 | 5342.47 | 5342.47 | 5342.47 | 5342.47 | 5342.47 | 5342.47 | 5342.47 | 5342.47 | 5342.47 | 5342.47 | 5342.47 | 5342.47 | 5342.47 | 5342.47 | 5342.47 | 5342.4659 | 5342.4659 | 5342.4659 | 5342.4659 | 0 | 1621.62 | 1621.62 | 1621.62 | 1621.62 | 1621.62 | 1621.62 | 1621.62 | 1621.62 | 1621.62 | 1621.62 | 1621.62 | 1621.62 | 1621.62 | 1621.62 | 1621.62 | 1621.62 | 1621.62 | 1621.62 | 1621.62 | 1621.62 | 1621.62 | 1621.62 | 1621.62 | 1621.62 | 1621.62 | 1621.62 | 0.0036762 | 0.0045911 | 0.0054044 | 0.0061273 | 0.0067699 | 0.0073411 | 0.0078489 | 0.0083002 | 0.007672 | 0.0072281 | 0.0069351 | 0.006765 | 0.003018 | 0.0021114 | 0.0013691 | 0.00076566 | 0.00027942 | 0.00059248 | 0.00032333 | 1.6306e-05 | 0.00072252 | 0.0012002 | 0.0014993 | 0.0016608 | 0.0017177 | 0.0036762 | 0.0082673 | 0.013672 | 0.019799 | 0.026569 | 0.03391 | 0.041759 | 0.050059 | 0.057731 | 0.064959 | 0.071894 | 0.078659 | 0.081677 | 0.083789 | 0.085158 | 0.085923 | 0.086203 | 0.086795 | 0.087119 | 0.087135 | 0.087858 | 0.089058 | 0.090557 | 0.092218 | 0.093935 | 0.002267 | 0.0028312 | 0.0033327 | 0.0037785 | 0.0041748 | 0.004527 | 0.0048401 | 0.0051185 | 0.0047311 | 0.0044573 | 0.0042766 | 0.0041717 | 0.0018611 | 0.0013021 | 0.00084428 | 0.00047216 | 0.00017231 | 0.00036537 | 0.00019939 | 1.0056e-05 | 0.00044555 | 0.00074012 | 0.00092459 | 0.0010241 | 0.0010592 | 0.002267 | 0.0050982 | 0.0084309 | 0.012209 | 0.016384 | 0.020911 | 0.025751 | 0.03087 | 0.035601 | 0.040058 | 0.044335 | 0.048507 | 0.050368 | 0.05167 | 0.052514 | 0.052986 | 0.053159 | 0.053524 | 0.053723 | 0.053733 | 0.054179 | 0.054919 | 0.055844 | 0.056868 | 0.057927 | 7.8118e-05 | 0.00029782 | 0.00058631 | 0.000932 | 0.001325 | 0.001757 | 0.0022209 | 0.0027107 | 0.0028402 | 0.0029911 | 0.0031723 | 0.0033896 | 0.003568 | 0.0036452 | 0.0036939 | 0.0037244 | 0.0037445 | 0.0042944 | 0.004369 | 0.0043584 | 0.0042952 | 0.0041729 | 0.0039969 | 0.0037723 | 0.0035039 | 7.8118e-05 | 0.00037594 | 0.00096224 | 0.0018942 | 0.0032193 | 0.0049763 | 0.0071972 | 0.0099079 | 0.012748 | 0.015739 | 0.018911 | 0.022301 | 0.025869 | 0.029514 | 0.033208 | 0.036933 | 0.040677 | 0.044972 | 0.049341 | 0.053699 | 0.057994 | 0.062167 | 0.066164 | 0.069936 | 0.07344 | 4.8173e-05 | 0.00018365 | 0.00036156 | 0.00057473 | 0.00081711 | 0.0010835 | 0.0013696 | 0.0016716 | 0.0017514 | 0.0018445 | 0.0019563 | 0.0020903 | 0.0022003 | 0.0022479 | 0.0022779 | 0.0022967 | 0.0023091 | 0.0026482 | 0.0026942 | 0.0026877 | 0.0026487 | 0.0025733 | 0.0024648 | 0.0023262 | 0.0021608 | 4.8173e-05 | 0.00023183 | 0.00059338 | 0.0011681 | 0.0019852 | 0.0030687 | 0.0044383 | 0.0061099 | 0.0078613 | 0.0097058 | 0.011662 | 0.013752 | 0.015953 | 0.018201 | 0.020478 | 0.022775 | 0.025084 | 0.027732 | 0.030427 | 0.033114 | 0.035763 | 0.038336 | 0.040801 | 0.043127 | 0.045288 | 7.8118e-05 | 0.00029782 | 0.00058631 | 0.000932 | 0.001325 | 0.001757 | 0.0022209 | 0.0027107 | 0.0028402 | 0.0029911 | 0.0031723 | 0.0033896 | 0.003568 | 0.0036452 | 0.0036939 | 0.0037244 | 0.0037445 | 0.0042944 | 0.004369 | 0.0043584 | 0.0042952 | 0.0041729 | 0.0039969 | 0.0037723 | 0.0035039 | 7.8118e-05 | 0.00037594 | 0.00096224 | 0.0018942 | 0.0032193 | 0.0049763 | 0.0071972 | 0.0099079 | 0.012748 | 0.015739 | 0.018911 | 0.022301 | 0.025869 | 0.029514 | 0.033208 | 0.036933 | 0.040677 | 0.044972 | 0.049341 | 0.053699 | 0.057994 | 0.062167 | 0.066164 | 0.069936 | 0.07344 | 4.8173e-05 | 0.00018365 | 0.00036156 | 0.00057473 | 0.00081711 | 0.0010835 | 0.0013696 | 0.0016716 | 0.0017514 | 0.0018445 | 0.0019563 | 0.0020903 | 0.0022003 | 0.0022479 | 0.0022779 | 0.0022967 | 0.0023091 | 0.0026482 | 0.0026942 | 0.0026877 | 0.0026487 | 0.0025733 | 0.0024648 | 0.0023262 | 0.0021608 | 4.8173e-05 | 0.00023183 | 0.00059338 | 0.0011681 | 0.0019852 | 0.0030687 | 0.0044383 | 0.0061099 | 0.0078613 | 0.0097058 | 0.011662 | 0.013752 | 0.015953 | 0.018201 | 0.020478 | 0.022775 | 0.025084 | 0.027732 | 0.030427 | 0.033114 | 0.035763 | 0.038336 | 0.040801 | 0.043127 | 0.045288 | 7.8118e-05 | 0.00029782 | 0.00058631 | 0.000932 | 0.001325 | 0.001757 | 0.0022209 | 0.0027107 | 0.0028402 | 0.0029911 | 0.0031723 | 0.0033896 | 0.003568 | 0.0036452 | 0.0036939 | 0.0037244 | 0.0037445 | 0.0042944 | 0.004369 | 0.0043584 | 0.0042952 | 0.0041729 | 0.0039969 | 0.0037723 | 0.0035039 | 7.8118e-05 | 0.00037594 | 0.00096224 | 0.0018942 | 0.0032193 | 0.0049763 | 0.0071972 | 0.0099079 | 0.012748 | 0.015739 | 0.018911 | 0.022301 | 0.025869 | 0.029514 | 0.033208 | 0.036933 | 0.040677 | 0.044972 | 0.049341 | 0.053699 | 0.057994 | 0.062167 | 0.066164 | 0.069936 | 0.07344 | 4.8173e-05 | 0.00018365 | 0.00036156 | 0.00057473 | 0.00081711 | 0.0010835 | 0.0013696 | 0.0016716 | 0.0017514 | 0.0018445 | 0.0019563 | 0.0020903 | 0.0022003 | 0.0022479 | 0.0022779 | 0.0022967 | 0.0023091 | 0.0026482 | 0.0026942 | 0.0026877 | 0.0026487 | 0.0025733 | 0.0024648 | 0.0023262 | 0.0021608 | 4.8173e-05 | 0.00023183 | 0.00059338 | 0.0011681 | 0.0019852 | 0.0030687 | 0.0044383 | 0.0061099 | 0.0078613 | 0.0097058 | 0.011662 | 0.013752 | 0.015953 | 0.018201 | 0.020478 | 0.022775 | 0.025084 | 0.027732 | 0.030427 | 0.033114 | 0.035763 | 0.038336 | 0.040801 | 0.043127 | 0.045288 | 495.3602 | 495.3602 | 495.3602 | 495.3602 | 495.3602 | 495.3602 | 495.3602 | 495.3602 | 495.3602 | 495.3602 | 495.3602 | 495.3602 | 495.3602 | 495.3602 | 495.3602 | 495.3602 | 495.3602 | 495.3602 | 495.3602 | 495.3602 | 495.3602 | 495.3598 | 495.3598 | 495.3598 | 495.3598 | 371.5201 | 371.5201 | 371.5201 | 371.5201 | 371.5201 | 371.5201 | 371.5201 | 371.5201 | 371.5201 | 371.5201 | 371.5201 | 371.5201 | 371.5201 | 371.5201 | 371.5201 | 371.5201 | 371.5201 | 371.5201 | 371.5201 | 371.5201 | 371.5201 | 371.5198 | 371.5198 | 371.5198 | 371.5198
OR_Commercial_Interruptible - Miscellaneous_Existing_Food Preparation_Natural Gas_Fryer_A | OR | Commercial | Interruptible - Miscellaneous | Existing | Food Preparation | Natural Gas | Fryer | A | WCNG232 | Standard | ENERGY STAR | 9 | 395.2691 | 0 | 0 | 933.12 | 0 | 0 | 0 | 0.7 | 0.2 | 1 units | 2.842% | 100% | Lost Opportunity | LO5Med_OR | 85% | TBD | 0% | 433.1432 |  | 324.8574 |  | 0 | RTF Wkbk - ComCookingFryer_v5_0 | RTF Wkbk - ComCookingFryer_v5_0 | RTF Wkbk - ComCookingFryer_v5_0 | Standard | Standard | Standard | Standard | Standard | Standard | Standard | Standard | Standard | Standard | Standard | Standard | Standard | Standard | Standard | Standard | Standard | Standard | Standard | Standard | Standard | Standard | Standard | Standard | Standard | Standard | Standard | ENERGY STAR | ENERGY STAR | ENERGY STAR | ENERGY STAR | ENERGY STAR | ENERGY STAR | ENERGY STAR | ENERGY STAR | ENERGY STAR | ENERGY STAR | ENERGY STAR | ENERGY STAR | ENERGY STAR | ENERGY STAR | ENERGY STAR | ENERGY STAR | ENERGY STAR | ENERGY STAR | ENERGY STAR | ENERGY STAR | ENERGY STAR | ENERGY STAR | ENERGY STAR | ENERGY STAR | ENERGY STAR | ENERGY STAR | ENERGY STAR | 933.12 | 933.12 | 933.12 | 933.12 | 933.12 | 933.12 | 933.12 | 933.12 | 933.12 | 933.12 | 933.12 | 933.12 | 933.12 | 933.12 | 933.12 | 933.12 | 933.12 | 933.12 | 933.12 | 933.12 | 933.12 | 933.12 | 933.12 | 933.1211 | 933.1211 | 933.1211 | 933.1211 | 0 | 395.2691 | 395.2691 | 395.2691 | 395.2691 | 395.2691 | 395.2691 | 395.2691 | 395.2691 | 395.2691 | 395.2691 | 395.2691 | 395.2691 | 395.2691 | 395.2691 | 395.2691 | 395.2691 | 395.2691 | 395.2691 | 395.2691 | 395.2691 | 395.2691 | 395.2691 | 395.2691 | 395.2691 | 395.2691 | 395.2691 | 0.0015639 | 0.0014625 | 0.0013813 | 0.0013164 | 0.0012644 | 0.0012229 | 0.0011896 | 0.0012899 | 0.0013447 | 0 | 0 | 0 | 0.00046767 | 0.00037414 | 0.00029931 | 0.00026481 | 0.00012562 | 4.7748e-05 | 0 | 0 | 9.3812e-05 | 0 | 0 | 0 | 3.7191e-05 | 0.0015639 | 0.0030263 | 0.0044076 | 0.005724 | 0.0069885 | 0.0082114 | 0.009401 | 0.010691 | 0.012036 | 0.012036 | 0.012036 | 0.012036 | 0.012503 | 0.012877 | 0.013177 | 0.013441 | 0.013567 | 0.013615 | 0.013615 | 0.013615 | 0.013709 | 0.013709 | 0.013709 | 0.013709 | 0.013746 | 0.0039565 | 0.0036999 | 0.0034946 | 0.0033303 | 0.0031989 | 0.0030938 | 0.0030097 | 0.0032632 | 0.0034019 | 0 | 0 | 0 | 0.0011832 | 0.00094654 | 0.00075723 | 0.00066995 | 0.00031781 | 0.0001208 | 0 | 0 | 0.00023734 | 0 | 0 | 0 | 9.4091e-05 | 0.0039565 | 0.0076564 | 0.011151 | 0.014481 | 0.01768 | 0.020774 | 0.023784 | 0.027047 | 0.030449 | 0.030449 | 0.030449 | 0.030449 | 0.031632 | 0.032579 | 0.033336 | 0.034006 | 0.034324 | 0.034444 | 0.034444 | 0.034444 | 0.034682 | 0.034682 | 0.034682 | 0.034682 | 0.034776 | 5.716e-05 | 0.00011908 | 0.00018833 | 0.0002634 | 0.00034495 | 0.00043758 | 0.00053663 | 0.00070472 | 0.00085539 | 0.00091881 | 0.00094062 | 0.00091869 | 0.0012326 | 0.0010478 | 0.00085629 | 0.00069966 | 0.00049844 | 0.00032816 | 0.00019466 | 0.00010058 | 0.00014682 | 0 | 0 | 0 | 3.1612e-05 | 5.716e-05 | 0.00017624 | 0.00036458 | 0.00062798 | 0.00097293 | 0.0014105 | 0.0019471 | 0.0026519 | 0.0035072 | 0.0044261 | 0.0053667 | 0.0062854 | 0.007518 | 0.0085658 | 0.0094221 | 0.010122 | 0.01062 | 0.010948 | 0.011143 | 0.011244 | 0.01139 | 0.01139 | 0.01139 | 0.01139 | 0.011422 | 0.00014461 | 0.00030127 | 0.00047647 | 0.00066638 | 0.0008727 | 0.001107 | 0.0013576 | 0.0017829 | 0.0021641 | 0.0023245 | 0.0023797 | 0.0023242 | 0.0031184 | 0.002651 | 0.0021664 | 0.0017701 | 0.001261 | 0.00083022 | 0.00049246 | 0.00025446 | 0.00037145 | 0 | 0 | 0 | 7.9977e-05 | 0.00014461 | 0.00044588 | 0.00092235 | 0.0015887 | 0.0024614 | 0.0035685 | 0.0049261 | 0.006709 | 0.008873 | 0.011198 | 0.013577 | 0.015901 | 0.01902 | 0.021671 | 0.023837 | 0.025607 | 0.026868 | 0.027698 | 0.028191 | 0.028445 | 0.028817 | 0.028817 | 0.028817 | 0.028817 | 0.028897 | 5.716e-05 | 0.00011908 | 0.00018833 | 0.0002634 | 0.00034495 | 0.00043758 | 0.00053663 | 0.00070472 | 0.00085539 | 0.00091881 | 0.00094062 | 0.00091869 | 0.0012326 | 0.0010478 | 0.00085629 | 0.00069966 | 0.00049844 | 0.00032816 | 0.00019466 | 0.00010058 | 0.00014682 | 0 | 0 | 0 | 3.1612e-05 | 5.716e-05 | 0.00017624 | 0.00036458 | 0.00062798 | 0.00097293 | 0.0014105 | 0.0019471 | 0.0026519 | 0.0035072 | 0.0044261 | 0.0053667 | 0.0062854 | 0.007518 | 0.0085658 | 0.0094221 | 0.010122 | 0.01062 | 0.010948 | 0.011143 | 0.011244 | 0.01139 | 0.01139 | 0.01139 | 0.01139 | 0.011422 | 0.00014461 | 0.00030127 | 0.00047647 | 0.00066638 | 0.0008727 | 0.001107 | 0.0013576 | 0.0017829 | 0.0021641 | 0.0023245 | 0.0023797 | 0.0023242 | 0.0031184 | 0.002651 | 0.0021664 | 0.0017701 | 0.001261 | 0.00083022 | 0.00049246 | 0.00025446 | 0.00037145 | 0 | 0 | 0 | 7.9977e-05 | 0.00014461 | 0.00044588 | 0.00092235 | 0.0015887 | 0.0024614 | 0.0035685 | 0.0049261 | 0.006709 | 0.008873 | 0.011198 | 0.013577 | 0.015901 | 0.01902 | 0.021671 | 0.023837 | 0.025607 | 0.026868 | 0.027698 | 0.028191 | 0.028445 | 0.028817 | 0.028817 | 0.028817 | 0.028817 | 0.028897 | 5.716e-05 | 0.00011908 | 0.00018833 | 0.0002634 | 0.00034495 | 0.00043758 | 0.00053663 | 0.00070472 | 0.00085539 | 0.00091881 | 0.00094062 | 0.00091869 | 0.0012326 | 0.0010478 | 0.00085629 | 0.00069966 | 0.00049844 | 0.00032816 | 0.00019466 | 0.00010058 | 0.00014682 | 0 | 0 | 0 | 3.1612e-05 | 5.716e-05 | 0.00017624 | 0.00036458 | 0.00062798 | 0.00097293 | 0.0014105 | 0.0019471 | 0.0026519 | 0.0035072 | 0.0044261 | 0.0053667 | 0.0062854 | 0.007518 | 0.0085658 | 0.0094221 | 0.010122 | 0.01062 | 0.010948 | 0.011143 | 0.011244 | 0.01139 | 0.01139 | 0.01139 | 0.01139 | 0.011422 | 0.00014461 | 0.00030127 | 0.00047647 | 0.00066638 | 0.0008727 | 0.001107 | 0.0013576 | 0.0017829 | 0.0021641 | 0.0023245 | 0.0023797 | 0.0023242 | 0.0031184 | 0.002651 | 0.0021664 | 0.0017701 | 0.001261 | 0.00083022 | 0.00049246 | 0.00025446 | 0.00037145 | 0 | 0 | 0 | 7.9977e-05 | 0.00014461 | 0.00044588 | 0.00092235 | 0.0015887 | 0.0024614 | 0.0035685 | 0.0049261 | 0.006709 | 0.008873 | 0.011198 | 0.013577 | 0.015901 | 0.01902 | 0.021671 | 0.023837 | 0.025607 | 0.026868 | 0.027698 | 0.028191 | 0.028445 | 0.028817 | 0.028817 | 0.028817 | 0.028817 | 0.028897 | 433.1432 | 433.1432 | 433.1432 | 433.1432 | 433.1432 | 433.1432 | 433.1432 | 433.1432 | 433.1432 | 433.1432 | 433.1432 | 433.1432 | 433.1432 | 433.1432 | 433.1432 | 433.1432 | 433.1432 | 433.1432 | 433.1432 | 433.1432 | 433.1432 | 433.1437 | 433.1437 | 433.1437 | 433.1437 | 324.8574 | 324.8574 | 324.8574 | 324.8574 | 324.8574 | 324.8574 | 324.8574 | 324.8574 | 324.8574 | 324.8574 | 324.8574 | 324.8574 | 324.8574 | 324.8574 | 324.8574 | 324.8574 | 324.8574 | 324.8574 | 324.8574 | 324.8574 | 324.8574 | 324.8578 | 324.8578 | 324.8578 | 324.8578
OR_Commercial_Interruptible - Miscellaneous_Existing_Food Preparation_Natural Gas_Broiler_A | OR | Commercial | Interruptible - Miscellaneous | Existing | Food Preparation | Natural Gas | Broiler | A | WCNG233 | Standard | Infrared Burners | 12 | 240.24 | 0 | 0 | 1166.72 | 0 | 0 | 0 | 0.7 | 0.2 | 1 units | 32.39% | 100% | Lost Opportunity | LOEven20_OR | 85% | TBD | 0% | 730.2128 |  | 547.6596 |  | 0 | IL TRM - 4.2.14 - CI-FSE-IRBL-V02-180101 | IL TRM - 4.2.14 - CI-FSE-IRBL-V02-180101 | IL TRM - 4.2.14 - CI-FSE-IRBL-V02-180101 | Standard | Standard | Standard | Standard | Standard | Standard | Standard | Standard | Standard | Standard | Standard | Standard | Standard | Standard | Standard | Standard | Standard | Standard | Standard | Standard | Standard | Standard | Standard | Standard | Standard | Standard | Standard | Infrared Burners | Infrared Burners | Infrared Burners | Infrared Burners | Infrared Burners | Infrared Burners | Infrared Burners | Infrared Burners | Infrared Burners | Infrared Burners | Infrared Burners | Infrared Burners | Infrared Burners | Infrared Burners | Infrared Burners | Infrared Burners | Infrared Burners | Infrared Burners | Infrared Burners | Infrared Burners | Infrared Burners | Infrared Burners | Infrared Burners | Infrared Burners | Infrared Burners | Infrared Burners | Infrared Burners | 1166.72 | 1166.72 | 1166.72 | 1166.72 | 1166.72 | 1166.72 | 1166.72 | 1166.72 | 1166.72 | 1166.72 | 1166.72 | 1166.72 | 1166.72 | 1166.72 | 1166.72 | 1166.72 | 1166.72 | 1166.72 | 1166.72 | 1166.72 | 1166.72 | 1166.72 | 1166.72 | 1166.7179 | 1166.7179 | 1166.7179 | 1166.7179 | 0 | 240.24 | 240.24 | 240.24 | 240.24 | 240.24 | 240.24 | 240.24 | 240.24 | 240.24 | 240.24 | 240.24 | 240.24 | 240.24 | 240.24 | 240.24 | 240.24 | 240.24 | 240.24 | 240.24 | 240.24 | 240.24 | 240.24 | 240.24 | 240.24 | 240.24 | 240.24 | 0.0091845 | 0.01018 | 0.011065 | 0.011852 | 0.012551 | 0.013173 | 0.013725 | 0.014216 | 0.013533 | 0.01305 | 0.012731 | 0.012546 | 0.003284 | 0.0022976 | 0.0014898 | 0.00083316 | 0.00030405 | 0.0022412 | 0.0017709 | 0.0012792 | 0.0019075 | 0.0023027 | 0.0025174 | 0.0025947 | 0.0025691 | 0.0091845 | 0.019365 | 0.03043 | 0.042281 | 0.054832 | 0.068005 | 0.08173 | 0.095946 | 0.10948 | 0.12253 | 0.13526 | 0.1478 | 0.15109 | 0.15339 | 0.15488 | 0.15571 | 0.15601 | 0.15825 | 0.16003 | 0.1613 | 0.16321 | 0.16551 | 0.16803 | 0.17063 | 0.1732 | 0.038231 | 0.042375 | 0.046059 | 0.049333 | 0.052244 | 0.054831 | 0.057131 | 0.059175 | 0.05633 | 0.054319 | 0.052992 | 0.052221 | 0.01367 | 0.0095637 | 0.0062013 | 0.003468 | 0.0012656 | 0.009329 | 0.0073715 | 0.0053245 | 0.0079398 | 0.0095849 | 0.010479 | 0.0108 | 0.010694 | 0.038231 | 0.080605 | 0.12666 | 0.176 | 0.22824 | 0.28307 | 0.3402 | 0.39938 | 0.45571 | 0.51003 | 0.56302 | 0.61524 | 0.62891 | 0.63847 | 0.64467 | 0.64814 | 0.64941 | 0.65874 | 0.66611 | 0.67143 | 0.67937 | 0.68896 | 0.69943 | 0.71023 | 0.72093 | 0.00019517 | 0.00066037 | 0.0012004 | 0.0018027 | 0.0024565 | 0.0031527 | 0.0038836 | 0.0046427 | 0.0050097 | 0.0054001 | 0.0058235 | 0.006286 | 0.0065961 | 0.0066801 | 0.0067331 | 0.0067663 | 0.0067881 | 0.0086043 | 0.008612 | 0.0085283 | 0.0081143 | 0.0076493 | 0.0071374 | 0.0065832 | 0.0059907 | 0.00019517 | 0.00085554 | 0.002056 | 0.0038587 | 0.0063152 | 0.0094679 | 0.013352 | 0.017994 | 0.023004 | 0.028404 | 0.034228 | 0.040514 | 0.04711 | 0.05379 | 0.060523 | 0.067289 | 0.074077 | 0.082682 | 0.091294 | 0.099822 | 0.10794 | 0.11559 | 0.12272 | 0.12931 | 0.1353 | 0.0008124 | 0.0027488 | 0.0049967 | 0.0075038 | 0.010225 | 0.013123 | 0.016166 | 0.019325 | 0.020853 | 0.022478 | 0.02424 | 0.026166 | 0.027456 | 0.027806 | 0.028027 | 0.028165 | 0.028256 | 0.035815 | 0.035848 | 0.035499 | 0.033776 | 0.03184 | 0.02971 | 0.027403 | 0.024936 | 0.0008124 | 0.0035612 | 0.0085579 | 0.016062 | 0.026287 | 0.03941 | 0.055576 | 0.074901 | 0.095754 | 0.11823 | 0.14247 | 0.16864 | 0.19609 | 0.2239 | 0.25193 | 0.28009 | 0.30835 | 0.34416 | 0.38001 | 0.41551 | 0.44929 | 0.48113 | 0.51084 | 0.53824 | 0.56317 | 0.00019517 | 0.00066037 | 0.0012004 | 0.0018027 | 0.0024565 | 0.0031527 | 0.0038836 | 0.0046427 | 0.0050097 | 0.0054001 | 0.0058235 | 0.006286 | 0.0065961 | 0.0066801 | 0.0067331 | 0.0067663 | 0.0067881 | 0.0086043 | 0.008612 | 0.0085283 | 0.0081143 | 0.0076493 | 0.0071374 | 0.0065832 | 0.0059907 | 0.00019517 | 0.00085554 | 0.002056 | 0.0038587 | 0.0063152 | 0.0094679 | 0.013352 | 0.017994 | 0.023004 | 0.028404 | 0.034228 | 0.040514 | 0.04711 | 0.05379 | 0.060523 | 0.067289 | 0.074077 | 0.082682 | 0.091294 | 0.099822 | 0.10794 | 0.11559 | 0.12272 | 0.12931 | 0.1353 | 0.0008124 | 0.0027488 | 0.0049967 | 0.0075038 | 0.010225 | 0.013123 | 0.016166 | 0.019325 | 0.020853 | 0.022478 | 0.02424 | 0.026166 | 0.027456 | 0.027806 | 0.028027 | 0.028165 | 0.028256 | 0.035815 | 0.035848 | 0.035499 | 0.033776 | 0.03184 | 0.02971 | 0.027403 | 0.024936 | 0.0008124 | 0.0035612 | 0.0085579 | 0.016062 | 0.026287 | 0.03941 | 0.055576 | 0.074901 | 0.095754 | 0.11823 | 0.14247 | 0.16864 | 0.19609 | 0.2239 | 0.25193 | 0.28009 | 0.30835 | 0.34416 | 0.38001 | 0.41551 | 0.44929 | 0.48113 | 0.51084 | 0.53824 | 0.56317 | 0.00019517 | 0.00066037 | 0.0012004 | 0.0018027 | 0.0024565 | 0.0031527 | 0.0038836 | 0.0046427 | 0.0050097 | 0.0054001 | 0.0058235 | 0.006286 | 0.0065961 | 0.0066801 | 0.0067331 | 0.0067663 | 0.0067881 | 0.0086043 | 0.008612 | 0.0085283 | 0.0081143 | 0.0076493 | 0.0071374 | 0.0065832 | 0.0059907 | 0.00019517 | 0.00085554 | 0.002056 | 0.0038587 | 0.0063152 | 0.0094679 | 0.013352 | 0.017994 | 0.023004 | 0.028404 | 0.034228 | 0.040514 | 0.04711 | 0.05379 | 0.060523 | 0.067289 | 0.074077 | 0.082682 | 0.091294 | 0.099822 | 0.10794 | 0.11559 | 0.12272 | 0.12931 | 0.1353 | 0.0008124 | 0.0027488 | 0.0049967 | 0.0075038 | 0.010225 | 0.013123 | 0.016166 | 0.019325 | 0.020853 | 0.022478 | 0.02424 | 0.026166 | 0.027456 | 0.027806 | 0.028027 | 0.028165 | 0.028256 | 0.035815 | 0.035848 | 0.035499 | 0.033776 | 0.03184 | 0.02971 | 0.027403 | 0.024936 | 0.0008124 | 0.0035612 | 0.0085579 | 0.016062 | 0.026287 | 0.03941 | 0.055576 | 0.074901 | 0.095754 | 0.11823 | 0.14247 | 0.16864 | 0.19609 | 0.2239 | 0.25193 | 0.28009 | 0.30835 | 0.34416 | 0.38001 | 0.41551 | 0.44929 | 0.48113 | 0.51084 | 0.53824 | 0.56317 | 730.2128 | 730.2128 | 730.2128 | 730.2128 | 730.2128 | 730.2128 | 730.2128 | 730.2128 | 730.2128 | 730.2128 | 730.2128 | 730.2128 | 730.2128 | 730.2128 | 730.2128 | 730.2128 | 730.2128 | 730.2128 | 730.2128 | 730.2128 | 730.2128 | 730.2114 | 730.2114 | 730.2114 | 730.2114 | 547.6596 | 547.6596 | 547.6596 | 547.6596 | 547.6596 | 547.6596 | 547.6596 | 547.6596 | 547.6596 | 547.6596 | 547.6596 | 547.6596 | 547.6596 | 547.6596 | 547.6596 | 547.6596 | 547.6596 | 547.6596 | 547.6596 | 547.6596 | 547.6596 | 547.6586 | 547.6586 | 547.6586 | 547.6586
OR_Commercial_Interruptible - Miscellaneous_Existing_Food Preparation_Natural Gas_Griddle_A | OR | Commercial | Interruptible - Miscellaneous | Existing | Food Preparation | Natural Gas | Griddle | A | WCNG234 | Standard | ENERGY STAR | 12 | 167.9465 | 0 | 0 | 1405.83 | 0 | 0 | 0 | 0.7 | 0.2 | 1 units | 35.93% | 100% | Lost Opportunity | LOEven20_OR | 85% | TBD | 0% | 1258.6067 |  | 943.955 |  | 0 | IL TRM - 4.2.8 - CI-FSE-ESGR-V04-200101 | IL TRM - 4.2.8 - CI-FSE-ESGR-V04-200101 | IL TRM - 4.2.8 - CI-FSE-ESGR-V04-200101 | Standard | Standard | Standard | Standard | Standard | Standard | Standard | Standard | Standard | Standard | Standard | Standard | Standard | Standard | Standard | Standard | Standard | Standard | Standard | Standard | Standard | Standard | Standard | Standard | Standard | Standard | Standard | ENERGY STAR | ENERGY STAR | ENERGY STAR | ENERGY STAR | ENERGY STAR | ENERGY STAR | ENERGY STAR | ENERGY STAR | ENERGY STAR | ENERGY STAR | ENERGY STAR | ENERGY STAR | ENERGY STAR | ENERGY STAR | ENERGY STAR | ENERGY STAR | ENERGY STAR | ENERGY STAR | ENERGY STAR | ENERGY STAR | ENERGY STAR | ENERGY STAR | ENERGY STAR | ENERGY STAR | ENERGY STAR | ENERGY STAR | ENERGY STAR | 1405.83 | 1405.83 | 1405.83 | 1405.83 | 1405.83 | 1405.83 | 1405.83 | 1405.83 | 1405.83 | 1405.83 | 1405.83 | 1405.83 | 1405.83 | 1405.83 | 1405.83 | 1405.83 | 1405.83 | 1405.83 | 1405.83 | 1405.83 | 1405.83 | 1405.83 | 1405.83 | 1405.8266 | 1405.8266 | 1405.8266 | 1405.8266 | 0 | 167.9465 | 167.9465 | 167.9465 | 167.9465 | 167.9465 | 167.9465 | 167.9465 | 167.9465 | 167.9465 | 167.9465 | 167.9465 | 167.9465 | 167.9465 | 167.9465 | 167.9465 | 167.9465 | 167.9465 | 167.9465 | 167.9465 | 167.9465 | 167.9465 | 167.9465 | 167.9465 | 167.9465 | 167.9465 | 167.9465 | 0.0022784 | 0.0025254 | 0.0027449 | 0.0029401 | 0.0031136 | 0.0032678 | 0.0034048 | 0.0035266 | 0.0033571 | 0.0032372 | 0.0031581 | 0.0031122 | 0.00081468 | 0.00056997 | 0.00036958 | 0.00020668 | 7.5426e-05 | 0.00055598 | 0.00043932 | 0.00031732 | 0.00047319 | 0.00057123 | 0.00062451 | 0.00064366 | 0.00063732 | 0.0022784 | 0.0048038 | 0.0075488 | 0.010489 | 0.013602 | 0.01687 | 0.020275 | 0.023802 | 0.027159 | 0.030396 | 0.033554 | 0.036666 | 0.037481 | 0.038051 | 0.038421 | 0.038627 | 0.038703 | 0.039259 | 0.039698 | 0.040015 | 0.040488 | 0.04106 | 0.041684 | 0.042328 | 0.042965 | 0.013566 | 0.015037 | 0.016344 | 0.017506 | 0.018539 | 0.019457 | 0.020273 | 0.020999 | 0.019989 | 0.019275 | 0.018804 | 0.018531 | 0.0048508 | 0.0033937 | 0.0022006 | 0.0012307 | 0.00044911 | 0.0033105 | 0.0026158 | 0.0018894 | 0.0028175 | 0.0034013 | 0.0037185 | 0.0038325 | 0.0037948 | 0.013566 | 0.028603 | 0.044948 | 0.062454 | 0.080993 | 0.10045 | 0.12072 | 0.14172 | 0.16171 | 0.18099 | 0.19979 | 0.21832 | 0.22317 | 0.22657 | 0.22877 | 0.23 | 0.23045 | 0.23376 | 0.23637 | 0.23826 | 0.24108 | 0.24448 | 0.2482 | 0.25203 | 0.25583 | 4.8417e-05 | 0.00016382 | 0.00029779 | 0.0004472 | 0.0006094 | 0.00078211 | 0.00096343 | 0.0011517 | 0.0012428 | 0.0013396 | 0.0014446 | 0.0015594 | 0.0016363 | 0.0016572 | 0.0016703 | 0.0016785 | 0.0016839 | 0.0021345 | 0.0021364 | 0.0021156 | 0.0020129 | 0.0018976 | 0.0017706 | 0.0016331 | 0.0014861 | 4.8417e-05 | 0.00021224 | 0.00051003 | 0.00095723 | 0.0015666 | 0.0023487 | 0.0033122 | 0.0044639 | 0.0057067 | 0.0070463 | 0.0084909 | 0.01005 | 0.011687 | 0.013344 | 0.015014 | 0.016693 | 0.018377 | 0.020511 | 0.022647 | 0.024763 | 0.026776 | 0.028674 | 0.030444 | 0.032077 | 0.033563 | 0.00028829 | 0.00097543 | 0.0017731 | 0.0026628 | 0.0036285 | 0.0046569 | 0.0057365 | 0.0068577 | 0.0073999 | 0.0079764 | 0.0086018 | 0.009285 | 0.009743 | 0.0098672 | 0.0099454 | 0.0099944 | 0.010027 | 0.012709 | 0.012721 | 0.012597 | 0.011986 | 0.011299 | 0.010543 | 0.009724 | 0.0088488 | 0.00028829 | 0.0012637 | 0.0030368 | 0.0056996 | 0.0093281 | 0.013985 | 0.019722 | 0.026579 | 0.033979 | 0.041956 | 0.050557 | 0.059842 | 0.069585 | 0.079453 | 0.089398 | 0.099392 | 0.10942 | 0.12213 | 0.13485 | 0.14745 | 0.15943 | 0.17073 | 0.18127 | 0.191 | 0.19985 | 4.8417e-05 | 0.00016382 | 0.00029779 | 0.0004472 | 0.0006094 | 0.00078211 | 0.00096343 | 0.0011517 | 0.0012428 | 0.0013396 | 0.0014446 | 0.0015594 | 0.0016363 | 0.0016572 | 0.0016703 | 0.0016785 | 0.0016839 | 0.0021345 | 0.0021364 | 0.0021156 | 0.0020129 | 0.0018976 | 0.0017706 | 0.0016331 | 0.0014861 | 4.8417e-05 | 0.00021224 | 0.00051003 | 0.00095723 | 0.0015666 | 0.0023487 | 0.0033122 | 0.0044639 | 0.0057067 | 0.0070463 | 0.0084909 | 0.01005 | 0.011687 | 0.013344 | 0.015014 | 0.016693 | 0.018377 | 0.020511 | 0.022647 | 0.024763 | 0.026776 | 0.028674 | 0.030444 | 0.032077 | 0.033563 | 0.00028829 | 0.00097543 | 0.0017731 | 0.0026628 | 0.0036285 | 0.0046569 | 0.0057365 | 0.0068577 | 0.0073999 | 0.0079764 | 0.0086018 | 0.009285 | 0.009743 | 0.0098672 | 0.0099454 | 0.0099944 | 0.010027 | 0.012709 | 0.012721 | 0.012597 | 0.011986 | 0.011299 | 0.010543 | 0.009724 | 0.0088488 | 0.00028829 | 0.0012637 | 0.0030368 | 0.0056996 | 0.0093281 | 0.013985 | 0.019722 | 0.026579 | 0.033979 | 0.041956 | 0.050557 | 0.059842 | 0.069585 | 0.079453 | 0.089398 | 0.099392 | 0.10942 | 0.12213 | 0.13485 | 0.14745 | 0.15943 | 0.17073 | 0.18127 | 0.191 | 0.19985 | 4.8417e-05 | 0.00016382 | 0.00029779 | 0.0004472 | 0.0006094 | 0.00078211 | 0.00096343 | 0.0011517 | 0.0012428 | 0.0013396 | 0.0014446 | 0.0015594 | 0.0016363 | 0.0016572 | 0.0016703 | 0.0016785 | 0.0016839 | 0.0021345 | 0.0021364 | 0.0021156 | 0.0020129 | 0.0018976 | 0.0017706 | 0.0016331 | 0.0014861 | 4.8417e-05 | 0.00021224 | 0.00051003 | 0.00095723 | 0.0015666 | 0.0023487 | 0.0033122 | 0.0044639 | 0.0057067 | 0.0070463 | 0.0084909 | 0.01005 | 0.011687 | 0.013344 | 0.015014 | 0.016693 | 0.018377 | 0.020511 | 0.022647 | 0.024763 | 0.026776 | 0.028674 | 0.030444 | 0.032077 | 0.033563 | 0.00028829 | 0.00097543 | 0.0017731 | 0.0026628 | 0.0036285 | 0.0046569 | 0.0057365 | 0.0068577 | 0.0073999 | 0.0079764 | 0.0086018 | 0.009285 | 0.009743 | 0.0098672 | 0.0099454 | 0.0099944 | 0.010027 | 0.012709 | 0.012721 | 0.012597 | 0.011986 | 0.011299 | 0.010543 | 0.009724 | 0.0088488 | 0.00028829 | 0.0012637 | 0.0030368 | 0.0056996 | 0.0093281 | 0.013985 | 0.019722 | 0.026579 | 0.033979 | 0.041956 | 0.050557 | 0.059842 | 0.069585 | 0.079453 | 0.089398 | 0.099392 | 0.10942 | 0.12213 | 0.13485 | 0.14745 | 0.15943 | 0.17073 | 0.18127 | 0.191 | 0.19985 | 1258.6067 | 1258.6067 | 1258.6067 | 1258.6067 | 1258.6067 | 1258.6067 | 1258.6067 | 1258.6067 | 1258.6067 | 1258.6067 | 1258.6067 | 1258.6067 | 1258.6067 | 1258.6067 | 1258.6067 | 1258.6067 | 1258.6067 | 1258.6067 | 1258.6067 | 1258.6067 | 1258.6067 | 1258.6037 | 1258.6037 | 1258.6037 | 1258.6037 | 943.955 | 943.955 | 943.955 | 943.955 | 943.955 | 943.955 | 943.955 | 943.955 | 943.955 | 943.955 | 943.955 | 943.955 | 943.955 | 943.955 | 943.955 | 943.955 | 943.955 | 943.955 | 943.955 | 943.955 | 943.955 | 943.9527 | 943.9527 | 943.9527 | 943.9527
OR_Commercial_Interruptible - Miscellaneous_Existing_Food Preparation_Natural Gas_Range_A | OR | Commercial | Interruptible - Miscellaneous | Existing | Food Preparation | Natural Gas | Range | A | WCNG235 | Standard | High Efficiency | 10 | 171.4286 | 0 | 0 | 0.01 | 0 | 0 | 0 | 0.7 | 0.2 | 1 units | 39.94% | 100% | Lost Opportunity | LOEven20_OR | 85% | TBD | 0% | 0.009925 |  | 0.0074438 |  | 0 | COOK_OVN-Food Preparation-AEO17-1 | EIA 2018 Tech Forecast | EIA 2018 Tech Forecast | Standard | Standard | Standard | Standard | Standard | Standard | Standard | Standard | Standard | Standard | Standard | Standard | Standard | Standard | Standard | Standard | Standard | Standard | Standard | Standard | Standard | Standard | Standard | Standard | Standard | Standard | Standard | High Efficiency | High Efficiency | High Efficiency | High Efficiency | High Efficiency | High Efficiency | High Efficiency | High Efficiency | High Efficiency | High Efficiency | High Efficiency | High Efficiency | High Efficiency | High Efficiency | High Efficiency | High Efficiency | High Efficiency | High Efficiency | High Efficiency | High Efficiency | High Efficiency | High Efficiency | High Efficiency | High Efficiency | High Efficiency | High Efficiency | High Efficiency | 0.01 | 0.01 | 0.01 | 0.01 | 0.01 | 0.01 | 0.01 | 0.01 | 0.01 | 0.01 | 0.01 | 0.01 | 0.01 | 0.01 | 0.01 | 0.01 | 0.01 | 0.01 | 0.01 | 0.01 | 0.01 | 0.01 | 0.01 | 0.010631 | 0.010631 | 0.010631 | 0.010631 | 0 | 171.4286 | 171.4286 | 171.4286 | 171.4286 | 171.4286 | 171.4286 | 171.4286 | 171.4286 | 171.4286 | 171.4286 | 171.4286 | 171.4286 | 171.4286 | 171.4286 | 171.4286 | 171.4286 | 171.4286 | 171.4286 | 171.4286 | 171.4286 | 171.4286 | 171.4286 | 171.4286 | 171.4286 | 171.4286 | 171.4286 | 0.0038453 | 0.0045551 | 0.0051231 | 0.0055774 | 0.0059409 | 0.0062316 | 0.0064642 | 0.0066503 | 0.0059118 | 0.0054985 | 0.0014646 | 0.00071735 | 0.00021041 | 0.00065295 | 0.00052236 | 0.00041789 | 0.00033431 | 8.9976e-05 | 0.00067539 | 0.00090946 | 0.00093201 | 0.00083648 | 0.00060618 | 0 | 0 | 0.0038453 | 0.0084004 | 0.013523 | 0.019101 | 0.025042 | 0.031273 | 0.037738 | 0.044388 | 0.0503 | 0.055798 | 0.057263 | 0.05798 | 0.058191 | 0.058844 | 0.059366 | 0.059784 | 0.060118 | 0.060208 | 0.060884 | 0.061793 | 0.062725 | 0.063561 | 0.064168 | 0.064168 | 0.064168 | 0.022431 | 0.026572 | 0.029885 | 0.032535 | 0.034655 | 0.036351 | 0.037708 | 0.038794 | 0.034486 | 0.032075 | 0.0085435 | 0.0041845 | 0.0012274 | 0.0038089 | 0.0030471 | 0.0024377 | 0.0019501 | 0.00052486 | 0.0039398 | 0.0053052 | 0.0054367 | 0.0048794 | 0.0035361 | 0 | 0 | 0.022431 | 0.049002 | 0.078887 | 0.11142 | 0.14608 | 0.18243 | 0.22014 | 0.25893 | 0.29342 | 0.32549 | 0.33403 | 0.33822 | 0.33945 | 0.34325 | 0.3463 | 0.34874 | 0.35069 | 0.35121 | 0.35515 | 0.36046 | 0.3659 | 0.37078 | 0.37431 | 0.37431 | 0.37431 | 8.1712e-05 | 0.00029548 | 0.00055578 | 0.00084835 | 0.0011628 | 0.0014915 | 0.0018291 | 0.0021719 | 0.0021886 | 0.0022754 | 0.0023472 | 0.0023463 | 0.0023492 | 0.0028169 | 0.0029214 | 0.0030004 | 0.00306 | 0.0029694 | 0.0031233 | 0.0031714 | 0.0028767 | 0.0025508 | 0.0021437 | 0.0013804 | 0.0010407 | 8.1712e-05 | 0.0003772 | 0.00093298 | 0.0017813 | 0.0029441 | 0.0044356 | 0.0062647 | 0.0084366 | 0.010625 | 0.012901 | 0.015248 | 0.017594 | 0.019943 | 0.02276 | 0.025681 | 0.028682 | 0.031742 | 0.034711 | 0.037835 | 0.041006 | 0.043883 | 0.046434 | 0.048577 | 0.049958 | 0.050998 | 0.00047665 | 0.0017237 | 0.0032421 | 0.0049487 | 0.0067828 | 0.0087004 | 0.01067 | 0.012669 | 0.012767 | 0.013273 | 0.013692 | 0.013687 | 0.013704 | 0.016432 | 0.017041 | 0.017503 | 0.01785 | 0.017322 | 0.018219 | 0.0185 | 0.016781 | 0.01488 | 0.012505 | 0.0080522 | 0.0060708 | 0.00047665 | 0.0022003 | 0.0054424 | 0.010391 | 0.017174 | 0.025874 | 0.036544 | 0.049213 | 0.06198 | 0.075253 | 0.088945 | 0.10263 | 0.11634 | 0.13277 | 0.14981 | 0.16731 | 0.18516 | 0.20248 | 0.2207 | 0.2392 | 0.25598 | 0.27086 | 0.28337 | 0.29142 | 0.29749 | 8.1712e-05 | 0.00029548 | 0.00055578 | 0.00084835 | 0.0011628 | 0.0014915 | 0.0018291 | 0.0021719 | 0.0021886 | 0.0022754 | 0.0023472 | 0.0023463 | 0.0023492 | 0.0028169 | 0.0029214 | 0.0030004 | 0.00306 | 0.0029694 | 0.0031233 | 0.0031714 | 0.0028767 | 0.0025508 | 0.0021437 | 0.0013804 | 0.0010407 | 8.1712e-05 | 0.0003772 | 0.00093298 | 0.0017813 | 0.0029441 | 0.0044356 | 0.0062647 | 0.0084366 | 0.010625 | 0.012901 | 0.015248 | 0.017594 | 0.019943 | 0.02276 | 0.025681 | 0.028682 | 0.031742 | 0.034711 | 0.037835 | 0.041006 | 0.043883 | 0.046434 | 0.048577 | 0.049958 | 0.050998 | 0.00047665 | 0.0017237 | 0.0032421 | 0.0049487 | 0.0067828 | 0.0087004 | 0.01067 | 0.012669 | 0.012767 | 0.013273 | 0.013692 | 0.013687 | 0.013704 | 0.016432 | 0.017041 | 0.017503 | 0.01785 | 0.017322 | 0.018219 | 0.0185 | 0.016781 | 0.01488 | 0.012505 | 0.0080522 | 0.0060708 | 0.00047665 | 0.0022003 | 0.0054424 | 0.010391 | 0.017174 | 0.025874 | 0.036544 | 0.049213 | 0.06198 | 0.075253 | 0.088945 | 0.10263 | 0.11634 | 0.13277 | 0.14981 | 0.16731 | 0.18516 | 0.20248 | 0.2207 | 0.2392 | 0.25598 | 0.27086 | 0.28337 | 0.29142 | 0.29749 | 8.1712e-05 | 0.00029548 | 0.00055578 | 0.00084835 | 0.0011628 | 0.0014915 | 0.0018291 | 0.0021719 | 0.0021886 | 0.0022754 | 0.0023472 | 0.0023463 | 0.0023492 | 0.0028169 | 0.0029214 | 0.0030004 | 0.00306 | 0.0029694 | 0.0031233 | 0.0031714 | 0.0028767 | 0.0025508 | 0.0021437 | 0.0013804 | 0.0010407 | 8.1712e-05 | 0.0003772 | 0.00093298 | 0.0017813 | 0.0029441 | 0.0044356 | 0.0062647 | 0.0084366 | 0.010625 | 0.012901 | 0.015248 | 0.017594 | 0.019943 | 0.02276 | 0.025681 | 0.028682 | 0.031742 | 0.034711 | 0.037835 | 0.041006 | 0.043883 | 0.046434 | 0.048577 | 0.049958 | 0.050998 | 0.00047665 | 0.0017237 | 0.0032421 | 0.0049487 | 0.0067828 | 0.0087004 | 0.01067 | 0.012669 | 0.012767 | 0.013273 | 0.013692 | 0.013687 | 0.013704 | 0.016432 | 0.017041 | 0.017503 | 0.01785 | 0.017322 | 0.018219 | 0.0185 | 0.016781 | 0.01488 | 0.012505 | 0.0080522 | 0.0060708 | 0.00047665 | 0.0022003 | 0.0054424 | 0.010391 | 0.017174 | 0.025874 | 0.036544 | 0.049213 | 0.06198 | 0.075253 | 0.088945 | 0.10263 | 0.11634 | 0.13277 | 0.14981 | 0.16731 | 0.18516 | 0.20248 | 0.2207 | 0.2392 | 0.25598 | 0.27086 | 0.28337 | 0.29142 | 0.29749 | 0.009925 | 0.009925 | 0.009925 | 0.009925 | 0.009925 | 0.009925 | 0.009925 | 0.009925 | 0.009925 | 0.009925 | 0.009925 | 0.009925 | 0.009925 | 0.009925 | 0.009925 | 0.009925 | 0.009925 | 0.009925 | 0.009925 | 0.009925 | 0.009925 | 0.010551 | 0.010551 | 0.010551 | 0.010551 | 0.0074438 | 0.0074438 | 0.0074438 | 0.0074438 | 0.0074438 | 0.0074438 | 0.0074438 | 0.0074438 | 0.0074438 | 0.0074438 | 0.0074438 | 0.0074438 | 0.0074438 | 0.0074438 | 0.0074438 | 0.0074438 | 0.0074438 | 0.0074438 | 0.0074438 | 0.0074438 | 0.0074438 | 0.0079134 | 0.0079134 | 0.0079134 | 0.0079134
OR_Commercial_Interruptible - Miscellaneous_Existing_Food Preparation_Natural Gas_Steamer_A | OR | Commercial | Interruptible - Miscellaneous | Existing | Food Preparation | Natural Gas | Steamer | A | WCNG236 | Standard | ENERGY STAR | 8 | 1215.1419 | 0 | 0 | 0.01 | 737.87 | 0 | 0 | 0.7 | 0.2 | 1 units | 1.408% | 100% | Lost Opportunity | LOEven20_OR | 85% | TBD | 0% | -607.2266 |  | 0.001236 |  | 0 | RTF Wkbk - ComCookingSteamer_v5_0 | RTF Wkbk - ComCookingSteamer_v5_0 | RTF Wkbk - ComCookingSteamer_v5_0 | Standard | Standard | Standard | Standard | Standard | Standard | Standard | Standard | Standard | Standard | Standard | Standard | Standard | Standard | Standard | Standard | Standard | Standard | Standard | Standard | Standard | Standard | Standard | Standard | Standard | Standard | Standard | ENERGY STAR | ENERGY STAR | ENERGY STAR | ENERGY STAR | ENERGY STAR | ENERGY STAR | ENERGY STAR | ENERGY STAR | ENERGY STAR | ENERGY STAR | ENERGY STAR | ENERGY STAR | ENERGY STAR | ENERGY STAR | ENERGY STAR | ENERGY STAR | ENERGY STAR | ENERGY STAR | ENERGY STAR | ENERGY STAR | ENERGY STAR | ENERGY STAR | ENERGY STAR | ENERGY STAR | ENERGY STAR | ENERGY STAR | ENERGY STAR | 0.01 | 0.01 | 0.01 | 0.01 | 0.01 | 0.01 | 0.01 | 0.01 | 0.01 | 0.01 | 0.01 | 0.01 | 0.01 | 0.01 | 0.01 | 0.01 | 0.01 | 0.01 | 0.01 | 0.01 | 0.01 | 0.01 | 0.01 | 0.010743 | 0.010743 | 0.010743 | 0.010743 | 0 | 1215.1419 | 1215.1419 | 1215.1419 | 1215.1419 | 1215.1419 | 1215.1419 | 1215.1419 | 1215.1419 | 1215.1419 | 1215.1419 | 1215.1419 | 1215.1419 | 1215.1419 | 1215.1419 | 1215.1419 | 1215.1419 | 1215.1419 | 1215.1419 | 1215.1419 | 1215.1419 | 1215.1419 | 1215.1419 | 1215.1419 | 1215.1419 | 1215.1419 | 1215.1419 | 0.0014619 | 0.0014216 | 0.0013893 | 0.0013635 | 0.0013429 | 0.0013264 | 0.0013636 | 0.0013832 | 0 | 0 | 0 | 0.00040964 | 0.00032771 | 0.00027225 | 0.00018352 | 0.00012585 | 1.8038e-05 | 3.5079e-05 | 0.00014039 | 0 | 0 | 0 | 6.9806e-06 | 0.00013187 | 0 | 0.0014619 | 0.0028835 | 0.0042729 | 0.0056364 | 0.0069793 | 0.0083056 | 0.0096692 | 0.011052 | 0.011052 | 0.011052 | 0.011052 | 0.011462 | 0.01179 | 0.012062 | 0.012246 | 0.012371 | 0.012389 | 0.012424 | 0.012565 | 0.012565 | 0.012565 | 0.012565 | 0.012572 | 0.012704 | 0.012704 | 0.0012031 | 0.0011699 | 0.0011434 | 0.0011221 | 0.0011051 | 0.0010915 | 0.0011221 | 0.0011383 | 0 | 0 | 0 | 0.00033711 | 0.00026969 | 0.00022405 | 0.00015103 | 0.00010357 | 1.4844e-05 | 2.8868e-05 | 0.00011553 | 0 | 0 | 0 | 5.7447e-06 | 0.00010852 | 0 | 0.0012031 | 0.002373 | 0.0035163 | 0.0046385 | 0.0057436 | 0.0068351 | 0.0079572 | 0.0090956 | 0.0090956 | 0.0090956 | 0.0090956 | 0.0094327 | 0.0097024 | 0.0099264 | 0.010077 | 0.010181 | 0.010196 | 0.010225 | 0.01034 | 0.01034 | 0.01034 | 0.01034 | 0.010346 | 0.010455 | 0.010455 | 3.1066e-05 | 9.2217e-05 | 0.00015072 | 0.0002074 | 0.00026283 | 0.00031745 | 0.00038583 | 0.00045173 | 0.00048384 | 0.00048323 | 0.0004829 | 0.00068105 | 0.00064709 | 0.00062299 | 0.00059178 | 0.00056769 | 0.0005494 | 0.00053565 | 0.00059992 | 0.00044015 | 0.00042643 | 0.00039157 | 0.00034334 | 0.00037539 | 0.00024525 | 3.1066e-05 | 0.00012328 | 0.00027401 | 0.00048141 | 0.00074424 | 0.0010617 | 0.0014475 | 0.0018993 | 0.0023831 | 0.0028663 | 0.0033492 | 0.0040303 | 0.0046774 | 0.0053004 | 0.0058921 | 0.0064598 | 0.0070092 | 0.0075449 | 0.0081448 | 0.0085849 | 0.0090114 | 0.0094029 | 0.0097463 | 0.010122 | 0.010367 | 2.5566e-05 | 7.589e-05 | 0.00012404 | 0.00017068 | 0.0002163 | 0.00026125 | 0.00031752 | 0.00037175 | 0.00039818 | 0.00039767 | 0.0003974 | 0.00056047 | 0.00053252 | 0.00051269 | 0.000487 | 0.00046718 | 0.00045213 | 0.00044081 | 0.0004937 | 0.00036222 | 0.00035093 | 0.00032224 | 0.00028255 | 0.00030892 | 0.00020183 | 2.5566e-05 | 0.00010146 | 0.00022549 | 0.00039617 | 0.00061247 | 0.00087372 | 0.0011912 | 0.001563 | 0.0019612 | 0.0023588 | 0.0027562 | 0.0033167 | 0.0038492 | 0.0043619 | 0.0048489 | 0.0053161 | 0.0057682 | 0.0062091 | 0.0067028 | 0.007065 | 0.0074159 | 0.0077381 | 0.0080207 | 0.0083296 | 0.0085314 | 3.1066e-05 | 9.2217e-05 | 0.00015072 | 0.0002074 | 0.00026283 | 0.00031745 | 0.00038583 | 0.00045173 | 0.00048384 | 0.00048323 | 0.0004829 | 0.00068105 | 0.00064709 | 0.00062299 | 0.00059178 | 0.00056769 | 0.0005494 | 0.00053565 | 0.00059992 | 0.00044015 | 0.00042643 | 0.00039157 | 0.00034334 | 0.00037539 | 0.00024525 | 3.1066e-05 | 0.00012328 | 0.00027401 | 0.00048141 | 0.00074424 | 0.0010617 | 0.0014475 | 0.0018993 | 0.0023831 | 0.0028663 | 0.0033492 | 0.0040303 | 0.0046774 | 0.0053004 | 0.0058921 | 0.0064598 | 0.0070092 | 0.0075449 | 0.0081448 | 0.0085849 | 0.0090114 | 0.0094029 | 0.0097463 | 0.010122 | 0.010367 | 2.5566e-05 | 7.589e-05 | 0.00012404 | 0.00017068 | 0.0002163 | 0.00026125 | 0.00031752 | 0.00037175 | 0.00039818 | 0.00039767 | 0.0003974 | 0.00056047 | 0.00053252 | 0.00051269 | 0.000487 | 0.00046718 | 0.00045213 | 0.00044081 | 0.0004937 | 0.00036222 | 0.00035093 | 0.00032224 | 0.00028255 | 0.00030892 | 0.00020183 | 2.5566e-05 | 0.00010146 | 0.00022549 | 0.00039617 | 0.00061247 | 0.00087372 | 0.0011912 | 0.001563 | 0.0019612 | 0.0023588 | 0.0027562 | 0.0033167 | 0.0038492 | 0.0043619 | 0.0048489 | 0.0053161 | 0.0057682 | 0.0062091 | 0.0067028 | 0.007065 | 0.0074159 | 0.0077381 | 0.0080207 | 0.0083296 | 0.0085314 | 3.1066e-05 | 9.2217e-05 | 0.00015072 | 0.0002074 | 0.00026283 | 0.00031745 | 0.00038583 | 0.00045173 | 0.00048384 | 0.00048323 | 0.0004829 | 0.00068105 | 0.00064709 | 0.00062299 | 0.00059178 | 0.00056769 | 0.0005494 | 0.00053565 | 0.00059992 | 0.00044015 | 0.00042643 | 0.00039157 | 0.00034334 | 0.00037539 | 0.00024525 | 3.1066e-05 | 0.00012328 | 0.00027401 | 0.00048141 | 0.00074424 | 0.0010617 | 0.0014475 | 0.0018993 | 0.0023831 | 0.0028663 | 0.0033492 | 0.0040303 | 0.0046774 | 0.0053004 | 0.0058921 | 0.0064598 | 0.0070092 | 0.0075449 | 0.0081448 | 0.0085849 | 0.0090114 | 0.0094029 | 0.0097463 | 0.010122 | 0.010367 | 2.5566e-05 | 7.589e-05 | 0.00012404 | 0.00017068 | 0.0002163 | 0.00026125 | 0.00031752 | 0.00037175 | 0.00039818 | 0.00039767 | 0.0003974 | 0.00056047 | 0.00053252 | 0.00051269 | 0.000487 | 0.00046718 | 0.00045213 | 0.00044081 | 0.0004937 | 0.00036222 | 0.00035093 | 0.00032224 | 0.00028255 | 0.00030892 | 0.00020183 | 2.5566e-05 | 0.00010146 | 0.00022549 | 0.00039617 | 0.00061247 | 0.00087372 | 0.0011912 | 0.001563 | 0.0019612 | 0.0023588 | 0.0027562 | 0.0033167 | 0.0038492 | 0.0043619 | 0.0048489 | 0.0053161 | 0.0057682 | 0.0062091 | 0.0067028 | 0.007065 | 0.0074159 | 0.0077381 | 0.0080207 | 0.0083296 | 0.0085314 | -607.2266 | -607.2266 | -607.2266 | -607.2266 | -607.2266 | -607.2266 | -607.2266 | -607.2266 | -607.2266 | -607.2266 | -607.2266 | -607.2266 | -607.2266 | -607.2266 | -607.2266 | -607.2266 | -607.2266 | -607.2266 | -607.2266 | -607.2266 | -607.2266 | -607.2265 | -607.2265 | -607.2265 | -607.2265 | 0.001236 | 0.001236 | 0.001236 | 0.001236 | 0.001236 | 0.001236 | 0.001236 | 0.001236 | 0.001236 | 0.001236 | 0.001236 | 0.001236 | 0.001236 | 0.001236 | 0.001236 | 0.001236 | 0.001236 | 0.001236 | 0.001236 | 0.001236 | 0.001236 | 0.0013278 | 0.0013278 | 0.0013278 | 0.0013278
OR_Commercial_Interruptible - Miscellaneous_Existing_Food Preparation_Natural Gas_Commercial Food Prep Other_A | OR | Commercial | Interruptible - Miscellaneous | Existing | Food Preparation | Natural Gas | Commercial Food Prep Other | A | WCNG237 | Standard | ENERGY STAR | 10 | 0 | 0 | 0 | 254.64 | 0 | 0 | 0 | 0.7 | 0.2 | 1 units | 0% | 100% | Lost Opportunity | LOEven20_OR | 85% | TBD | 0% | 0 |  | 0 |  | 0 | N/A | N/A | N/A | Standard | Standard | Standard | Standard | Standard | Standard | Standard | Standard | Standard | Standard | Standard | Standard | Standard | Standard | Standard | Standard | Standard | Standard | Standard | Standard | Standard | Standard | Standard | Standard | Standard | Standard | Standard | ENERGY STAR | ENERGY STAR | ENERGY STAR | ENERGY STAR | ENERGY STAR | ENERGY STAR | ENERGY STAR | ENERGY STAR | ENERGY STAR | ENERGY STAR | ENERGY STAR | ENERGY STAR | ENERGY STAR | ENERGY STAR | ENERGY STAR | ENERGY STAR | ENERGY STAR | ENERGY STAR | ENERGY STAR | ENERGY STAR | ENERGY STAR | ENERGY STAR | ENERGY STAR | ENERGY STAR | ENERGY STAR | ENERGY STAR | ENERGY STAR | 254.64 | 254.64 | 254.64 | 254.64 | 254.64 | 254.64 | 254.64 | 254.64 | 254.64 | 254.64 | 254.64 | 254.64 | 254.64 | 254.64 | 254.64 | 254.64 | 254.64 | 254.64 | 254.64 | 254.64 | 254.64 | 254.64 | 254.64 | 254.6373 | 254.6373 | 254.6373 | 254.6373 | 0 | 0 | 0 | 0 | 0 | 0 | 0 | 0 | 0 | 0 | 0 | 0 | 0 | 0 | 0 | 0 | 0 | 0 | 0 | 0 | 0 | 0 | 0 | 0 | 0 | 0 | 0 | 0 | 0 | 0 | 0 | 0 | 0 | 0 | 0 | 0 | 0 | 0 | 0 | 0 | 0 | 0 | 0 | 0 | 0 | 0 | 0 | 0 | 0 | 0 | 0 | 0 | 0 | 0 | 0 | 0 | 0 | 0 | 0 | 0 | 0 | 0 | 0 | 0 | 0 | 0 | 0 | 0 | 0 | 0 | 0 | 0 | 0 | 0 | 0 | 0 | 0 | 0 | 0 | 0 | 0 | 0 | 0 | 0 | 0 | 0 | 0 | 0 | 0 | 0 | 0 | 0 | 0 | 0 | 0 | 0 | 0 | 0 | 0 | 0 | 0 | 0 | 0 | 0 | 0 | 0 | 0 | 0 | 0 | 0 | 0 | 0 | 0 | 0 | 0 | 0 | 0 | 0 | 0 | 0 | 0 | 0 | 0 | 0 | 0 | 0 | 0 | 0 | 0 | 0 | 0 | 0 | 0 | 0 | 0 | 0 | 0 | 0 | 0 | 0 | 0 | 0 | 0 | 0 | 0 | 0 | 0 | 0 | 0 | 0 | 0 | 0 | 0 | 0 | 0 | 0 | 0 | 0 | 0 | 0 | 0 | 0 | 0 | 0 | 0 | 0 | 0 | 0 | 0 | 0 | 0 | 0 | 0 | 0 | 0 | 0 | 0 | 0 | 0 | 0 | 0 | 0 | 0 | 0 | 0 | 0 | 0 | 0 | 0 | 0 | 0 | 0 | 0 | 0 | 0 | 0 | 0 | 0 | 0 | 0 | 0 | 0 | 0 | 0 | 0 | 0 | 0 | 0 | 0 | 0 | 0 | 0 | 0 | 0 | 0 | 0 | 0 | 0 | 0 | 0 | 0 | 0 | 0 | 0 | 0 | 0 | 0 | 0 | 0 | 0 | 0 | 0 | 0 | 0 | 0 | 0 | 0 | 0 | 0 | 0 | 0 | 0 | 0 | 0 | 0 | 0 | 0 | 0 | 0 | 0 | 0 | 0 | 0 | 0 | 0 | 0 | 0 | 0 | 0 | 0 | 0 | 0 | 0 | 0 | 0 | 0 | 0 | 0 | 0 | 0 | 0 | 0 | 0 | 0 | 0 | 0 | 0 | 0 | 0 | 0 | 0 | 0 | 0 | 0 | 0 | 0 | 0 | 0 | 0 | 0 | 0 | 0 | 0 | 0 | 0 | 0 | 0 | 0 | 0 | 0 | 0 | 0 | 0 | 0 | 0 | 0 | 0 | 0 | 0 | 0 | 0 | 0 | 0 | 0 | 0 | 0 | 0 | 0 | 0 | 0 | 0 | 0 | 0 | 0 | 0 | 0 | 0 | 0 | 0 | 0 | 0 | 0 | 0 | 0 | 0 | 0 | 0 | 0 | 0 | 0 | 0 | 0 | 0 | 0 | 0 | 0 | 0 | 0 | 0 | 0 | 0 | 0 | 0 | 0 | 0 | 0 | 0 | 0 | 0 | 0 | 0 | 0 | 0 | 0 | 0 | 0 | 0 | 0 | 0 | 0 | 0 | 0 | 0 | 0 | 0 | 0 | 0 | 0 | 0 | 0 | 0 | 0 | 0 | 0 | 0 | 0 | 0 | 0 | 0 | 0 | 0 | 0 | 0 | 0 | 0 | 0 | 0 | 0 | 0 | 0 | 0 | 0 | 0 | 0 | 0 | 0 | 0 | 0 | 0 | 0 | 0 | 0 | 0 | 0 | 0 | 0 | 0 | 0 | 0 | 0 | 0 | 0 | 0 | 0 | 0 | 0 | 0 | 0 | 0 | 0 | 0 | 0 | 0 | 0 | 0 | 0 | 0 | 0 | 0 | 0 | 0 | 0 | 0 | 0 | 0 | 0 | 0 | 0 | 0 | 0 | 0 | 0 | 0 | 0 | 0 | 0 | 0 | 0 | 0 | 0 | 0 | 0 | 0 | 0 | 0 | 0 | 0 | 0 | 0 | 0 | 0 | 0 | 0 | 0 | 0 | 0 | 0
OR_Commercial_Interruptible - Miscellaneous_Existing_Miscellaneous_Natural Gas_Pool Heater_A | OR | Commercial | Interruptible - Miscellaneous | Existing | Miscellaneous | Natural Gas | Pool Heater | A | WCNG238 | Standard (EF .78) | Condensing (EF .90) | 6 | 2233.5 | 0 | 0 | 12715.41 | 0 | 0 | 0 | 0.7 | 0.2 | 1 units | 1.215% | 100% | Lost Opportunity | LO1Slow_OR | 84.66% | TBD | 0% | 1429.2719 |  | 1071.9539 |  | 0 | DOE Commercial R&D 2016 - Table 7-6 | DOE Commercial R&D 2016 - Table 7-7 | DOE Commercial R&D 2016 - Table 7-9 | Standard (EF .78) | Standard (EF .78) | Standard (EF .78) | Standard (EF .78) | Standard (EF .78) | Standard (EF .78) | Standard (EF .78) | Standard (EF .78) | Standard (EF .78) | Standard (EF .78) | Standard (EF .78) | Standard (EF .78) | Standard (EF .78) | Standard (EF .78) | Standard (EF .78) | Standard (EF .78) | Standard (EF .78) | Standard (EF .78) | Standard (EF .78) | Standard (EF .78) | Standard (EF .78) | Standard (EF .78) | Standard (EF .78) | Standard (EF .78) | Standard (EF .78) | Standard (EF .78) | Standard (EF .78) | Condensing (EF .90) | Condensing (EF .90) | Condensing (EF .90) | Condensing (EF .90) | Condensing (EF .90) | Condensing (EF .90) | Condensing (EF .90) | Condensing (EF .90) | Condensing (EF .90) | Condensing (EF .90) | Condensing (EF .90) | Condensing (EF .90) | Condensing (EF .90) | Condensing (EF .90) | Condensing (EF .90) | Condensing (EF .90) | Condensing (EF .90) | Condensing (EF .90) | Condensing (EF .90) | Condensing (EF .90) | Condensing (EF .90) | Condensing (EF .90) | Condensing (EF .90) | Condensing (EF .90) | Condensing (EF .90) | Condensing (EF .90) | Condensing (EF .90) | 12715.41 | 12715.41 | 12715.41 | 12715.41 | 12715.41 | 12715.41 | 12715.41 | 12715.41 | 12715.41 | 12715.41 | 12715.41 | 12715.41 | 12715.41 | 12715.41 | 12715.41 | 12715.41 | 12715.41 | 12715.41 | 12715.41 | 12715.41 | 12715.41 | 12715.41 | 12715.41 | 12715.4132 | 12715.4132 | 12715.4132 | 12715.4132 | 0 | 2233.5 | 2233.5 | 2233.5 | 2233.5 | 2233.5 | 2233.5 | 2233.5 | 2233.5 | 2233.5 | 2233.5 | 2233.5 | 2233.5 | 2233.5 | 2233.5 | 2233.5 | 2233.5 | 2233.5 | 2233.5 | 2233.5 | 2233.5 | 2233.5 | 2233.5 | 2233.5 | 2233.5 | 2233.5 | 2233.5 | 0.0039521 | 0.003843 | 0.0037558 | 0.003686 | 0.0037665 | 0.0038036 | 0 | 0 | 2.168e-05 | 0.001161 | 0.00083612 | 0.00061221 | 0.00031781 | 0.00031006 | 0.00053548 | 0 | 0 | 0 | 0 | 0 | 0 | 0 | 0 | 0 | 0 | 0.0039521 | 0.0077951 | 0.011551 | 0.015237 | 0.019003 | 0.022807 | 0.022807 | 0.022807 | 0.022829 | 0.02399 | 0.024826 | 0.025438 | 0.025756 | 0.026066 | 0.026601 | 0.026601 | 0.026601 | 0.026601 | 0.026601 | 0.026601 | 0.026601 | 0.026601 | 0.026601 | 0.026601 | 0.026601 | 0.0017694 | 0.0017206 | 0.0016816 | 0.0016503 | 0.0016864 | 0.001703 | 0 | 0 | 9.7069e-06 | 0.00051981 | 0.00037435 | 0.0002741 | 0.00014229 | 0.00013882 | 0.00023975 | 0 | 0 | 0 | 0 | 0 | 0 | 0 | 0 | 0 | 0 | 0.0017694 | 0.0034901 | 0.0051717 | 0.006822 | 0.0085084 | 0.010211 | 0.010211 | 0.010211 | 0.010221 | 0.010741 | 0.011115 | 0.011389 | 0.011532 | 0.01167 | 0.01191 | 0.01191 | 0.01191 | 0.01191 | 0.01191 | 0.01191 | 0.01191 | 0.01191 | 0.01191 | 0.01191 | 0.01191 | 1.6796e-05 | 2.5122e-05 | 5.3608e-05 | 9.8998e-05 | 0.0001731 | 0.00027886 | 0.00040448 | 0.00057826 | 0.00077153 | 0.0013008 | 0.0015194 | 0.0017158 | 0.0018675 | 0.001953 | 0.0021311 | 0.001852 | 0.0017527 | 0.0015654 | 0.0012887 | 0.0013085 | 0.00078969 | 0.0003906 | 8.1104e-05 | 0 | 0 | 1.6796e-05 | 4.1918e-05 | 9.5525e-05 | 0.00019452 | 0.00036763 | 0.00064649 | 0.001051 | 0.0016292 | 0.0024008 | 0.0037016 | 0.005221 | 0.0069368 | 0.0088044 | 0.010757 | 0.012888 | 0.01474 | 0.016493 | 0.018059 | 0.019347 | 0.020656 | 0.021446 | 0.021836 | 0.021917 | 0.021917 | 0.021917 | 7.5201e-06 | 1.1248e-05 | 2.4002e-05 | 4.4324e-05 | 7.7503e-05 | 0.00012485 | 0.0001811 | 0.0002589 | 0.00034544 | 0.00058241 | 0.0006803 | 0.00076822 | 0.00083615 | 0.00087441 | 0.00095415 | 0.0008292 | 0.00078474 | 0.00070087 | 0.00057699 | 0.00058587 | 0.00035356 | 0.00017488 | 3.6312e-05 | 0 | 0 | 7.5201e-06 | 1.8768e-05 | 4.2769e-05 | 8.7093e-05 | 0.0001646 | 0.00028945 | 0.00047055 | 0.00072945 | 0.0010749 | 0.0016573 | 0.0023376 | 0.0031058 | 0.003942 | 0.0048164 | 0.0057705 | 0.0065997 | 0.0073845 | 0.0080853 | 0.0086623 | 0.0092482 | 0.0096018 | 0.0097766 | 0.0098129 | 0.0098129 | 0.0098129 | 0 | 1.6333e-05 | 2.4551e-05 | 5.2612e-05 | 0.00010116 | 0.00017481 | 0.00027944 | 0.00040371 | 0.0005752 | 0.0010062 | 0.0012281 | 0.001449 | 0.0016493 | 0.0018062 | 0.002055 | 0.0019438 | 0.0019294 | 0.0018003 | 0.0015922 | 0.001585 | 0.0011202 | 0.00068622 | 0.00033972 | 6.5299e-05 | 0 | 0 | 1.6333e-05 | 4.0884e-05 | 9.3496e-05 | 0.00019465 | 0.00036946 | 0.0006489 | 0.0010526 | 0.0016278 | 0.002634 | 0.003862 | 0.0053111 | 0.0069604 | 0.0087666 | 0.010822 | 0.012765 | 0.014695 | 0.016495 | 0.018087 | 0.019672 | 0.020792 | 0.021479 | 0.021818 | 0.021884 | 0.021884 | 0 | 7.3127e-06 | 1.0992e-05 | 2.3556e-05 | 4.5291e-05 | 7.8266e-05 | 0.00012511 | 0.00018075 | 0.00025753 | 0.00045048 | 0.00054984 | 0.00064878 | 0.00073844 | 0.00080868 | 0.00092009 | 0.00087031 | 0.00086383 | 0.00080604 | 0.00071288 | 0.00070964 | 0.00050154 | 0.00030724 | 0.0001521 | 2.9236e-05 | 0 | 0 | 7.3127e-06 | 1.8305e-05 | 4.1861e-05 | 8.7152e-05 | 0.00016542 | 0.00029053 | 0.00047129 | 0.00072882 | 0.0011793 | 0.0017291 | 0.0023779 | 0.0031164 | 0.003925 | 0.0048451 | 0.0057154 | 0.0065793 | 0.0073853 | 0.0080982 | 0.0088078 | 0.0093094 | 0.0096166 | 0.0097687 | 0.0097979 | 0.0097979 | 1.6796e-05 | 2.5122e-05 | 5.3608e-05 | 9.8998e-05 | 0.0001731 | 0.00027886 | 0.00040448 | 0.00057826 | 0.00077153 | 0.0013008 | 0.0015194 | 0.0017158 | 0.0018675 | 0.001953 | 0.0021311 | 0.001852 | 0.0017527 | 0.0015654 | 0.0012887 | 0.0013085 | 0.00078969 | 0.0003906 | 8.1104e-05 | 0 | 0 | 1.6796e-05 | 4.1918e-05 | 9.5525e-05 | 0.00019452 | 0.00036763 | 0.00064649 | 0.001051 | 0.0016292 | 0.0024008 | 0.0037016 | 0.005221 | 0.0069368 | 0.0088044 | 0.010757 | 0.012888 | 0.01474 | 0.016493 | 0.018059 | 0.019347 | 0.020656 | 0.021446 | 0.021836 | 0.021917 | 0.021917 | 0.021917 | 7.5201e-06 | 1.1248e-05 | 2.4002e-05 | 4.4324e-05 | 7.7503e-05 | 0.00012485 | 0.0001811 | 0.0002589 | 0.00034544 | 0.00058241 | 0.0006803 | 0.00076822 | 0.00083615 | 0.00087441 | 0.00095415 | 0.0008292 | 0.00078474 | 0.00070087 | 0.00057699 | 0.00058587 | 0.00035356 | 0.00017488 | 3.6312e-05 | 0 | 0 | 7.5201e-06 | 1.8768e-05 | 4.2769e-05 | 8.7093e-05 | 0.0001646 | 0.00028945 | 0.00047055 | 0.00072945 | 0.0010749 | 0.0016573 | 0.0023376 | 0.0031058 | 0.003942 | 0.0048164 | 0.0057705 | 0.0065997 | 0.0073845 | 0.0080853 | 0.0086623 | 0.0092482 | 0.0096018 | 0.0097766 | 0.0098129 | 0.0098129 | 0.0098129 | 1429.2719 | 1429.2719 | 1429.2719 | 1429.2719 | 1429.2719 | 1429.2719 | 1429.2719 | 1429.2719 | 1429.2719 | 1429.2719 | 1429.2719 | 1429.2719 | 1429.2719 | 1429.2719 | 1429.2719 | 1429.2719 | 1429.2719 | 1429.2719 | 1429.2719 | 1429.2719 | 1429.2719 | 1429.2722 | 1429.2722 | 1429.2722 | 1429.2722 | 1071.9539 | 1071.9539 | 1071.9539 | 1071.9539 | 1071.9539 | 1071.9539 | 1071.9539 | 1071.9539 | 1071.9539 | 1071.9539 | 1071.9539 | 1071.9539 | 1071.9539 | 1071.9539 | 1071.9539 | 1071.9539 | 1071.9539 | 1071.9539 | 1071.9539 | 1071.9539 | 1071.9539 | 1071.9542 | 1071.9542 | 1071.9542 | 1071.9542
OR_Commercial_Interruptible - Miscellaneous_New_Space Heating_Natural Gas_Furnace_A | OR | Commercial | Interruptible - Miscellaneous | New | Space Heating | Natural Gas | Furnace | A | WCNG239 | AFUE 80% (Standard) | AFUE 96% | 23 | 0 | 0 | 0 | 956.79 | -5.72 | 0 | 0 | 0.7 | 0.2 | 400 kBtu/hr | 53.91% | 100% | Lost Opportunity | LO1Slow_OR | 84.66% | TBD | 0% | 0 |  | 0 |  | 0 | EIA18_Tech Forecast Updates_p.90_2020 Typical | EIA18_Tech Forecast Updates_p.90_2020 Typical | AEG BEST | AFUE 80% (Standard) | AFUE 80% (Standard) | AFUE 80% (Standard) | AFUE 90% | AFUE 90% | AFUE 90% | AFUE 90% | AFUE 90% | AFUE 90% | AFUE 90% | AFUE 90% | AFUE 90% | AFUE 90% | AFUE 90% | AFUE 90% | AFUE 90% | AFUE 90% | AFUE 90% | AFUE 90% | AFUE 90% | AFUE 90% | AFUE 90% | AFUE 90% | AFUE 90% | AFUE 90% | AFUE 90% | AFUE 90% | AFUE 96% | AFUE 96% | AFUE 96% | AFUE 96% | AFUE 96% | AFUE 96% | AFUE 96% | AFUE 96% | AFUE 96% | AFUE 96% | AFUE 96% | AFUE 96% | AFUE 96% | AFUE 96% | AFUE 96% | AFUE 96% | AFUE 96% | AFUE 96% | AFUE 96% | AFUE 96% | AFUE 96% | AFUE 96% | AFUE 96% | AFUE 96% | AFUE 96% | AFUE 96% | AFUE 96% | 1913.58 | 1913.58 | 1913.58 | 956.79 | 956.79 | 956.79 | 956.79 | 956.79 | 956.79 | 956.79 | 956.79 | 956.79 | 956.79 | 956.79 | 956.79 | 956.79 | 956.79 | 956.79 | 956.79 | 956.79 | 956.79 | 956.79 | 956.79 | 956.7894 | 956.7894 | 956.7894 | 956.7894 | 0 | 0 | 0 | 0 | 0 | 0 | 0 | 0 | 0 | 0 | 0 | 0 | 0 | 0 | 0 | 0 | 0 | 0 | 0 | 0 | 0 | 0 | 0 | 0 | 0 | 0 | 0 | 0 | 0 | 0 | 0 | 0 | 0 | 0 | 0 | 0 | 0 | 0 | 0 | 0 | 0 | 0 | 0 | 0 | 0 | 0 | 0 | 0 | 0 | 0 | 0 | 0 | 0 | 0 | 0 | 0 | 0 | 0 | 0 | 0 | 0 | 0 | 0 | 0 | 0 | 0 | 0 | 0 | 0 | 0 | 0 | 0 | 0 | 0 | 0 | 0 | 0 | 0 | 0 | 0 | 0 | 0 | 0 | 0 | 0 | 0 | 0 | 0 | 0 | 0 | 0 | 0 | 0 | 0 | 0 | 0 | 0 | 0 | 0 | 0 | 0 | 0 | 0 | 0 | 0 | 0 | 0 | 0 | 0 | 0 | 0 | 0 | 0 | 0 | 0 | 0 | 0 | 0 | 0 | 0 | 0 | 0 | 0 | 0 | 0 | 0 | 0 | 0 | 0 | 0 | 0 | 0 | 0 | 0 | 0 | 0 | 0 | 0 | 0 | 0 | 0 | 0 | 0 | 0 | 0 | 0 | 0 | 0 | 0 | 0 | 0 | 0 | 0 | 0 | 0 | 0 | 0 | 0 | 0 | 0 | 0 | 0 | 0 | 0 | 0 | 0 | 0 | 0 | 0 | 0 | 0 | 0 | 0 | 0 | 0 | 0 | 0 | 0 | 0 | 0 | 0 | 0 | 0 | 0 | 0 | 0 | 0 | 0 | 0 | 0 | 0 | 0 | 0 | 0 | 0 | 0 | 0 | 0 | 0 | 0 | 0 | 0 | 0 | 0 | 0 | 0 | 0 | 0 | 0 | 0 | 0 | 0 | 0 | 0 | 0 | 0 | 0 | 0 | 0 | 0 | 0 | 0 | 0 | 0 | 0 | 0 | 0 | 0 | 0 | 0 | 0 | 0 | 0 | 0 | 0 | 0 | 0 | 0 | 0 | 0 | 0 | 0 | 0 | 0 | 0 | 0 | 0 | 0 | 0 | 0 | 0 | 0 | 0 | 0 | 0 | 0 | 0 | 0 | 0 | 0 | 0 | 0 | 0 | 0 | 0 | 0 | 0 | 0 | 0 | 0 | 0 | 0 | 0 | 0 | 0 | 0 | 0 | 0 | 0 | 0 | 0 | 0 | 0 | 0 | 0 | 0 | 0 | 0 | 0 | 0 | 0 | 0 | 0 | 0 | 0 | 0 | 0 | 0 | 0 | 0 | 0 | 0 | 0 | 0 | 0 | 0 | 0 | 0 | 0 | 0 | 0 | 0 | 0 | 0 | 0 | 0 | 0 | 0 | 0 | 0 | 0 | 0 | 0 | 0 | 0 | 0 | 0 | 0 | 0 | 0 | 0 | 0 | 0 | 0 | 0 | 0 | 0 | 0 | 0 | 0 | 0 | 0 | 0 | 0 | 0 | 0 | 0 | 0 | 0 | 0 | 0 | 0 | 0 | 0 | 0 | 0 | 0 | 0 | 0 | 0 | 0 | 0 | 0 | 0 | 0 | 0 | 0 | 0 | 0 | 0 | 0 | 0 | 0 | 0 | 0 | 0 | 0 | 0 | 0 | 0 | 0 | 0 | 0 | 0 | 0 | 0 | 0 | 0 | 0 | 0 | 0 | 0 | 0 | 0 | 0 | 0 | 0 | 0 | 0 | 0 | 0 | 0 | 0 | 0 | 0 | 0 | 0 | 0 | 0 | 0 | 0 | 0 | 0 | 0 | 0 | 0 | 0 | 0 | 0 | 0 | 0 | 0 | 0 | 0 | 0 | 0 | 0 | 0 | 0 | 0 | 0 | 0 | 0 | 0 | 0 | 0 | 0 | 0 | 0 | 0 | 0 | 0 | 0 | 0 | 0 | 0 | 0 | 0 | 0 | 0 | 0 | 0 | 0 | 0 | 0 | 0 | 0 | 0 | 0 | 0 | 0 | 0 | 0 | 0 | 0 | 0 | 0 | 0 | 0 | 0 | 0 | 0 | 0 | 0 | 0 | 0 | 0
OR_Commercial_Interruptible - Miscellaneous_New_Space Heating_Natural Gas_Boiler_A | OR | Commercial | Interruptible - Miscellaneous | New | Space Heating | Natural Gas | Boiler | A | WCNG240 | AFUE 80% (Standard) | AFUE 97% | 25 | 0 | 0 | 0 | 21006.57 | 0 | 0 | 0 | 0.7 | 0.2 | 800 kBtu/hr | 25.45% | 100% | Lost Opportunity | LO20Fast_OR | 84.66% | TBD | 0% | 0 |  | 0 |  | 0 | EIA 2018 Tech Forecast | EIA 2018 Tech Forecast | AEG BEST | AFUE 80% (Standard) | AFUE 80% (Standard) | AFUE 80% (Standard) | AFUE 80% (Standard) | AFUE 80% (Standard) | AFUE 80% (Standard) | AFUE 80% (Standard) | AFUE 80% (Standard) | AFUE 80% (Standard) | AFUE 80% (Standard) | AFUE 80% (Standard) | AFUE 80% (Standard) | AFUE 80% (Standard) | AFUE 80% (Standard) | AFUE 80% (Standard) | AFUE 80% (Standard) | AFUE 80% (Standard) | AFUE 80% (Standard) | AFUE 80% (Standard) | AFUE 80% (Standard) | AFUE 80% (Standard) | AFUE 80% (Standard) | AFUE 80% (Standard) | AFUE 80% (Standard) | AFUE 80% (Standard) | AFUE 80% (Standard) | AFUE 80% (Standard) | AFUE 97% | AFUE 97% | AFUE 97% | AFUE 97% | AFUE 97% | AFUE 97% | AFUE 97% | AFUE 97% | AFUE 97% | AFUE 97% | AFUE 97% | AFUE 97% | AFUE 97% | AFUE 97% | AFUE 97% | AFUE 97% | AFUE 97% | AFUE 97% | AFUE 97% | AFUE 97% | AFUE 97% | AFUE 97% | AFUE 97% | AFUE 97% | AFUE 97% | AFUE 97% | AFUE 97% | 21006.57 | 21006.57 | 21006.57 | 21006.57 | 21006.57 | 21006.57 | 21006.57 | 21006.57 | 21006.57 | 21006.57 | 21006.57 | 21006.57 | 21006.57 | 21006.57 | 21006.57 | 21006.57 | 21006.57 | 21006.57 | 21006.57 | 21006.57 | 21006.57 | 21006.57 | 21006.57 | 21006.5738 | 21006.5738 | 21006.5738 | 21006.5738 | 0 | 0 | 0 | 0 | 0 | 0 | 0 | 0 | 0 | 0 | 0 | 0 | 0 | 0 | 0 | 0 | 0 | 0 | 0 | 0 | 0 | 0 | 0 | 0 | 0 | 0 | 0 | 0 | 0 | 0 | 0 | 0 | 0 | 0 | 0 | 0 | 0 | 0 | 0 | 0 | 0 | 0 | 0 | 0 | 0 | 0 | 0 | 0 | 0 | 0 | 0 | 0 | 0 | 0 | 0 | 0 | 0 | 0 | 0 | 0 | 0 | 0 | 0 | 0 | 0 | 0 | 0 | 0 | 0 | 0 | 0 | 0 | 0 | 0 | 0 | 0 | 0 | 0 | 0 | 0 | 0 | 0 | 0 | 0 | 0 | 0 | 0 | 0 | 0 | 0 | 0 | 0 | 0 | 0 | 0 | 0 | 0 | 0 | 0 | 0 | 0 | 0 | 0 | 0 | 0 | 0 | 0 | 0 | 0 | 0 | 0 | 0 | 0 | 0 | 0 | 0 | 0 | 0 | 0 | 0 | 0 | 0 | 0 | 0 | 0 | 0 | 0 | 0 | 0 | 0 | 0 | 0 | 0 | 0 | 0 | 0 | 0 | 0 | 0 | 0 | 0 | 0 | 0 | 0 | 0 | 0 | 0 | 0 | 0 | 0 | 0 | 0 | 0 | 0 | 0 | 0 | 0 | 0 | 0 | 0 | 0 | 0 | 0 | 0 | 0 | 0 | 0 | 0 | 0 | 0 | 0 | 0 | 0 | 0 | 0 | 0 | 0 | 0 | 0 | 0 | 0 | 0 | 0 | 0 | 0 | 0 | 0 | 0 | 0 | 0 | 0 | 0 | 0 | 0 | 0 | 0 | 0 | 0 | 0 | 0 | 0 | 0 | 0 | 0 | 0 | 0 | 0 | 0 | 0 | 0 | 0 | 0 | 0 | 0 | 0 | 0 | 0 | 0 | 0 | 0 | 0 | 0 | 0 | 0 | 0 | 0 | 0 | 0 | 0 | 0 | 0 | 0 | 0 | 0 | 0 | 0 | 0 | 0 | 0 | 0 | 0 | 0 | 0 | 0 | 0 | 0 | 0 | 0 | 0 | 0 | 0 | 0 | 0 | 0 | 0 | 0 | 0 | 0 | 0 | 0 | 0 | 0 | 0 | 0 | 0 | 0 | 0 | 0 | 0 | 0 | 0 | 0 | 0 | 0 | 0 | 0 | 0 | 0 | 0 | 0 | 0 | 0 | 0 | 0 | 0 | 0 | 0 | 0 | 0 | 0 | 0 | 0 | 0 | 0 | 0 | 0 | 0 | 0 | 0 | 0 | 0 | 0 | 0 | 0 | 0 | 0 | 0 | 0 | 0 | 0 | 0 | 0 | 0 | 0 | 0 | 0 | 0 | 0 | 0 | 0 | 0 | 0 | 0 | 0 | 0 | 0 | 0 | 0 | 0 | 0 | 0 | 0 | 0 | 0 | 0 | 0 | 0 | 0 | 0 | 0 | 0 | 0 | 0 | 0 | 0 | 0 | 0 | 0 | 0 | 0 | 0 | 0 | 0 | 0 | 0 | 0 | 0 | 0 | 0 | 0 | 0 | 0 | 0 | 0 | 0 | 0 | 0 | 0 | 0 | 0 | 0 | 0 | 0 | 0 | 0 | 0 | 0 | 0 | 0 | 0 | 0 | 0 | 0 | 0 | 0 | 0 | 0 | 0 | 0 | 0 | 0 | 0 | 0 | 0 | 0 | 0 | 0 | 0 | 0 | 0 | 0 | 0 | 0 | 0 | 0 | 0 | 0 | 0 | 0 | 0 | 0 | 0 | 0 | 0 | 0 | 0 | 0 | 0 | 0 | 0 | 0 | 0 | 0 | 0 | 0 | 0 | 0 | 0 | 0 | 0 | 0 | 0 | 0 | 0 | 0 | 0 | 0 | 0 | 0 | 0 | 0 | 0 | 0 | 0 | 0 | 0 | 0 | 0 | 0 | 0 | 0 | 0 | 0 | 0 | 0 | 0 | 0 | 0 | 0 | 0 | 0 | 0 | 0 | 0 | 0 | 0 | 0 | 0 | 0 | 0 | 0 | 0 | 0 | 0 | 0 | 0 | 0
OR_Commercial_Interruptible - Miscellaneous_New_Space Heating_Natural Gas_Unit Heater_A | OR | Commercial | Interruptible - Miscellaneous | New | Space Heating | Natural Gas | Unit Heater | A | WCNG241 | Standard | Infrared Radiant | 15 | 0 | 0 | 0 | 16127.37 | -2197.29 | 0 | 0 | 0.7 | 0.2 | 120 kBtu/Hr | 0.4776% | 100% | Lost Opportunity | LO5Med_OR | 85% | TBD | 0% | 0 |  | 0 |  | 0 | Xcel CO 2021/22 DSM Plan/TRM p.424 | Xcel CO 2021/22 DSM Plan/TRM p.416 | Xcel CO 2021/22 DSM Plan/TRM p.416 | Standard | Standard | Standard | Standard | Standard | Standard | Standard | Standard | Standard | Standard | Standard | Standard | Standard | Standard | Standard | Standard | Standard | Standard | Standard | Standard | Standard | Standard | Standard | Standard | Standard | Standard | Standard | Infrared Radiant | Infrared Radiant | Infrared Radiant | Infrared Radiant | Infrared Radiant | Infrared Radiant | Infrared Radiant | Infrared Radiant | Infrared Radiant | Infrared Radiant | Infrared Radiant | Infrared Radiant | Infrared Radiant | Infrared Radiant | Infrared Radiant | Infrared Radiant | Infrared Radiant | Infrared Radiant | Infrared Radiant | Infrared Radiant | Infrared Radiant | Infrared Radiant | Infrared Radiant | Infrared Radiant | Infrared Radiant | Infrared Radiant | Infrared Radiant | 16127.37 | 16127.37 | 16127.37 | 16127.37 | 16127.37 | 16127.37 | 16127.37 | 16127.37 | 16127.37 | 16127.37 | 16127.37 | 16127.37 | 16127.37 | 16127.37 | 16127.37 | 16127.37 | 16127.37 | 16127.37 | 16127.37 | 16127.37 | 16127.37 | 16127.37 | 16127.37 | 16127.3721 | 16127.3721 | 16127.3721 | 16127.3721 | 0 | 0 | 0 | 0 | 0 | 0 | 0 | 0 | 0 | 0 | 0 | 0 | 0 | 0 | 0 | 0 | 0 | 0 | 0 | 0 | 0 | 0 | 0 | 0 | 0 | 0 | 0 | 0 | 0 | 0 | 0 | 0 | 0 | 0 | 0 | 0 | 0 | 0 | 0 | 0 | 0 | 0 | 0 | 0 | 0 | 0 | 0 | 0 | 0 | 0 | 0 | 0 | 0 | 0 | 0 | 0 | 0 | 0 | 0 | 0 | 0 | 0 | 0 | 0 | 0 | 0 | 0 | 0 | 0 | 0 | 0 | 0 | 0 | 0 | 0 | 0 | 0 | 0 | 0 | 0 | 0 | 0 | 0 | 0 | 0 | 0 | 0 | 0 | 0 | 0 | 0 | 0 | 0 | 0 | 0 | 0 | 0 | 0 | 0 | 0 | 0 | 0 | 0 | 0 | 0 | 0 | 0 | 0 | 0 | 0 | 0 | 0 | 0 | 0 | 0 | 0 | 0 | 0 | 0 | 0 | 0 | 0 | 0 | 0 | 0 | 0 | 0 | 0 | 0 | 0 | 0 | 0 | 0 | 0 | 0 | 0 | 0 | 0 | 0 | 0 | 0 | 0 | 0 | 0 | 0 | 0 | 0 | 0 | 0 | 0 | 0 | 0 | 0 | 0 | 0 | 0 | 0 | 0 | 0 | 0 | 0 | 0 | 0 | 0 | 0 | 0 | 0 | 0 | 0 | 0 | 0 | 0 | 0 | 0 | 0 | 0 | 0 | 0 | 0 | 0 | 0 | 0 | 0 | 0 | 0 | 0 | 0 | 0 | 0 | 0 | 0 | 0 | 0 | 0 | 0 | 0 | 0 | 0 | 0 | 0 | 0 | 0 | 0 | 0 | 0 | 0 | 0 | 0 | 0 | 0 | 0 | 0 | 0 | 0 | 0 | 0 | 0 | 0 | 0 | 0 | 0 | 0 | 0 | 0 | 0 | 0 | 0 | 0 | 0 | 0 | 0 | 0 | 0 | 0 | 0 | 0 | 0 | 0 | 0 | 0 | 0 | 0 | 0 | 0 | 0 | 0 | 0 | 0 | 0 | 0 | 0 | 0 | 0 | 0 | 0 | 0 | 0 | 0 | 0 | 0 | 0 | 0 | 0 | 0 | 0 | 0 | 0 | 0 | 0 | 0 | 0 | 0 | 0 | 0 | 0 | 0 | 0 | 0 | 0 | 0 | 0 | 0 | 0 | 0 | 0 | 0 | 0 | 0 | 0 | 0 | 0 | 0 | 0 | 0 | 0 | 0 | 0 | 0 | 0 | 0 | 0 | 0 | 0 | 0 | 0 | 0 | 0 | 0 | 0 | 0 | 0 | 0 | 0 | 0 | 0 | 0 | 0 | 0 | 0 | 0 | 0 | 0 | 0 | 0 | 0 | 0 | 0 | 0 | 0 | 0 | 0 | 0 | 0 | 0 | 0 | 0 | 0 | 0 | 0 | 0 | 0 | 0 | 0 | 0 | 0 | 0 | 0 | 0 | 0 | 0 | 0 | 0 | 0 | 0 | 0 | 0 | 0 | 0 | 0 | 0 | 0 | 0 | 0 | 0 | 0 | 0 | 0 | 0 | 0 | 0 | 0 | 0 | 0 | 0 | 0 | 0 | 0 | 0 | 0 | 0 | 0 | 0 | 0 | 0 | 0 | 0 | 0 | 0 | 0 | 0 | 0 | 0 | 0 | 0 | 0 | 0 | 0 | 0 | 0 | 0 | 0 | 0 | 0 | 0 | 0 | 0 | 0 | 0 | 0 | 0 | 0 | 0 | 0 | 0 | 0 | 0 | 0 | 0 | 0 | 0 | 0 | 0 | 0 | 0 | 0 | 0 | 0 | 0 | 0 | 0 | 0 | 0 | 0 | 0 | 0 | 0 | 0 | 0 | 0 | 0 | 0 | 0 | 0 | 0 | 0 | 0 | 0 | 0 | 0 | 0 | 0 | 0 | 0 | 0 | 0 | 0 | 0 | 0 | 0 | 0 | 0 | 0 | 0 | 0 | 0 | 0 | 0 | 0 | 0 | 0 | 0 | 0 | 0 | 0 | 0 | 0 | 0
OR_Commercial_Interruptible - Miscellaneous_New_Water Heating_Natural Gas_Water Heater_A | OR | Commercial | Interruptible - Miscellaneous | New | Water Heating | Natural Gas | Water Heater | A | WCNG242 | TE 88% | Tankless | 10 | 0 | 0 | 0 | 4.9 | 1.3 | 0 | 0 | 0.7 | 0.2 | 1 kBtu/hr | 59.12% | 100% | Lost Opportunity | LO12Med_OR | 84.74% | TBD | 0% | 0 |  | 0 |  | 0 | AEO 2021 - gas_water_heater 2017 ENERGY STAR | AEO 2021 - gas_water_heater 2017 ENERGY STAR | DHW_WH-Water Heating-NMTRM-2016-7 | TE 88% | TE 88% | TE 88% | TE 88% | TE 88% | TE 88% | TE 88% | TE 88% | TE 88% | TE 88% | TE 88% | TE 88% | TE 88% | TE 88% | TE 88% | TE 88% | TE 88% | TE 88% | TE 88% | TE 88% | TE 88% | TE 88% | TE 88% | TE 88% | TE 88% | TE 88% | TE 88% | Tankless | Tankless | Tankless | Tankless | Tankless | Tankless | Tankless | Tankless | Tankless | Tankless | Tankless | Tankless | Tankless | Tankless | Tankless | Tankless | Tankless | Tankless | Tankless | Tankless | Tankless | Tankless | Tankless | Tankless | Tankless | Tankless | Tankless | 4.9 | 4.9 | 4.9 | 4.9 | 4.9 | 4.9 | 4.9 | 4.9 | 4.9 | 4.9 | 4.9 | 4.9 | 4.9 | 4.9 | 4.9 | 4.9 | 4.9 | 4.9 | 4.9 | 4.9 | 4.9 | 4.9 | 4.9 | 4.8991 | 4.8991 | 4.8991 | 4.8991 | 0 | 0 | 0 | 0 | 0 | 0 | 0 | 0 | 0 | 0 | 0 | 0 | 0 | 0 | 0 | 0 | 0 | 0 | 0 | 0 | 0 | 0 | 0 | 0 | 0 | 0 | 0 | 0 | 0 | 0 | 0 | 0 | 0 | 0 | 0 | 0 | 0 | 0 | 0 | 0 | 0 | 0 | 0 | 0 | 0 | 0 | 0 | 0 | 0 | 0 | 0 | 0 | 0 | 0 | 0 | 0 | 0 | 0 | 0 | 0 | 0 | 0 | 0 | 0 | 0 | 0 | 0 | 0 | 0 | 0 | 0 | 0 | 0 | 0 | 0 | 0 | 0 | 0 | 0 | 0 | 0 | 0 | 0 | 0 | 0 | 0 | 0 | 0 | 0 | 0 | 0 | 0 | 0 | 0 | 0 | 0 | 0 | 0 | 0 | 0 | 0 | 0 | 0 | 0 | 0 | 0 | 0 | 0 | 0 | 0 | 0 | 0 | 0 | 0 | 0 | 0 | 0 | 0 | 0 | 0 | 0 | 0 | 0 | 0 | 0 | 0 | 0 | 0 | 0 | 0 | 0 | 0 | 0 | 0 | 0 | 0 | 0 | 0 | 0 | 0 | 0 | 0 | 0 | 0 | 0 | 0 | 0 | 0 | 0 | 0 | 0 | 0 | 0 | 0 | 0 | 0 | 0 | 0 | 0 | 0 | 0 | 0 | 0 | 0 | 0 | 0 | 0 | 0 | 0 | 0 | 0 | 0 | 0 | 0 | 0 | 0 | 0 | 0 | 0 | 0 | 0 | 0 | 0 | 0 | 0 | 0 | 0 | 0 | 0 | 0 | 0 | 0 | 0 | 0 | 0 | 0 | 0 | 0 | 0 | 0 | 0 | 0 | 0 | 0 | 0 | 0 | 0 | 0 | 0 | 0 | 0 | 0 | 0 | 0 | 0 | 0 | 0 | 0 | 0 | 0 | 0 | 0 | 0 | 0 | 0 | 0 | 0 | 0 | 0 | 0 | 0 | 0 | 0 | 0 | 0 | 0 | 0 | 0 | 0 | 0 | 0 | 0 | 0 | 0 | 0 | 0 | 0 | 0 | 0 | 0 | 0 | 0 | 0 | 0 | 0 | 0 | 0 | 0 | 0 | 0 | 0 | 0 | 0 | 0 | 0 | 0 | 0 | 0 | 0 | 0 | 0 | 0 | 0 | 0 | 0 | 0 | 0 | 0 | 0 | 0 | 0 | 0 | 0 | 0 | 0 | 0 | 0 | 0 | 0 | 0 | 0 | 0 | 0 | 0 | 0 | 0 | 0 | 0 | 0 | 0 | 0 | 0 | 0 | 0 | 0 | 0 | 0 | 0 | 0 | 0 | 0 | 0 | 0 | 0 | 0 | 0 | 0 | 0 | 0 | 0 | 0 | 0 | 0 | 0 | 0 | 0 | 0 | 0 | 0 | 0 | 0 | 0 | 0 | 0 | 0 | 0 | 0 | 0 | 0 | 0 | 0 | 0 | 0 | 0 | 0 | 0 | 0 | 0 | 0 | 0 | 0 | 0 | 0 | 0 | 0 | 0 | 0 | 0 | 0 | 0 | 0 | 0 | 0 | 0 | 0 | 0 | 0 | 0 | 0 | 0 | 0 | 0 | 0 | 0 | 0 | 0 | 0 | 0 | 0 | 0 | 0 | 0 | 0 | 0 | 0 | 0 | 0 | 0 | 0 | 0 | 0 | 0 | 0 | 0 | 0 | 0 | 0 | 0 | 0 | 0 | 0 | 0 | 0 | 0 | 0 | 0 | 0 | 0 | 0 | 0 | 0 | 0 | 0 | 0 | 0 | 0 | 0 | 0 | 0 | 0 | 0 | 0 | 0 | 0 | 0 | 0 | 0 | 0 | 0 | 0 | 0 | 0 | 0 | 0 | 0 | 0 | 0 | 0 | 0 | 0 | 0 | 0 | 0 | 0 | 0 | 0 | 0 | 0 | 0 | 0 | 0 | 0 | 0 | 0 | 0 | 0 | 0 | 0 | 0 | 0 | 0 | 0 | 0 | 0 | 0 | 0 | 0 | 0 | 0 | 0 | 0 | 0 | 0 | 0 | 0 | 0 | 0
OR_Commercial_Interruptible - Miscellaneous_New_Food Preparation_Natural Gas_Oven_A | OR | Commercial | Interruptible - Miscellaneous | New | Food Preparation | Natural Gas | Oven | A | WCNG243 | Standard | ENERGY STAR (>42% Baking Efficiency) | 12 | 0 | 0 | 0 | 436.37 | 0 | 0 | 0 | 0.7 | 0.2 | 1 units | 33.1% | 100% | Lost Opportunity | LOEven20_OR | 85% | TBD | 0% | 0 |  | 0 |  | 0 | IL TRM - 4.2.1 - CI-FSE-CBOV-V02-160601 | EIA 2018 Tech Forecast | ETO Measure Input Sheet | Standard | Standard | Standard | Standard | Standard | Standard | Standard | Standard | Standard | Standard | Standard | Standard | Standard | Standard | Standard | Standard | Standard | Standard | Standard | Standard | Standard | Standard | Standard | Standard | Standard | Standard | Standard | ENERGY STAR (>42% Baking Efficiency) | ENERGY STAR (>42% Baking Efficiency) | ENERGY STAR (>42% Baking Efficiency) | ENERGY STAR (>42% Baking Efficiency) | ENERGY STAR (>42% Baking Efficiency) | ENERGY STAR (>42% Baking Efficiency) | ENERGY STAR (>42% Baking Efficiency) | ENERGY STAR (>42% Baking Efficiency) | ENERGY STAR (>42% Baking Efficiency) | ENERGY STAR (>42% Baking Efficiency) | ENERGY STAR (>42% Baking Efficiency) | ENERGY STAR (>42% Baking Efficiency) | ENERGY STAR (>42% Baking Efficiency) | ENERGY STAR (>42% Baking Efficiency) | ENERGY STAR (>42% Baking Efficiency) | ENERGY STAR (>42% Baking Efficiency) | ENERGY STAR (>42% Baking Efficiency) | ENERGY STAR (>42% Baking Efficiency) | ENERGY STAR (>42% Baking Efficiency) | ENERGY STAR (>42% Baking Efficiency) | ENERGY STAR (>42% Baking Efficiency) | ENERGY STAR (>42% Baking Efficiency) | ENERGY STAR (>42% Baking Efficiency) | ENERGY STAR (>42% Baking Efficiency) | ENERGY STAR (>42% Baking Efficiency) | ENERGY STAR (>42% Baking Efficiency) | ENERGY STAR (>42% Baking Efficiency) | 436.37 | 436.37 | 436.37 | 436.37 | 436.37 | 436.37 | 436.37 | 436.37 | 436.37 | 436.37 | 436.37 | 436.37 | 436.37 | 436.37 | 436.37 | 436.37 | 436.37 | 436.37 | 436.37 | 436.37 | 436.37 | 436.37 | 436.37 | 436.3686 | 436.3686 | 436.3686 | 436.3686 | 0 | 0 | 0 | 0 | 0 | 0 | 0 | 0 | 0 | 0 | 0 | 0 | 0 | 0 | 0 | 0 | 0 | 0 | 0 | 0 | 0 | 0 | 0 | 0 | 0 | 0 | 0 | 0 | 0 | 0 | 0 | 0 | 0 | 0 | 0 | 0 | 0 | 0 | 0 | 0 | 0 | 0 | 0 | 0 | 0 | 0 | 0 | 0 | 0 | 0 | 0 | 0 | 0 | 0 | 0 | 0 | 0 | 0 | 0 | 0 | 0 | 0 | 0 | 0 | 0 | 0 | 0 | 0 | 0 | 0 | 0 | 0 | 0 | 0 | 0 | 0 | 0 | 0 | 0 | 0 | 0 | 0 | 0 | 0 | 0 | 0 | 0 | 0 | 0 | 0 | 0 | 0 | 0 | 0 | 0 | 0 | 0 | 0 | 0 | 0 | 0 | 0 | 0 | 0 | 0 | 0 | 0 | 0 | 0 | 0 | 0 | 0 | 0 | 0 | 0 | 0 | 0 | 0 | 0 | 0 | 0 | 0 | 0 | 0 | 0 | 0 | 0 | 0 | 0 | 0 | 0 | 0 | 0 | 0 | 0 | 0 | 0 | 0 | 0 | 0 | 0 | 0 | 0 | 0 | 0 | 0 | 0 | 0 | 0 | 0 | 0 | 0 | 0 | 0 | 0 | 0 | 0 | 0 | 0 | 0 | 0 | 0 | 0 | 0 | 0 | 0 | 0 | 0 | 0 | 0 | 0 | 0 | 0 | 0 | 0 | 0 | 0 | 0 | 0 | 0 | 0 | 0 | 0 | 0 | 0 | 0 | 0 | 0 | 0 | 0 | 0 | 0 | 0 | 0 | 0 | 0 | 0 | 0 | 0 | 0 | 0 | 0 | 0 | 0 | 0 | 0 | 0 | 0 | 0 | 0 | 0 | 0 | 0 | 0 | 0 | 0 | 0 | 0 | 0 | 0 | 0 | 0 | 0 | 0 | 0 | 0 | 0 | 0 | 0 | 0 | 0 | 0 | 0 | 0 | 0 | 0 | 0 | 0 | 0 | 0 | 0 | 0 | 0 | 0 | 0 | 0 | 0 | 0 | 0 | 0 | 0 | 0 | 0 | 0 | 0 | 0 | 0 | 0 | 0 | 0 | 0 | 0 | 0 | 0 | 0 | 0 | 0 | 0 | 0 | 0 | 0 | 0 | 0 | 0 | 0 | 0 | 0 | 0 | 0 | 0 | 0 | 0 | 0 | 0 | 0 | 0 | 0 | 0 | 0 | 0 | 0 | 0 | 0 | 0 | 0 | 0 | 0 | 0 | 0 | 0 | 0 | 0 | 0 | 0 | 0 | 0 | 0 | 0 | 0 | 0 | 0 | 0 | 0 | 0 | 0 | 0 | 0 | 0 | 0 | 0 | 0 | 0 | 0 | 0 | 0 | 0 | 0 | 0 | 0 | 0 | 0 | 0 | 0 | 0 | 0 | 0 | 0 | 0 | 0 | 0 | 0 | 0 | 0 | 0 | 0 | 0 | 0 | 0 | 0 | 0 | 0 | 0 | 0 | 0 | 0 | 0 | 0 | 0 | 0 | 0 | 0 | 0 | 0 | 0 | 0 | 0 | 0 | 0 | 0 | 0 | 0 | 0 | 0 | 0 | 0 | 0 | 0 | 0 | 0 | 0 | 0 | 0 | 0 | 0 | 0 | 0 | 0 | 0 | 0 | 0 | 0 | 0 | 0 | 0 | 0 | 0 | 0 | 0 | 0 | 0 | 0 | 0 | 0 | 0 | 0 | 0 | 0 | 0 | 0 | 0 | 0 | 0 | 0 | 0 | 0 | 0 | 0 | 0 | 0 | 0 | 0 | 0 | 0 | 0 | 0 | 0 | 0 | 0 | 0 | 0 | 0 | 0 | 0 | 0 | 0 | 0 | 0 | 0 | 0 | 0 | 0 | 0 | 0 | 0 | 0 | 0 | 0 | 0 | 0 | 0 | 0 | 0 | 0 | 0 | 0 | 0 | 0 | 0 | 0 | 0 | 0 | 0 | 0 | 0 | 0 | 0 | 0 | 0 | 0 | 0 | 0 | 0 | 0 | 0 | 0 | 0 | 0
OR_Commercial_Interruptible - Miscellaneous_New_Food Preparation_Natural Gas_Conveyor Oven_A | OR | Commercial | Interruptible - Miscellaneous | New | Food Preparation | Natural Gas | Conveyor Oven | A | WCNG244 | Standard | Efficient (>42% Baking Efficiency) | 17 | 0 | 0 | 0 | 2424.76 | 0 | 0 | 0 | 0.7 | 0.2 | 1 units | 16.55% | 100% | Lost Opportunity | LOEven20_OR | 85% | TBD | 0% | 0 |  | 0 |  | 0 | IL TRM - 4.2.4 - CI-FSE-CVOV-V02-180101 | PGE Workpaper, PGECOFST117 R5, 2015 | MN TRM 3.1 - Gas Conveyor Oven v1.1 | Standard | Standard | Standard | Standard | Standard | Standard | Standard | Standard | Standard | Standard | Standard | Standard | Standard | Standard | Standard | Standard | Standard | Standard | Standard | Standard | Standard | Standard | Standard | Standard | Standard | Standard | Standard | Efficient (>42% Baking Efficiency) | Efficient (>42% Baking Efficiency) | Efficient (>42% Baking Efficiency) | Efficient (>42% Baking Efficiency) | Efficient (>42% Baking Efficiency) | Efficient (>42% Baking Efficiency) | Efficient (>42% Baking Efficiency) | Efficient (>42% Baking Efficiency) | Efficient (>42% Baking Efficiency) | Efficient (>42% Baking Efficiency) | Efficient (>42% Baking Efficiency) | Efficient (>42% Baking Efficiency) | Efficient (>42% Baking Efficiency) | Efficient (>42% Baking Efficiency) | Efficient (>42% Baking Efficiency) | Efficient (>42% Baking Efficiency) | Efficient (>42% Baking Efficiency) | Efficient (>42% Baking Efficiency) | Efficient (>42% Baking Efficiency) | Efficient (>42% Baking Efficiency) | Efficient (>42% Baking Efficiency) | Efficient (>42% Baking Efficiency) | Efficient (>42% Baking Efficiency) | Efficient (>42% Baking Efficiency) | Efficient (>42% Baking Efficiency) | Efficient (>42% Baking Efficiency) | Efficient (>42% Baking Efficiency) | 2424.76 | 2424.76 | 2424.76 | 2424.76 | 2424.76 | 2424.76 | 2424.76 | 2424.76 | 2424.76 | 2424.76 | 2424.76 | 2424.76 | 2424.76 | 2424.76 | 2424.76 | 2424.76 | 2424.76 | 2424.76 | 2424.76 | 2424.76 | 2424.76 | 2424.76 | 2424.76 | 2424.76 | 2424.76 | 2424.76 | 2424.76 | 0 | 0 | 0 | 0 | 0 | 0 | 0 | 0 | 0 | 0 | 0 | 0 | 0 | 0 | 0 | 0 | 0 | 0 | 0 | 0 | 0 | 0 | 0 | 0 | 0 | 0 | 0 | 0 | 0 | 0 | 0 | 0 | 0 | 0 | 0 | 0 | 0 | 0 | 0 | 0 | 0 | 0 | 0 | 0 | 0 | 0 | 0 | 0 | 0 | 0 | 0 | 0 | 0 | 0 | 0 | 0 | 0 | 0 | 0 | 0 | 0 | 0 | 0 | 0 | 0 | 0 | 0 | 0 | 0 | 0 | 0 | 0 | 0 | 0 | 0 | 0 | 0 | 0 | 0 | 0 | 0 | 0 | 0 | 0 | 0 | 0 | 0 | 0 | 0 | 0 | 0 | 0 | 0 | 0 | 0 | 0 | 0 | 0 | 0 | 0 | 0 | 0 | 0 | 0 | 0 | 0 | 0 | 0 | 0 | 0 | 0 | 0 | 0 | 0 | 0 | 0 | 0 | 0 | 0 | 0 | 0 | 0 | 0 | 0 | 0 | 0 | 0 | 0 | 0 | 0 | 0 | 0 | 0 | 0 | 0 | 0 | 0 | 0 | 0 | 0 | 0 | 0 | 0 | 0 | 0 | 0 | 0 | 0 | 0 | 0 | 0 | 0 | 0 | 0 | 0 | 0 | 0 | 0 | 0 | 0 | 0 | 0 | 0 | 0 | 0 | 0 | 0 | 0 | 0 | 0 | 0 | 0 | 0 | 0 | 0 | 0 | 0 | 0 | 0 | 0 | 0 | 0 | 0 | 0 | 0 | 0 | 0 | 0 | 0 | 0 | 0 | 0 | 0 | 0 | 0 | 0 | 0 | 0 | 0 | 0 | 0 | 0 | 0 | 0 | 0 | 0 | 0 | 0 | 0 | 0 | 0 | 0 | 0 | 0 | 0 | 0 | 0 | 0 | 0 | 0 | 0 | 0 | 0 | 0 | 0 | 0 | 0 | 0 | 0 | 0 | 0 | 0 | 0 | 0 | 0 | 0 | 0 | 0 | 0 | 0 | 0 | 0 | 0 | 0 | 0 | 0 | 0 | 0 | 0 | 0 | 0 | 0 | 0 | 0 | 0 | 0 | 0 | 0 | 0 | 0 | 0 | 0 | 0 | 0 | 0 | 0 | 0 | 0 | 0 | 0 | 0 | 0 | 0 | 0 | 0 | 0 | 0 | 0 | 0 | 0 | 0 | 0 | 0 | 0 | 0 | 0 | 0 | 0 | 0 | 0 | 0 | 0 | 0 | 0 | 0 | 0 | 0 | 0 | 0 | 0 | 0 | 0 | 0 | 0 | 0 | 0 | 0 | 0 | 0 | 0 | 0 | 0 | 0 | 0 | 0 | 0 | 0 | 0 | 0 | 0 | 0 | 0 | 0 | 0 | 0 | 0 | 0 | 0 | 0 | 0 | 0 | 0 | 0 | 0 | 0 | 0 | 0 | 0 | 0 | 0 | 0 | 0 | 0 | 0 | 0 | 0 | 0 | 0 | 0 | 0 | 0 | 0 | 0 | 0 | 0 | 0 | 0 | 0 | 0 | 0 | 0 | 0 | 0 | 0 | 0 | 0 | 0 | 0 | 0 | 0 | 0 | 0 | 0 | 0 | 0 | 0 | 0 | 0 | 0 | 0 | 0 | 0 | 0 | 0 | 0 | 0 | 0 | 0 | 0 | 0 | 0 | 0 | 0 | 0 | 0 | 0 | 0 | 0 | 0 | 0 | 0 | 0 | 0 | 0 | 0 | 0 | 0 | 0 | 0 | 0 | 0 | 0 | 0 | 0 | 0 | 0 | 0 | 0 | 0 | 0 | 0 | 0 | 0 | 0 | 0 | 0 | 0 | 0 | 0 | 0 | 0 | 0 | 0 | 0 | 0 | 0 | 0 | 0 | 0 | 0 | 0 | 0 | 0 | 0 | 0 | 0 | 0 | 0 | 0 | 0 | 0 | 0 | 0 | 0 | 0 | 0 | 0 | 0 | 0 | 0 | 0 | 0 | 0 | 0 | 0 | 0 | 0 | 0 | 0 | 0 | 0 | 0 | 0 | 0 | 0 | 0 | 0
OR_Commercial_Interruptible - Miscellaneous_New_Food Preparation_Natural Gas_Double Rack Oven_A | OR | Commercial | Interruptible - Miscellaneous | New | Food Preparation | Natural Gas | Double Rack Oven | A | WCNG245 | Standard | FTSC Qualified (>50% Cooking Efficiency) | 12 | 0 | 0 | 0 | 5342.47 | 0 | 0 | 0 | 0.7 | 0.2 | 1 units | 16.55% | 100% | Lost Opportunity | LOEven20_OR | 85% | TBD | 0% | 0 |  | 0 |  | 0 | IL TRM - 4.2.18 - CI-FSE-RKOV-VO2-180101 | PGE Workpaper, PGECOFST109 R6, 2016 | IL TRM - 4.2.18 - CI-FSE-RKOV-VO2-180101 | Standard | Standard | Standard | Standard | Standard | Standard | Standard | Standard | Standard | Standard | Standard | Standard | Standard | Standard | Standard | Standard | Standard | Standard | Standard | Standard | Standard | Standard | Standard | Standard | Standard | Standard | Standard | FTSC Qualified (>50% Cooking Efficiency) | FTSC Qualified (>50% Cooking Efficiency) | FTSC Qualified (>50% Cooking Efficiency) | FTSC Qualified (>50% Cooking Efficiency) | FTSC Qualified (>50% Cooking Efficiency) | FTSC Qualified (>50% Cooking Efficiency) | FTSC Qualified (>50% Cooking Efficiency) | FTSC Qualified (>50% Cooking Efficiency) | FTSC Qualified (>50% Cooking Efficiency) | FTSC Qualified (>50% Cooking Efficiency) | FTSC Qualified (>50% Cooking Efficiency) | FTSC Qualified (>50% Cooking Efficiency) | FTSC Qualified (>50% Cooking Efficiency) | FTSC Qualified (>50% Cooking Efficiency) | FTSC Qualified (>50% Cooking Efficiency) | FTSC Qualified (>50% Cooking Efficiency) | FTSC Qualified (>50% Cooking Efficiency) | FTSC Qualified (>50% Cooking Efficiency) | FTSC Qualified (>50% Cooking Efficiency) | FTSC Qualified (>50% Cooking Efficiency) | FTSC Qualified (>50% Cooking Efficiency) | FTSC Qualified (>50% Cooking Efficiency) | FTSC Qualified (>50% Cooking Efficiency) | FTSC Qualified (>50% Cooking Efficiency) | FTSC Qualified (>50% Cooking Efficiency) | FTSC Qualified (>50% Cooking Efficiency) | FTSC Qualified (>50% Cooking Efficiency) | 5342.47 | 5342.47 | 5342.47 | 5342.47 | 5342.47 | 5342.47 | 5342.47 | 5342.47 | 5342.47 | 5342.47 | 5342.47 | 5342.47 | 5342.47 | 5342.47 | 5342.47 | 5342.47 | 5342.47 | 5342.47 | 5342.47 | 5342.47 | 5342.47 | 5342.47 | 5342.47 | 5342.4659 | 5342.4659 | 5342.4659 | 5342.4659 | 0 | 0 | 0 | 0 | 0 | 0 | 0 | 0 | 0 | 0 | 0 | 0 | 0 | 0 | 0 | 0 | 0 | 0 | 0 | 0 | 0 | 0 | 0 | 0 | 0 | 0 | 0 | 0 | 0 | 0 | 0 | 0 | 0 | 0 | 0 | 0 | 0 | 0 | 0 | 0 | 0 | 0 | 0 | 0 | 0 | 0 | 0 | 0 | 0 | 0 | 0 | 0 | 0 | 0 | 0 | 0 | 0 | 0 | 0 | 0 | 0 | 0 | 0 | 0 | 0 | 0 | 0 | 0 | 0 | 0 | 0 | 0 | 0 | 0 | 0 | 0 | 0 | 0 | 0 | 0 | 0 | 0 | 0 | 0 | 0 | 0 | 0 | 0 | 0 | 0 | 0 | 0 | 0 | 0 | 0 | 0 | 0 | 0 | 0 | 0 | 0 | 0 | 0 | 0 | 0 | 0 | 0 | 0 | 0 | 0 | 0 | 0 | 0 | 0 | 0 | 0 | 0 | 0 | 0 | 0 | 0 | 0 | 0 | 0 | 0 | 0 | 0 | 0 | 0 | 0 | 0 | 0 | 0 | 0 | 0 | 0 | 0 | 0 | 0 | 0 | 0 | 0 | 0 | 0 | 0 | 0 | 0 | 0 | 0 | 0 | 0 | 0 | 0 | 0 | 0 | 0 | 0 | 0 | 0 | 0 | 0 | 0 | 0 | 0 | 0 | 0 | 0 | 0 | 0 | 0 | 0 | 0 | 0 | 0 | 0 | 0 | 0 | 0 | 0 | 0 | 0 | 0 | 0 | 0 | 0 | 0 | 0 | 0 | 0 | 0 | 0 | 0 | 0 | 0 | 0 | 0 | 0 | 0 | 0 | 0 | 0 | 0 | 0 | 0 | 0 | 0 | 0 | 0 | 0 | 0 | 0 | 0 | 0 | 0 | 0 | 0 | 0 | 0 | 0 | 0 | 0 | 0 | 0 | 0 | 0 | 0 | 0 | 0 | 0 | 0 | 0 | 0 | 0 | 0 | 0 | 0 | 0 | 0 | 0 | 0 | 0 | 0 | 0 | 0 | 0 | 0 | 0 | 0 | 0 | 0 | 0 | 0 | 0 | 0 | 0 | 0 | 0 | 0 | 0 | 0 | 0 | 0 | 0 | 0 | 0 | 0 | 0 | 0 | 0 | 0 | 0 | 0 | 0 | 0 | 0 | 0 | 0 | 0 | 0 | 0 | 0 | 0 | 0 | 0 | 0 | 0 | 0 | 0 | 0 | 0 | 0 | 0 | 0 | 0 | 0 | 0 | 0 | 0 | 0 | 0 | 0 | 0 | 0 | 0 | 0 | 0 | 0 | 0 | 0 | 0 | 0 | 0 | 0 | 0 | 0 | 0 | 0 | 0 | 0 | 0 | 0 | 0 | 0 | 0 | 0 | 0 | 0 | 0 | 0 | 0 | 0 | 0 | 0 | 0 | 0 | 0 | 0 | 0 | 0 | 0 | 0 | 0 | 0 | 0 | 0 | 0 | 0 | 0 | 0 | 0 | 0 | 0 | 0 | 0 | 0 | 0 | 0 | 0 | 0 | 0 | 0 | 0 | 0 | 0 | 0 | 0 | 0 | 0 | 0 | 0 | 0 | 0 | 0 | 0 | 0 | 0 | 0 | 0 | 0 | 0 | 0 | 0 | 0 | 0 | 0 | 0 | 0 | 0 | 0 | 0 | 0 | 0 | 0 | 0 | 0 | 0 | 0 | 0 | 0 | 0 | 0 | 0 | 0 | 0 | 0 | 0 | 0 | 0 | 0 | 0 | 0 | 0 | 0 | 0 | 0 | 0 | 0 | 0 | 0 | 0 | 0 | 0 | 0 | 0 | 0 | 0 | 0 | 0 | 0 | 0 | 0 | 0 | 0 | 0 | 0 | 0 | 0 | 0 | 0 | 0 | 0 | 0 | 0 | 0 | 0 | 0 | 0 | 0 | 0 | 0 | 0 | 0 | 0 | 0 | 0 | 0 | 0 | 0 | 0 | 0 | 0 | 0 | 0 | 0 | 0 | 0 | 0 | 0 | 0 | 0 | 0 | 0 | 0 | 0 | 0 | 0 | 0
OR_Commercial_Interruptible - Miscellaneous_New_Food Preparation_Natural Gas_Fryer_A | OR | Commercial | Interruptible - Miscellaneous | New | Food Preparation | Natural Gas | Fryer | A | WCNG246 | Standard | ENERGY STAR | 9 | 0 | 0 | 0 | 933.12 | 0 | 0 | 0 | 0.7 | 0.2 | 1 units | 2.842% | 100% | Lost Opportunity | LO5Med_OR | 85% | TBD | 0% | 0 |  | 0 |  | 0 | RTF Wkbk - ComCookingFryer_v5_0 | RTF Wkbk - ComCookingFryer_v5_0 | RTF Wkbk - ComCookingFryer_v5_0 | Standard | Standard | Standard | Standard | Standard | Standard | Standard | Standard | Standard | Standard | Standard | Standard | Standard | Standard | Standard | Standard | Standard | Standard | Standard | Standard | Standard | Standard | Standard | Standard | Standard | Standard | Standard | ENERGY STAR | ENERGY STAR | ENERGY STAR | ENERGY STAR | ENERGY STAR | ENERGY STAR | ENERGY STAR | ENERGY STAR | ENERGY STAR | ENERGY STAR | ENERGY STAR | ENERGY STAR | ENERGY STAR | ENERGY STAR | ENERGY STAR | ENERGY STAR | ENERGY STAR | ENERGY STAR | ENERGY STAR | ENERGY STAR | ENERGY STAR | ENERGY STAR | ENERGY STAR | ENERGY STAR | ENERGY STAR | ENERGY STAR | ENERGY STAR | 933.12 | 933.12 | 933.12 | 933.12 | 933.12 | 933.12 | 933.12 | 933.12 | 933.12 | 933.12 | 933.12 | 933.12 | 933.12 | 933.12 | 933.12 | 933.12 | 933.12 | 933.12 | 933.12 | 933.12 | 933.12 | 933.12 | 933.12 | 933.1211 | 933.1211 | 933.1211 | 933.1211 | 0 | 0 | 0 | 0 | 0 | 0 | 0 | 0 | 0 | 0 | 0 | 0 | 0 | 0 | 0 | 0 | 0 | 0 | 0 | 0 | 0 | 0 | 0 | 0 | 0 | 0 | 0 | 0 | 0 | 0 | 0 | 0 | 0 | 0 | 0 | 0 | 0 | 0 | 0 | 0 | 0 | 0 | 0 | 0 | 0 | 0 | 0 | 0 | 0 | 0 | 0 | 0 | 0 | 0 | 0 | 0 | 0 | 0 | 0 | 0 | 0 | 0 | 0 | 0 | 0 | 0 | 0 | 0 | 0 | 0 | 0 | 0 | 0 | 0 | 0 | 0 | 0 | 0 | 0 | 0 | 0 | 0 | 0 | 0 | 0 | 0 | 0 | 0 | 0 | 0 | 0 | 0 | 0 | 0 | 0 | 0 | 0 | 0 | 0 | 0 | 0 | 0 | 0 | 0 | 0 | 0 | 0 | 0 | 0 | 0 | 0 | 0 | 0 | 0 | 0 | 0 | 0 | 0 | 0 | 0 | 0 | 0 | 0 | 0 | 0 | 0 | 0 | 0 | 0 | 0 | 0 | 0 | 0 | 0 | 0 | 0 | 0 | 0 | 0 | 0 | 0 | 0 | 0 | 0 | 0 | 0 | 0 | 0 | 0 | 0 | 0 | 0 | 0 | 0 | 0 | 0 | 0 | 0 | 0 | 0 | 0 | 0 | 0 | 0 | 0 | 0 | 0 | 0 | 0 | 0 | 0 | 0 | 0 | 0 | 0 | 0 | 0 | 0 | 0 | 0 | 0 | 0 | 0 | 0 | 0 | 0 | 0 | 0 | 0 | 0 | 0 | 0 | 0 | 0 | 0 | 0 | 0 | 0 | 0 | 0 | 0 | 0 | 0 | 0 | 0 | 0 | 0 | 0 | 0 | 0 | 0 | 0 | 0 | 0 | 0 | 0 | 0 | 0 | 0 | 0 | 0 | 0 | 0 | 0 | 0 | 0 | 0 | 0 | 0 | 0 | 0 | 0 | 0 | 0 | 0 | 0 | 0 | 0 | 0 | 0 | 0 | 0 | 0 | 0 | 0 | 0 | 0 | 0 | 0 | 0 | 0 | 0 | 0 | 0 | 0 | 0 | 0 | 0 | 0 | 0 | 0 | 0 | 0 | 0 | 0 | 0 | 0 | 0 | 0 | 0 | 0 | 0 | 0 | 0 | 0 | 0 | 0 | 0 | 0 | 0 | 0 | 0 | 0 | 0 | 0 | 0 | 0 | 0 | 0 | 0 | 0 | 0 | 0 | 0 | 0 | 0 | 0 | 0 | 0 | 0 | 0 | 0 | 0 | 0 | 0 | 0 | 0 | 0 | 0 | 0 | 0 | 0 | 0 | 0 | 0 | 0 | 0 | 0 | 0 | 0 | 0 | 0 | 0 | 0 | 0 | 0 | 0 | 0 | 0 | 0 | 0 | 0 | 0 | 0 | 0 | 0 | 0 | 0 | 0 | 0 | 0 | 0 | 0 | 0 | 0 | 0 | 0 | 0 | 0 | 0 | 0 | 0 | 0 | 0 | 0 | 0 | 0 | 0 | 0 | 0 | 0 | 0 | 0 | 0 | 0 | 0 | 0 | 0 | 0 | 0 | 0 | 0 | 0 | 0 | 0 | 0 | 0 | 0 | 0 | 0 | 0 | 0 | 0 | 0 | 0 | 0 | 0 | 0 | 0 | 0 | 0 | 0 | 0 | 0 | 0 | 0 | 0 | 0 | 0 | 0 | 0 | 0 | 0 | 0 | 0 | 0 | 0 | 0 | 0 | 0 | 0 | 0 | 0 | 0 | 0 | 0 | 0 | 0 | 0 | 0 | 0 | 0 | 0 | 0 | 0 | 0 | 0 | 0 | 0 | 0 | 0 | 0 | 0 | 0 | 0 | 0 | 0 | 0 | 0 | 0 | 0 | 0 | 0 | 0 | 0 | 0 | 0 | 0 | 0 | 0 | 0 | 0 | 0 | 0 | 0 | 0 | 0 | 0 | 0 | 0 | 0 | 0 | 0 | 0 | 0 | 0 | 0 | 0 | 0 | 0 | 0 | 0 | 0 | 0 | 0 | 0 | 0
OR_Commercial_Interruptible - Miscellaneous_New_Food Preparation_Natural Gas_Broiler_A | OR | Commercial | Interruptible - Miscellaneous | New | Food Preparation | Natural Gas | Broiler | A | WCNG247 | Standard | Infrared Burners | 12 | 0 | 0 | 0 | 1166.72 | 0 | 0 | 0 | 0.7 | 0.2 | 1 units | 32.39% | 100% | Lost Opportunity | LOEven20_OR | 85% | TBD | 0% | 0 |  | 0 |  | 0 | IL TRM - 4.2.14 - CI-FSE-IRBL-V02-180101 | IL TRM - 4.2.14 - CI-FSE-IRBL-V02-180101 | IL TRM - 4.2.14 - CI-FSE-IRBL-V02-180101 | Standard | Standard | Standard | Standard | Standard | Standard | Standard | Standard | Standard | Standard | Standard | Standard | Standard | Standard | Standard | Standard | Standard | Standard | Standard | Standard | Standard | Standard | Standard | Standard | Standard | Standard | Standard | Infrared Burners | Infrared Burners | Infrared Burners | Infrared Burners | Infrared Burners | Infrared Burners | Infrared Burners | Infrared Burners | Infrared Burners | Infrared Burners | Infrared Burners | Infrared Burners | Infrared Burners | Infrared Burners | Infrared Burners | Infrared Burners | Infrared Burners | Infrared Burners | Infrared Burners | Infrared Burners | Infrared Burners | Infrared Burners | Infrared Burners | Infrared Burners | Infrared Burners | Infrared Burners | Infrared Burners | 1166.72 | 1166.72 | 1166.72 | 1166.72 | 1166.72 | 1166.72 | 1166.72 | 1166.72 | 1166.72 | 1166.72 | 1166.72 | 1166.72 | 1166.72 | 1166.72 | 1166.72 | 1166.72 | 1166.72 | 1166.72 | 1166.72 | 1166.72 | 1166.72 | 1166.72 | 1166.72 | 1166.7179 | 1166.7179 | 1166.7179 | 1166.7179 | 0 | 0 | 0 | 0 | 0 | 0 | 0 | 0 | 0 | 0 | 0 | 0 | 0 | 0 | 0 | 0 | 0 | 0 | 0 | 0 | 0 | 0 | 0 | 0 | 0 | 0 | 0 | 0 | 0 | 0 | 0 | 0 | 0 | 0 | 0 | 0 | 0 | 0 | 0 | 0 | 0 | 0 | 0 | 0 | 0 | 0 | 0 | 0 | 0 | 0 | 0 | 0 | 0 | 0 | 0 | 0 | 0 | 0 | 0 | 0 | 0 | 0 | 0 | 0 | 0 | 0 | 0 | 0 | 0 | 0 | 0 | 0 | 0 | 0 | 0 | 0 | 0 | 0 | 0 | 0 | 0 | 0 | 0 | 0 | 0 | 0 | 0 | 0 | 0 | 0 | 0 | 0 | 0 | 0 | 0 | 0 | 0 | 0 | 0 | 0 | 0 | 0 | 0 | 0 | 0 | 0 | 0 | 0 | 0 | 0 | 0 | 0 | 0 | 0 | 0 | 0 | 0 | 0 | 0 | 0 | 0 | 0 | 0 | 0 | 0 | 0 | 0 | 0 | 0 | 0 | 0 | 0 | 0 | 0 | 0 | 0 | 0 | 0 | 0 | 0 | 0 | 0 | 0 | 0 | 0 | 0 | 0 | 0 | 0 | 0 | 0 | 0 | 0 | 0 | 0 | 0 | 0 | 0 | 0 | 0 | 0 | 0 | 0 | 0 | 0 | 0 | 0 | 0 | 0 | 0 | 0 | 0 | 0 | 0 | 0 | 0 | 0 | 0 | 0 | 0 | 0 | 0 | 0 | 0 | 0 | 0 | 0 | 0 | 0 | 0 | 0 | 0 | 0 | 0 | 0 | 0 | 0 | 0 | 0 | 0 | 0 | 0 | 0 | 0 | 0 | 0 | 0 | 0 | 0 | 0 | 0 | 0 | 0 | 0 | 0 | 0 | 0 | 0 | 0 | 0 | 0 | 0 | 0 | 0 | 0 | 0 | 0 | 0 | 0 | 0 | 0 | 0 | 0 | 0 | 0 | 0 | 0 | 0 | 0 | 0 | 0 | 0 | 0 | 0 | 0 | 0 | 0 | 0 | 0 | 0 | 0 | 0 | 0 | 0 | 0 | 0 | 0 | 0 | 0 | 0 | 0 | 0 | 0 | 0 | 0 | 0 | 0 | 0 | 0 | 0 | 0 | 0 | 0 | 0 | 0 | 0 | 0 | 0 | 0 | 0 | 0 | 0 | 0 | 0 | 0 | 0 | 0 | 0 | 0 | 0 | 0 | 0 | 0 | 0 | 0 | 0 | 0 | 0 | 0 | 0 | 0 | 0 | 0 | 0 | 0 | 0 | 0 | 0 | 0 | 0 | 0 | 0 | 0 | 0 | 0 | 0 | 0 | 0 | 0 | 0 | 0 | 0 | 0 | 0 | 0 | 0 | 0 | 0 | 0 | 0 | 0 | 0 | 0 | 0 | 0 | 0 | 0 | 0 | 0 | 0 | 0 | 0 | 0 | 0 | 0 | 0 | 0 | 0 | 0 | 0 | 0 | 0 | 0 | 0 | 0 | 0 | 0 | 0 | 0 | 0 | 0 | 0 | 0 | 0 | 0 | 0 | 0 | 0 | 0 | 0 | 0 | 0 | 0 | 0 | 0 | 0 | 0 | 0 | 0 | 0 | 0 | 0 | 0 | 0 | 0 | 0 | 0 | 0 | 0 | 0 | 0 | 0 | 0 | 0 | 0 | 0 | 0 | 0 | 0 | 0 | 0 | 0 | 0 | 0 | 0 | 0 | 0 | 0 | 0 | 0 | 0 | 0 | 0 | 0 | 0 | 0 | 0 | 0 | 0 | 0 | 0 | 0 | 0 | 0 | 0 | 0 | 0 | 0 | 0 | 0 | 0 | 0 | 0 | 0 | 0 | 0 | 0 | 0 | 0 | 0 | 0 | 0 | 0 | 0 | 0 | 0 | 0 | 0 | 0 | 0 | 0 | 0 | 0 | 0 | 0 | 0 | 0 | 0 | 0 | 0 | 0 | 0 | 0 | 0 | 0 | 0 | 0 | 0 | 0 | 0 | 0 | 0 | 0 | 0 | 0 | 0 | 0
OR_Commercial_Interruptible - Miscellaneous_New_Food Preparation_Natural Gas_Griddle_A | OR | Commercial | Interruptible - Miscellaneous | New | Food Preparation | Natural Gas | Griddle | A | WCNG248 | Standard | ENERGY STAR | 12 | 0 | 0 | 0 | 1405.83 | 0 | 0 | 0 | 0.7 | 0.2 | 1 units | 35.93% | 100% | Lost Opportunity | LOEven20_OR | 85% | TBD | 0% | 0 |  | 0 |  | 0 | IL TRM - 4.2.8 - CI-FSE-ESGR-V04-200101 | IL TRM - 4.2.8 - CI-FSE-ESGR-V04-200101 | IL TRM - 4.2.8 - CI-FSE-ESGR-V04-200101 | Standard | Standard | Standard | Standard | Standard | Standard | Standard | Standard | Standard | Standard | Standard | Standard | Standard | Standard | Standard | Standard | Standard | Standard | Standard | Standard | Standard | Standard | Standard | Standard | Standard | Standard | Standard | ENERGY STAR | ENERGY STAR | ENERGY STAR | ENERGY STAR | ENERGY STAR | ENERGY STAR | ENERGY STAR | ENERGY STAR | ENERGY STAR | ENERGY STAR | ENERGY STAR | ENERGY STAR | ENERGY STAR | ENERGY STAR | ENERGY STAR | ENERGY STAR | ENERGY STAR | ENERGY STAR | ENERGY STAR | ENERGY STAR | ENERGY STAR | ENERGY STAR | ENERGY STAR | ENERGY STAR | ENERGY STAR | ENERGY STAR | ENERGY STAR | 1405.83 | 1405.83 | 1405.83 | 1405.83 | 1405.83 | 1405.83 | 1405.83 | 1405.83 | 1405.83 | 1405.83 | 1405.83 | 1405.83 | 1405.83 | 1405.83 | 1405.83 | 1405.83 | 1405.83 | 1405.83 | 1405.83 | 1405.83 | 1405.83 | 1405.83 | 1405.83 | 1405.8266 | 1405.8266 | 1405.8266 | 1405.8266 | 0 | 0 | 0 | 0 | 0 | 0 | 0 | 0 | 0 | 0 | 0 | 0 | 0 | 0 | 0 | 0 | 0 | 0 | 0 | 0 | 0 | 0 | 0 | 0 | 0 | 0 | 0 | 0 | 0 | 0 | 0 | 0 | 0 | 0 | 0 | 0 | 0 | 0 | 0 | 0 | 0 | 0 | 0 | 0 | 0 | 0 | 0 | 0 | 0 | 0 | 0 | 0 | 0 | 0 | 0 | 0 | 0 | 0 | 0 | 0 | 0 | 0 | 0 | 0 | 0 | 0 | 0 | 0 | 0 | 0 | 0 | 0 | 0 | 0 | 0 | 0 | 0 | 0 | 0 | 0 | 0 | 0 | 0 | 0 | 0 | 0 | 0 | 0 | 0 | 0 | 0 | 0 | 0 | 0 | 0 | 0 | 0 | 0 | 0 | 0 | 0 | 0 | 0 | 0 | 0 | 0 | 0 | 0 | 0 | 0 | 0 | 0 | 0 | 0 | 0 | 0 | 0 | 0 | 0 | 0 | 0 | 0 | 0 | 0 | 0 | 0 | 0 | 0 | 0 | 0 | 0 | 0 | 0 | 0 | 0 | 0 | 0 | 0 | 0 | 0 | 0 | 0 | 0 | 0 | 0 | 0 | 0 | 0 | 0 | 0 | 0 | 0 | 0 | 0 | 0 | 0 | 0 | 0 | 0 | 0 | 0 | 0 | 0 | 0 | 0 | 0 | 0 | 0 | 0 | 0 | 0 | 0 | 0 | 0 | 0 | 0 | 0 | 0 | 0 | 0 | 0 | 0 | 0 | 0 | 0 | 0 | 0 | 0 | 0 | 0 | 0 | 0 | 0 | 0 | 0 | 0 | 0 | 0 | 0 | 0 | 0 | 0 | 0 | 0 | 0 | 0 | 0 | 0 | 0 | 0 | 0 | 0 | 0 | 0 | 0 | 0 | 0 | 0 | 0 | 0 | 0 | 0 | 0 | 0 | 0 | 0 | 0 | 0 | 0 | 0 | 0 | 0 | 0 | 0 | 0 | 0 | 0 | 0 | 0 | 0 | 0 | 0 | 0 | 0 | 0 | 0 | 0 | 0 | 0 | 0 | 0 | 0 | 0 | 0 | 0 | 0 | 0 | 0 | 0 | 0 | 0 | 0 | 0 | 0 | 0 | 0 | 0 | 0 | 0 | 0 | 0 | 0 | 0 | 0 | 0 | 0 | 0 | 0 | 0 | 0 | 0 | 0 | 0 | 0 | 0 | 0 | 0 | 0 | 0 | 0 | 0 | 0 | 0 | 0 | 0 | 0 | 0 | 0 | 0 | 0 | 0 | 0 | 0 | 0 | 0 | 0 | 0 | 0 | 0 | 0 | 0 | 0 | 0 | 0 | 0 | 0 | 0 | 0 | 0 | 0 | 0 | 0 | 0 | 0 | 0 | 0 | 0 | 0 | 0 | 0 | 0 | 0 | 0 | 0 | 0 | 0 | 0 | 0 | 0 | 0 | 0 | 0 | 0 | 0 | 0 | 0 | 0 | 0 | 0 | 0 | 0 | 0 | 0 | 0 | 0 | 0 | 0 | 0 | 0 | 0 | 0 | 0 | 0 | 0 | 0 | 0 | 0 | 0 | 0 | 0 | 0 | 0 | 0 | 0 | 0 | 0 | 0 | 0 | 0 | 0 | 0 | 0 | 0 | 0 | 0 | 0 | 0 | 0 | 0 | 0 | 0 | 0 | 0 | 0 | 0 | 0 | 0 | 0 | 0 | 0 | 0 | 0 | 0 | 0 | 0 | 0 | 0 | 0 | 0 | 0 | 0 | 0 | 0 | 0 | 0 | 0 | 0 | 0 | 0 | 0 | 0 | 0 | 0 | 0 | 0 | 0 | 0 | 0 | 0 | 0 | 0 | 0 | 0 | 0 | 0 | 0 | 0 | 0 | 0 | 0 | 0 | 0 | 0 | 0 | 0 | 0 | 0 | 0 | 0 | 0 | 0 | 0 | 0 | 0 | 0 | 0 | 0 | 0 | 0 | 0 | 0 | 0 | 0 | 0 | 0 | 0 | 0 | 0 | 0 | 0 | 0 | 0 | 0 | 0 | 0 | 0 | 0
OR_Commercial_Interruptible - Miscellaneous_New_Food Preparation_Natural Gas_Range_A | OR | Commercial | Interruptible - Miscellaneous | New | Food Preparation | Natural Gas | Range | A | WCNG249 | Standard | High Efficiency | 10 | 0 | 0 | 0 | 0.01 | 0 | 0 | 0 | 0.7 | 0.2 | 1 units | 39.94% | 100% | Lost Opportunity | LOEven20_OR | 85% | TBD | 0% | 0 |  | 0 |  | 0 | COOK_OVN-Food Preparation-AEO17-1 | EIA 2018 Tech Forecast | EIA 2018 Tech Forecast | Standard | Standard | Standard | Standard | Standard | Standard | Standard | Standard | Standard | Standard | Standard | Standard | Standard | Standard | Standard | Standard | Standard | Standard | Standard | Standard | Standard | Standard | Standard | Standard | Standard | Standard | Standard | High Efficiency | High Efficiency | High Efficiency | High Efficiency | High Efficiency | High Efficiency | High Efficiency | High Efficiency | High Efficiency | High Efficiency | High Efficiency | High Efficiency | High Efficiency | High Efficiency | High Efficiency | High Efficiency | High Efficiency | High Efficiency | High Efficiency | High Efficiency | High Efficiency | High Efficiency | High Efficiency | High Efficiency | High Efficiency | High Efficiency | High Efficiency | 0.01 | 0.01 | 0.01 | 0.01 | 0.01 | 0.01 | 0.01 | 0.01 | 0.01 | 0.01 | 0.01 | 0.01 | 0.01 | 0.01 | 0.01 | 0.01 | 0.01 | 0.01 | 0.01 | 0.01 | 0.01 | 0.01 | 0.01 | 0.010631 | 0.010631 | 0.010631 | 0.010631 | 0 | 0 | 0 | 0 | 0 | 0 | 0 | 0 | 0 | 0 | 0 | 0 | 0 | 0 | 0 | 0 | 0 | 0 | 0 | 0 | 0 | 0 | 0 | 0 | 0 | 0 | 0 | 0 | 0 | 0 | 0 | 0 | 0 | 0 | 0 | 0 | 0 | 0 | 0 | 0 | 0 | 0 | 0 | 0 | 0 | 0 | 0 | 0 | 0 | 0 | 0 | 0 | 0 | 0 | 0 | 0 | 0 | 0 | 0 | 0 | 0 | 0 | 0 | 0 | 0 | 0 | 0 | 0 | 0 | 0 | 0 | 0 | 0 | 0 | 0 | 0 | 0 | 0 | 0 | 0 | 0 | 0 | 0 | 0 | 0 | 0 | 0 | 0 | 0 | 0 | 0 | 0 | 0 | 0 | 0 | 0 | 0 | 0 | 0 | 0 | 0 | 0 | 0 | 0 | 0 | 0 | 0 | 0 | 0 | 0 | 0 | 0 | 0 | 0 | 0 | 0 | 0 | 0 | 0 | 0 | 0 | 0 | 0 | 0 | 0 | 0 | 0 | 0 | 0 | 0 | 0 | 0 | 0 | 0 | 0 | 0 | 0 | 0 | 0 | 0 | 0 | 0 | 0 | 0 | 0 | 0 | 0 | 0 | 0 | 0 | 0 | 0 | 0 | 0 | 0 | 0 | 0 | 0 | 0 | 0 | 0 | 0 | 0 | 0 | 0 | 0 | 0 | 0 | 0 | 0 | 0 | 0 | 0 | 0 | 0 | 0 | 0 | 0 | 0 | 0 | 0 | 0 | 0 | 0 | 0 | 0 | 0 | 0 | 0 | 0 | 0 | 0 | 0 | 0 | 0 | 0 | 0 | 0 | 0 | 0 | 0 | 0 | 0 | 0 | 0 | 0 | 0 | 0 | 0 | 0 | 0 | 0 | 0 | 0 | 0 | 0 | 0 | 0 | 0 | 0 | 0 | 0 | 0 | 0 | 0 | 0 | 0 | 0 | 0 | 0 | 0 | 0 | 0 | 0 | 0 | 0 | 0 | 0 | 0 | 0 | 0 | 0 | 0 | 0 | 0 | 0 | 0 | 0 | 0 | 0 | 0 | 0 | 0 | 0 | 0 | 0 | 0 | 0 | 0 | 0 | 0 | 0 | 0 | 0 | 0 | 0 | 0 | 0 | 0 | 0 | 0 | 0 | 0 | 0 | 0 | 0 | 0 | 0 | 0 | 0 | 0 | 0 | 0 | 0 | 0 | 0 | 0 | 0 | 0 | 0 | 0 | 0 | 0 | 0 | 0 | 0 | 0 | 0 | 0 | 0 | 0 | 0 | 0 | 0 | 0 | 0 | 0 | 0 | 0 | 0 | 0 | 0 | 0 | 0 | 0 | 0 | 0 | 0 | 0 | 0 | 0 | 0 | 0 | 0 | 0 | 0 | 0 | 0 | 0 | 0 | 0 | 0 | 0 | 0 | 0 | 0 | 0 | 0 | 0 | 0 | 0 | 0 | 0 | 0 | 0 | 0 | 0 | 0 | 0 | 0 | 0 | 0 | 0 | 0 | 0 | 0 | 0 | 0 | 0 | 0 | 0 | 0 | 0 | 0 | 0 | 0 | 0 | 0 | 0 | 0 | 0 | 0 | 0 | 0 | 0 | 0 | 0 | 0 | 0 | 0 | 0 | 0 | 0 | 0 | 0 | 0 | 0 | 0 | 0 | 0 | 0 | 0 | 0 | 0 | 0 | 0 | 0 | 0 | 0 | 0 | 0 | 0 | 0 | 0 | 0 | 0 | 0 | 0 | 0 | 0 | 0 | 0 | 0 | 0 | 0 | 0 | 0 | 0 | 0 | 0 | 0 | 0 | 0 | 0 | 0 | 0 | 0 | 0 | 0 | 0 | 0 | 0 | 0 | 0 | 0 | 0 | 0 | 0 | 0 | 0 | 0 | 0 | 0 | 0 | 0 | 0 | 0 | 0 | 0 | 0 | 0 | 0 | 0 | 0 | 0 | 0 | 0 | 0 | 0 | 0 | 0 | 0 | 0 | 0 | 0 | 0 | 0 | 0 | 0 | 0 | 0 | 0 | 0 | 0 | 0 | 0 | 0
OR_Commercial_Interruptible - Miscellaneous_New_Food Preparation_Natural Gas_Steamer_A | OR | Commercial | Interruptible - Miscellaneous | New | Food Preparation | Natural Gas | Steamer | A | WCNG250 | Standard | ENERGY STAR | 8 | 0 | 0 | 0 | 0.01 | 737.87 | 0 | 0 | 0.7 | 0.2 | 1 units | 1.408% | 100% | Lost Opportunity | LOEven20_OR | 85% | TBD | 0% | 0 |  | 0 |  | 0 | RTF Wkbk - ComCookingSteamer_v5_0 | RTF Wkbk - ComCookingSteamer_v5_0 | RTF Wkbk - ComCookingSteamer_v5_0 | Standard | Standard | Standard | Standard | Standard | Standard | Standard | Standard | Standard | Standard | Standard | Standard | Standard | Standard | Standard | Standard | Standard | Standard | Standard | Standard | Standard | Standard | Standard | Standard | Standard | Standard | Standard | ENERGY STAR | ENERGY STAR | ENERGY STAR | ENERGY STAR | ENERGY STAR | ENERGY STAR | ENERGY STAR | ENERGY STAR | ENERGY STAR | ENERGY STAR | ENERGY STAR | ENERGY STAR | ENERGY STAR | ENERGY STAR | ENERGY STAR | ENERGY STAR | ENERGY STAR | ENERGY STAR | ENERGY STAR | ENERGY STAR | ENERGY STAR | ENERGY STAR | ENERGY STAR | ENERGY STAR | ENERGY STAR | ENERGY STAR | ENERGY STAR | 0.01 | 0.01 | 0.01 | 0.01 | 0.01 | 0.01 | 0.01 | 0.01 | 0.01 | 0.01 | 0.01 | 0.01 | 0.01 | 0.01 | 0.01 | 0.01 | 0.01 | 0.01 | 0.01 | 0.01 | 0.01 | 0.01 | 0.01 | 0.010743 | 0.010743 | 0.010743 | 0.010743 | 0 | 0 | 0 | 0 | 0 | 0 | 0 | 0 | 0 | 0 | 0 | 0 | 0 | 0 | 0 | 0 | 0 | 0 | 0 | 0 | 0 | 0 | 0 | 0 | 0 | 0 | 0 | 0 | 0 | 0 | 0 | 0 | 0 | 0 | 0 | 0 | 0 | 0 | 0 | 0 | 0 | 0 | 0 | 0 | 0 | 0 | 0 | 0 | 0 | 0 | 0 | 0 | 0 | 0 | 0 | 0 | 0 | 0 | 0 | 0 | 0 | 0 | 0 | 0 | 0 | 0 | 0 | 0 | 0 | 0 | 0 | 0 | 0 | 0 | 0 | 0 | 0 | 0 | 0 | 0 | 0 | 0 | 0 | 0 | 0 | 0 | 0 | 0 | 0 | 0 | 0 | 0 | 0 | 0 | 0 | 0 | 0 | 0 | 0 | 0 | 0 | 0 | 0 | 0 | 0 | 0 | 0 | 0 | 0 | 0 | 0 | 0 | 0 | 0 | 0 | 0 | 0 | 0 | 0 | 0 | 0 | 0 | 0 | 0 | 0 | 0 | 0 | 0 | 0 | 0 | 0 | 0 | 0 | 0 | 0 | 0 | 0 | 0 | 0 | 0 | 0 | 0 | 0 | 0 | 0 | 0 | 0 | 0 | 0 | 0 | 0 | 0 | 0 | 0 | 0 | 0 | 0 | 0 | 0 | 0 | 0 | 0 | 0 | 0 | 0 | 0 | 0 | 0 | 0 | 0 | 0 | 0 | 0 | 0 | 0 | 0 | 0 | 0 | 0 | 0 | 0 | 0 | 0 | 0 | 0 | 0 | 0 | 0 | 0 | 0 | 0 | 0 | 0 | 0 | 0 | 0 | 0 | 0 | 0 | 0 | 0 | 0 | 0 | 0 | 0 | 0 | 0 | 0 | 0 | 0 | 0 | 0 | 0 | 0 | 0 | 0 | 0 | 0 | 0 | 0 | 0 | 0 | 0 | 0 | 0 | 0 | 0 | 0 | 0 | 0 | 0 | 0 | 0 | 0 | 0 | 0 | 0 | 0 | 0 | 0 | 0 | 0 | 0 | 0 | 0 | 0 | 0 | 0 | 0 | 0 | 0 | 0 | 0 | 0 | 0 | 0 | 0 | 0 | 0 | 0 | 0 | 0 | 0 | 0 | 0 | 0 | 0 | 0 | 0 | 0 | 0 | 0 | 0 | 0 | 0 | 0 | 0 | 0 | 0 | 0 | 0 | 0 | 0 | 0 | 0 | 0 | 0 | 0 | 0 | 0 | 0 | 0 | 0 | 0 | 0 | 0 | 0 | 0 | 0 | 0 | 0 | 0 | 0 | 0 | 0 | 0 | 0 | 0 | 0 | 0 | 0 | 0 | 0 | 0 | 0 | 0 | 0 | 0 | 0 | 0 | 0 | 0 | 0 | 0 | 0 | 0 | 0 | 0 | 0 | 0 | 0 | 0 | 0 | 0 | 0 | 0 | 0 | 0 | 0 | 0 | 0 | 0 | 0 | 0 | 0 | 0 | 0 | 0 | 0 | 0 | 0 | 0 | 0 | 0 | 0 | 0 | 0 | 0 | 0 | 0 | 0 | 0 | 0 | 0 | 0 | 0 | 0 | 0 | 0 | 0 | 0 | 0 | 0 | 0 | 0 | 0 | 0 | 0 | 0 | 0 | 0 | 0 | 0 | 0 | 0 | 0 | 0 | 0 | 0 | 0 | 0 | 0 | 0 | 0 | 0 | 0 | 0 | 0 | 0 | 0 | 0 | 0 | 0 | 0 | 0 | 0 | 0 | 0 | 0 | 0 | 0 | 0 | 0 | 0 | 0 | 0 | 0 | 0 | 0 | 0 | 0 | 0 | 0 | 0 | 0 | 0 | 0 | 0 | 0 | 0 | 0 | 0 | 0 | 0 | 0 | 0 | 0 | 0 | 0 | 0 | 0 | 0 | 0 | 0 | 0 | 0 | 0 | 0 | 0 | 0 | 0 | 0 | 0 | 0 | 0 | 0 | 0 | 0 | 0 | 0 | 0 | 0 | 0 | 0 | 0 | 0 | 0 | 0 | 0 | 0 | 0 | 0 | 0 | 0 | 0 | 0 | 0
OR_Commercial_Interruptible - Miscellaneous_New_Food Preparation_Natural Gas_Commercial Food Prep Other_A | OR | Commercial | Interruptible - Miscellaneous | New | Food Preparation | Natural Gas | Commercial Food Prep Other | A | WCNG251 | Standard | ENERGY STAR | 10 | 0 | 0 | 0 | 254.64 | 0 | 0 | 0 | 0.7 | 0.2 | 1 units | 0% | 100% | Lost Opportunity | LOEven20_OR | 85% | TBD | 0% | 0 |  | 0 |  | 0 | N/A | N/A | N/A | Standard | Standard | Standard | Standard | Standard | Standard | Standard | Standard | Standard | Standard | Standard | Standard | Standard | Standard | Standard | Standard | Standard | Standard | Standard | Standard | Standard | Standard | Standard | Standard | Standard | Standard | Standard | ENERGY STAR | ENERGY STAR | ENERGY STAR | ENERGY STAR | ENERGY STAR | ENERGY STAR | ENERGY STAR | ENERGY STAR | ENERGY STAR | ENERGY STAR | ENERGY STAR | ENERGY STAR | ENERGY STAR | ENERGY STAR | ENERGY STAR | ENERGY STAR | ENERGY STAR | ENERGY STAR | ENERGY STAR | ENERGY STAR | ENERGY STAR | ENERGY STAR | ENERGY STAR | ENERGY STAR | ENERGY STAR | ENERGY STAR | ENERGY STAR | 254.64 | 254.64 | 254.64 | 254.64 | 254.64 | 254.64 | 254.64 | 254.64 | 254.64 | 254.64 | 254.64 | 254.64 | 254.64 | 254.64 | 254.64 | 254.64 | 254.64 | 254.64 | 254.64 | 254.64 | 254.64 | 254.64 | 254.64 | 254.6373 | 254.6373 | 254.6373 | 254.6373 | 0 | 0 | 0 | 0 | 0 | 0 | 0 | 0 | 0 | 0 | 0 | 0 | 0 | 0 | 0 | 0 | 0 | 0 | 0 | 0 | 0 | 0 | 0 | 0 | 0 | 0 | 0 | 0 | 0 | 0 | 0 | 0 | 0 | 0 | 0 | 0 | 0 | 0 | 0 | 0 | 0 | 0 | 0 | 0 | 0 | 0 | 0 | 0 | 0 | 0 | 0 | 0 | 0 | 0 | 0 | 0 | 0 | 0 | 0 | 0 | 0 | 0 | 0 | 0 | 0 | 0 | 0 | 0 | 0 | 0 | 0 | 0 | 0 | 0 | 0 | 0 | 0 | 0 | 0 | 0 | 0 | 0 | 0 | 0 | 0 | 0 | 0 | 0 | 0 | 0 | 0 | 0 | 0 | 0 | 0 | 0 | 0 | 0 | 0 | 0 | 0 | 0 | 0 | 0 | 0 | 0 | 0 | 0 | 0 | 0 | 0 | 0 | 0 | 0 | 0 | 0 | 0 | 0 | 0 | 0 | 0 | 0 | 0 | 0 | 0 | 0 | 0 | 0 | 0 | 0 | 0 | 0 | 0 | 0 | 0 | 0 | 0 | 0 | 0 | 0 | 0 | 0 | 0 | 0 | 0 | 0 | 0 | 0 | 0 | 0 | 0 | 0 | 0 | 0 | 0 | 0 | 0 | 0 | 0 | 0 | 0 | 0 | 0 | 0 | 0 | 0 | 0 | 0 | 0 | 0 | 0 | 0 | 0 | 0 | 0 | 0 | 0 | 0 | 0 | 0 | 0 | 0 | 0 | 0 | 0 | 0 | 0 | 0 | 0 | 0 | 0 | 0 | 0 | 0 | 0 | 0 | 0 | 0 | 0 | 0 | 0 | 0 | 0 | 0 | 0 | 0 | 0 | 0 | 0 | 0 | 0 | 0 | 0 | 0 | 0 | 0 | 0 | 0 | 0 | 0 | 0 | 0 | 0 | 0 | 0 | 0 | 0 | 0 | 0 | 0 | 0 | 0 | 0 | 0 | 0 | 0 | 0 | 0 | 0 | 0 | 0 | 0 | 0 | 0 | 0 | 0 | 0 | 0 | 0 | 0 | 0 | 0 | 0 | 0 | 0 | 0 | 0 | 0 | 0 | 0 | 0 | 0 | 0 | 0 | 0 | 0 | 0 | 0 | 0 | 0 | 0 | 0 | 0 | 0 | 0 | 0 | 0 | 0 | 0 | 0 | 0 | 0 | 0 | 0 | 0 | 0 | 0 | 0 | 0 | 0 | 0 | 0 | 0 | 0 | 0 | 0 | 0 | 0 | 0 | 0 | 0 | 0 | 0 | 0 | 0 | 0 | 0 | 0 | 0 | 0 | 0 | 0 | 0 | 0 | 0 | 0 | 0 | 0 | 0 | 0 | 0 | 0 | 0 | 0 | 0 | 0 | 0 | 0 | 0 | 0 | 0 | 0 | 0 | 0 | 0 | 0 | 0 | 0 | 0 | 0 | 0 | 0 | 0 | 0 | 0 | 0 | 0 | 0 | 0 | 0 | 0 | 0 | 0 | 0 | 0 | 0 | 0 | 0 | 0 | 0 | 0 | 0 | 0 | 0 | 0 | 0 | 0 | 0 | 0 | 0 | 0 | 0 | 0 | 0 | 0 | 0 | 0 | 0 | 0 | 0 | 0 | 0 | 0 | 0 | 0 | 0 | 0 | 0 | 0 | 0 | 0 | 0 | 0 | 0 | 0 | 0 | 0 | 0 | 0 | 0 | 0 | 0 | 0 | 0 | 0 | 0 | 0 | 0 | 0 | 0 | 0 | 0 | 0 | 0 | 0 | 0 | 0 | 0 | 0 | 0 | 0 | 0 | 0 | 0 | 0 | 0 | 0 | 0 | 0 | 0 | 0 | 0 | 0 | 0 | 0 | 0 | 0 | 0 | 0 | 0 | 0 | 0 | 0 | 0 | 0 | 0 | 0 | 0 | 0 | 0 | 0 | 0 | 0 | 0 | 0 | 0 | 0 | 0 | 0 | 0 | 0 | 0 | 0 | 0 | 0 | 0 | 0 | 0 | 0 | 0 | 0 | 0 | 0 | 0 | 0 | 0 | 0
OR_Commercial_Interruptible - Miscellaneous_New_Miscellaneous_Natural Gas_Pool Heater_A | OR | Commercial | Interruptible - Miscellaneous | New | Miscellaneous | Natural Gas | Pool Heater | A | WCNG252 | Standard (EF .78) | Condensing (EF .90) | 6 | 0 | 0 | 0 | 12715.41 | 0 | 0 | 0 | 0.7 | 0.2 | 1 units | 1.215% | 100% | Lost Opportunity | LO1Slow_OR | 84.66% | TBD | 0% | 0 |  | 0 |  | 0 | DOE Commercial R&D 2016 - Table 7-6 | DOE Commercial R&D 2016 - Table 7-7 | DOE Commercial R&D 2016 - Table 7-9 | Standard (EF .78) | Standard (EF .78) | Standard (EF .78) | Standard (EF .78) | Standard (EF .78) | Standard (EF .78) | Standard (EF .78) | Standard (EF .78) | Standard (EF .78) | Standard (EF .78) | Standard (EF .78) | Standard (EF .78) | Standard (EF .78) | Standard (EF .78) | Standard (EF .78) | Standard (EF .78) | Standard (EF .78) | Standard (EF .78) | Standard (EF .78) | Standard (EF .78) | Standard (EF .78) | Standard (EF .78) | Standard (EF .78) | Standard (EF .78) | Standard (EF .78) | Standard (EF .78) | Standard (EF .78) | Condensing (EF .90) | Condensing (EF .90) | Condensing (EF .90) | Condensing (EF .90) | Condensing (EF .90) | Condensing (EF .90) | Condensing (EF .90) | Condensing (EF .90) | Condensing (EF .90) | Condensing (EF .90) | Condensing (EF .90) | Condensing (EF .90) | Condensing (EF .90) | Condensing (EF .90) | Condensing (EF .90) | Condensing (EF .90) | Condensing (EF .90) | Condensing (EF .90) | Condensing (EF .90) | Condensing (EF .90) | Condensing (EF .90) | Condensing (EF .90) | Condensing (EF .90) | Condensing (EF .90) | Condensing (EF .90) | Condensing (EF .90) | Condensing (EF .90) | 12715.41 | 12715.41 | 12715.41 | 12715.41 | 12715.41 | 12715.41 | 12715.41 | 12715.41 | 12715.41 | 12715.41 | 12715.41 | 12715.41 | 12715.41 | 12715.41 | 12715.41 | 12715.41 | 12715.41 | 12715.41 | 12715.41 | 12715.41 | 12715.41 | 12715.41 | 12715.41 | 12715.4132 | 12715.4132 | 12715.4132 | 12715.4132 | 0 | 0 | 0 | 0 | 0 | 0 | 0 | 0 | 0 | 0 | 0 | 0 | 0 | 0 | 0 | 0 | 0 | 0 | 0 | 0 | 0 | 0 | 0 | 0 | 0 | 0 | 0 | 0 | 0 | 0 | 0 | 0 | 0 | 0 | 0 | 0 | 0 | 0 | 0 | 0 | 0 | 0 | 0 | 0 | 0 | 0 | 0 | 0 | 0 | 0 | 0 | 0 | 0 | 0 | 0 | 0 | 0 | 0 | 0 | 0 | 0 | 0 | 0 | 0 | 0 | 0 | 0 | 0 | 0 | 0 | 0 | 0 | 0 | 0 | 0 | 0 | 0 | 0 | 0 | 0 | 0 | 0 | 0 | 0 | 0 | 0 | 0 | 0 | 0 | 0 | 0 | 0 | 0 | 0 | 0 | 0 | 0 | 0 | 0 | 0 | 0 | 0 | 0 | 0 | 0 | 0 | 0 | 0 | 0 | 0 | 0 | 0 | 0 | 0 | 0 | 0 | 0 | 0 | 0 | 0 | 0 | 0 | 0 | 0 | 0 | 0 | 0 | 0 | 0 | 0 | 0 | 0 | 0 | 0 | 0 | 0 | 0 | 0 | 0 | 0 | 0 | 0 | 0 | 0 | 0 | 0 | 0 | 0 | 0 | 0 | 0 | 0 | 0 | 0 | 0 | 0 | 0 | 0 | 0 | 0 | 0 | 0 | 0 | 0 | 0 | 0 | 0 | 0 | 0 | 0 | 0 | 0 | 0 | 0 | 0 | 0 | 0 | 0 | 0 | 0 | 0 | 0 | 0 | 0 | 0 | 0 | 0 | 0 | 0 | 0 | 0 | 0 | 0 | 0 | 0 | 0 | 0 | 0 | 0 | 0 | 0 | 0 | 0 | 0 | 0 | 0 | 0 | 0 | 0 | 0 | 0 | 0 | 0 | 0 | 0 | 0 | 0 | 0 | 0 | 0 | 0 | 0 | 0 | 0 | 0 | 0 | 0 | 0 | 0 | 0 | 0 | 0 | 0 | 0 | 0 | 0 | 0 | 0 | 0 | 0 | 0 | 0 | 0 | 0 | 0 | 0 | 0 | 0 | 0 | 0 | 0 | 0 | 0 | 0 | 0 | 0 | 0 | 0 | 0 | 0 | 0 | 0 | 0 | 0 | 0 | 0 | 0 | 0 | 0 | 0 | 0 | 0 | 0 | 0 | 0 | 0 | 0 | 0 | 0 | 0 | 0 | 0 | 0 | 0 | 0 | 0 | 0 | 0 | 0 | 0 | 0 | 0 | 0 | 0 | 0 | 0 | 0 | 0 | 0 | 0 | 0 | 0 | 0 | 0 | 0 | 0 | 0 | 0 | 0 | 0 | 0 | 0 | 0 | 0 | 0 | 0 | 0 | 0 | 0 | 0 | 0 | 0 | 0 | 0 | 0 | 0 | 0 | 0 | 0 | 0 | 0 | 0 | 0 | 0 | 0 | 0 | 0 | 0 | 0 | 0 | 0 | 0 | 0 | 0 | 0 | 0 | 0 | 0 | 0 | 0 | 0 | 0 | 0 | 0 | 0 | 0 | 0 | 0 | 0 | 0 | 0 | 0 | 0 | 0 | 0 | 0 | 0 | 0 | 0 | 0 | 0 | 0 | 0 | 0 | 0 | 0 | 0 | 0 | 0 | 0 | 0 | 0 | 0 | 0 | 0 | 0 | 0 | 0 | 0 | 0 | 0 | 0 | 0 | 0 | 0 | 0 | 0 | 0 | 0 | 0 | 0 | 0 | 0 | 0 | 0 | 0 | 0 | 0 | 0 | 0 | 0 | 0 | 0 | 0 | 0 | 0 | 0 | 0 | 0 | 0 | 0 | 0 | 0 | 0 | 0 | 0 | 0 | 0 | 0 | 0 | 0 | 0 | 0 | 0 | 0 | 0 | 0 | 0 | 0 | 0 | 0 | 0 | 0 | 0 | 0 | 0 | 0 | 0 | 0 | 0 | 0 | 0 | 0 | 0 | 0 | 0 | 0 | 0 | 0 | 0 | 0 | 0 | 0 | 0 | 0 | 0 | 0 | 0 | 0 | 0 | 0 | 0 | 0 | 0 | 0 | 0 | 0
WA_Commercial_WA - College_Existing_Space Heating_Natural Gas_Insulation - Ceiling_A | WA | Commercial | WA - College | Existing | Space Heating | Natural Gas | Insulation - Ceiling | A | WCM1 | R-13 | R-38 | 22 | 0.058604 | 0 | 0 | 0.79 | 0.02 | 0 | 0 | 0.24319 | 0.25 | sqft roof | 15% | 46.67% | Discretionary | Retro1Slow_WA | 84.66% | Space Heating | 0% | 1096.8196 |  | 574.0698 |  | 0 | Avista TRM | Avista TRM | Avista TRM | R-13 | R-13 | R-13 | R-13 | R-13 | R-13 | R-13 | R-13 | R-13 | R-13 | R-13 | R-13 | R-13 | R-13 | R-13 | R-13 | R-13 | R-13 | R-13 | R-13 | R-13 | R-13 | R-13 | R-13 | R-13 | R-13 | R-13 | R-38 | R-38 | R-38 | R-38 | R-38 | R-38 | R-38 | R-38 | R-38 | R-38 | R-38 | R-38 | R-38 | R-38 | R-38 | R-38 | R-38 | R-38 | R-38 | R-38 | R-38 | R-38 | R-38 | R-38 | R-38 | R-38 | R-38 | 0.79 | 0.79 | 0.79 | 0.79 | 0.79 | 0.79 | 0.79 | 0.79 | 0.79 | 0.79 | 0.79 | 0.79 | 0.79 | 0.79 | 0.79 | 0.79 | 0.79 | 0.79 | 0.79 | 0.79 | 0.79 | 0.79 | 0.79 | 0.79 | 0.79 | 0.79 | 0.79 | 0 | 0 | 0.0617 | 0.060476 | 0.059013 | 0.057522 | 0.056012 | 0.054477 | 0.052906 | 0.051301 | 0.049667 | 0.048011 | 0.046348 | 0.044726 | 0.043163 | 0.041664 | 0.040229 | 0.038878 | 0.037695 | 0.03668 | 0.035733 | 0.034873 | 0.034041 | 0.033382 | 0.032731 | 0.032088 | 0.031451 | 0 | 2.6375 | 1.3849 | 4.5665 | 7.2332 | 10.678 | 14.8522 | 19.5903 | 24.5872 | 29.3962 | 33.4643 | 36.2311 | 37.1958 | 36.0539 | 32.8163 | 27.8839 | 22.0074 | 16.0063 | 11.4247 | 6.0836 | 4.7507 | 0 | 0 | 0 | 0 | 0 | 2.6375 | 3.9586 | 8.4251 | 15.4372 | 25.692 | 39.8033 | 58.1864 | 80.9203 | 107.6183 | 137.3548 | 168.7798 | 200.0761 | 229.1815 | 254.1042 | 273.4549 | 287.1421 | 295.413 | 299.2149 | 298.097 | 295.7341 | 290.0093 | 284.3536 | 278.7677 | 273.2339 | 0 | 43612.4025 | 23467.4729 | 79388.1309 | 129135.6759 | 196009.9193 | 280728.0874 | 381867.293 | 495037.9324 | 612276.6036 | 722019.5628 | 810059.0271 | 861750.2884 | 865347.982 | 815736.411 | 717214.75 | 583826.7241 | 436381.9061 | 319721.1052 | 174449.6099 | 139559.6879 | 0 | 0 | 0 | 0 | 0 | 43612.4025 | 67079.8754 | 146468.0063 | 275603.6822 | 471613.6015 | 752341.6889 | 1134208.9819 | 1629246.9143 | 2241523.5179 | 2963543.0807 | 3773602.1077 | 4635352.3961 | 5500700.3781 | 6316436.7891 | 7033651.5391 | 7617478.2632 | 8053860.1693 | 8373581.2745 | 8548030.8844 | 8687590.5723 | 8687590.5723 | 8687590.5723 | 8687590.5723 | 8687590.5723 | 0 | 2.2968 | 1.2221 | 4.085 | 6.561 | 9.8248 | 13.8676 | 18.5702 | 23.6727 | 28.7603 | 33.2844 | 36.646 | 38.2681 | 37.7392 | 34.9563 | 30.2307 | 24.2789 | 17.9639 | 13.0452 | 7.0677 | 5.6163 | 0 | 0 | 0 | 0 | 0 | 2.2968 | 3.4934 | 7.5366 | 14.0026 | 23.6392 | 37.1646 | 55.1566 | 77.9107 | 105.2905 | 136.6163 | 170.7129 | 205.8438 | 239.894 | 270.6748 | 296.4693 | 316.7783 | 331.5417 | 341.6569 | 346.3157 | 349.6151 | 348.7051 | 347.8362 | 347.0045 | 346.2064 | 0 | 37070.5421 | 19947.352 | 67479.9112 | 109765.3245 | 166608.4314 | 238618.8743 | 324587.199 | 420782.2425 | 520435.113 | 613716.6284 | 688550.173 | 732487.7451 | 735545.7847 | 693375.9493 | 609632.5375 | 496252.7155 | 370924.6202 | 271762.9394 | 148282.1684 | 118625.7347 | 0 | 0 | 0 | 0 | 0 | 37070.5421 | 57017.8941 | 124497.8053 | 234263.1298 | 400871.5613 | 639490.4356 | 964077.6346 | 1384859.8772 | 1905294.9902 | 2519011.6186 | 3207561.7916 | 3940049.5367 | 4675595.3214 | 5368971.2707 | 5978603.8082 | 6474856.5237 | 6845781.1439 | 7117544.0833 | 7265826.2517 | 7384451.9864 | 7384451.9864 | 7384451.9864 | 7384451.9864 | 7384451.9864 | 0 | 2.2974 | 1.223 | 4.0902 | 6.5737 | 9.8515 | 13.9171 | 18.654 | 23.8033 | 28.9494 | 33.5402 | 36.9702 | 38.6523 | 38.1643 | 35.3939 | 30.6476 | 24.6451 | 18.2584 | 13.2764 | 7.2024 | 5.7309 | 0 | 0 | 0 | 0 | 0 | 2.2974 | 3.4958 | 7.5462 | 14.0298 | 23.7034 | 37.2975 | 55.4054 | 78.3402 | 105.9828 | 137.6665 | 172.2228 | 207.9104 | 242.5966 | 274.0631 | 300.5583 | 321.5572 | 336.9774 | 347.7113 | 352.9164 | 356.7484 | 356.2872 | 355.8651 | 355.4785 | 355.1241 | 0 | 37070.5421 | 19947.352 | 67479.9112 | 109765.3245 | 166608.4314 | 238618.8743 | 324587.199 | 420782.2425 | 520435.113 | 613716.6284 | 688550.173 | 732487.7451 | 735545.7847 | 693375.9493 | 609632.5375 | 496252.7155 | 370924.6202 | 271762.9394 | 148282.1684 | 118625.7347 | 0 | 0 | 0 | 0 | 0 | 37070.5421 | 57017.8941 | 124497.8053 | 234263.1298 | 400871.5613 | 639490.4356 | 964077.6346 | 1384859.8772 | 1905294.9902 | 2519011.6186 | 3207561.7916 | 3940049.5367 | 4675595.3214 | 5368971.2707 | 5978603.8082 | 6474856.5237 | 6845781.1439 | 7117544.0833 | 7265826.2517 | 7384451.9864 | 7384451.9864 | 7384451.9864 | 7384451.9864 | 7384451.9864 | 0 | 2.2974 | 1.223 | 4.0902 | 6.5737 | 9.8515 | 13.9171 | 18.654 | 23.8033 | 28.9494 | 33.5402 | 36.9702 | 38.6523 | 38.1643 | 35.3939 | 30.6476 | 24.6451 | 18.2584 | 13.2764 | 7.2024 | 5.7309 | 0 | 0 | 0 | 0 | 0 | 2.2974 | 3.4958 | 7.5462 | 14.0298 | 23.7034 | 37.2975 | 55.4054 | 78.3402 | 105.9828 | 137.6665 | 172.2228 | 207.9104 | 242.5966 | 274.0631 | 300.5583 | 321.5572 | 336.9774 | 347.7113 | 352.9164 | 356.7484 | 356.2872 | 355.8651 | 355.4785 | 355.1241 | 0 | 37070.5421 | 19947.352 | 67479.9112 | 109765.3245 | 166608.4314 | 238618.8743 | 324587.199 | 420782.2425 | 520435.113 | 613716.6284 | 688550.173 | 732487.7451 | 735545.7847 | 693375.9493 | 609632.5375 | 496252.7155 | 370924.6202 | 271762.9394 | 148282.1684 | 118625.7347 | 0 | 0 | 0 | 0 | 0 | 37070.5421 | 57017.8941 | 124497.8053 | 234263.1298 | 400871.5613 | 639490.4356 | 964077.6346 | 1384859.8772 | 1905294.9902 | 2519011.6186 | 3207561.7916 | 3940049.5367 | 4675595.3214 | 5368971.2707 | 5978603.8082 | 6474856.5237 | 6845781.1439 | 7117544.0833 | 7265826.2517 | 7384451.9864 | 7384451.9864 | 7384451.9864 | 7384451.9864 | 7384451.9864 | 1069.9578 | 1073.1633 | 1076.3384 | 1079.4759 | 1082.5686 | 1085.61 | 1088.5937 | 1091.5137 | 1094.3623 | 1097.1325 | 1099.8174 | 1102.4108 | 1104.9067 | 1107.2995 | 1109.5839 | 1111.755 | 1113.8081 | 1115.7186 | 1117.4852 | 1119.0999 | 1120.5755 | 1121.9237 | 1123.1552 | 1124.2799 | 1125.3069 | 560.0104 | 561.6882 | 563.3501 | 564.9922 | 566.6109 | 568.2027 | 569.7644 | 571.2927 | 572.7837 | 574.2335 | 575.6388 | 576.9962 | 578.3025 | 579.5549 | 580.7506 | 581.8869 | 582.9615 | 583.9614 | 584.8861 | 585.7312 | 586.5035 | 587.2091 | 587.8537 | 588.4424 | 588.9799
WA_Commercial_WA - College_Existing_Space Heating_Natural Gas_Insulation - Ducting_A | WA | Commercial | WA - College | Existing | Space Heating | Natural Gas | Insulation - Ducting | A | WCM2 | R-4 | R-8 | 20 | 0 | 0 | 0 | 0.96 | 0 | 0 | 0 | 0.24319 | 0.25 | sqft duct | 15% | 46.67% | Discretionary | Retro1Slow_WA | 84.66% | Central Systems | 0% | 0 |  | 0 |  | 0 | INS_DCT-All-DEER-1 | INS_DCT-All-DEER-1 | Building Energy Simulation Tool | R-4 | R-4 | R-4 | R-4 | R-4 | R-4 | R-4 | R-4 | R-4 | R-4 | R-4 | R-4 | R-4 | R-4 | R-4 | R-4 | R-4 | R-4 | R-4 | R-4 | R-4 | R-4 | R-4 | R-4 | R-4 | R-4 | R-4 | R-8 | R-8 | R-8 | R-8 | R-8 | R-8 | R-8 | R-8 | R-8 | R-8 | R-8 | R-8 | R-8 | R-8 | R-8 | R-8 | R-8 | R-8 | R-8 | R-8 | R-8 | R-8 | R-8 | R-8 | R-8 | R-8 | R-8 | 0.96 | 0.96 | 0.96 | 0.96 | 0.96 | 0.96 | 0.96 | 0.96 | 0.96 | 0.96 | 0.96 | 0.96 | 0.96 | 0.96 | 0.96 | 0.96 | 0.96 | 0.96 | 0.96 | 0.96 | 0.96 | 0.96 | 0.96 | 0.96 | 0.96 | 0.96 | 0.96 | 0 | 0 | 0 | 0 | 0 | 0 | 0 | 0 | 0 | 0 | 0 | 0 | 0 | 0 | 0 | 0 | 0 | 0 | 0 | 0 | 0 | 0 | 0 | 0 | 0 | 0 | 0 | 0 | 0 | 0 | 0 | 0 | 0 | 0 | 0 | 0 | 0 | 0 | 0 | 0 | 0 | 0 | 0 | 0 | 0 | 0 | 0 | 0 | 0 | 0 | 0 | 0 | 0 | 0 | 0 | 0 | 0 | 0 | 0 | 0 | 0 | 0 | 0 | 0 | 0 | 0 | 0 | 0 | 0 | 0 | 0 | 0 | 0 | 0 | 0 | 0 | 0 | 0 | 10903.1006 | 5866.8682 | 19847.0327 | 32283.919 | 49002.4798 | 70182.0219 | 95466.8232 | 123759.4831 | 153069.1509 | 180504.8907 | 202514.7568 | 215437.5721 | 216336.9955 | 203934.1027 | 179303.6875 | 145956.681 | 109095.4765 | 79930.2763 | 43612.4025 | 34889.922 | 0 | 0 | 0 | 0 | 0 | 10903.1006 | 16769.9688 | 36617.0016 | 68900.9205 | 117903.4004 | 188085.4222 | 283552.2455 | 407311.7286 | 560380.8795 | 740885.7702 | 943400.5269 | 1158838.099 | 1375175.0945 | 1579109.1973 | 1758412.8848 | 1904369.5658 | 2013465.0423 | 2093395.3186 | 2137007.7211 | 2171897.6431 | 2171897.6431 | 2171897.6431 | 2171897.6431 | 2171897.6431 | 0 | 0 | 0 | 0 | 0 | 0 | 0 | 0 | 0 | 0 | 0 | 0 | 0 | 0 | 0 | 0 | 0 | 0 | 0 | 0 | 0 | 0 | 0 | 0 | 0 | 0 | 0 | 0 | 0 | 0 | 0 | 0 | 0 | 0 | 0 | 0 | 0 | 0 | 0 | 0 | 0 | 0 | 0 | 0 | 0 | 0 | 0 | 0 | 0 | 0 | 0 | 9267.6355 | 4986.838 | 16869.9778 | 27441.3311 | 41652.1079 | 59654.7186 | 81146.7998 | 105195.5606 | 130108.7783 | 153429.1571 | 172137.5432 | 183121.9363 | 183886.4462 | 173343.9873 | 152408.1344 | 124063.1789 | 92731.155 | 67940.7349 | 37070.5421 | 29656.4337 | 0 | 0 | 0 | 0 | 0 | 9267.6355 | 14254.4735 | 31124.4513 | 58565.7825 | 100217.8903 | 159872.6089 | 241019.4087 | 346214.9693 | 476323.7475 | 629752.9046 | 801890.4479 | 985012.3842 | 1168898.8303 | 1342242.8177 | 1494650.9521 | 1618714.1309 | 1711445.286 | 1779386.0208 | 1816456.5629 | 1846112.9966 | 1846112.9966 | 1846112.9966 | 1846112.9966 | 1846112.9966 | 0 | 0 | 0 | 0 | 0 | 0 | 0 | 0 | 0 | 0 | 0 | 0 | 0 | 0 | 0 | 0 | 0 | 0 | 0 | 0 | 0 | 0 | 0 | 0 | 0 | 0 | 0 | 0 | 0 | 0 | 0 | 0 | 0 | 0 | 0 | 0 | 0 | 0 | 0 | 0 | 0 | 0 | 0 | 0 | 0 | 0 | 0 | 0 | 0 | 0 | 0 | 0 | 0 | 0 | 0 | 0 | 0 | 0 | 0 | 0 | 0 | 0 | 0 | 0 | 0 | 0 | 0 | 0 | 0 | 0 | 0 | 0 | 0 | 0 | 0 | 0 | 0 | 0 | 0 | 0 | 0 | 0 | 0 | 0 | 0 | 0 | 0 | 0 | 0 | 0 | 0 | 0 | 0 | 0 | 0 | 0 | 0 | 0 | 0 | 0 | 0 | 0 | 0 | 0 | 0 | 0 | 0 | 0 | 0 | 0 | 0 | 0 | 0 | 0 | 0 | 0 | 0 | 0 | 0 | 0 | 0 | 0 | 0 | 0 | 0 | 0 | 0 | 0 | 0 | 0 | 0 | 0 | 0 | 0 | 0 | 0 | 0 | 0 | 0 | 0 | 0 | 0 | 0 | 0 | 0 | 0 | 0 | 0 | 0 | 0 | 0 | 0 | 0 | 0 | 0 | 0 | 0 | 0 | 0 | 0 | 0 | 0 | 0 | 0 | 0 | 0 | 0 | 0 | 0 | 0 | 0 | 0 | 0 | 0 | 0 | 0 | 0 | 0 | 0 | 0 | 0 | 0 | 0 | 0 | 0 | 0 | 0 | 0 | 0 | 0 | 0 | 0 | 0 | 0 | 0 | 0 | 0 | 0 | 0 | 0 | 0 | 0 | 0 | 0 | 0 | 0 | 0 | 0 | 0 | 0 | 0 | 0 | 0 | 0 | 0 | 0 | 0 | 0 | 0 | 0 | 0 | 0 | 0 | 0 | 0 | 0 | 0 | 0 | 0 | 0 | 0 | 0 | 0 | 0 | 0 | 0 | 0 | 0 | 0 | 0 | 0 | 0 | 0 | 0 | 0 | 0 | 0 | 0 | 0 | 0
WA_Commercial_WA - College_Existing_Space Heating_Natural Gas_Insulation - Wall Cavity_A | WA | Commercial | WA - College | Existing | Space Heating | Natural Gas | Insulation - Wall Cavity | A | WCM3 | R-9 | R-23 | 22 | 0.18458 | 0 | 0 | 0.67 | 0.07 | 0 | 0 | 0.24319 | 0.25 | sqft wall | 15% | 46.67% | Discretionary | Retro1Slow_WA | 84.66% | Space Heating | 0% | 33.6252 |  | 154.581 |  | 0 | Avista TRM | Avista TRM | Avista TRM | R-9 | R-9 | R-9 | R-9 | R-9 | R-9 | R-9 | R-9 | R-9 | R-9 | R-9 | R-9 | R-9 | R-9 | R-9 | R-9 | R-9 | R-9 | R-9 | R-9 | R-9 | R-9 | R-9 | R-9 | R-9 | R-9 | R-9 | R-23 | R-23 | R-23 | R-23 | R-23 | R-23 | R-23 | R-23 | R-23 | R-23 | R-23 | R-23 | R-23 | R-23 | R-23 | R-23 | R-23 | R-23 | R-23 | R-23 | R-23 | R-23 | R-23 | R-23 | R-23 | R-23 | R-23 | 0.67 | 0.67 | 0.67 | 0.67 | 0.67 | 0.67 | 0.67 | 0.67 | 0.67 | 0.67 | 0.67 | 0.67 | 0.67 | 0.67 | 0.67 | 0.67 | 0.67 | 0.67 | 0.67 | 0.67 | 0.67 | 0.67 | 0.67 | 0.67 | 0.67 | 0.67 | 0.67 | 0 | 0 | 0.19433 | 0.19121 | 0.18784 | 0.18448 | 0.18113 | 0.17779 | 0.17447 | 0.17117 | 0.16791 | 0.16466 | 0.16143 | 0.15824 | 0.15506 | 0.15192 | 0.1488 | 0.14571 | 0.14276 | 0.13997 | 0.13721 | 0.13447 | 0.13178 | 0.12923 | 0.12671 | 0.12422 | 0.12175 | 0 | 3.1773 | 1.6795 | 5.5799 | 8.9117 | 13.2774 | 18.6608 | 24.9043 | 31.6686 | 38.4112 | 44.4091 | 48.8366 | 50.9109 | 50.086 | 46.2453 | 39.8158 | 31.7562 | 23.2721 | 16.7138 | 8.9376 | 7.0069 | 0 | 0 | 0 | 0 | 0 | 3.1773 | 4.8008 | 10.2948 | 19.0194 | 31.9464 | 50.0103 | 73.9699 | 104.2263 | 140.6221 | 182.2779 | 227.5018 | 273.8497 | 318.3785 | 358.0882 | 390.4695 | 414.3394 | 429.5095 | 437.7384 | 437.9425 | 436.1811 | 427.7401 | 419.4006 | 411.1639 | 403.0037 | 0 | 16616.3253 | 8941.1072 | 30246.8779 | 49200.6925 | 74679.7793 | 106957.4013 | 145491.4386 | 188609.4522 | 233277.386 | 275089.4534 | 308632.4893 | 328326.8599 | 329697.5811 | 310795.5726 | 273258.8198 | 222437.9819 | 166261.5062 | 121813.7411 | 66465.3014 | 53172.2411 | 0 | 0 | 0 | 0 | 0 | 16616.3253 | 25557.4325 | 55804.3104 | 105005.0029 | 179684.7822 | 286642.1835 | 432133.6221 | 620743.0743 | 854020.4603 | 1129109.9137 | 1437742.403 | 1766069.2629 | 2095766.8441 | 2406562.4166 | 2679821.2364 | 2902259.2183 | 3068520.7245 | 3190334.4656 | 3256799.7669 | 3309972.008 | 3309972.008 | 3309972.008 | 3309972.008 | 3309972.008 | 0 | 2.7653 | 1.4798 | 4.978 | 8.0515 | 12.1514 | 17.3036 | 23.4033 | 30.1672 | 37.1005 | 43.5039 | 48.5352 | 51.3455 | 51.2761 | 48.0735 | 42.0405 | 34.0643 | 25.3656 | 18.5167 | 10.0678 | 8.0269 | 0 | 0 | 0 | 0 | 0 | 2.7653 | 4.2299 | 9.1842 | 17.1837 | 29.2371 | 46.3731 | 69.5116 | 99.2848 | 135.8238 | 178.5626 | 226.0979 | 276.1871 | 325.9437 | 372.2443 | 412.2867 | 444.4538 | 468.1473 | 484.9579 | 493.3204 | 499.6742 | 498.376 | 497.1365 | 495.95 | 494.8112 | 0 | 14123.8765 | 7599.9411 | 25709.8462 | 41820.5886 | 63477.8124 | 90913.7911 | 123667.7228 | 160318.0344 | 198285.7781 | 233826.0354 | 262337.6159 | 279077.8309 | 280242.944 | 264176.2367 | 232269.9968 | 189072.2846 | 141322.2803 | 103541.6799 | 56495.5062 | 45196.4049 | 0 | 0 | 0 | 0 | 0 | 14123.8765 | 21723.8176 | 47433.6638 | 89254.2525 | 152732.0648 | 243645.856 | 367313.5788 | 527631.6132 | 725917.3913 | 959743.4267 | 1222081.0426 | 1501158.8735 | 1781401.8174 | 2045578.0541 | 2277848.0509 | 2466920.3355 | 2608242.6158 | 2711784.2957 | 2768279.8019 | 2813476.2068 | 2813476.2068 | 2813476.2068 | 2813476.2068 | 2813476.2068 | 0 | 2.766 | 1.4808 | 4.9843 | 8.0672 | 12.1844 | 17.3655 | 23.5088 | 30.3335 | 37.3445 | 43.8383 | 48.9645 | 51.861 | 51.8538 | 48.6753 | 42.6203 | 34.5782 | 25.7815 | 18.8449 | 10.2597 | 8.1907 | 0 | 0 | 0 | 0 | 0 | 2.766 | 4.2328 | 9.1958 | 17.2171 | 29.3165 | 46.5388 | 69.8251 | 99.8322 | 136.7168 | 179.9353 | 228.0976 | 278.9599 | 329.6156 | 376.904 | 417.9731 | 451.1588 | 475.8228 | 493.5518 | 502.723 | 509.8692 | 509.2125 | 508.6116 | 508.0612 | 507.5568 | 0 | 14123.8765 | 7599.9411 | 25709.8462 | 41820.5886 | 63477.8124 | 90913.7911 | 123667.7228 | 160318.0344 | 198285.7781 | 233826.0354 | 262337.6159 | 279077.8309 | 280242.944 | 264176.2367 | 232269.9968 | 189072.2846 | 141322.2803 | 103541.6799 | 56495.5062 | 45196.4049 | 0 | 0 | 0 | 0 | 0 | 14123.8765 | 21723.8176 | 47433.6638 | 89254.2525 | 152732.0648 | 243645.856 | 367313.5788 | 527631.6132 | 725917.3913 | 959743.4267 | 1222081.0426 | 1501158.8735 | 1781401.8174 | 2045578.0541 | 2277848.0509 | 2466920.3355 | 2608242.6158 | 2711784.2957 | 2768279.8019 | 2813476.2068 | 2813476.2068 | 2813476.2068 | 2813476.2068 | 2813476.2068 | 0 | 2.766 | 1.4808 | 4.9843 | 8.0672 | 12.1844 | 17.3655 | 23.5088 | 30.3335 | 37.3445 | 43.8383 | 48.9645 | 51.861 | 51.8538 | 48.6753 | 42.6203 | 34.5782 | 25.7815 | 18.8449 | 10.2597 | 8.1907 | 0 | 0 | 0 | 0 | 0 | 2.766 | 4.2328 | 9.1958 | 17.2171 | 29.3165 | 46.5388 | 69.8251 | 99.8322 | 136.7168 | 179.9353 | 228.0976 | 278.9599 | 329.6156 | 376.904 | 417.9731 | 451.1588 | 475.8228 | 493.5518 | 502.723 | 509.8692 | 509.2125 | 508.6116 | 508.0612 | 507.5568 | 0 | 14123.8765 | 7599.9411 | 25709.8462 | 41820.5886 | 63477.8124 | 90913.7911 | 123667.7228 | 160318.0344 | 198285.7781 | 233826.0354 | 262337.6159 | 279077.8309 | 280242.944 | 264176.2367 | 232269.9968 | 189072.2846 | 141322.2803 | 103541.6799 | 56495.5062 | 45196.4049 | 0 | 0 | 0 | 0 | 0 | 14123.8765 | 21723.8176 | 47433.6638 | 89254.2525 | 152732.0648 | 243645.856 | 367313.5788 | 527631.6132 | 725917.3913 | 959743.4267 | 1222081.0426 | 1501158.8735 | 1781401.8174 | 2045578.0541 | 2277848.0509 | 2466920.3355 | 2608242.6158 | 2711784.2957 | 2768279.8019 | 2813476.2068 | 2813476.2068 | 2813476.2068 | 2813476.2068 | 2813476.2068 | 32.8017 | 32.9 | 32.9973 | 33.0935 | 33.1883 | 33.2816 | 33.373 | 33.4626 | 33.5499 | 33.6348 | 33.7171 | 33.7966 | 33.8732 | 33.9465 | 34.0165 | 34.0831 | 34.146 | 34.2046 | 34.2588 | 34.3083 | 34.3535 | 34.3948 | 34.4326 | 34.4671 | 34.4986 | 150.7952 | 151.247 | 151.6945 | 152.1367 | 152.5725 | 153.0012 | 153.4217 | 153.8332 | 154.2347 | 154.6251 | 155.0035 | 155.369 | 155.7208 | 156.058 | 156.38 | 156.6859 | 156.9753 | 157.2445 | 157.4935 | 157.7211 | 157.9291 | 158.1191 | 158.2926 | 158.4511 | 158.5959
WA_Commercial_WA - College_Existing_Space Heating_Natural Gas_Green Roof - Vegetated Rooftop_A | WA | Commercial | WA - College | Existing | Space Heating | Natural Gas | Green Roof - Vegetated Rooftop | A | WCM4 | No vegetation on roof | Green roof | 25 | 0.0033417 | 0 | 0 | 15.28 | 0 | 1.15 | 0 | 0.28365 | 0.25 | sqft roof | 0% | 0% | Discretionary | Retro1Slow_WA | 84.66% | Space Heating | 0% | 798044.3374 |  | 199859.0022 |  | 0 | Measure Cost Research v1.1 - Sep 2020.xlsx | Measure Cost Research v1.1 - Sep 2020.xlsx | Measure Cost Research v1.1 - Sep 2020.xlsx | No vegetation on roof | No vegetation on roof | No vegetation on roof | No vegetation on roof | No vegetation on roof | No vegetation on roof | No vegetation on roof | No vegetation on roof | No vegetation on roof | No vegetation on roof | No vegetation on roof | No vegetation on roof | No vegetation on roof | No vegetation on roof | No vegetation on roof | No vegetation on roof | No vegetation on roof | No vegetation on roof | No vegetation on roof | No vegetation on roof | No vegetation on roof | No vegetation on roof | No vegetation on roof | No vegetation on roof | No vegetation on roof | No vegetation on roof | No vegetation on roof | Green roof | Green roof | Green roof | Green roof | Green roof | Green roof | Green roof | Green roof | Green roof | Green roof | Green roof | Green roof | Green roof | Green roof | Green roof | Green roof | Green roof | Green roof | Green roof | Green roof | Green roof | Green roof | Green roof | Green roof | Green roof | Green roof | Green roof | 15.28 | 15.28 | 15.28 | 15.28 | 15.28 | 15.28 | 15.28 | 15.28 | 15.28 | 15.28 | 15.28 | 15.28 | 15.28 | 15.28 | 15.28 | 15.28 | 15.28 | 15.28 | 15.28 | 15.28 | 15.28 | 15.28 | 15.28 | 15.28 | 15.28 | 15.28 | 15.28 | 0 | 0 | 0.0035182 | 0.0034284 | 0.0033141 | 0.0031963 | 0.0030809 | 0.0029665 | 0.0028494 | 0.0027285 | 0.002605 | 0.0024806 | 0.0023574 | 0.0022382 | 0.0021248 | 0.0020184 | 0.0019197 | 0.0018304 | 0.0017551 | 0.0016932 | 0.0016378 | 0.0015903 | 0.0015451 | 0.0015151 | 0.0014856 | 0.0014564 | 0.0014275 | 0 | 0 | 0 | 0 | 0 | 0 | 0 | 0 | 0 | 0 | 0 | 0 | 0 | 0 | 0 | 0 | 0 | 0 | 0 | 0 | 0 | 0 | 0 | 0 | 0 | 0 | 0 | 0 | 0 | 0 | 0 | 0 | 0 | 0 | 0 | 0 | 0 | 0 | 0 | 0 | 0 | 0 | 0 | 0 | 0 | 0 | 0 | 0 | 0 | 0 | 0 | 0 | 0 | 0 | 0 | 0 | 0 | 0 | 0 | 0 | 0 | 0 | 0 | 0 | 0 | 0 | 0 | 0 | 0 | 0 | 0 | 0 | 0 | 0 | 0 | 0 | 0 | 0 | 0 | 0 | 0 | 0 | 0 | 0 | 0 | 0 | 0 | 0 | 0 | 0 | 0 | 0 | 0 | 0 | 0 | 0 | 0 | 0 | 0 | 0 | 0 | 0 | 0 | 0 | 0 | 0 | 0 | 0 | 0 | 0 | 0 | 0 | 0 | 0 | 0 | 0 | 0 | 0 | 0 | 0 | 0 | 0 | 0 | 0 | 0 | 0 | 0 | 0 | 0 | 0 | 0 | 0 | 0 | 0 | 0 | 0 | 0 | 0 | 0 | 0 | 0 | 0 | 0 | 0 | 0 | 0 | 0 | 0 | 0 | 0 | 0 | 0 | 0 | 0 | 0 | 0 | 0 | 0 | 0 | 0 | 0 | 0 | 0 | 0 | 0 | 0 | 0 | 0 | 0 | 0 | 0 | 0 | 0 | 0 | 0 | 0 | 0 | 0 | 0 | 0 | 0 | 0 | 0 | 0 | 0 | 0 | 0 | 0 | 0 | 0 | 0 | 0 | 0 | 0 | 0 | 0 | 0 | 0 | 0 | 0 | 0 | 0 | 0 | 0 | 0 | 0 | 0 | 0 | 0 | 0 | 0 | 0 | 0 | 0 | 0 | 0 | 0 | 0 | 0 | 0 | 0 | 0 | 0 | 0 | 0 | 0 | 0 | 0 | 0 | 0 | 0 | 0 | 0 | 0 | 0 | 0 | 0 | 0 | 0 | 0 | 0 | 0 | 0 | 0 | 0 | 0 | 0 | 0 | 0 | 0 | 0 | 0 | 0 | 0 | 0 | 0 | 0 | 0 | 0 | 0 | 0 | 0 | 0 | 0 | 0 | 0 | 0 | 0 | 0 | 0 | 0 | 0 | 0 | 0 | 0 | 0 | 0 | 0 | 0 | 0 | 0 | 0 | 0 | 0 | 0 | 0 | 0 | 0 | 0 | 0 | 0 | 0 | 0 | 0 | 0 | 0 | 0 | 0 | 0 | 0 | 0 | 0 | 0 | 0 | 0 | 0 | 0 | 0 | 0 | 0 | 0 | 0 | 0 | 0 | 0 | 0 | 0 | 0 | 0 | 0 | 0 | 0 | 0 | 0 | 0 | 0 | 0 | 0 | 0 | 0 | 0 | 0 | 0 | 0 | 0 | 0 | 0 | 0 | 0 | 0 | 0 | 0 | 0 | 0 | 0 | 0 | 0 | 0 | 0 | 0 | 0 | 0 | 0 | 0 | 0 | 0 | 0 | 0 | 0 | 0 | 0 | 0 | 0 | 0 | 0 | 0 | 0 | 0 | 0 | 0 | 0 | 0 | 0 | 0 | 0 | 0 | 0 | 0 | 0 | 0 | 0 | 0 | 0 | 0 | 0 | 0 | 0 | 0 | 0 | 0 | 0 | 0 | 0 | 0 | 0 | 0 | 0 | 0 | 0 | 0 | 778499.6809 | 780832.0017 | 783142.2474 | 785425.0513 | 787675.3225 | 789888.2235 | 792059.1498 | 794183.7132 | 796256.3823 | 798271.9506 | 800225.5181 | 802112.4737 | 803928.4802 | 805669.4611 | 807331.5881 | 808911.2703 | 810405.1448 | 811795.1791 | 813080.5672 | 814255.4572 | 815329.0973 | 816310.0068 | 817206.0256 | 818024.3616 | 818771.6365 | 194964.3173 | 195548.4143 | 196126.9829 | 196698.6791 | 197262.2279 | 197816.4179 | 198360.096 | 198892.163 | 199411.2339 | 199916.0047 | 200405.2483 | 200877.8098 | 201332.6031 | 201768.6074 | 202184.8637 | 202580.473 | 202954.5929 | 203302.7074 | 203624.6149 | 203918.8496 | 204187.7277 | 204433.3827 | 204657.778 | 204862.7188 | 205049.8633
WA_Commercial_WA - College_Existing_Space Heating_Natural Gas_Ducting - Repair and Sealing_A | WA | Commercial | WA - College | Existing | Space Heating | Natural Gas | Ducting - Repair and Sealing | A | WCM5 | 20% Leakage | Sealed | 18 | 0.19095 | 0 | 0 | 0.65 | 0.07 | 0 | 0 | 0.19525 | 0.25 | sqft duct | 15% | 66.67% | Discretionary | Retro1Slow_WA | 84.66% | Central Systems | 0% | 46.242 |  | 144.0467 |  | 0 | DCT_RPR-All-DEER-1 | DCT_RPR-Cooling-RTF-1 | Building Energy Simulation Tool | 20% Leakage | 20% Leakage | 20% Leakage | 20% Leakage | 20% Leakage | 20% Leakage | 20% Leakage | 20% Leakage | 20% Leakage | 20% Leakage | 20% Leakage | 20% Leakage | 20% Leakage | 20% Leakage | 20% Leakage | 20% Leakage | 20% Leakage | 20% Leakage | 20% Leakage | 20% Leakage | 20% Leakage | 20% Leakage | 20% Leakage | 20% Leakage | 20% Leakage | 20% Leakage | 20% Leakage | Sealed | Sealed | Sealed | Sealed | Sealed | Sealed | Sealed | Sealed | Sealed | Sealed | Sealed | Sealed | Sealed | Sealed | Sealed | Sealed | Sealed | Sealed | Sealed | Sealed | Sealed | Sealed | Sealed | Sealed | Sealed | Sealed | Sealed | 0.65 | 0.65 | 0.65 | 0.65 | 0.65 | 0.65 | 0.65 | 0.65 | 0.65 | 0.65 | 0.65 | 0.65 | 0.65 | 0.65 | 0.65 | 0.65 | 0.65 | 0.65 | 0.65 | 0.65 | 0.65 | 0.65 | 0.65 | 0.65 | 0.65 | 0.65 | 0.65 | 0 | 0 | 0.20104 | 0.19773 | 0.19414 | 0.1905 | 0.18684 | 0.18313 | 0.17936 | 0.17554 | 0.17166 | 0.16772 | 0.16372 | 0.1597 | 0.1557 | 0.15175 | 0.14791 | 0.1442 | 0.1408 | 0.13771 | 0.13475 | 0.13194 | 0.12919 | 0.12669 | 0.12422 | 0.12178 | 0.11937 | 0 | 3.5175 | 1.8584 | 6.1689 | 9.8415 | 14.6413 | 20.5383 | 27.3425 | 34.6621 | 41.8859 | 48.2172 | 52.7692 | 54.7293 | 53.5649 | 49.2148 | 42.1868 | 33.531 | 24.5129 | 17.5735 | 7.0411 | 6.1177 | 0 | 0 | 0 | 0 | 0 | 3.5175 | 5.312 | 11.3814 | 21.0038 | 35.228 | 55.0418 | 81.2116 | 114.0784 | 153.3429 | 197.9084 | 245.8217 | 294.3886 | 340.4923 | 381.0814 | 413.7213 | 437.4956 | 452.4103 | 460.254 | 457.6718 | 454.2754 | 445.4842 | 436.7987 | 428.2203 | 419.7216 | 0 | 17789.2694 | 9572.2587 | 32382.0008 | 52673.7625 | 79951.4145 | 114507.5093 | 155761.659 | 201923.3672 | 249744.4041 | 294507.9796 | 330418.8137 | 351503.4071 | 352970.8874 | 332734.5887 | 292548.1217 | 238139.848 | 177997.8828 | 130412.5561 | 53367.8083 | 47353.4035 | 0 | 0 | 0 | 0 | 0 | 17789.2694 | 27361.5281 | 59743.5289 | 112417.2914 | 192368.7059 | 306876.2152 | 462637.8742 | 664561.2414 | 914305.6454 | 1208813.625 | 1539232.4387 | 1890735.8458 | 2243706.7332 | 2576441.3219 | 2868989.4436 | 3107129.2916 | 3285127.1743 | 3415539.7304 | 3468907.5387 | 3516260.9422 | 3516260.9422 | 3516260.9422 | 3516260.9422 | 3516260.9422 | 0 | 3.0616 | 1.6376 | 5.5049 | 8.8955 | 13.4084 | 19.0625 | 25.7283 | 33.0776 | 40.5516 | 47.3763 | 52.6397 | 55.4462 | 55.1296 | 51.4716 | 44.8453 | 36.2308 | 26.9235 | 19.6243 | 7.9959 | 7.066 | 0 | 0 | 0 | 0 | 0 | 3.0616 | 4.681 | 10.1563 | 18.9849 | 32.2615 | 51.0869 | 76.4173 | 108.8634 | 148.4579 | 194.4569 | 245.2184 | 298.2452 | 350.4384 | 398.5566 | 439.7933 | 472.7217 | 496.8989 | 513.9654 | 519.7317 | 524.6932 | 523.33 | 522.0285 | 520.7825 | 519.5866 | 0 | 15120.879 | 8136.4199 | 27524.7006 | 44772.6982 | 67958.7023 | 97331.3829 | 132397.4101 | 171634.8621 | 212282.7435 | 250331.7826 | 280855.9916 | 298777.896 | 300025.2543 | 282824.4004 | 248665.9035 | 202418.8708 | 151298.2003 | 110850.6727 | 45362.637 | 40250.393 | 0 | 0 | 0 | 0 | 0 | 15120.879 | 23257.2989 | 50781.9995 | 95554.6977 | 163513.4 | 260844.7829 | 393242.1931 | 564877.0552 | 777159.7986 | 1027491.5813 | 1308347.5729 | 1607125.4689 | 1907150.7232 | 2189975.1236 | 2438641.027 | 2641059.8978 | 2792358.0982 | 2903208.7708 | 2948571.4079 | 2988821.8008 | 2988821.8008 | 2988821.8008 | 2988821.8008 | 2988821.8008 | 0 | 3.0624 | 1.6387 | 5.5119 | 8.9127 | 13.4448 | 19.1306 | 25.8444 | 33.2599 | 40.8182 | 47.7405 | 53.1053 | 56.0029 | 55.7506 | 52.1159 | 45.4638 | 36.7774 | 27.3649 | 19.972 | 8.1483 | 7.2102 | 0 | 0 | 0 | 0 | 0 | 3.0624 | 4.6842 | 10.1692 | 19.0217 | 32.3491 | 51.2695 | 76.762 | 109.4636 | 149.434 | 195.9518 | 247.3873 | 301.2395 | 354.3863 | 403.5457 | 445.8591 | 479.8531 | 505.0457 | 523.0733 | 529.6377 | 535.3986 | 534.7091 | 534.0781 | 533.5001 | 532.9704 | 0 | 15120.879 | 8136.4199 | 27524.7006 | 44772.6982 | 67958.7023 | 97331.3829 | 132397.4101 | 171634.8621 | 212282.7435 | 250331.7826 | 280855.9916 | 298777.896 | 300025.2543 | 282824.4004 | 248665.9035 | 202418.8708 | 151298.2003 | 110850.6727 | 45362.637 | 40250.393 | 0 | 0 | 0 | 0 | 0 | 15120.879 | 23257.2989 | 50781.9995 | 95554.6977 | 163513.4 | 260844.7829 | 393242.1931 | 564877.0552 | 777159.7986 | 1027491.5813 | 1308347.5729 | 1607125.4689 | 1907150.7232 | 2189975.1236 | 2438641.027 | 2641059.8978 | 2792358.0982 | 2903208.7708 | 2948571.4079 | 2988821.8008 | 2988821.8008 | 2988821.8008 | 2988821.8008 | 2988821.8008 | 0 | 3.0624 | 1.6387 | 5.5119 | 8.9127 | 13.4448 | 19.1306 | 25.8444 | 33.2599 | 40.8182 | 47.7405 | 53.1053 | 56.0029 | 55.7506 | 52.1159 | 45.4638 | 36.7774 | 27.3649 | 19.972 | 8.1483 | 7.2102 | 0 | 0 | 0 | 0 | 0 | 3.0624 | 4.6842 | 10.1692 | 19.0217 | 32.3491 | 51.2695 | 76.762 | 109.4636 | 149.434 | 195.9518 | 247.3873 | 301.2395 | 354.3863 | 403.5457 | 445.8591 | 479.8531 | 505.0457 | 523.0733 | 529.6377 | 535.3986 | 534.7091 | 534.0781 | 533.5001 | 532.9704 | 0 | 15120.879 | 8136.4199 | 27524.7006 | 44772.6982 | 67958.7023 | 97331.3829 | 132397.4101 | 171634.8621 | 212282.7435 | 250331.7826 | 280855.9916 | 298777.896 | 300025.2543 | 282824.4004 | 248665.9035 | 202418.8708 | 151298.2003 | 110850.6727 | 45362.637 | 40250.393 | 0 | 0 | 0 | 0 | 0 | 15120.879 | 23257.2989 | 50781.9995 | 95554.6977 | 163513.4 | 260844.7829 | 393242.1931 | 564877.0552 | 777159.7986 | 1027491.5813 | 1308347.5729 | 1607125.4689 | 1907150.7232 | 2189975.1236 | 2438641.027 | 2641059.8978 | 2792358.0982 | 2903208.7708 | 2948571.4079 | 2988821.8008 | 2988821.8008 | 2988821.8008 | 2988821.8008 | 2988821.8008 | 45.1095 | 45.2447 | 45.3785 | 45.5108 | 45.6412 | 45.7694 | 45.8952 | 46.0183 | 46.1384 | 46.2552 | 46.3684 | 46.4778 | 46.583 | 46.6839 | 46.7802 | 46.8717 | 46.9583 | 47.0388 | 47.1133 | 47.1814 | 47.2436 | 47.3004 | 47.3523 | 47.3998 | 47.4431 | 140.5189 | 140.9398 | 141.3568 | 141.7689 | 142.1751 | 142.5745 | 142.9663 | 143.3498 | 143.7239 | 144.0877 | 144.4404 | 144.781 | 145.1087 | 145.423 | 145.723 | 146.0081 | 146.2778 | 146.5287 | 146.7607 | 146.9728 | 147.1665 | 147.3436 | 147.5053 | 147.653 | 147.7879
WA_Commercial_WA - College_Existing_Space Heating_Natural Gas_Windows - High Efficiency Glazing_A | WA | Commercial | WA - College | Existing | Space Heating | Natural Gas | Windows - High Efficiency Glazing | A | WCM6 | Single Glaze | High Efficiency Glaze | 45 | 0 | 0 | 0 | 22.04 | 0 | 0 | 0 | 0.28365 | 0.25 | sqft window | 47.83% | 63.78% | Discretionary | Retro1Slow_WA | 84.66% | Space Heating | 0% | 0 |  | 0 |  | 0 | WND_HE-Heating-RTF-v2.1-1 | WND_HE-Heating-RTF-v2.1-1 | Building Energy Simulation Tool | Single Glaze | Single Glaze | Single Glaze | Single Glaze | Single Glaze | Single Glaze | Single Glaze | Single Glaze | Single Glaze | Single Glaze | Single Glaze | Single Glaze | Single Glaze | Single Glaze | Single Glaze | Single Glaze | Single Glaze | Single Glaze | Single Glaze | Single Glaze | Single Glaze | Single Glaze | Single Glaze | Single Glaze | Single Glaze | Single Glaze | Single Glaze | High Efficiency Glaze | High Efficiency Glaze | High Efficiency Glaze | High Efficiency Glaze | High Efficiency Glaze | High Efficiency Glaze | High Efficiency Glaze | High Efficiency Glaze | High Efficiency Glaze | High Efficiency Glaze | High Efficiency Glaze | High Efficiency Glaze | High Efficiency Glaze | High Efficiency Glaze | High Efficiency Glaze | High Efficiency Glaze | High Efficiency Glaze | High Efficiency Glaze | High Efficiency Glaze | High Efficiency Glaze | High Efficiency Glaze | High Efficiency Glaze | High Efficiency Glaze | High Efficiency Glaze | High Efficiency Glaze | High Efficiency Glaze | High Efficiency Glaze | 22.04 | 22.04 | 22.04 | 22.04 | 22.04 | 22.04 | 22.04 | 22.04 | 22.04 | 22.04 | 22.04 | 22.04 | 22.04 | 22.04 | 22.04 | 22.04 | 22.04 | 22.04 | 22.04 | 22.04 | 22.04 | 22.04 | 22.04 | 22.04 | 22.04 | 22.04 | 22.04 | 0 | 0 | 0 | 0 | 0 | 0 | 0 | 0 | 0 | 0 | 0 | 0 | 0 | 0 | 0 | 0 | 0 | 0 | 0 | 0 | 0 | 0 | 0 | 0 | 0 | 0 | 0 | 0 | 0 | 0 | 0 | 0 | 0 | 0 | 0 | 0 | 0 | 0 | 0 | 0 | 0 | 0 | 0 | 0 | 0 | 0 | 0 | 0 | 0 | 0 | 0 | 0 | 0 | 0 | 0 | 0 | 0 | 0 | 0 | 0 | 0 | 0 | 0 | 0 | 0 | 0 | 0 | 0 | 0 | 0 | 0 | 0 | 0 | 0 | 0 | 0 | 0 | 0 | 2091.6406 | 1125.4945 | 3807.4362 | 6193.3168 | 9400.5899 | 13463.6534 | 18314.266 | 23741.9034 | 29364.6426 | 34627.8893 | 38850.2414 | 41329.3422 | 41501.8867 | 39122.5274 | 34397.4516 | 28000.1931 | 20928.7741 | 15333.7494 | 8366.5625 | 6693.25 | 0 | 0 | 0 | 0 | 0 | 2091.6406 | 3217.1351 | 7024.5713 | 13217.8881 | 22618.478 | 36082.1314 | 54396.3974 | 78138.3008 | 107502.9434 | 142130.8327 | 180981.0741 | 222310.4162 | 263812.303 | 302934.8303 | 337332.2819 | 365332.475 | 386261.2491 | 401594.9985 | 409961.561 | 416654.8109 | 416654.8109 | 416654.8109 | 416654.8109 | 416654.8109 | 0 | 0 | 0 | 0 | 0 | 0 | 0 | 0 | 0 | 0 | 0 | 0 | 0 | 0 | 0 | 0 | 0 | 0 | 0 | 0 | 0 | 0 | 0 | 0 | 0 | 0 | 0 | 0 | 0 | 0 | 0 | 0 | 0 | 0 | 0 | 0 | 0 | 0 | 0 | 0 | 0 | 0 | 0 | 0 | 0 | 0 | 0 | 0 | 0 | 0 | 0 | 1777.8945 | 956.6703 | 3236.3208 | 5264.3193 | 7990.5014 | 11444.1054 | 15567.1261 | 20180.6179 | 24959.9462 | 29433.7059 | 33022.7052 | 35129.9409 | 35276.6037 | 33254.1483 | 29237.8338 | 23800.1641 | 17789.458 | 13033.687 | 7111.5781 | 5689.2625 | 0 | 0 | 0 | 0 | 0 | 1777.8945 | 2734.5649 | 5970.8856 | 11235.2049 | 19225.7063 | 30669.8116 | 46236.9378 | 66417.5556 | 91377.5019 | 120811.2078 | 153833.9129 | 188963.8538 | 224240.4575 | 257494.6058 | 286732.4396 | 310532.6037 | 328322.0617 | 341355.7487 | 348467.3268 | 354156.5893 | 354156.5893 | 354156.5893 | 354156.5893 | 354156.5893 | 0 | 0 | 0 | 0 | 0 | 0 | 0 | 0 | 0 | 0 | 0 | 0 | 0 | 0 | 0 | 0 | 0 | 0 | 0 | 0 | 0 | 0 | 0 | 0 | 0 | 0 | 0 | 0 | 0 | 0 | 0 | 0 | 0 | 0 | 0 | 0 | 0 | 0 | 0 | 0 | 0 | 0 | 0 | 0 | 0 | 0 | 0 | 0 | 0 | 0 | 0 | 0 | 0 | 0 | 0 | 0 | 0 | 0 | 0 | 0 | 0 | 0 | 0 | 0 | 0 | 0 | 0 | 0 | 0 | 0 | 0 | 0 | 0 | 0 | 0 | 0 | 0 | 0 | 0 | 0 | 0 | 0 | 0 | 0 | 0 | 0 | 0 | 0 | 0 | 0 | 0 | 0 | 0 | 0 | 0 | 0 | 0 | 0 | 0 | 0 | 0 | 0 | 0 | 0 | 0 | 0 | 0 | 0 | 0 | 0 | 0 | 0 | 0 | 0 | 0 | 0 | 0 | 0 | 0 | 0 | 0 | 0 | 0 | 0 | 0 | 0 | 0 | 0 | 0 | 0 | 0 | 0 | 0 | 0 | 0 | 0 | 0 | 0 | 0 | 0 | 0 | 0 | 0 | 0 | 0 | 0 | 0 | 0 | 0 | 0 | 0 | 0 | 0 | 0 | 0 | 0 | 0 | 0 | 0 | 0 | 0 | 0 | 0 | 0 | 0 | 0 | 0 | 0 | 0 | 0 | 0 | 0 | 0 | 0 | 0 | 0 | 0 | 0 | 0 | 0 | 0 | 0 | 0 | 0 | 0 | 0 | 0 | 0 | 0 | 0 | 0 | 0 | 0 | 0 | 0 | 0 | 0 | 0 | 0 | 0 | 0 | 0 | 0 | 0 | 0 | 0 | 0 | 0 | 0 | 0 | 0 | 0 | 0 | 0 | 0 | 0 | 0 | 0 | 0 | 0 | 0 | 0 | 0 | 0 | 0 | 0 | 0 | 0 | 0 | 0 | 0 | 0 | 0 | 0 | 0 | 0 | 0 | 0 | 0 | 0 | 0 | 0 | 0 | 0 | 0 | 0 | 0 | 0 | 0 | 0
WA_Commercial_WA - College_Existing_Space Heating_Natural Gas_Windows - Secondary Glazing Systems_A | WA | Commercial | WA - College | Existing | Space Heating | Natural Gas | Windows - Secondary Glazing Systems | A | WCM7 | Windows rated to U-Factor 0.62 and SHGC 0.27. | Windows rated to U-Factor 0.4 and SHGC 0.2. | 30 | 2.0253 | 0 | 0 | 37.69 | 0.75 | 0 | 0 | 0.28365 | 0.25 | sqft window | 47.83% | 63.78% | Discretionary | Retro1Slow_WA | 84.66% | Space Heating | 0% | 1429.4676 |  | 763.1671 |  | 0 | RTF - ComSecondaryGlazingSystems_v1_1 | RTF - ComSecondaryGlazingSystems_v1_1 | RTF - ComSecondaryGlazingSystems_v1_1 | Windows rated to U-Factor 0.62 and SHGC 0.27. | Windows rated to U-Factor 0.62 and SHGC 0.27. | Windows rated to U-Factor 0.62 and SHGC 0.27. | Windows rated to U-Factor 0.62 and SHGC 0.27. | Windows rated to U-Factor 0.62 and SHGC 0.27. | Windows rated to U-Factor 0.62 and SHGC 0.27. | Windows rated to U-Factor 0.62 and SHGC 0.27. | Windows rated to U-Factor 0.62 and SHGC 0.27. | Windows rated to U-Factor 0.62 and SHGC 0.27. | Windows rated to U-Factor 0.62 and SHGC 0.27. | Windows rated to U-Factor 0.62 and SHGC 0.27. | Windows rated to U-Factor 0.62 and SHGC 0.27. | Windows rated to U-Factor 0.62 and SHGC 0.27. | Windows rated to U-Factor 0.62 and SHGC 0.27. | Windows rated to U-Factor 0.62 and SHGC 0.27. | Windows rated to U-Factor 0.62 and SHGC 0.27. | Windows rated to U-Factor 0.62 and SHGC 0.27. | Windows rated to U-Factor 0.62 and SHGC 0.27. | Windows rated to U-Factor 0.62 and SHGC 0.27. | Windows rated to U-Factor 0.62 and SHGC 0.27. | Windows rated to U-Factor 0.62 and SHGC 0.27. | Windows rated to U-Factor 0.62 and SHGC 0.27. | Windows rated to U-Factor 0.62 and SHGC 0.27. | Windows rated to U-Factor 0.62 and SHGC 0.27. | Windows rated to U-Factor 0.62 and SHGC 0.27. | Windows rated to U-Factor 0.62 and SHGC 0.27. | Windows rated to U-Factor 0.62 and SHGC 0.27. | Windows rated to U-Factor 0.4 and SHGC 0.2. | Windows rated to U-Factor 0.4 and SHGC 0.2. | Windows rated to U-Factor 0.4 and SHGC 0.2. | Windows rated to U-Factor 0.4 and SHGC 0.2. | Windows rated to U-Factor 0.4 and SHGC 0.2. | Windows rated to U-Factor 0.4 and SHGC 0.2. | Windows rated to U-Factor 0.4 and SHGC 0.2. | Windows rated to U-Factor 0.4 and SHGC 0.2. | Windows rated to U-Factor 0.4 and SHGC 0.2. | Windows rated to U-Factor 0.4 and SHGC 0.2. | Windows rated to U-Factor 0.4 and SHGC 0.2. | Windows rated to U-Factor 0.4 and SHGC 0.2. | Windows rated to U-Factor 0.4 and SHGC 0.2. | Windows rated to U-Factor 0.4 and SHGC 0.2. | Windows rated to U-Factor 0.4 and SHGC 0.2. | Windows rated to U-Factor 0.4 and SHGC 0.2. | Windows rated to U-Factor 0.4 and SHGC 0.2. | Windows rated to U-Factor 0.4 and SHGC 0.2. | Windows rated to U-Factor 0.4 and SHGC 0.2. | Windows rated to U-Factor 0.4 and SHGC 0.2. | Windows rated to U-Factor 0.4 and SHGC 0.2. | Windows rated to U-Factor 0.4 and SHGC 0.2. | Windows rated to U-Factor 0.4 and SHGC 0.2. | Windows rated to U-Factor 0.4 and SHGC 0.2. | Windows rated to U-Factor 0.4 and SHGC 0.2. | Windows rated to U-Factor 0.4 and SHGC 0.2. | Windows rated to U-Factor 0.4 and SHGC 0.2. | 37.69 | 37.69 | 37.69 | 37.69 | 37.69 | 37.69 | 37.69 | 37.69 | 37.69 | 37.69 | 37.69 | 37.69 | 37.69 | 37.69 | 37.69 | 37.69 | 37.69 | 37.69 | 37.69 | 37.69 | 37.69 | 37.69 | 37.69 | 37.69 | 37.69 | 37.69 | 37.69 | 0 | 0 | 2.1323 | 2.0876 | 2.0336 | 1.978 | 1.9215 | 1.8634 | 1.8036 | 1.7418 | 1.6786 | 1.6142 | 1.5494 | 1.4862 | 1.4255 | 1.3677 | 1.3131 | 1.2625 | 1.2195 | 1.1839 | 1.1513 | 1.1226 | 1.095 | 1.0738 | 1.0529 | 1.0322 | 1.0117 | 0 | 4.3665 | 2.2888 | 7.5313 | 11.9002 | 17.5175 | 24.2824 | 31.9006 | 39.8526 | 47.3998 | 53.6533 | 57.7405 | 58.9142 | 56.7609 | 51.3704 | 43.4279 | 34.1464 | 24.7769 | 17.6542 | 9.3923 | 7.3291 | 0 | 0 | 0 | 0 | 0 | 4.3665 | 6.5423 | 13.8949 | 25.3976 | 42.1483 | 65.076 | 94.7501 | 131.1612 | 173.5291 | 220.2209 | 268.9798 | 316.8993 | 360.8086 | 397.7733 | 425.8931 | 445.525 | 457.2816 | 462.3681 | 460.2217 | 456.237 | 447.4043 | 438.6783 | 430.0601 | 421.5222 | 0 | 2091.6406 | 1125.4945 | 3807.4362 | 6193.3168 | 9400.5899 | 13463.6534 | 18314.266 | 23741.9034 | 29364.6426 | 34627.8893 | 38850.2414 | 41329.3422 | 41501.8867 | 39122.5274 | 34397.4516 | 28000.1931 | 20928.7741 | 15333.7494 | 8366.5625 | 6693.25 | 0 | 0 | 0 | 0 | 0 | 2091.6406 | 3217.1351 | 7024.5713 | 13217.8881 | 22618.478 | 36082.1314 | 54396.3974 | 78138.3008 | 107502.9434 | 142130.8327 | 180981.0741 | 222310.4162 | 263812.303 | 302934.8303 | 337332.2819 | 365332.475 | 386261.2491 | 401594.9985 | 409961.561 | 416654.8109 | 416654.8109 | 416654.8109 | 416654.8109 | 416654.8109 | 0 | 3.8032 | 2.0207 | 6.7421 | 10.8063 | 16.1427 | 22.7192 | 30.32 | 38.4993 | 46.567 | 53.6324 | 58.7483 | 61.0292 | 59.8777 | 55.1954 | 47.5286 | 38.0493 | 28.0967 | 20.3738 | 11.0297 | 8.7593 | 0 | 0 | 0 | 0 | 0 | 3.8032 | 5.7759 | 12.4389 | 23.063 | 38.8404 | 60.8867 | 90.0554 | 126.7073 | 170.4802 | 220.1352 | 273.6745 | 328.2759 | 380.6208 | 427.391 | 466.108 | 496.4486 | 518.5532 | 533.5947 | 540.4546 | 545.2635 | 543.8432 | 542.4874 | 541.1895 | 539.9439 | 0 | 1777.8945 | 956.6703 | 3236.3208 | 5264.3193 | 7990.5014 | 11444.1054 | 15567.1261 | 20180.6179 | 24959.9462 | 29433.7059 | 33022.7052 | 35129.9409 | 35276.6037 | 33254.1483 | 29237.8338 | 23800.1641 | 17789.458 | 13033.687 | 7111.5781 | 5689.2625 | 0 | 0 | 0 | 0 | 0 | 1777.8945 | 2734.5649 | 5970.8856 | 11235.2049 | 19225.7063 | 30669.8116 | 46236.9378 | 66417.5556 | 91377.5019 | 120811.2078 | 153833.9129 | 188963.8538 | 224240.4575 | 257494.6058 | 286732.4396 | 310532.6037 | 328322.0617 | 341355.7487 | 348467.3268 | 354156.5893 | 354156.5893 | 354156.5893 | 354156.5893 | 354156.5893 | 0 | 0 | 0 | 0 | 0 | 0 | 0 | 0 | 0 | 0 | 0 | 0 | 0 | 0 | 0 | 0 | 0 | 0 | 0 | 0 | 0 | 0 | 0 | 0 | 0 | 0 | 0 | 0 | 0 | 0 | 0 | 0 | 0 | 0 | 0 | 0 | 0 | 0 | 0 | 0 | 0 | 0 | 0 | 0 | 0 | 0 | 0 | 0 | 0 | 0 | 0 | 0 | 0 | 0 | 0 | 0 | 0 | 0 | 0 | 0 | 0 | 0 | 0 | 0 | 0 | 0 | 0 | 0 | 0 | 0 | 0 | 0 | 0 | 0 | 0 | 0 | 0 | 0 | 0 | 0 | 0 | 0 | 0 | 0 | 0 | 0 | 0 | 0 | 0 | 0 | 0 | 0 | 0 | 0 | 0 | 0 | 0 | 0 | 0 | 0 | 0 | 3.8042 | 2.0221 | 6.7506 | 10.8273 | 16.1865 | 22.8004 | 30.4568 | 38.7116 | 46.8732 | 54.0447 | 59.2679 | 61.6419 | 60.5523 | 55.8863 | 48.1841 | 38.6233 | 28.5574 | 20.7348 | 11.2399 | 8.938 | 0 | 0 | 0 | 0 | 0 | 3.8042 | 5.7799 | 12.4547 | 23.1077 | 38.9459 | 61.1044 | 90.4616 | 127.4059 | 171.601 | 221.8275 | 276.0951 | 331.5717 | 384.9087 | 432.741 | 472.5367 | 503.9379 | 527.055 | 543.0504 | 550.7555 | 556.3886 | 555.6684 | 555.0092 | 554.4054 | 553.852 | 0 | 1777.8945 | 956.6703 | 3236.3208 | 5264.3193 | 7990.5014 | 11444.1054 | 15567.1261 | 20180.6179 | 24959.9462 | 29433.7059 | 33022.7052 | 35129.9409 | 35276.6037 | 33254.1483 | 29237.8338 | 23800.1641 | 17789.458 | 13033.687 | 7111.5781 | 5689.2625 | 0 | 0 | 0 | 0 | 0 | 1777.8945 | 2734.5649 | 5970.8856 | 11235.2049 | 19225.7063 | 30669.8116 | 46236.9378 | 66417.5556 | 91377.5019 | 120811.2078 | 153833.9129 | 188963.8538 | 224240.4575 | 257494.6058 | 286732.4396 | 310532.6037 | 328322.0617 | 341355.7487 | 348467.3268 | 354156.5893 | 354156.5893 | 354156.5893 | 354156.5893 | 354156.5893 | 1394.459 | 1398.6367 | 1402.7748 | 1406.8638 | 1410.8945 | 1414.8583 | 1418.7469 | 1422.5524 | 1426.265 | 1429.8754 | 1433.3746 | 1436.7545 | 1440.0074 | 1443.1259 | 1446.1031 | 1448.9326 | 1451.6085 | 1454.0983 | 1456.4007 | 1458.5052 | 1460.4283 | 1462.1854 | 1463.7903 | 1465.2561 | 1466.5947 | 744.4767 | 746.707 | 748.9163 | 751.0994 | 753.2513 | 755.3675 | 757.4435 | 759.4752 | 761.4573 | 763.3848 | 765.253 | 767.0575 | 768.7941 | 770.459 | 772.0485 | 773.5592 | 774.9877 | 776.317 | 777.5462 | 778.6698 | 779.6965 | 780.6345 | 781.4914 | 782.274 | 782.9886
WA_Commercial_WA - College_Existing_Space Heating_Natural Gas_HVAC - Energy Recovery Ventilator_A | WA | Commercial | WA - College | Existing | Space Heating | Natural Gas | HVAC - Energy Recovery Ventilator | A | WCM8 | No ERV | ERV | 20 | 0.14321 | 0 | 0 | 1.09 | 0 | 0 | 0 | 0.28365 | 0.25 | sqft | 5% | 20% | Discretionary | RetroEven20_WA | 85% | Space Heating | 0% | 858.1155 |  | 366.3433 |  | 0 | HRV-Cooling/Heating-E3T-1 | HRV-Cooling/Heating-E3T-1 | HRV-Cooling/Heating-E3T-1 | No ERV | No ERV | No ERV | No ERV | No ERV | No ERV | No ERV | No ERV | No ERV | No ERV | No ERV | No ERV | No ERV | No ERV | No ERV | No ERV | No ERV | No ERV | No ERV | No ERV | No ERV | No ERV | No ERV | No ERV | No ERV | No ERV | No ERV | ERV | ERV | ERV | ERV | ERV | ERV | ERV | ERV | ERV | ERV | ERV | ERV | ERV | ERV | ERV | ERV | ERV | ERV | ERV | ERV | ERV | ERV | ERV | ERV | ERV | ERV | ERV | 1.09 | 1.09 | 1.09 | 1.09 | 1.09 | 1.09 | 1.09 | 1.09 | 1.09 | 1.09 | 1.09 | 1.09 | 1.09 | 1.09 | 1.09 | 1.09 | 1.09 | 1.09 | 1.09 | 1.09 | 1.09 | 1.09 | 1.09 | 1.09 | 1.09 | 1.09 | 1.09 | 0 | 0 | 0.15078 | 0.14813 | 0.14515 | 0.1421 | 0.139 | 0.13583 | 0.13256 | 0.12919 | 0.12572 | 0.12214 | 0.11848 | 0.11478 | 0.11109 | 0.10749 | 0.10404 | 0.10078 | 0.09795 | 0.09554 | 0.093299 | 0.091273 | 0.089311 | 0.087582 | 0.085874 | 0.084187 | 0.082516 | 0 | 15.3004 | 30.7749 | 30.1287 | 29.4713 | 28.7983 | 28.1058 | 27.392 | 26.6555 | 25.8967 | 25.1204 | 24.3356 | 23.5541 | 22.7902 | 22.0577 | 21.3679 | 20.7675 | 20.2565 | 19.7814 | 19.3519 | 18.9358 | 0 | 0 | 0 | 0 | 0 | 15.3004 | 45.7677 | 74.9355 | 102.7717 | 129.2233 | 154.2216 | 177.6966 | 199.5749 | 219.7899 | 238.3217 | 255.2117 | 270.5697 | 284.5847 | 297.4961 | 309.5611 | 321.6293 | 333.9733 | 345.9205 | 357.7619 | 369.0053 | 361.8628 | 354.8064 | 347.837 | 340.9325 | 0 | 103292.5322 | 212021.5134 | 212021.5134 | 212021.5134 | 212021.5134 | 212021.5134 | 212021.5134 | 212021.5134 | 212021.5134 | 212021.5134 | 212021.5134 | 212021.5134 | 212021.5134 | 212021.5134 | 212021.5134 | 212021.5134 | 212021.5134 | 212021.5134 | 212021.5134 | 212021.5134 | 0 | 0 | 0 | 0 | 0 | 103292.5322 | 315314.0456 | 527335.559 | 739357.0724 | 951378.5858 | 1163400.0992 | 1375421.6126 | 1587443.126 | 1799464.6394 | 2011486.1528 | 2223507.6662 | 2435529.1796 | 2647550.693 | 2859572.2064 | 3071593.7198 | 3283615.2332 | 3495636.7466 | 3707658.26 | 3919679.7734 | 4131701.2868 | 4131701.2868 | 4131701.2868 | 4131701.2868 | 4131701.2868 | 0 | 13.3197 | 27.1319 | 26.9077 | 26.6708 | 26.4174 | 26.144 | 25.8483 | 25.5283 | 25.1832 | 24.8159 | 24.433 | 24.0438 | 23.6604 | 23.2955 | 22.96 | 22.6985 | 22.5148 | 22.3612 | 22.2488 | 22.1451 | 0 | 0 | 0 | 0 | 0 | 13.3197 | 40.35 | 66.9243 | 93.0058 | 118.5398 | 143.4568 | 167.6823 | 191.1351 | 213.7345 | 235.4333 | 256.2332 | 276.1949 | 295.4519 | 314.1907 | 332.6263 | 351.5358 | 371.2054 | 391.0346 | 411.3179 | 431.5458 | 430.4231 | 429.3513 | 428.3252 | 427.3405 | 0 | 87798.6523 | 180218.2864 | 180218.2864 | 180218.2864 | 180218.2864 | 180218.2864 | 180218.2864 | 180218.2864 | 180218.2864 | 180218.2864 | 180218.2864 | 180218.2864 | 180218.2864 | 180218.2864 | 180218.2864 | 180218.2864 | 180218.2864 | 180218.2864 | 180218.2864 | 180218.2864 | 0 | 0 | 0 | 0 | 0 | 87798.6523 | 268016.9387 | 448235.2251 | 628453.5115 | 808671.7979 | 988890.0843 | 1169108.3707 | 1349326.6571 | 1529544.9435 | 1709763.2298 | 1889981.5162 | 2070199.8026 | 2250418.089 | 2430636.3754 | 2610854.6618 | 2791072.9482 | 2971291.2346 | 3151509.521 | 3331727.8074 | 3511946.0937 | 3511946.0937 | 3511946.0937 | 3511946.0937 | 3511946.0937 | 0 | 13.3231 | 27.1507 | 26.9417 | 26.7226 | 26.4892 | 26.2375 | 25.9648 | 25.6691 | 25.3488 | 25.0067 | 24.6491 | 24.2851 | 23.927 | 23.5871 | 23.2767 | 23.0409 | 22.8839 | 22.7575 | 22.6729 | 22.5969 | 0 | 0 | 0 | 0 | 0 | 13.3231 | 40.378 | 67.0089 | 93.1864 | 118.8617 | 143.9696 | 168.4386 | 192.1889 | 215.1397 | 237.2432 | 258.4996 | 278.9678 | 298.7803 | 318.1236 | 337.2139 | 356.839 | 377.2915 | 397.9641 | 419.1575 | 440.3507 | 439.7821 | 439.2616 | 438.785 | 438.3482 | 0 | 87798.6523 | 180218.2864 | 180218.2864 | 180218.2864 | 180218.2864 | 180218.2864 | 180218.2864 | 180218.2864 | 180218.2864 | 180218.2864 | 180218.2864 | 180218.2864 | 180218.2864 | 180218.2864 | 180218.2864 | 180218.2864 | 180218.2864 | 180218.2864 | 180218.2864 | 180218.2864 | 0 | 0 | 0 | 0 | 0 | 87798.6523 | 268016.9387 | 448235.2251 | 628453.5115 | 808671.7979 | 988890.0843 | 1169108.3707 | 1349326.6571 | 1529544.9435 | 1709763.2298 | 1889981.5162 | 2070199.8026 | 2250418.089 | 2430636.3754 | 2610854.6618 | 2791072.9482 | 2971291.2346 | 3151509.521 | 3331727.8074 | 3511946.0937 | 3511946.0937 | 3511946.0937 | 3511946.0937 | 3511946.0937 | 0 | 13.3231 | 27.1507 | 26.9417 | 26.7226 | 26.4892 | 26.2375 | 25.9648 | 25.6691 | 25.3488 | 25.0067 | 24.6491 | 24.2851 | 23.927 | 23.5871 | 23.2767 | 23.0409 | 22.8839 | 22.7575 | 22.6729 | 22.5969 | 0 | 0 | 0 | 0 | 0 | 13.3231 | 40.378 | 67.0089 | 93.1864 | 118.8617 | 143.9696 | 168.4386 | 192.1889 | 215.1397 | 237.2432 | 258.4996 | 278.9678 | 298.7803 | 318.1236 | 337.2139 | 356.839 | 377.2915 | 397.9641 | 419.1575 | 440.3507 | 439.7821 | 439.2616 | 438.785 | 438.3482 | 0 | 87798.6523 | 180218.2864 | 180218.2864 | 180218.2864 | 180218.2864 | 180218.2864 | 180218.2864 | 180218.2864 | 180218.2864 | 180218.2864 | 180218.2864 | 180218.2864 | 180218.2864 | 180218.2864 | 180218.2864 | 180218.2864 | 180218.2864 | 180218.2864 | 180218.2864 | 180218.2864 | 0 | 0 | 0 | 0 | 0 | 87798.6523 | 268016.9387 | 448235.2251 | 628453.5115 | 808671.7979 | 988890.0843 | 1169108.3707 | 1349326.6571 | 1529544.9435 | 1709763.2298 | 1889981.5162 | 2070199.8026 | 2250418.089 | 2430636.3754 | 2610854.6618 | 2791072.9482 | 2971291.2346 | 3151509.521 | 3331727.8074 | 3511946.0937 | 3511946.0937 | 3511946.0937 | 3511946.0937 | 3511946.0937 | 837.0997 | 839.6076 | 842.0917 | 844.5464 | 846.966 | 849.3455 | 851.6798 | 853.9643 | 856.193 | 858.3603 | 860.4609 | 862.4899 | 864.4426 | 866.3146 | 868.1019 | 869.8005 | 871.4068 | 872.9014 | 874.2836 | 875.5469 | 876.7014 | 877.7561 | 878.7196 | 879.5995 | 880.403 | 357.3713 | 358.442 | 359.5025 | 360.5504 | 361.5834 | 362.5992 | 363.5958 | 364.5711 | 365.5226 | 366.4478 | 367.3446 | 368.2108 | 369.0444 | 369.8436 | 370.6066 | 371.3318 | 372.0176 | 372.6557 | 373.2457 | 373.7851 | 374.2779 | 374.7282 | 375.1395 | 375.5152 | 375.8582
WA_Commercial_WA - College_Existing_Space Heating_Natural Gas_Building Shell - Air Sealing (Infiltration Control)_A | WA | Commercial | WA - College | Existing | Space Heating | Natural Gas | Building Shell - Air Sealing (Infiltration Control) | A | WCM9 | Building with air infiltration. | Air sealing to reduce air infiltration. | 10 | 2.4512 | 0 | 0 | 8 | 0.91 | 0 | 0 | 0.28365 | 0.25 | foot door | 45% | 66.67% | Discretionary | Retro1Slow_WA | 84.66% | Space Heating | 0% | 198.4501 |  | 237.626 |  | 0 | IL TRM - CI-MSC-WTST-V01-200101 | IL TRM - CI-MSC-WTST-V01-200101 | IL TRM - CI-MSC-WTST-V01-200101 | Building with air infiltration. | Building with air infiltration. | Building with air infiltration. | Building with air infiltration. | Building with air infiltration. | Building with air infiltration. | Building with air infiltration. | Building with air infiltration. | Building with air infiltration. | Building with air infiltration. | Building with air infiltration. | Building with air infiltration. | Building with air infiltration. | Building with air infiltration. | Building with air infiltration. | Building with air infiltration. | Building with air infiltration. | Building with air infiltration. | Building with air infiltration. | Building with air infiltration. | Building with air infiltration. | Building with air infiltration. | Building with air infiltration. | Building with air infiltration. | Building with air infiltration. | Building with air infiltration. | Building with air infiltration. | Air sealing to reduce air infiltration. | Air sealing to reduce air infiltration. | Air sealing to reduce air infiltration. | Air sealing to reduce air infiltration. | Air sealing to reduce air infiltration. | Air sealing to reduce air infiltration. | Air sealing to reduce air infiltration. | Air sealing to reduce air infiltration. | Air sealing to reduce air infiltration. | Air sealing to reduce air infiltration. | Air sealing to reduce air infiltration. | Air sealing to reduce air infiltration. | Air sealing to reduce air infiltration. | Air sealing to reduce air infiltration. | Air sealing to reduce air infiltration. | Air sealing to reduce air infiltration. | Air sealing to reduce air infiltration. | Air sealing to reduce air infiltration. | Air sealing to reduce air infiltration. | Air sealing to reduce air infiltration. | Air sealing to reduce air infiltration. | Air sealing to reduce air infiltration. | Air sealing to reduce air infiltration. | Air sealing to reduce air infiltration. | Air sealing to reduce air infiltration. | Air sealing to reduce air infiltration. | Air sealing to reduce air infiltration. | 8 | 8 | 8 | 8 | 8 | 8 | 8 | 8 | 8 | 8 | 8 | 8 | 8 | 8 | 8 | 8 | 8 | 8 | 8 | 8 | 8 | 8 | 8 | 8 | 8 | 8 | 8 | 0 | 0 | 2.5807 | 2.5353 | 2.4844 | 2.4322 | 2.3792 | 2.325 | 2.2692 | 2.2117 | 2.1524 | 2.0914 | 2.029 | 1.9658 | 1.903 | 1.8415 | 1.7826 | 1.727 | 1.6785 | 1.6373 | 1.5989 | 1.5641 | 1.5305 | 1.5009 | 1.4716 | 1.4427 | 1.4141 | 0 | 0.10592 | 0.055847 | 0.18496 | 0.29431 | 0.43653 | 0.6102 | 0.80901 | 1.0207 | 1.2266 | 1.4033 | 1.4433 | 1.5281 | 1.3864 | 1.1724 | 0.86221 | 0.48734 | 0.085496 | 0 | 0 | 0 | 0 | 0 | 0 | 0 | 0 | 0.10592 | 0.15963 | 0.34125 | 0.62811 | 1.0503 | 1.6353 | 2.4029 | 3.3592 | 4.4905 | 5.7597 | 7.0238 | 8.3273 | 9.4448 | 10.3147 | 10.8553 | 11.0382 | 10.8522 | 10.5977 | 10.3676 | 10.1447 | 9.9483 | 9.7543 | 9.5627 | 9.3729 | 0 | 41.7761 | 22.4794 | 76.0455 | 123.6984 | 187.7569 | 268.908 | 365.7887 | 474.1942 | 586.4965 | 691.6187 | 734.1752 | 802.9867 | 752.8668 | 657.6912 | 499.2594 | 290.3366 | 52.2193 | 0 | 0 | 0 | 0 | 0 | 0 | 0 | 0 | 41.7761 | 64.2555 | 140.3009 | 263.9993 | 451.7562 | 720.6641 | 1086.4528 | 1560.647 | 2147.1436 | 2838.7623 | 3572.9375 | 4375.9242 | 5128.791 | 5786.4822 | 6285.7416 | 6576.0782 | 6628.2975 | 6628.2975 | 6628.2975 | 6628.2975 | 6628.2975 | 6628.2975 | 6628.2975 | 6628.2975 | 0 | 0.092204 | 0.049236 | 0.16519 | 0.26634 | 0.40044 | 0.5676 | 0.7634 | 0.97746 | 1.1927 | 1.3861 | 1.4489 | 1.5596 | 1.4392 | 1.238 | 0.92629 | 0.53256 | 0.09501 | 0 | 0 | 0 | 0 | 0 | 0 | 0 | 0 | 0.092204 | 0.14074 | 0.30476 | 0.56842 | 0.96348 | 1.5211 | 2.2674 | 3.217 | 4.3665 | 5.6894 | 7.0512 | 8.4994 | 9.804 | 10.8918 | 11.6621 | 12.0623 | 12.0598 | 11.9776 | 11.9174 | 11.8618 | 11.831 | 11.8015 | 11.7733 | 11.7462 | 0 | 35.5097 | 19.1075 | 64.6387 | 105.1436 | 159.5933 | 228.5718 | 310.9204 | 403.0651 | 498.5221 | 587.8759 | 624.0489 | 682.5387 | 639.9368 | 559.0375 | 424.3705 | 246.7861 | 44.3864 | 0 | 0 | 0 | 0 | 0 | 0 | 0 | 0 | 35.5097 | 54.6171 | 119.2558 | 224.3994 | 383.9928 | 612.5645 | 923.4849 | 1326.55 | 1825.072 | 2412.948 | 3036.9969 | 3719.5356 | 4359.4724 | 4918.5099 | 5342.8804 | 5589.6665 | 5634.0528 | 5634.0528 | 5634.0528 | 5634.0528 | 5634.0528 | 5634.0528 | 5634.0528 | 5634.0528 | 0 | 0.092228 | 0.04927 | 0.1654 | 0.26685 | 0.40152 | 0.56963 | 0.76684 | 0.98285 | 1.2006 | 1.3968 | 1.4617 | 1.5753 | 1.4554 | 1.2535 | 0.93906 | 0.54059 | 0.096568 | 0 | 0 | 0 | 0 | 0 | 0 | 0 | 0 | 0.092228 | 0.14083 | 0.30515 | 0.56953 | 0.96609 | 1.5266 | 2.2776 | 3.2347 | 4.3952 | 5.7332 | 7.1136 | 8.5847 | 9.9145 | 11.0282 | 11.823 | 12.2443 | 12.2576 | 12.1898 | 12.1445 | 12.1038 | 12.0882 | 12.0739 | 12.0608 | 12.0488 | 0 | 35.5097 | 19.1075 | 64.6387 | 105.1436 | 159.5933 | 228.5718 | 310.9204 | 403.0651 | 498.5221 | 587.8759 | 624.0489 | 682.5387 | 639.9368 | 559.0375 | 424.3705 | 246.7861 | 44.3864 | 0 | 0 | 0 | 0 | 0 | 0 | 0 | 0 | 35.5097 | 54.6171 | 119.2558 | 224.3994 | 383.9928 | 612.5645 | 923.4849 | 1326.55 | 1825.072 | 2412.948 | 3036.9969 | 3719.5356 | 4359.4724 | 4918.5099 | 5342.8804 | 5589.6665 | 5634.0528 | 5634.0528 | 5634.0528 | 5634.0528 | 5634.0528 | 5634.0528 | 5634.0528 | 5634.0528 | 0 | 0.092228 | 0.04927 | 0.1654 | 0.26685 | 0.40152 | 0.56963 | 0.76684 | 0.98285 | 1.2006 | 1.3968 | 1.4617 | 1.5753 | 1.4554 | 1.2535 | 0.93906 | 0.54059 | 0.096568 | 0 | 0 | 0 | 0 | 0 | 0 | 0 | 0 | 0.092228 | 0.14083 | 0.30515 | 0.56953 | 0.96609 | 1.5266 | 2.2776 | 3.2347 | 4.3952 | 5.7332 | 7.1136 | 8.5847 | 9.9145 | 11.0282 | 11.823 | 12.2443 | 12.2576 | 12.1898 | 12.1445 | 12.1038 | 12.0882 | 12.0739 | 12.0608 | 12.0488 | 0 | 35.5097 | 19.1075 | 64.6387 | 105.1436 | 159.5933 | 228.5718 | 310.9204 | 403.0651 | 498.5221 | 587.8759 | 624.0489 | 682.5387 | 639.9368 | 559.0375 | 424.3705 | 246.7861 | 44.3864 | 0 | 0 | 0 | 0 | 0 | 0 | 0 | 0 | 35.5097 | 54.6171 | 119.2558 | 224.3994 | 383.9928 | 612.5645 | 923.4849 | 1326.55 | 1825.072 | 2412.948 | 3036.9969 | 3719.5356 | 4359.4724 | 4918.5099 | 5342.8804 | 5589.6665 | 5634.0528 | 5634.0528 | 5634.0528 | 5634.0528 | 5634.0528 | 5634.0528 | 5634.0528 | 5634.0528 | 193.5899 | 194.1699 | 194.7444 | 195.312 | 195.8716 | 196.4219 | 196.9618 | 197.4901 | 198.0055 | 198.5067 | 198.9925 | 199.4617 | 199.9133 | 200.3462 | 200.7596 | 201.1524 | 201.5239 | 201.8695 | 202.1892 | 202.4813 | 202.7483 | 202.9922 | 203.215 | 203.4185 | 203.6044 | 231.8063 | 232.5008 | 233.1887 | 233.8684 | 234.5385 | 235.1974 | 235.8438 | 236.4764 | 237.0936 | 237.6937 | 238.2754 | 238.8373 | 239.378 | 239.8964 | 240.3913 | 240.8617 | 241.3065 | 241.7204 | 242.1031 | 242.453 | 242.7727 | 243.0647 | 243.3315 | 243.5752 | 243.7977
WA_Commercial_WA - College_Existing_Space Heating_Natural Gas_Ventilation - Demand Controlled_A | WA | Commercial | WA - College | Existing | Space Heating | Natural Gas | Ventilation - Demand Controlled | A | WCM10 | No occupancy based outdoor air controls. | Outdoor air controlled based on occupancy to meet ASHRAE 62.1 | 10 | 0.035244 | 0 | 0 | 0.25 | 0.01 | 0 | 0 | 0.28365 | 0.25 | sqft | 55% | 75% | Discretionary | Retro5Med_WA | 85% | Central Systems | 0% | 851.6087 |  | 516.4699 |  | 0 | IL TRM - CI-HVC-DCV-V05-190101 | VENT_DCV-Heating-7PLN-v5-8 | IL TRM - CI-HVC-DCV-V05-190101 | No occupancy based outdoor air controls. | No occupancy based outdoor air controls. | No occupancy based outdoor air controls. | No occupancy based outdoor air controls. | No occupancy based outdoor air controls. | No occupancy based outdoor air controls. | No occupancy based outdoor air controls. | No occupancy based outdoor air controls. | No occupancy based outdoor air controls. | No occupancy based outdoor air controls. | No occupancy based outdoor air controls. | No occupancy based outdoor air controls. | No occupancy based outdoor air controls. | No occupancy based outdoor air controls. | No occupancy based outdoor air controls. | No occupancy based outdoor air controls. | No occupancy based outdoor air controls. | No occupancy based outdoor air controls. | No occupancy based outdoor air controls. | No occupancy based outdoor air controls. | No occupancy based outdoor air controls. | No occupancy based outdoor air controls. | No occupancy based outdoor air controls. | No occupancy based outdoor air controls. | No occupancy based outdoor air controls. | No occupancy based outdoor air controls. | No occupancy based outdoor air controls. | Outdoor air controlled based on occupancy to meet ASHRAE 62.1 | Outdoor air controlled based on occupancy to meet ASHRAE 62.1 | Outdoor air controlled based on occupancy to meet ASHRAE 62.1 | Outdoor air controlled based on occupancy to meet ASHRAE 62.1 | Outdoor air controlled based on occupancy to meet ASHRAE 62.1 | Outdoor air controlled based on occupancy to meet ASHRAE 62.1 | Outdoor air controlled based on occupancy to meet ASHRAE 62.1 | Outdoor air controlled based on occupancy to meet ASHRAE 62.1 | Outdoor air controlled based on occupancy to meet ASHRAE 62.1 | Outdoor air controlled based on occupancy to meet ASHRAE 62.1 | Outdoor air controlled based on occupancy to meet ASHRAE 62.1 | Outdoor air controlled based on occupancy to meet ASHRAE 62.1 | Outdoor air controlled based on occupancy to meet ASHRAE 62.1 | Outdoor air controlled based on occupancy to meet ASHRAE 62.1 | Outdoor air controlled based on occupancy to meet ASHRAE 62.1 | Outdoor air controlled based on occupancy to meet ASHRAE 62.1 | Outdoor air controlled based on occupancy to meet ASHRAE 62.1 | Outdoor air controlled based on occupancy to meet ASHRAE 62.1 | Outdoor air controlled based on occupancy to meet ASHRAE 62.1 | Outdoor air controlled based on occupancy to meet ASHRAE 62.1 | Outdoor air controlled based on occupancy to meet ASHRAE 62.1 | Outdoor air controlled based on occupancy to meet ASHRAE 62.1 | Outdoor air controlled based on occupancy to meet ASHRAE 62.1 | Outdoor air controlled based on occupancy to meet ASHRAE 62.1 | Outdoor air controlled based on occupancy to meet ASHRAE 62.1 | Outdoor air controlled based on occupancy to meet ASHRAE 62.1 | Outdoor air controlled based on occupancy to meet ASHRAE 62.1 | 0.25 | 0.25 | 0.25 | 0.25 | 0.25 | 0.25 | 0.25 | 0.25 | 0.25 | 0.25 | 0.25 | 0.25 | 0.25 | 0.25 | 0.25 | 0.25 | 0.25 | 0.25 | 0.25 | 0.25 | 0.25 | 0.25 | 0.25 | 0.25 | 0.25 | 0.25 | 0.25 | 0 | 0 | 0.037105 | 0.036392 | 0.035539 | 0.034675 | 0.033802 | 0.032917 | 0.032016 | 0.031095 | 0.030155 | 0.029196 | 0.028223 | 0.027246 | 0.026294 | 0.025381 | 0.024507 | 0.023684 | 0.022963 | 0.022344 | 0.021768 | 0.021244 | 0.020737 | 0.020336 | 0.019939 | 0.019547 | 0.019159 | 0 | 8.6207 | 10.3369 | 12.3415 | 13.9661 | 15.5131 | 17.6399 | 18.795 | 18.6199 | 16.9887 | 14.1165 | 4.0918 | 0 | 0 | 0 | 0 | 0 | 0 | 0 | 0 | 0 | 0 | 0 | 0 | 0 | 0 | 8.6207 | 18.7556 | 30.6408 | 43.8359 | 58.2016 | 74.2472 | 90.9078 | 106.7793 | 120.3703 | 130.475 | 130.0528 | 125.5069 | 121.1482 | 116.9755 | 113.0473 | 109.6077 | 106.6549 | 103.9028 | 101.4021 | 98.9823 | 97.0662 | 95.1732 | 93.3036 | 91.4514 | 0 | 236884.2071 | 290856.0276 | 355922.661 | 413170.1287 | 471272.8527 | 550974.6132 | 604427.707 | 617465.5976 | 581887.2232 | 500181.3559 | 150177.2439 | 0 | 0 | 0 | 0 | 0 | 0 | 0 | 0 | 0 | 0 | 0 | 0 | 0 | 0 | 236884.2071 | 527740.2347 | 883662.8957 | 1296833.0243 | 1768105.877 | 2319080.4902 | 2923508.1972 | 3540973.7948 | 4122861.018 | 4623042.3739 | 4773219.6177 | 4773219.6177 | 4773219.6177 | 4773219.6177 | 4773219.6177 | 4773219.6177 | 4773219.6177 | 4773219.6177 | 4773219.6177 | 4773219.6177 | 4773219.6177 | 4773219.6177 | 4773219.6177 | 4773219.6177 | 0 | 7.5066 | 9.1202 | 11.0362 | 12.6616 | 14.2634 | 16.455 | 17.7952 | 17.9016 | 16.5934 | 14.0142 | 4.1306 | 0 | 0 | 0 | 0 | 0 | 0 | 0 | 0 | 0 | 0 | 0 | 0 | 0 | 0 | 7.5066 | 16.548 | 27.3999 | 39.7415 | 53.5131 | 69.2601 | 86.0722 | 102.6603 | 117.5696 | 129.5297 | 131.2871 | 128.8745 | 126.5649 | 124.362 | 122.3237 | 120.6858 | 119.4665 | 118.4107 | 117.5758 | 116.7892 | 116.4852 | 116.195 | 115.9172 | 115.6505 | 0 | 201351.576 | 247227.6235 | 302534.2618 | 351194.6094 | 400581.9248 | 468328.4212 | 513763.551 | 524845.758 | 494604.1397 | 425154.1525 | 127650.6573 | 0 | 0 | 0 | 0 | 0 | 0 | 0 | 0 | 0 | 0 | 0 | 0 | 0 | 0 | 201351.576 | 448579.1995 | 751113.4613 | 1102308.0707 | 1502889.9955 | 1971218.4167 | 2484981.9676 | 3009827.7256 | 3504431.8653 | 3929586.0178 | 4057236.6751 | 4057236.6751 | 4057236.6751 | 4057236.6751 | 4057236.6751 | 4057236.6751 | 4057236.6751 | 4057236.6751 | 4057236.6751 | 4057236.6751 | 4057236.6751 | 4057236.6751 | 4057236.6751 | 4057236.6751 | 0 | 7.5085 | 9.1265 | 11.0501 | 12.6862 | 14.3022 | 16.5139 | 17.8755 | 18.0003 | 16.7025 | 14.122 | 4.1672 | 0 | 0 | 0 | 0 | 0 | 0 | 0 | 0 | 0 | 0 | 0 | 0 | 0 | 0 | 7.5085 | 16.5595 | 27.4345 | 39.8186 | 53.6584 | 69.5077 | 86.4604 | 103.2262 | 118.3426 | 130.5254 | 132.4483 | 130.1683 | 127.9907 | 125.9187 | 124.0109 | 122.5064 | 121.4251 | 120.509 | 119.8168 | 119.1721 | 119.018 | 118.877 | 118.7479 | 118.6295 | 0 | 201351.576 | 247227.6235 | 302534.2618 | 351194.6094 | 400581.9248 | 468328.4212 | 513763.551 | 524845.758 | 494604.1397 | 425154.1525 | 127650.6573 | 0 | 0 | 0 | 0 | 0 | 0 | 0 | 0 | 0 | 0 | 0 | 0 | 0 | 0 | 201351.576 | 448579.1995 | 751113.4613 | 1102308.0707 | 1502889.9955 | 1971218.4167 | 2484981.9676 | 3009827.7256 | 3504431.8653 | 3929586.0178 | 4057236.6751 | 4057236.6751 | 4057236.6751 | 4057236.6751 | 4057236.6751 | 4057236.6751 | 4057236.6751 | 4057236.6751 | 4057236.6751 | 4057236.6751 | 4057236.6751 | 4057236.6751 | 4057236.6751 | 4057236.6751 | 0 | 7.5085 | 9.1265 | 11.0501 | 12.6862 | 14.3022 | 16.5139 | 17.8755 | 18.0003 | 16.7025 | 14.122 | 4.1672 | 0 | 0 | 0 | 0 | 0 | 0 | 0 | 0 | 0 | 0 | 0 | 0 | 0 | 0 | 7.5085 | 16.5595 | 27.4345 | 39.8186 | 53.6584 | 69.5077 | 86.4604 | 103.2262 | 118.3426 | 130.5254 | 132.4483 | 130.1683 | 127.9907 | 125.9187 | 124.0109 | 122.5064 | 121.4251 | 120.509 | 119.8168 | 119.1721 | 119.018 | 118.877 | 118.7479 | 118.6295 | 0 | 201351.576 | 247227.6235 | 302534.2618 | 351194.6094 | 400581.9248 | 468328.4212 | 513763.551 | 524845.758 | 494604.1397 | 425154.1525 | 127650.6573 | 0 | 0 | 0 | 0 | 0 | 0 | 0 | 0 | 0 | 0 | 0 | 0 | 0 | 0 | 201351.576 | 448579.1995 | 751113.4613 | 1102308.0707 | 1502889.9955 | 1971218.4167 | 2484981.9676 | 3009827.7256 | 3504431.8653 | 3929586.0178 | 4057236.6751 | 4057236.6751 | 4057236.6751 | 4057236.6751 | 4057236.6751 | 4057236.6751 | 4057236.6751 | 4057236.6751 | 4057236.6751 | 4057236.6751 | 4057236.6751 | 4057236.6751 | 4057236.6751 | 4057236.6751 | 830.7523 | 833.2411 | 835.7064 | 838.1425 | 840.5438 | 842.9052 | 845.2218 | 847.489 | 849.7008 | 851.8516 | 853.9363 | 855.9499 | 857.8878 | 859.7457 | 861.5194 | 863.2051 | 864.7992 | 866.2825 | 867.6542 | 868.908 | 870.0537 | 871.1004 | 872.0566 | 872.9298 | 873.7273 | 503.8212 | 505.3306 | 506.8257 | 508.3031 | 509.7594 | 511.1915 | 512.5965 | 513.9714 | 515.3128 | 516.6172 | 517.8815 | 519.1027 | 520.2779 | 521.4046 | 522.4803 | 523.5026 | 524.4694 | 525.369 | 526.2009 | 526.9612 | 527.6561 | 528.2909 | 528.8707 | 529.4004 | 529.884
WA_Commercial_WA - College_Existing_Space Heating_Natural Gas_HVAC - Dedicated Outdoor Air System (DOAS)_A | WA | Commercial | WA - College | Existing | Space Heating | Natural Gas | HVAC - Dedicated Outdoor Air System (DOAS) | A | WCM11 | No DOAS. | Outdoor air supplied by a DOAS. | 20 | 0.14508 | 0 | 0 | 8.16 | 0 | 0 | 0 | 0.28365 | 0.25 | sqft | 3.406% | 10.95% | Discretionary | RetroEven20_WA | 85% | Central Systems | 0% | 6341.5866 |  | 2707.3253 |  | 0 | 2021P_Com-VRF-DOAS-2021P_V2 | 2021P_Com-VRF-DOAS-2021P_V2 | 2021P_Com-VRF-DOAS-2021P_V2 | No DOAS. | No DOAS. | No DOAS. | No DOAS. | No DOAS. | No DOAS. | No DOAS. | No DOAS. | No DOAS. | No DOAS. | No DOAS. | No DOAS. | No DOAS. | No DOAS. | No DOAS. | No DOAS. | No DOAS. | No DOAS. | No DOAS. | No DOAS. | No DOAS. | No DOAS. | No DOAS. | No DOAS. | No DOAS. | No DOAS. | No DOAS. | Outdoor air supplied by a DOAS. | Outdoor air supplied by a DOAS. | Outdoor air supplied by a DOAS. | Outdoor air supplied by a DOAS. | Outdoor air supplied by a DOAS. | Outdoor air supplied by a DOAS. | Outdoor air supplied by a DOAS. | Outdoor air supplied by a DOAS. | Outdoor air supplied by a DOAS. | Outdoor air supplied by a DOAS. | Outdoor air supplied by a DOAS. | Outdoor air supplied by a DOAS. | Outdoor air supplied by a DOAS. | Outdoor air supplied by a DOAS. | Outdoor air supplied by a DOAS. | Outdoor air supplied by a DOAS. | Outdoor air supplied by a DOAS. | Outdoor air supplied by a DOAS. | Outdoor air supplied by a DOAS. | Outdoor air supplied by a DOAS. | Outdoor air supplied by a DOAS. | Outdoor air supplied by a DOAS. | Outdoor air supplied by a DOAS. | Outdoor air supplied by a DOAS. | Outdoor air supplied by a DOAS. | Outdoor air supplied by a DOAS. | Outdoor air supplied by a DOAS. | 8.16 | 8.16 | 8.16 | 8.16 | 8.16 | 8.16 | 8.16 | 8.16 | 8.16 | 8.16 | 8.16 | 8.16 | 8.16 | 8.16 | 8.16 | 8.16 | 8.16 | 8.16 | 8.16 | 8.16 | 8.16 | 8.16 | 8.16 | 8.16 | 8.16 | 8.16 | 8.16 | 0 | 0 | 0.15274 | 0.14893 | 0.14413 | 0.13917 | 0.13431 | 0.12947 | 0.12451 | 0.11937 | 0.1141 | 0.10878 | 0.1035 | 0.098385 | 0.09351 | 0.088933 | 0.084687 | 0.080845 | 0.077608 | 0.074961 | 0.072599 | 0.070575 | 0.068651 | 0.067322 | 0.066009 | 0.064711 | 0.063427 | 0 | 7.7322 | 15.3603 | 14.8315 | 14.3132 | 13.798 | 13.2687 | 12.7208 | 12.1597 | 11.5927 | 11.0301 | 10.4849 | 9.9654 | 9.4776 | 9.0252 | 8.6156 | 8.2707 | 7.9886 | 7.7369 | 7.5212 | 7.3162 | 0 | 0 | 0 | 0 | 0 | 7.7322 | 22.8435 | 36.8886 | 49.9127 | 61.914 | 72.808 | 82.5224 | 91.042 | 98.3897 | 104.6442 | 109.9569 | 114.4748 | 118.3485 | 121.7241 | 124.8163 | 128.09 | 131.709 | 135.2963 | 139.0449 | 142.5722 | 139.8112 | 137.0837 | 134.3899 | 131.7213 | 0 | 51918.8859 | 106570.3448 | 106570.3448 | 106570.3448 | 106570.3448 | 106570.3448 | 106570.3448 | 106570.3448 | 106570.3448 | 106570.3448 | 106570.3448 | 106570.3448 | 106570.3448 | 106570.3448 | 106570.3448 | 106570.3448 | 106570.3448 | 106570.3448 | 106570.3448 | 106570.3448 | 0 | 0 | 0 | 0 | 0 | 51918.8859 | 158489.2307 | 265059.5755 | 371629.9204 | 478200.2652 | 584770.61 | 691340.9548 | 797911.2996 | 904481.6444 | 1011051.9892 | 1117622.334 | 1224192.6788 | 1330763.0236 | 1437333.3684 | 1543903.7132 | 1650474.0581 | 1757044.4029 | 1863614.7477 | 1970185.0925 | 2076755.4373 | 2076755.4373 | 2076755.4373 | 2076755.4373 | 2076755.4373 | 0 | 6.7389 | 13.5826 | 13.3132 | 13.0454 | 12.7735 | 12.4838 | 12.1714 | 11.8399 | 11.4943 | 11.1426 | 10.7958 | 10.4616 | 10.1458 | 9.853 | 9.5914 | 9.3837 | 9.231 | 9.1042 | 9.0101 | 8.9236 | 0 | 0 | 0 | 0 | 0 | 6.7389 | 20.1998 | 33.1124 | 45.4918 | 57.3172 | 68.5006 | 78.9582 | 88.6474 | 97.5545 | 105.7119 | 113.2179 | 120.174 | 126.6924 | 132.8887 | 138.9523 | 145.3267 | 152.1933 | 159.2067 | 166.5722 | 173.8967 | 173.443 | 173.0098 | 172.5952 | 172.1973 | 0 | 44131.053 | 90584.7931 | 90584.7931 | 90584.7931 | 90584.7931 | 90584.7931 | 90584.7931 | 90584.7931 | 90584.7931 | 90584.7931 | 90584.7931 | 90584.7931 | 90584.7931 | 90584.7931 | 90584.7931 | 90584.7931 | 90584.7931 | 90584.7931 | 90584.7931 | 90584.7931 | 0 | 0 | 0 | 0 | 0 | 44131.053 | 134715.8461 | 225300.6392 | 315885.4323 | 406470.2254 | 497055.0185 | 587639.8116 | 678224.6047 | 768809.3977 | 859394.1908 | 949978.9839 | 1040563.777 | 1131148.5701 | 1221733.3632 | 1312318.1563 | 1402902.9493 | 1493487.7424 | 1584072.5355 | 1674657.3286 | 1765242.1217 | 1765242.1217 | 1765242.1217 | 1765242.1217 | 1765242.1217 | 0 | 0 | 0 | 0 | 0 | 0 | 0 | 0 | 0 | 0 | 0 | 0 | 0 | 0 | 0 | 0 | 0 | 0 | 0 | 0 | 0 | 0 | 0 | 0 | 0 | 0 | 0 | 0 | 0 | 0 | 0 | 0 | 0 | 0 | 0 | 0 | 0 | 0 | 0 | 0 | 0 | 0 | 0 | 0 | 0 | 0 | 0 | 0 | 0 | 0 | 0 | 0 | 0 | 0 | 0 | 0 | 0 | 0 | 0 | 0 | 0 | 0 | 0 | 0 | 0 | 0 | 0 | 0 | 0 | 0 | 0 | 0 | 0 | 0 | 0 | 0 | 0 | 0 | 0 | 0 | 0 | 0 | 0 | 0 | 0 | 0 | 0 | 0 | 0 | 0 | 0 | 0 | 0 | 0 | 0 | 0 | 0 | 0 | 0 | 0 | 0 | 0 | 0 | 0 | 0 | 0 | 0 | 0 | 0 | 0 | 0 | 0 | 0 | 0 | 0 | 0 | 0 | 0 | 0 | 0 | 0 | 0 | 0 | 0 | 0 | 0 | 0 | 0 | 0 | 0 | 0 | 0 | 0 | 0 | 0 | 0 | 0 | 0 | 0 | 0 | 0 | 0 | 0 | 0 | 0 | 0 | 0 | 0 | 0 | 0 | 0 | 0 | 0 | 0 | 0 | 0 | 0 | 0 | 0 | 0 | 0 | 0 | 0 | 0 | 0 | 0 | 0 | 0 | 0 | 0 | 0 | 0 | 0 | 0 | 0 | 0 | 0 | 0 | 0 | 0 | 0 | 0 | 0 | 0 | 0 | 0 | 0 | 0 | 0 | 0 | 0 | 0 | 0 | 0 | 0 | 0 | 0 | 0 | 0 | 0 | 6186.2768 | 6204.8103 | 6223.1685 | 6241.3086 | 6259.1902 | 6276.7748 | 6294.0258 | 6310.9085 | 6327.3788 | 6343.3953 | 6358.9191 | 6373.9137 | 6388.3444 | 6402.1789 | 6415.3869 | 6427.9397 | 6439.8106 | 6450.8564 | 6461.0706 | 6470.4068 | 6478.9384 | 6486.7331 | 6493.8532 | 6500.356 | 6506.2942 | 2641.021 | 2648.9333 | 2656.7707 | 2664.515 | 2672.1489 | 2679.6561 | 2687.0209 | 2694.2283 | 2701.2598 | 2708.0975 | 2714.7249 | 2721.1263 | 2727.287 | 2733.1932 | 2738.8318 | 2744.1908 | 2749.2587 | 2753.9743 | 2758.335 | 2762.3207 | 2765.963 | 2769.2907 | 2772.3304 | 2775.1065 | 2777.6416
WA_Commercial_WA - College_Existing_Space Heating_Natural Gas_Destratification Fans (HVLS)_A | WA | Commercial | WA - College | Existing | Space Heating | Natural Gas | Destratification Fans (HVLS) | A | WCM12 | No destratification fans. | High volume low speed destratification fans. | 15 | 718.9258 | 0 | 0 | 9799.26 | 0 | 0 | 0 | 0.28365 | 0.25 | Strat Fan | 15% | 33.33% | Discretionary | RetroEven20_WA | 85% | Space Heating | 0% | 1789.8966 |  | 764.1356 |  | 0 | DL20_IHVLS-Ag-2021PLN-v2-8 | DL20_IHVLS-Ag-2021PLN-v2-8 | HVLS-Heating-AEG-v5.0-121 | No destratification fans. | No destratification fans. | No destratification fans. | No destratification fans. | No destratification fans. | No destratification fans. | No destratification fans. | No destratification fans. | No destratification fans. | No destratification fans. | No destratification fans. | No destratification fans. | No destratification fans. | No destratification fans. | No destratification fans. | No destratification fans. | No destratification fans. | No destratification fans. | No destratification fans. | No destratification fans. | No destratification fans. | No destratification fans. | No destratification fans. | No destratification fans. | No destratification fans. | No destratification fans. | No destratification fans. | High volume low speed destratification fans. | High volume low speed destratification fans. | High volume low speed destratification fans. | High volume low speed destratification fans. | High volume low speed destratification fans. | High volume low speed destratification fans. | High volume low speed destratification fans. | High volume low speed destratification fans. | High volume low speed destratification fans. | High volume low speed destratification fans. | High volume low speed destratification fans. | High volume low speed destratification fans. | High volume low speed destratification fans. | High volume low speed destratification fans. | High volume low speed destratification fans. | High volume low speed destratification fans. | High volume low speed destratification fans. | High volume low speed destratification fans. | High volume low speed destratification fans. | High volume low speed destratification fans. | High volume low speed destratification fans. | High volume low speed destratification fans. | High volume low speed destratification fans. | High volume low speed destratification fans. | High volume low speed destratification fans. | High volume low speed destratification fans. | High volume low speed destratification fans. | 9799.26 | 9799.26 | 9799.26 | 9799.26 | 9799.26 | 9799.26 | 9799.26 | 9799.26 | 9799.26 | 9799.26 | 9799.26 | 9799.26 | 9799.26 | 9799.26 | 9799.26 | 9799.26 | 9799.26 | 9799.26 | 9799.26 | 9799.26 | 9799.26 | 9799.26 | 9799.26 | 9799.26 | 9799.26 | 9799.26 | 9799.26 | 0 | 0 | 756.9012 | 741.4867 | 723.1884 | 704.3018 | 684.9909 | 665.1265 | 644.5395 | 623.2541 | 601.3563 | 578.9993 | 556.4583 | 534.424 | 513.2141 | 493.0117 | 473.9155 | 456.2436 | 440.9759 | 428.0886 | 416.3233 | 405.9337 | 395.9544 | 388.2888 | 380.7158 | 373.2363 | 365.8265 | 0 | 8.0698 | 16.1556 | 15.7337 | 15.3023 | 14.8585 | 14.3986 | 13.9231 | 13.434 | 12.9345 | 12.431 | 11.9387 | 11.4649 | 11.0136 | 10.587 | 10.1922 | 5.0519 | 0 | 1.1833e-14 | 0 | 0 | 0 | 0 | 0 | 0 | 0 | 8.0698 | 24.0263 | 39.1325 | 53.3619 | 66.673 | 79.008 | 90.3219 | 100.5825 | 109.7775 | 117.9348 | 125.2036 | 131.6995 | 137.5288 | 142.7888 | 147.6566 | 147.7673 | 143.4489 | 139.5064 | 136.0249 | 132.681 | 130.1123 | 127.5746 | 125.0683 | 122.5854 | 0 | 10.8833 | 22.3394 | 22.3394 | 22.3394 | 22.3394 | 22.3394 | 22.3394 | 22.3394 | 22.3394 | 22.3394 | 22.3394 | 22.3394 | 22.3394 | 22.3394 | 22.3394 | 11.4561 | 0 | 2.8422e-14 | 0 | 0 | 0 | 0 | 0 | 0 | 0 | 10.8833 | 33.2227 | 55.5622 | 77.9016 | 100.241 | 122.5805 | 144.9199 | 167.2593 | 189.5988 | 211.9382 | 234.2776 | 256.6171 | 278.9565 | 301.2959 | 323.6354 | 335.0915 | 335.0915 | 335.0915 | 335.0915 | 335.0915 | 335.0915 | 335.0915 | 335.0915 | 335.0915 | 0 | 7.0282 | 14.2593 | 14.0786 | 13.8868 | 13.6811 | 13.4581 | 13.2174 | 12.9598 | 12.6873 | 12.4043 | 12.1235 | 11.8512 | 11.5914 | 11.3468 | 11.1246 | 5.6136 | 0 | 1.4018e-14 | 0 | 0 | 0 | 0 | 0 | 0 | 0 | 7.0282 | 21.2061 | 35.016 | 48.4256 | 61.3896 | 73.8471 | 85.7439 | 97.0326 | 107.6796 | 117.682 | 127.1414 | 136.1369 | 144.7443 | 153.0362 | 161.1636 | 164.1975 | 162.2156 | 160.5475 | 159.2929 | 158.1286 | 157.7167 | 157.3235 | 156.9471 | 156.5859 | 0 | 9.2508 | 18.9885 | 18.9885 | 18.9885 | 18.9885 | 18.9885 | 18.9885 | 18.9885 | 18.9885 | 18.9885 | 18.9885 | 18.9885 | 18.9885 | 18.9885 | 18.9885 | 9.7377 | 0 | 2.4869e-14 | 0 | 0 | 0 | 0 | 0 | 0 | 0 | 9.2508 | 28.2393 | 47.2278 | 66.2164 | 85.2049 | 104.1934 | 123.1819 | 142.1704 | 161.1589 | 180.1475 | 199.136 | 218.1245 | 237.113 | 256.1015 | 275.0901 | 284.8278 | 284.8278 | 284.8278 | 284.8278 | 284.8278 | 284.8278 | 284.8278 | 284.8278 | 284.8278 | 0 | 0 | 0 | 0 | 0 | 0 | 0 | 0 | 0 | 0 | 0 | 0 | 0 | 0 | 0 | 0 | 0 | 0 | 0 | 0 | 0 | 0 | 0 | 0 | 0 | 0 | 0 | 0 | 0 | 0 | 0 | 0 | 0 | 0 | 0 | 0 | 0 | 0 | 0 | 0 | 0 | 0 | 0 | 0 | 0 | 0 | 0 | 0 | 0 | 0 | 0 | 0 | 0 | 0 | 0 | 0 | 0 | 0 | 0 | 0 | 0 | 0 | 0 | 0 | 0 | 0 | 0 | 0 | 0 | 0 | 0 | 0 | 0 | 0 | 0 | 0 | 0 | 0 | 0 | 0 | 0 | 0 | 0 | 0 | 0 | 0 | 0 | 0 | 0 | 0 | 0 | 0 | 0 | 0 | 0 | 0 | 0 | 0 | 0 | 0 | 0 | 7.03 | 14.2692 | 14.0964 | 13.9137 | 13.7183 | 13.5062 | 13.2771 | 13.0313 | 12.7707 | 12.4997 | 12.2307 | 11.9702 | 11.722 | 11.4888 | 11.278 | 5.6983 | 0 | 1.4266e-14 | 0 | 0 | 0 | 0 | 0 | 0 | 0 | 7.03 | 21.2208 | 35.0602 | 48.5196 | 61.5563 | 74.1111 | 86.1306 | 97.5676 | 108.3875 | 118.5866 | 128.266 | 137.5037 | 146.375 | 154.9519 | 163.3864 | 166.6745 | 164.8752 | 163.3926 | 162.329 | 161.3549 | 161.1461 | 160.9549 | 160.7798 | 160.6193 | 0 | 9.2508 | 18.9885 | 18.9885 | 18.9885 | 18.9885 | 18.9885 | 18.9885 | 18.9885 | 18.9885 | 18.9885 | 18.9885 | 18.9885 | 18.9885 | 18.9885 | 18.9885 | 9.7377 | 0 | 2.4869e-14 | 0 | 0 | 0 | 0 | 0 | 0 | 0 | 9.2508 | 28.2393 | 47.2278 | 66.2164 | 85.2049 | 104.1934 | 123.1819 | 142.1704 | 161.1589 | 180.1475 | 199.136 | 218.1245 | 237.113 | 256.1015 | 275.0901 | 284.8278 | 284.8278 | 284.8278 | 284.8278 | 284.8278 | 284.8278 | 284.8278 | 284.8278 | 284.8278 | 1746.0608 | 1751.2918 | 1756.4734 | 1761.5934 | 1766.6404 | 1771.6036 | 1776.4727 | 1781.2378 | 1785.8865 | 1790.4071 | 1794.7887 | 1799.0208 | 1803.0939 | 1806.9986 | 1810.7265 | 1814.2695 | 1817.6201 | 1820.7377 | 1823.6207 | 1826.2558 | 1828.6638 | 1830.8638 | 1832.8735 | 1834.7089 | 1836.3849 | 745.4214 | 747.6547 | 749.8667 | 752.0525 | 754.2072 | 756.3261 | 758.4048 | 760.4391 | 762.4237 | 764.3536 | 766.2241 | 768.0309 | 769.7698 | 771.4368 | 773.0283 | 774.5408 | 775.9712 | 777.3022 | 778.533 | 779.658 | 780.686 | 781.6252 | 782.4832 | 783.2667 | 783.9822
WA_Commercial_WA - College_Existing_Space Heating_Natural Gas_Gas Boiler - Maintenance_A | WA | Commercial | WA - College | Existing | Space Heating | Natural Gas | Gas Boiler - Maintenance | A | WCM13 | Degrade performance | General cleaning and maintenance | 3 | 0.14071 | 0 | 0 | 0.95 | 0 | 0 | 0 | 0.28365 | 0.25 | kBtuh Heat | 20% | 30% | Discretionary | Retro12Med_WA | 84.74% | Boiler | 0% | 3088.1842 |  | 1318.3955 |  | 0 | GBLR_MNT-Heating-ILTRM-v4.0-43 | GBLR_MNT-Heating-ILTRM-v4.0-43 | GBLR_MNT-Heating-ILTRM-v4.0-1 | Degrade performance | Degrade performance | Degrade performance | Degrade performance | Degrade performance | Degrade performance | Degrade performance | Degrade performance | Degrade performance | Degrade performance | Degrade performance | Degrade performance | Degrade performance | Degrade performance | Degrade performance | Degrade performance | Degrade performance | Degrade performance | Degrade performance | Degrade performance | Degrade performance | Degrade performance | Degrade performance | Degrade performance | Degrade performance | Degrade performance | Degrade performance | General cleaning and maintenance | General cleaning and maintenance | General cleaning and maintenance | General cleaning and maintenance | General cleaning and maintenance | General cleaning and maintenance | General cleaning and maintenance | General cleaning and maintenance | General cleaning and maintenance | General cleaning and maintenance | General cleaning and maintenance | General cleaning and maintenance | General cleaning and maintenance | General cleaning and maintenance | General cleaning and maintenance | General cleaning and maintenance | General cleaning and maintenance | General cleaning and maintenance | General cleaning and maintenance | General cleaning and maintenance | General cleaning and maintenance | General cleaning and maintenance | General cleaning and maintenance | General cleaning and maintenance | General cleaning and maintenance | General cleaning and maintenance | General cleaning and maintenance | 0.95 | 0.95 | 0.95 | 0.95 | 0.95 | 0.95 | 0.95 | 0.95 | 0.95 | 0.95 | 0.95 | 0.95 | 0.95 | 0.95 | 0.95 | 0.95 | 0.95 | 0.95 | 0.95 | 0.95 | 0.95 | 0.95 | 0.95 | 0.95 | 0.95 | 0.95 | 0.95 | 0 | 0 | 0.14811 | 0.14449 | 0.13992 | 0.1352 | 0.13056 | 0.12595 | 0.12122 | 0.11632 | 0.11129 | 0.1062 | 0.10112 | 0.096191 | 0.091473 | 0.087028 | 0.082897 | 0.07915 | 0.075996 | 0.073417 | 0.071117 | 0.069145 | 0.067271 | 0.065978 | 0.064699 | 0.063436 | 0.062183 | 0 | 2.5247 | 2.4449 | 2.3624 | 0 | 0 | 0 | 0 | 0 | 0 | 0 | 0 | 0 | 0 | 0 | 0 | 0 | 0 | 0 | 0 | 0 | 0 | 0 | 0 | 0 | 0 | 2.5247 | 4.8897 | 7.0872 | 6.8438 | 6.6023 | 6.3543 | 6.0974 | 5.8339 | 5.567 | 5.301 | 5.0424 | 4.7951 | 4.5621 | 4.3455 | 4.1491 | 3.9838 | 3.8486 | 3.728 | 3.6246 | 3.5264 | 3.4586 | 3.3916 | 3.3254 | 3.2597 | 0 | 17473.5874 | 17473.5874 | 17473.5874 | 0 | 0 | 0 | 0 | 0 | 0 | 0 | 0 | 0 | 0 | 0 | 0 | 0 | 0 | 0 | 0 | 0 | 0 | 0 | 0 | 0 | 0 | 17473.5874 | 34947.1748 | 52420.7622 | 52420.7622 | 52420.7622 | 52420.7622 | 52420.7622 | 52420.7622 | 52420.7622 | 52420.7622 | 52420.7622 | 52420.7622 | 52420.7622 | 52420.7622 | 52420.7622 | 52420.7622 | 52420.7622 | 52420.7622 | 52420.7622 | 52420.7622 | 52420.7622 | 52420.7622 | 52420.7622 | 52420.7622 | 0 | 2.2002 | 2.1615 | 2.12 | 0 | 0 | 0 | 0 | 0 | 0 | 0 | 0 | 0 | 0 | 0 | 0 | 0 | 0 | 0 | 0 | 0 | 0 | 0 | 0 | 0 | 0 | 2.2002 | 4.3231 | 6.3599 | 6.2353 | 6.1092 | 5.9748 | 5.8299 | 5.6757 | 5.5144 | 5.3494 | 5.186 | 5.0277 | 4.8777 | 4.7381 | 4.6132 | 4.5142 | 4.4416 | 4.3813 | 4.3368 | 4.2958 | 4.2852 | 4.2751 | 4.2654 | 4.256 | 0 | 14852.5493 | 14852.5493 | 14852.5493 | 0 | 0 | 0 | 0 | 0 | 0 | 0 | 0 | 0 | 0 | 0 | 0 | 0 | 0 | 0 | 0 | 0 | 0 | 0 | 0 | 0 | 0 | 14852.5493 | 29705.0986 | 44557.6479 | 44557.6479 | 44557.6479 | 44557.6479 | 44557.6479 | 44557.6479 | 44557.6479 | 44557.6479 | 44557.6479 | 44557.6479 | 44557.6479 | 44557.6479 | 44557.6479 | 44557.6479 | 44557.6479 | 44557.6479 | 44557.6479 | 44557.6479 | 44557.6479 | 44557.6479 | 44557.6479 | 44557.6479 | 0 | 0 | 0 | 0 | 0 | 0 | 0 | 0 | 0 | 0 | 0 | 0 | 0 | 0 | 0 | 0 | 0 | 0 | 0 | 0 | 0 | 0 | 0 | 0 | 0 | 0 | 0 | 0 | 0 | 0 | 0 | 0 | 0 | 0 | 0 | 0 | 0 | 0 | 0 | 0 | 0 | 0 | 0 | 0 | 0 | 0 | 0 | 0 | 0 | 0 | 0 | 0 | 0 | 0 | 0 | 0 | 0 | 0 | 0 | 0 | 0 | 0 | 0 | 0 | 0 | 0 | 0 | 0 | 0 | 0 | 0 | 0 | 0 | 0 | 0 | 0 | 0 | 0 | 0 | 0 | 0 | 0 | 0 | 0 | 0 | 0 | 0 | 0 | 0 | 0 | 0 | 0 | 0 | 0 | 0 | 0 | 0 | 0 | 0 | 0 | 0 | 0 | 0 | 2.1259 | 2.0871 | 2.0481 | 0 | 0 | 0 | 0 | 0 | 0 | 0 | 0 | 0 | 0 | 0 | 0 | 0 | 0 | 0 | 0 | 0 | 0 | 0 | 0 | 0 | 0 | 2.1259 | 4.1742 | 6.1442 | 6.0199 | 5.8854 | 5.7414 | 5.5897 | 5.4331 | 5.2766 | 5.124 | 4.9785 | 4.8427 | 4.7209 | 4.6255 | 4.5569 | 4.501 | 4.4611 | 4.4248 | 4.4197 | 4.415 | 4.4108 | 4.4069 | 0 | 0 | 0 | 14852.5493 | 14852.5493 | 14852.5493 | 0 | 0 | 0 | 0 | 0 | 0 | 0 | 0 | 0 | 0 | 0 | 0 | 0 | 0 | 0 | 0 | 0 | 0 | 0 | 0 | 0 | 0 | 14852.5493 | 29705.0986 | 44557.6479 | 44557.6479 | 44557.6479 | 44557.6479 | 44557.6479 | 44557.6479 | 44557.6479 | 44557.6479 | 44557.6479 | 44557.6479 | 44557.6479 | 44557.6479 | 44557.6479 | 44557.6479 | 44557.6479 | 44557.6479 | 44557.6479 | 44557.6479 | 44557.6479 | 44557.6479 | 3014.4504 | 3023.582 | 3032.5789 | 3041.4174 | 3050.0752 | 3058.5311 | 3066.7654 | 3074.7596 | 3082.4961 | 3089.9585 | 3097.1316 | 3104.0007 | 3110.5523 | 3116.7738 | 3122.6533 | 3128.1796 | 3133.3426 | 3138.1326 | 3142.5407 | 3146.5589 | 3150.2207 | 3153.5571 | 3156.5962 | 3159.3642 | 3161.8847 | 1286.9174 | 1290.8158 | 1294.6567 | 1298.43 | 1302.1262 | 1305.7361 | 1309.2515 | 1312.6643 | 1315.9671 | 1319.153 | 1322.2153 | 1325.1478 | 1327.9448 | 1330.6009 | 1333.1109 | 1335.4702 | 1337.6743 | 1339.7193 | 1341.6012 | 1343.3166 | 1344.8799 | 1346.3042 | 1347.6017 | 1348.7834 | 1349.8594
WA_Commercial_WA - College_Existing_Space Heating_Natural Gas_Gas Furnace - Maintenance_A | WA | Commercial | WA - College | Existing | Space Heating | Natural Gas | Gas Furnace - Maintenance | A | WCM14 | Degrade performance | General cleaning and maintenance | 3 | 0.063466 | 0 | 0 | 0.95 | 0 | 0 | 0 | 0.28365 | 0.25 | kBtuh Heat | 20% | 30% | Discretionary | Retro12Med_WA | 84.74% | Furnace | 0% | 6900.3405 |  | 2945.8663 |  | 0 | IL TRM - CI-HVC-FTUN-V03-200101 | GBLR_MNT-Heating-ILTRM-v4.0-43 | IL TRM - CI-HVC-FTUN-V03-200101 | Degrade performance | Degrade performance | Degrade performance | Degrade performance | Degrade performance | Degrade performance | Degrade performance | Degrade performance | Degrade performance | Degrade performance | Degrade performance | Degrade performance | Degrade performance | Degrade performance | Degrade performance | Degrade performance | Degrade performance | Degrade performance | Degrade performance | Degrade performance | Degrade performance | Degrade performance | Degrade performance | Degrade performance | Degrade performance | Degrade performance | Degrade performance | General cleaning and maintenance | General cleaning and maintenance | General cleaning and maintenance | General cleaning and maintenance | General cleaning and maintenance | General cleaning and maintenance | General cleaning and maintenance | General cleaning and maintenance | General cleaning and maintenance | General cleaning and maintenance | General cleaning and maintenance | General cleaning and maintenance | General cleaning and maintenance | General cleaning and maintenance | General cleaning and maintenance | General cleaning and maintenance | General cleaning and maintenance | General cleaning and maintenance | General cleaning and maintenance | General cleaning and maintenance | General cleaning and maintenance | General cleaning and maintenance | General cleaning and maintenance | General cleaning and maintenance | General cleaning and maintenance | General cleaning and maintenance | General cleaning and maintenance | 0.95 | 0.95 | 0.95 | 0.95 | 0.95 | 0.95 | 0.95 | 0.95 | 0.95 | 0.95 | 0.95 | 0.95 | 0.95 | 0.95 | 0.95 | 0.95 | 0.95 | 0.95 | 0.95 | 0.95 | 0.95 | 0.95 | 0.95 | 0.95 | 0.95 | 0.95 | 0.95 | 0 | 0 | 0.067122 | 0.065524 | 0.063475 | 0.061334 | 0.059206 | 0.057074 | 0.05487 | 0.052573 | 0.050208 | 0.047805 | 0.045407 | 0.043071 | 0.040833 | 0.03872 | 0.036751 | 0.034957 | 0.03343 | 0.032173 | 0.031052 | 0.030088 | 0.029179 | 0.028533 | 0.027903 | 0.027287 | 0.026684 | 0 | 0.13423 | 0.13004 | 0.12565 | 0 | 0 | 0 | 0 | 0 | 0 | 0 | 0 | 0 | 0 | 0 | 0 | 0 | 0 | 0 | 0 | 0 | 0 | 0 | 0 | 0 | 0 | 0.13423 | 0.26007 | 0.37695 | 0.36387 | 0.35077 | 0.33722 | 0.32311 | 0.30857 | 0.2938 | 0.27907 | 0.26471 | 0.25095 | 0.23797 | 0.22587 | 0.21484 | 0.20546 | 0.19773 | 0.19084 | 0.18492 | 0.17933 | 0.17536 | 0.17149 | 0.1677 | 0.164 | 0 | 2048.6288 | 2048.6288 | 2048.6288 | 0 | 0 | 0 | 0 | 0 | 0 | 0 | 0 | 0 | 0 | 0 | 0 | 0 | 0 | 0 | 0 | 0 | 0 | 0 | 0 | 0 | 0 | 2048.6288 | 4097.2577 | 6145.8865 | 6145.8865 | 6145.8865 | 6145.8865 | 6145.8865 | 6145.8865 | 6145.8865 | 6145.8865 | 6145.8865 | 6145.8865 | 6145.8865 | 6145.8865 | 6145.8865 | 6145.8865 | 6145.8865 | 6145.8865 | 6145.8865 | 6145.8865 | 6145.8865 | 6145.8865 | 6145.8865 | 6145.8865 | 0 | 0.11698 | 0.11497 | 0.11276 | 0 | 0 | 0 | 0 | 0 | 0 | 0 | 0 | 0 | 0 | 0 | 0 | 0 | 0 | 0 | 0 | 0 | 0 | 0 | 0 | 0 | 0 | 0.11698 | 0.22993 | 0.33827 | 0.33152 | 0.32457 | 0.31708 | 0.30893 | 0.3002 | 0.29103 | 0.28161 | 0.27225 | 0.26313 | 0.25443 | 0.24627 | 0.23887 | 0.23282 | 0.2282 | 0.22428 | 0.22125 | 0.21846 | 0.21727 | 0.21616 | 0.21511 | 0.21412 | 0 | 1741.3345 | 1741.3345 | 1741.3345 | 0 | 0 | 0 | 0 | 0 | 0 | 0 | 0 | 0 | 0 | 0 | 0 | 0 | 0 | 0 | 0 | 0 | 0 | 0 | 0 | 0 | 0 | 1741.3345 | 3482.669 | 5224.0035 | 5224.0035 | 5224.0035 | 5224.0035 | 5224.0035 | 5224.0035 | 5224.0035 | 5224.0035 | 5224.0035 | 5224.0035 | 5224.0035 | 5224.0035 | 5224.0035 | 5224.0035 | 5224.0035 | 5224.0035 | 5224.0035 | 5224.0035 | 5224.0035 | 5224.0035 | 5224.0035 | 5224.0035 | 0 | 0 | 0 | 0 | 0 | 0 | 0 | 0 | 0 | 0 | 0 | 0 | 0 | 0 | 0 | 0 | 0 | 0 | 0 | 0 | 0 | 0 | 0 | 0 | 0 | 0 | 0 | 0 | 0 | 0 | 0 | 0 | 0 | 0 | 0 | 0 | 0 | 0 | 0 | 0 | 0 | 0 | 0 | 0 | 0 | 0 | 0 | 0 | 0 | 0 | 0 | 0 | 0 | 0 | 0 | 0 | 0 | 0 | 0 | 0 | 0 | 0 | 0 | 0 | 0 | 0 | 0 | 0 | 0 | 0 | 0 | 0 | 0 | 0 | 0 | 0 | 0 | 0 | 0 | 0 | 0 | 0 | 0 | 0 | 0 | 0 | 0 | 0 | 0 | 0 | 0 | 0 | 0 | 0 | 0 | 0 | 0 | 0 | 0 | 0 | 0 | 0 | 0 | 0 | 0 | 0 | 0 | 0 | 0 | 0 | 0 | 0 | 0 | 0 | 0 | 0 | 0 | 0 | 0 | 0 | 0 | 0 | 0 | 0 | 0 | 0 | 0 | 0 | 0 | 0 | 0 | 0 | 0 | 0 | 0 | 0 | 0 | 0 | 0 | 0 | 0 | 0 | 0 | 0 | 0 | 0 | 0 | 0 | 0 | 0 | 0 | 0 | 0 | 0 | 0 | 0 | 0 | 0 | 0 | 0 | 0 | 0 | 0 | 0 | 0 | 0 | 0 | 0 | 0 | 0 | 0 | 0 | 0 | 0 | 0 | 0 | 0 | 0 | 0 | 0 | 0 | 0 | 0 | 0 | 0 | 0 | 0 | 0 | 0 | 0 | 0 | 0 | 0 | 0 | 0 | 0 | 0 | 0 | 0 | 0 | 6651.5305 | 6667.2876 | 6684.896 | 6704.4323 | 6725.9639 | 6749.55 | 6775.2421 | 6803.0854 | 6832.8892 | 6864.4775 | 6897.687 | 6932.3651 | 6968.3693 | 7005.5656 | 7043.8278 | 7083.0363 | 7123.0776 | 7161.1549 | 7197.4904 | 7231.3596 | 7262.9077 | 7292.2743 | 7319.5935 | 7344.9935 | 7368.5966 | 2839.6453 | 2846.3723 | 2853.8896 | 2862.23 | 2871.4222 | 2881.4914 | 2892.4598 | 2904.3466 | 2917.0703 | 2930.5559 | 2944.7335 | 2959.5381 | 2974.9089 | 2990.7886 | 3007.1234 | 3023.8621 | 3040.9564 | 3057.2122 | 3072.7244 | 3087.1837 | 3100.6521 | 3113.1892 | 3124.8522 | 3135.6959 | 3145.7724
WA_Commercial_WA - College_Existing_Space Heating_Natural Gas_Gas Boiler - Hot Water Reset_A | WA | Commercial | WA - College | Existing | Space Heating | Natural Gas | Gas Boiler - Hot Water Reset | A | WCM15 | No control | Reset control installed | 20 | 250.1546 | 0 | 0 | 799.38 | 0 | 0 | 0 | 0.28365 | 0.25 | BoilerCtrl | 35% | 55% | Discretionary | RetroEven20_WA | 85% | Boiler | 0% | 360.1485 |  | 153.7532 |  | 0 | GBLR_HWRST-Heating-ILTRM-v4.0-43 | GBLR_HWRST-Heating-ILTRM-v4.0-1 | GBLR_HWRST-Heating-ILTRM-v4.0-1 | No control | No control | No control | No control | No control | No control | No control | No control | No control | No control | No control | No control | No control | No control | No control | No control | No control | No control | No control | No control | No control | No control | No control | No control | No control | No control | No control | Reset control installed | Reset control installed | Reset control installed | Reset control installed | Reset control installed | Reset control installed | Reset control installed | Reset control installed | Reset control installed | Reset control installed | Reset control installed | Reset control installed | Reset control installed | Reset control installed | Reset control installed | Reset control installed | Reset control installed | Reset control installed | Reset control installed | Reset control installed | Reset control installed | Reset control installed | Reset control installed | Reset control installed | Reset control installed | Reset control installed | Reset control installed | 799.38 | 799.38 | 799.38 | 799.38 | 799.38 | 799.38 | 799.38 | 799.38 | 799.38 | 799.38 | 799.38 | 799.38 | 799.38 | 799.38 | 799.38 | 799.38 | 799.38 | 799.38 | 799.38 | 799.38 | 799.38 | 799.38 | 799.38 | 799.38 | 799.38 | 799.38 | 799.38 | 0 | 0 | 263.3049 | 259.1864 | 254.8349 | 250.4925 | 246.1627 | 241.8483 | 237.5522 | 233.2766 | 229.0241 | 224.7966 | 220.5963 | 216.4248 | 212.2837 | 208.1744 | 204.0982 | 200.0563 | 196.2096 | 192.5615 | 188.9411 | 185.3494 | 181.8111 | 178.3187 | 174.8659 | 171.4533 | 168.0703 | 0 | 5.1759 | 10.4459 | 10.2679 | 10.0904 | 9.9136 | 9.7375 | 9.5622 | 9.3879 | 9.2146 | 9.0424 | 8.8714 | 8.7017 | 8.5332 | 8.3662 | 8.2005 | 8.0428 | 7.8933 | 7.7448 | 7.5976 | 7.4526 | 0 | 0 | 0 | 0 | 0 | 5.1759 | 15.5349 | 25.5381 | 35.1871 | 44.4839 | 53.4312 | 62.0317 | 70.2888 | 78.206 | 85.7871 | 93.0363 | 99.9578 | 106.5561 | 112.8358 | 118.8017 | 124.5602 | 130.1375 | 135.4356 | 140.4587 | 145.2299 | 142.4402 | 139.6821 | 136.9561 | 134.2538 | 0 | 19.9699 | 40.9908 | 40.9908 | 40.9908 | 40.9908 | 40.9908 | 40.9908 | 40.9908 | 40.9908 | 40.9908 | 40.9908 | 40.9908 | 40.9908 | 40.9908 | 40.9908 | 40.9908 | 40.9908 | 40.9908 | 40.9908 | 40.9908 | 0 | 0 | 0 | 0 | 0 | 19.9699 | 60.9607 | 101.9515 | 142.9424 | 183.9332 | 224.924 | 265.9148 | 306.9057 | 347.8965 | 388.8873 | 429.8781 | 470.8689 | 511.8598 | 552.8506 | 593.8414 | 634.8322 | 675.8231 | 716.8139 | 757.8047 | 798.7955 | 798.7955 | 798.7955 | 798.7955 | 798.7955 | 0 | 4.5045 | 9.2019 | 9.1572 | 9.1123 | 9.0674 | 9.0227 | 8.9782 | 8.9341 | 8.8905 | 8.8474 | 8.805 | 8.7633 | 8.7224 | 8.6823 | 8.6431 | 8.6108 | 8.5858 | 8.5618 | 8.5388 | 8.5169 | 0 | 0 | 0 | 0 | 0 | 4.5045 | 13.6849 | 22.7756 | 31.7763 | 40.6873 | 49.5092 | 58.2434 | 66.8915 | 75.4554 | 83.9373 | 92.3398 | 100.6656 | 108.9177 | 117.0994 | 125.2139 | 133.3567 | 141.555 | 149.7211 | 157.8588 | 165.9709 | 165.5638 | 165.1745 | 164.801 | 164.4418 | 0 | 16.9744 | 34.8422 | 34.8422 | 34.8422 | 34.8422 | 34.8422 | 34.8422 | 34.8422 | 34.8422 | 34.8422 | 34.8422 | 34.8422 | 34.8422 | 34.8422 | 34.8422 | 34.8422 | 34.8422 | 34.8422 | 34.8422 | 34.8422 | 0 | 0 | 0 | 0 | 0 | 16.9744 | 51.8166 | 86.6588 | 121.501 | 156.3432 | 191.1854 | 226.0276 | 260.8698 | 295.712 | 330.5542 | 365.3964 | 400.2386 | 435.0808 | 469.923 | 504.7652 | 539.6074 | 574.4496 | 609.2918 | 644.134 | 678.9762 | 678.9762 | 678.9762 | 678.9762 | 678.9762 | 0 | 4.5057 | 9.2083 | 9.1688 | 9.13 | 9.0921 | 9.055 | 9.0187 | 8.9834 | 8.949 | 8.9155 | 8.8829 | 8.8513 | 8.8206 | 8.791 | 8.7623 | 8.7407 | 8.7265 | 8.7135 | 8.7016 | 8.6907 | 0 | 0 | 0 | 0 | 0 | 4.5057 | 13.6944 | 22.8044 | 31.838 | 40.7977 | 49.6862 | 58.5061 | 67.2603 | 75.9515 | 84.5826 | 93.1565 | 101.6762 | 110.1447 | 118.5652 | 126.9409 | 135.3685 | 143.8758 | 152.3743 | 160.8676 | 169.3572 | 169.1638 | 168.9871 | 168.8255 | 168.6776 | 0 | 16.9744 | 34.8422 | 34.8422 | 34.8422 | 34.8422 | 34.8422 | 34.8422 | 34.8422 | 34.8422 | 34.8422 | 34.8422 | 34.8422 | 34.8422 | 34.8422 | 34.8422 | 34.8422 | 34.8422 | 34.8422 | 34.8422 | 34.8422 | 0 | 0 | 0 | 0 | 0 | 16.9744 | 51.8166 | 86.6588 | 121.501 | 156.3432 | 191.1854 | 226.0276 | 260.8698 | 295.712 | 330.5542 | 365.3964 | 400.2386 | 435.0808 | 469.923 | 504.7652 | 539.6074 | 574.4496 | 609.2918 | 644.134 | 678.9762 | 678.9762 | 678.9762 | 678.9762 | 678.9762 | 0 | 4.5057 | 9.2083 | 9.1688 | 9.13 | 9.0921 | 9.055 | 9.0187 | 8.9834 | 8.949 | 8.9155 | 8.8829 | 8.8513 | 8.8206 | 8.791 | 8.7623 | 8.7407 | 8.7265 | 8.7135 | 8.7016 | 8.6907 | 0 | 0 | 0 | 0 | 0 | 4.5057 | 13.6944 | 22.8044 | 31.838 | 40.7977 | 49.6862 | 58.5061 | 67.2603 | 75.9515 | 84.5826 | 93.1565 | 101.6762 | 110.1447 | 118.5652 | 126.9409 | 135.3685 | 143.8758 | 152.3743 | 160.8676 | 169.3572 | 169.1638 | 168.9871 | 168.8255 | 168.6776 | 0 | 16.9744 | 34.8422 | 34.8422 | 34.8422 | 34.8422 | 34.8422 | 34.8422 | 34.8422 | 34.8422 | 34.8422 | 34.8422 | 34.8422 | 34.8422 | 34.8422 | 34.8422 | 34.8422 | 34.8422 | 34.8422 | 34.8422 | 34.8422 | 0 | 0 | 0 | 0 | 0 | 16.9744 | 51.8166 | 86.6588 | 121.501 | 156.3432 | 191.1854 | 226.0276 | 260.8698 | 295.712 | 330.5542 | 365.3964 | 400.2386 | 435.0808 | 469.923 | 504.7652 | 539.6074 | 574.4496 | 609.2918 | 644.134 | 678.9762 | 678.9762 | 678.9762 | 678.9762 | 678.9762 | 351.5496 | 352.6145 | 353.6638 | 354.6945 | 355.7042 | 356.6903 | 357.6506 | 358.5829 | 359.4852 | 360.3555 | 361.192 | 361.9931 | 362.7571 | 363.4827 | 364.1684 | 364.8129 | 365.415 | 365.9736 | 366.4877 | 366.9563 | 367.3833 | 367.7724 | 368.1268 | 368.4496 | 368.7436 | 150.0822 | 150.5368 | 150.9847 | 151.4248 | 151.8558 | 152.2768 | 152.6868 | 153.0848 | 153.47 | 153.8415 | 154.1987 | 154.5407 | 154.8669 | 155.1766 | 155.4693 | 155.7445 | 156.0015 | 156.24 | 156.4595 | 156.6595 | 156.8418 | 157.008 | 157.1593 | 157.2971 | 157.4226
WA_Commercial_WA - College_Existing_Space Heating_Natural Gas_Gas Boiler - Steam Trap Replacement_A | WA | Commercial | WA - College | Existing | Space Heating | Natural Gas | Gas Boiler - Steam Trap Replacement | A | WCM16 | Degrade performance | Cleaning and maintenance | 6 | 74.7764 | 0 | 0 | 89.84 | 0 | 0 | 0 | 0.28365 | 0.25 | perBLDg | 73% | 100% | Discretionary | RetroEven20_WA | 85% | Boiler | 0% | 302.2287 |  | 129.0263 |  | 0 | IL TRM v9, Section 4.4.16 | IL TRM v9, Section 4.4.16 | IL TRM - CI-HVC-STRE-V06-200101 | Degrade performance | Degrade performance | Degrade performance | Degrade performance | Degrade performance | Degrade performance | Degrade performance | Degrade performance | Degrade performance | Degrade performance | Degrade performance | Degrade performance | Degrade performance | Degrade performance | Degrade performance | Degrade performance | Degrade performance | Degrade performance | Degrade performance | Degrade performance | Degrade performance | Degrade performance | Degrade performance | Degrade performance | Degrade performance | Degrade performance | Degrade performance | Cleaning and maintenance | Cleaning and maintenance | Cleaning and maintenance | Cleaning and maintenance | Cleaning and maintenance | Cleaning and maintenance | Cleaning and maintenance | Cleaning and maintenance | Cleaning and maintenance | Cleaning and maintenance | Cleaning and maintenance | Cleaning and maintenance | Cleaning and maintenance | Cleaning and maintenance | Cleaning and maintenance | Cleaning and maintenance | Cleaning and maintenance | Cleaning and maintenance | Cleaning and maintenance | Cleaning and maintenance | Cleaning and maintenance | Cleaning and maintenance | Cleaning and maintenance | Cleaning and maintenance | Cleaning and maintenance | Cleaning and maintenance | Cleaning and maintenance | 89.84 | 89.84 | 89.84 | 89.84 | 89.84 | 89.84 | 89.84 | 89.84 | 89.84 | 89.84 | 89.84 | 89.84 | 89.84 | 89.84 | 89.84 | 89.84 | 89.84 | 89.84 | 89.84 | 89.84 | 89.84 | 89.84 | 89.84 | 89.84 | 89.84 | 89.84 | 89.84 | 0 | 0 | 78.7073 | 77.4468 | 76.0871 | 74.7322 | 73.3831 | 72.0406 | 70.7055 | 69.3785 | 68.0603 | 66.7516 | 65.4528 | 64.1646 | 62.8873 | 61.6213 | 60.367 | 59.1247 | 57.9419 | 56.8195 | 55.707 | 54.6046 | 53.5196 | 52.4915 | 51.4749 | 50.4703 | 49.4744 | 0 | 0.64442 | 1.2995 | 1.2764 | 1.2533 | 1.2304 | 1.2076 | 0.60767 | 0 | 0 | 0 | 2.2796e-16 | 0 | 0 | 2.1447e-15 | 0 | 1.6468e-15 | 0 | 1.5833e-15 | 0 | 0 | 0 | 0 | 0 | 0 | 0 | 0.64442 | 1.9326 | 3.1746 | 4.3706 | 5.5211 | 6.6264 | 7.1097 | 6.9746 | 6.8405 | 6.7074 | 6.5754 | 6.4445 | 6.3148 | 6.1862 | 6.0589 | 5.9377 | 5.8227 | 5.7087 | 5.5957 | 5.4845 | 5.3792 | 5.275 | 5.172 | 5.07 | 0 | 8.3208 | 17.0795 | 17.0795 | 17.0795 | 17.0795 | 17.0795 | 8.7587 | 0 | 0 | 0 | 3.5527e-15 | 0 | 0 | 3.5527e-14 | 0 | 2.8422e-14 | 0 | 2.8422e-14 | 0 | 0 | 0 | 0 | 0 | 0 | 0 | 8.3208 | 25.4003 | 42.4798 | 59.5593 | 76.6388 | 93.7183 | 102.4771 | 102.4771 | 102.4771 | 102.4771 | 102.4771 | 102.4771 | 102.4771 | 102.4771 | 102.4771 | 102.4771 | 102.4771 | 102.4771 | 102.4771 | 102.4771 | 102.4771 | 102.4771 | 102.4771 | 102.4771 | 0 | 0.56086 | 1.145 | 1.1387 | 1.1323 | 1.126 | 1.1197 | 0.57099 | 0 | 0 | 0 | 1.3325e-16 | 0 | 0 | 2.3604e-15 | 0 | 1.8183e-15 | 0 | 1.6765e-15 | 0 | 0 | 0 | 0 | 0 | 0 | 0 | 0.56086 | 1.7028 | 2.832 | 3.9486 | 5.0525 | 6.144 | 6.6806 | 6.6434 | 6.6065 | 6.5701 | 6.5342 | 6.4989 | 6.4642 | 6.4302 | 6.3969 | 6.3687 | 6.3459 | 6.3239 | 6.3027 | 6.2823 | 6.2669 | 6.2522 | 6.238 | 6.2244 | 0 | 7.0727 | 14.5176 | 14.5176 | 14.5176 | 14.5176 | 14.5176 | 7.4449 | 0 | 0 | 0 | 1.7764e-15 | 0 | 0 | 3.1974e-14 | 0 | 2.4869e-14 | 0 | 2.3093e-14 | 0 | 0 | 0 | 0 | 0 | 0 | 0 | 7.0727 | 21.5903 | 36.1078 | 50.6254 | 65.143 | 79.6606 | 87.1055 | 87.1055 | 87.1055 | 87.1055 | 87.1055 | 87.1055 | 87.1055 | 87.1055 | 87.1055 | 87.1055 | 87.1055 | 87.1055 | 87.1055 | 87.1055 | 87.1055 | 87.1055 | 87.1055 | 87.1055 | 0 | 0.561 | 1.1458 | 1.1401 | 1.1345 | 1.1291 | 1.1237 | 0.57357 | 0 | 0 | 0 | 1.3443e-16 | 0 | 0 | 2.3899e-15 | 0 | 1.8457e-15 | 0 | 1.7063e-15 | 0 | 0 | 0 | 0 | 0 | 0 | 0 | 0.561 | 1.704 | 2.8356 | 3.9563 | 5.0663 | 6.1659 | 6.7107 | 6.68 | 6.65 | 6.6206 | 6.592 | 6.5642 | 6.5371 | 6.5107 | 6.4851 | 6.4648 | 6.45 | 6.436 | 6.4229 | 6.4105 | 6.4032 | 6.3965 | 6.3904 | 6.3848 | 0 | 7.0727 | 14.5176 | 14.5176 | 14.5176 | 14.5176 | 14.5176 | 7.4449 | 0 | 0 | 0 | 1.7764e-15 | 0 | 0 | 3.1974e-14 | 0 | 2.4869e-14 | 0 | 2.3093e-14 | 0 | 0 | 0 | 0 | 0 | 0 | 0 | 7.0727 | 21.5903 | 36.1078 | 50.6254 | 65.143 | 79.6606 | 87.1055 | 87.1055 | 87.1055 | 87.1055 | 87.1055 | 87.1055 | 87.1055 | 87.1055 | 87.1055 | 87.1055 | 87.1055 | 87.1055 | 87.1055 | 87.1055 | 87.1055 | 87.1055 | 87.1055 | 87.1055 | 0 | 0.561 | 1.1458 | 1.1401 | 1.1345 | 1.1291 | 1.1237 | 0.57357 | 0 | 0 | 0 | 1.3443e-16 | 0 | 0 | 2.3899e-15 | 0 | 1.8457e-15 | 0 | 1.7063e-15 | 0 | 0 | 0 | 0 | 0 | 0 | 0 | 0.561 | 1.704 | 2.8356 | 3.9563 | 5.0663 | 6.1659 | 6.7107 | 6.68 | 6.65 | 6.6206 | 6.592 | 6.5642 | 6.5371 | 6.5107 | 6.4851 | 6.4648 | 6.45 | 6.436 | 6.4229 | 6.4105 | 6.4032 | 6.3965 | 6.3904 | 6.3848 | 0 | 7.0727 | 14.5176 | 14.5176 | 14.5176 | 14.5176 | 14.5176 | 7.4449 | 0 | 0 | 0 | 1.7764e-15 | 0 | 0 | 3.1974e-14 | 0 | 2.4869e-14 | 0 | 2.3093e-14 | 0 | 0 | 0 | 0 | 0 | 0 | 0 | 7.0727 | 21.5903 | 36.1078 | 50.6254 | 65.143 | 79.6606 | 87.1055 | 87.1055 | 87.1055 | 87.1055 | 87.1055 | 87.1055 | 87.1055 | 87.1055 | 87.1055 | 87.1055 | 87.1055 | 87.1055 | 87.1055 | 87.1055 | 87.1055 | 87.1055 | 87.1055 | 87.1055 | 295.0126 | 295.9063 | 296.7868 | 297.6518 | 298.4991 | 299.3266 | 300.1325 | 300.9149 | 301.672 | 302.4023 | 303.1043 | 303.7766 | 304.4178 | 305.0266 | 305.602 | 306.1429 | 306.6482 | 307.1169 | 307.5483 | 307.9416 | 308.3 | 308.6265 | 308.9239 | 309.1948 | 309.4415 | 125.9456 | 126.3272 | 126.7031 | 127.0723 | 127.4341 | 127.7874 | 128.1314 | 128.4654 | 128.7886 | 129.1004 | 129.4001 | 129.6871 | 129.9608 | 130.2208 | 130.4664 | 130.6973 | 130.913 | 131.1132 | 131.2973 | 131.4652 | 131.6182 | 131.7576 | 131.8846 | 132.0002 | 132.1055
WA_Commercial_WA - College_Existing_Space Heating_Natural Gas_Gas Boiler - High Turndown Burner_A | WA | Commercial | WA - College | Existing | Space Heating | Natural Gas | Gas Boiler - High Turndown Burner | A | WCM17 | No control | Turndown control installed | 15 | 0.23452 | 0 | 0 | 2.8 | 0 | 0 | 0 | 0.28365 | 0.25 | kbtuh heat | 25% | 50% | Discretionary | Retro5Med_WA | 85% | Boiler | 0% | 1567.2132 |  | 669.0685 |  | 0 | GBLR_TRN-Heating-MNTRM-v2.1-1 | GBLR_TRN-Heating-MNTRM-v2.1-1 | GBLR_TRN-Heating-MNTRM-v2.1-1 | No control | No control | No control | No control | No control | No control | No control | No control | No control | No control | No control | No control | No control | No control | No control | No control | No control | No control | No control | No control | No control | No control | No control | No control | No control | No control | No control | Turndown control installed | Turndown control installed | Turndown control installed | Turndown control installed | Turndown control installed | Turndown control installed | Turndown control installed | Turndown control installed | Turndown control installed | Turndown control installed | Turndown control installed | Turndown control installed | Turndown control installed | Turndown control installed | Turndown control installed | Turndown control installed | Turndown control installed | Turndown control installed | Turndown control installed | Turndown control installed | Turndown control installed | Turndown control installed | Turndown control installed | Turndown control installed | Turndown control installed | Turndown control installed | Turndown control installed | 2.8 | 2.8 | 2.8 | 2.8 | 2.8 | 2.8 | 2.8 | 2.8 | 2.8 | 2.8 | 2.8 | 2.8 | 2.8 | 2.8 | 2.8 | 2.8 | 2.8 | 2.8 | 2.8 | 2.8 | 2.8 | 2.8 | 2.8 | 2.8 | 2.8 | 2.8 | 2.8 | 0 | 0 | 0.24685 | 0.2419 | 0.23601 | 0.22997 | 0.22381 | 0.21749 | 0.21097 | 0.20424 | 0.19731 | 0.19023 | 0.18307 | 0.17604 | 0.16925 | 0.16275 | 0.15659 | 0.15086 | 0.14591 | 0.14172 | 0.13788 | 0.13448 | 0.1312 | 0.12868 | 0.12619 | 0.12372 | 0.12128 | 0 | 4.1543 | 4.9769 | 5.9343 | 6.7042 | 7.4312 | 8.4273 | 8.9499 | 8.8329 | 8.0252 | 6.6385 | 4.94 | 3.2594 | 1.8756 | 0.84287 | 0 | 0 | 0 | 0 | 0 | 0 | 0 | 0 | 0 | 0 | 0 | 4.1543 | 9.0302 | 14.7332 | 21.0428 | 27.88 | 35.471 | 43.2889 | 50.654 | 56.8609 | 61.3583 | 63.943 | 64.7357 | 64.1273 | 62.5415 | 60.2537 | 58.2749 | 56.6014 | 55.0692 | 53.7093 | 52.4018 | 51.3948 | 50.3993 | 49.4154 | 48.44 | 0 | 17174.1038 | 21087.0606 | 25804.3912 | 29954.8323 | 34167.2795 | 39945.6567 | 43821.0058 | 44766.2528 | 42186.8208 | 36263.1458 | 28061.9533 | 19258.3053 | 11524.3168 | 5382.6392 | 0 | 0 | 0 | 0 | 0 | 0 | 0 | 0 | 0 | 0 | 0 | 17174.1038 | 38261.1644 | 64065.5555 | 94020.3878 | 128187.6673 | 168133.324 | 211954.3298 | 256720.5825 | 298907.4033 | 335170.5492 | 363232.5024 | 382490.8077 | 394015.1245 | 399397.7637 | 399397.7637 | 399397.7637 | 399397.7637 | 399397.7637 | 399397.7637 | 399397.7637 | 399397.7637 | 399397.7637 | 399397.7637 | 399397.7637 | 0 | 3.6179 | 4.3922 | 5.309 | 6.0823 | 6.8396 | 7.8726 | 8.4903 | 8.5137 | 7.8635 | 6.6161 | 5.0094 | 3.364 | 1.9707 | 0.90173 | 0 | 0 | 0 | 0 | 0 | 0 | 0 | 0 | 0 | 0 | 0 | 3.6179 | 7.9694 | 13.1809 | 19.0908 | 25.6605 | 33.1362 | 41.0661 | 48.8235 | 55.7152 | 61.1509 | 64.8413 | 66.8126 | 67.3778 | 66.9095 | 65.6419 | 64.6284 | 63.8785 | 63.2461 | 62.7678 | 62.3234 | 62.1701 | 62.0235 | 61.8829 | 61.7477 | 0 | 14597.9883 | 17924.0015 | 21933.7325 | 25461.6074 | 29042.1876 | 33953.8082 | 37247.8549 | 38051.3148 | 35858.7977 | 30823.6739 | 23852.6603 | 16369.5595 | 9795.6693 | 4575.2433 | 0 | 0 | 0 | 0 | 0 | 0 | 0 | 0 | 0 | 0 | 0 | 14597.9883 | 32521.9897 | 54455.7222 | 79917.3297 | 108959.5172 | 142913.3254 | 180161.1803 | 218212.4952 | 254071.2928 | 284894.9668 | 308747.6271 | 325117.1866 | 334912.8558 | 339488.0991 | 339488.0991 | 339488.0991 | 339488.0991 | 339488.0991 | 339488.0991 | 339488.0991 | 339488.0991 | 339488.0991 | 339488.0991 | 339488.0991 | 0 | 0 | 0 | 0 | 0 | 0 | 0 | 0 | 0 | 0 | 0 | 0 | 0 | 0 | 0 | 0 | 0 | 0 | 0 | 0 | 0 | 0 | 0 | 0 | 0 | 0 | 0 | 0 | 0 | 0 | 0 | 0 | 0 | 0 | 0 | 0 | 0 | 0 | 0 | 0 | 0 | 0 | 0 | 0 | 0 | 0 | 0 | 0 | 0 | 0 | 0 | 0 | 0 | 0 | 0 | 0 | 0 | 0 | 0 | 0 | 0 | 0 | 0 | 0 | 0 | 0 | 0 | 0 | 0 | 0 | 0 | 0 | 0 | 0 | 0 | 0 | 0 | 0 | 0 | 0 | 0 | 0 | 0 | 0 | 0 | 0 | 0 | 0 | 0 | 0 | 0 | 0 | 0 | 0 | 0 | 0 | 0 | 0 | 0 | 0 | 0 | 3.6188 | 4.3952 | 5.3157 | 6.0941 | 6.8582 | 7.9007 | 8.5286 | 8.5606 | 7.9152 | 6.667 | 5.0537 | 3.3978 | 1.9929 | 0.91302 | 0 | 0 | 0 | 0 | 0 | 0 | 0 | 0 | 0 | 0 | 0 | 3.6188 | 7.9749 | 13.1975 | 19.1279 | 25.7302 | 33.2546 | 41.2513 | 49.0927 | 56.0815 | 61.621 | 65.4148 | 67.4834 | 68.1368 | 67.747 | 66.5473 | 65.6034 | 64.9258 | 64.3669 | 63.9641 | 63.595 | 63.5219 | 63.4552 | 63.3941 | 63.3382 | 0 | 14597.9883 | 17924.0015 | 21933.7325 | 25461.6074 | 29042.1876 | 33953.8082 | 37247.8549 | 38051.3148 | 35858.7977 | 30823.6739 | 23852.6603 | 16369.5595 | 9795.6693 | 4575.2433 | 0 | 0 | 0 | 0 | 0 | 0 | 0 | 0 | 0 | 0 | 0 | 14597.9883 | 32521.9897 | 54455.7222 | 79917.3297 | 108959.5172 | 142913.3254 | 180161.1803 | 218212.4952 | 254071.2928 | 284894.9668 | 308747.6271 | 325117.1866 | 334912.8558 | 339488.0991 | 339488.0991 | 339488.0991 | 339488.0991 | 339488.0991 | 339488.0991 | 339488.0991 | 339488.0991 | 339488.0991 | 339488.0991 | 339488.0991 | 1529.7943 | 1534.4284 | 1538.9942 | 1543.4797 | 1547.8734 | 1552.1646 | 1556.3434 | 1560.4004 | 1564.3265 | 1568.1136 | 1571.7539 | 1575.2398 | 1578.5647 | 1581.722 | 1584.7058 | 1587.5104 | 1590.1305 | 1592.5613 | 1594.7984 | 1596.8376 | 1598.6959 | 1600.3891 | 1601.9314 | 1603.3361 | 1604.6153 | 653.0938 | 655.0722 | 657.0214 | 658.9363 | 660.812 | 662.644 | 664.428 | 666.16 | 667.8362 | 669.4529 | 671.007 | 672.4952 | 673.9147 | 675.2626 | 676.5364 | 677.7337 | 678.8523 | 679.89 | 680.8451 | 681.7157 | 682.509 | 683.2318 | 683.8903 | 684.49 | 685.0361
WA_Commercial_WA - College_Existing_Space Heating_Natural Gas_Gas Boiler - Burner Control Optimization_A | WA | Commercial | WA - College | Existing | Space Heating | Natural Gas | Gas Boiler - Burner Control Optimization | A | WCM18 | Average performance | Optimized burner controls | 18 | 0.068011 | 0 | 0 | 0.94 | 0 | 0 | 0 | 0.28365 | 0.25 | kBtuh heat | 5% | 85% | Discretionary | Retro1Slow_WA | 84.66% | Boiler | 0% | 1641.3711 |  | 700.7277 |  | 0 | GBLR_O2TRM-Heating-ILTRM-v4.0-1 | GBLR_O2TRM-Heating-MEMD-2018-1 | GBLR_O2TRM-Heating-ILTRM-v4.0-1 | Average performance | Average performance | Average performance | Average performance | Average performance | Average performance | Average performance | Average performance | Average performance | Average performance | Average performance | Average performance | Average performance | Average performance | Average performance | Average performance | Average performance | Average performance | Average performance | Average performance | Average performance | Average performance | Average performance | Average performance | Average performance | Average performance | Average performance | Optimized burner controls | Optimized burner controls | Optimized burner controls | Optimized burner controls | Optimized burner controls | Optimized burner controls | Optimized burner controls | Optimized burner controls | Optimized burner controls | Optimized burner controls | Optimized burner controls | Optimized burner controls | Optimized burner controls | Optimized burner controls | Optimized burner controls | Optimized burner controls | Optimized burner controls | Optimized burner controls | Optimized burner controls | Optimized burner controls | Optimized burner controls | Optimized burner controls | Optimized burner controls | Optimized burner controls | Optimized burner controls | Optimized burner controls | Optimized burner controls | 0.94 | 0.94 | 0.94 | 0.94 | 0.94 | 0.94 | 0.94 | 0.94 | 0.94 | 0.94 | 0.94 | 0.94 | 0.94 | 0.94 | 0.94 | 0.94 | 0.94 | 0.94 | 0.94 | 0.94 | 0.94 | 0.94 | 0.94 | 0.94 | 0.94 | 0.94 | 0.94 | 0 | 0 | 0.071586 | 0.070128 | 0.068398 | 0.066615 | 0.064796 | 0.062929 | 0.060998 | 0.059005 | 0.056958 | 0.054872 | 0.052772 | 0.05072 | 0.048747 | 0.046867 | 0.045087 | 0.043438 | 0.042011 | 0.040805 | 0.0397 | 0.03872 | 0.037777 | 0.037051 | 0.036333 | 0.035624 | 0.034921 | 0 | 0.44814 | 0.23519 | 0.7749 | 1.2261 | 1.8074 | 2.5091 | 3.3015 | 4.1315 | 4.9229 | 5.583 | 6.0203 | 6.1552 | 5.9425 | 5.3891 | 4.5649 | 3.5939 | 2.6091 | 1.8599 | 0.7423 | 0.64261 | 0 | 0 | 0 | 0 | 0 | 0.44814 | 0.67228 | 1.4297 | 2.6167 | 4.3486 | 6.7242 | 9.8061 | 13.5975 | 18.0224 | 22.9154 | 28.0449 | 33.1089 | 37.7743 | 41.7293 | 44.7677 | 46.8913 | 48.1537 | 48.71 | 48.2494 | 47.7174 | 46.8004 | 45.8938 | 44.9978 | 44.1096 | 0 | 6390.3642 | 3438.6021 | 11632.4495 | 18921.7735 | 28720.6094 | 41134.0496 | 55953.6037 | 72536.0794 | 89714.6288 | 105794.8592 | 118694.9567 | 126269.0862 | 126796.243 | 119526.8428 | 105090.8278 | 85545.9731 | 63941.4286 | 46847.5524 | 19171.0927 | 17010.5634 | 0 | 0 | 0 | 0 | 0 | 6390.3642 | 9828.9663 | 21461.4159 | 40383.1894 | 69103.7988 | 110237.8483 | 166191.4521 | 238727.5315 | 328442.1603 | 434237.0196 | 552931.9762 | 679201.0625 | 805997.3055 | 925524.1482 | 1030614.976 | 1116160.9491 | 1180102.3777 | 1226949.9301 | 1246121.0228 | 1263131.5861 | 1263131.5861 | 1263131.5861 | 1263131.5861 | 1263131.5861 | 0 | 0.3903 | 0.20758 | 0.69337 | 1.1126 | 1.6641 | 2.345 | 3.1338 | 3.985 | 4.8275 | 5.5691 | 6.1108 | 6.3592 | 6.2504 | 5.7717 | 4.9785 | 3.99 | 2.9477 | 2.1383 | 0.86843 | 0.7651 | 0 | 0 | 0 | 0 | 0 | 0.3903 | 0.59336 | 1.2792 | 2.3746 | 4.0038 | 6.2845 | 9.3079 | 13.1152 | 17.6735 | 22.8586 | 28.4667 | 34.2064 | 39.7312 | 44.6918 | 48.8236 | 52.0597 | 54.4033 | 56.003 | 56.4478 | 56.8132 | 56.6735 | 56.5398 | 56.4115 | 56.2883 | 0 | 5431.8096 | 2922.8118 | 9887.5821 | 16083.5075 | 24412.518 | 34963.9421 | 47560.5632 | 61655.6675 | 76257.4345 | 89925.6303 | 100890.7132 | 107328.7233 | 107776.8065 | 101597.8164 | 89327.2036 | 72714.0771 | 54350.2143 | 39820.4196 | 16295.4288 | 14458.9789 | 0 | 0 | 0 | 0 | 0 | 5431.8096 | 8354.6214 | 18242.2035 | 34325.711 | 58738.229 | 93702.1711 | 141262.7343 | 202918.4018 | 279175.8363 | 369101.4666 | 469992.1798 | 577320.9031 | 685097.7097 | 786695.526 | 876022.7296 | 948736.8067 | 1003087.021 | 1042907.4406 | 1059202.8693 | 1073661.8482 | 1073661.8482 | 1073661.8482 | 1073661.8482 | 1073661.8482 | 0 | 0 | 0 | 0 | 0 | 0 | 0 | 0 | 0 | 0 | 0 | 0 | 0 | 0 | 0 | 0 | 0 | 0 | 0 | 0 | 0 | 0 | 0 | 0 | 0 | 0 | 0 | 0 | 0 | 0 | 0 | 0 | 0 | 0 | 0 | 0 | 0 | 0 | 0 | 0 | 0 | 0 | 0 | 0 | 0 | 0 | 0 | 0 | 0 | 0 | 0 | 0 | 0 | 0 | 0 | 0 | 0 | 0 | 0 | 0 | 0 | 0 | 0 | 0 | 0 | 0 | 0 | 0 | 0 | 0 | 0 | 0 | 0 | 0 | 0 | 0 | 0 | 0 | 0 | 0 | 0 | 0 | 0 | 0 | 0 | 0 | 0 | 0 | 0 | 0 | 0 | 0 | 0 | 0 | 0 | 0 | 0 | 0 | 0 | 0 | 0 | 0.39039 | 0.20773 | 0.69425 | 1.1148 | 1.6686 | 2.3534 | 3.1479 | 4.007 | 4.8593 | 5.6119 | 6.1649 | 6.4231 | 6.3208 | 5.844 | 5.0472 | 4.0502 | 2.9961 | 2.1762 | 0.88498 | 0.78071 | 0 | 0 | 0 | 0 | 0 | 0.39039 | 0.59377 | 1.2809 | 2.3792 | 4.0147 | 6.3069 | 9.3498 | 13.1875 | 17.7896 | 23.0343 | 28.7185 | 34.5498 | 40.1788 | 45.2512 | 49.497 | 52.8451 | 55.2953 | 56.9954 | 57.5237 | 57.9724 | 57.9057 | 57.8448 | 57.7891 | 57.7382 | 0 | 5431.8096 | 2922.8118 | 9887.5821 | 16083.5075 | 24412.518 | 34963.9421 | 47560.5632 | 61655.6675 | 76257.4345 | 89925.6303 | 100890.7132 | 107328.7233 | 107776.8065 | 101597.8164 | 89327.2036 | 72714.0771 | 54350.2143 | 39820.4196 | 16295.4288 | 14458.9789 | 0 | 0 | 0 | 0 | 0 | 5431.8096 | 8354.6214 | 18242.2035 | 34325.711 | 58738.229 | 93702.1711 | 141262.7343 | 202918.4018 | 279175.8363 | 369101.4666 | 469992.1798 | 577320.9031 | 685097.7097 | 786695.526 | 876022.7296 | 948736.8067 | 1003087.021 | 1042907.4406 | 1059202.8693 | 1073661.8482 | 1073661.8482 | 1073661.8482 | 1073661.8482 | 1073661.8482 | 1602.1816 | 1607.035 | 1611.8169 | 1616.5146 | 1621.1162 | 1625.6105 | 1629.987 | 1634.2359 | 1638.3479 | 1642.3142 | 1646.1266 | 1649.7776 | 1653.2598 | 1656.5665 | 1659.6914 | 1662.6287 | 1665.3728 | 1667.9187 | 1670.2616 | 1672.3973 | 1674.3436 | 1676.1168 | 1677.7321 | 1679.2033 | 1680.543 | 683.9971 | 686.0691 | 688.1105 | 690.1161 | 692.0806 | 693.9993 | 695.8677 | 697.6816 | 699.4371 | 701.1303 | 702.7579 | 704.3166 | 705.8032 | 707.2149 | 708.549 | 709.8029 | 710.9744 | 712.0613 | 713.0616 | 713.9733 | 714.8042 | 715.5612 | 716.2508 | 716.8789 | 717.4508
WA_Commercial_WA - College_Existing_Space Heating_Natural Gas_Gas Boiler - Stack Economizer_A | WA | Commercial | WA - College | Existing | Space Heating | Natural Gas | Gas Boiler - Stack Economizer | A | WCM19 | None | Economizer installed | 15 | 0.22514 | 0 | 0 | 10.35 | 0 | 0 | 0 | 0.28365 | 0.25 | kBtuh Heat | 15% | 55% | Discretionary | Retro5Med_WA | 85% | Boiler | 0% | 6034.4705 |  | 2576.2125 |  | 0 | IL TRM - CI-HVC-BECO-V01-150601 | IL TRM - CI-HVC-BECO-V01-150601 | IL TRM - CI-HVC-BECO-V01-150601 | None | None | None | None | None | None | None | None | None | None | None | None | None | None | None | None | None | None | None | None | None | None | None | None | None | None | None | Economizer installed | Economizer installed | Economizer installed | Economizer installed | Economizer installed | Economizer installed | Economizer installed | Economizer installed | Economizer installed | Economizer installed | Economizer installed | Economizer installed | Economizer installed | Economizer installed | Economizer installed | Economizer installed | Economizer installed | Economizer installed | Economizer installed | Economizer installed | Economizer installed | Economizer installed | Economizer installed | Economizer installed | Economizer installed | Economizer installed | Economizer installed | 10.35 | 10.35 | 10.35 | 10.35 | 10.35 | 10.35 | 10.35 | 10.35 | 10.35 | 10.35 | 10.35 | 10.35 | 10.35 | 10.35 | 10.35 | 10.35 | 10.35 | 10.35 | 10.35 | 10.35 | 10.35 | 10.35 | 10.35 | 10.35 | 10.35 | 10.35 | 10.35 | 0 | 0 | 0.23697 | 0.23129 | 0.22411 | 0.2167 | 0.20943 | 0.20223 | 0.19485 | 0.1872 | 0.17933 | 0.17132 | 0.1633 | 0.15546 | 0.14791 | 0.14077 | 0.13411 | 0.12805 | 0.12294 | 0.11877 | 0.11505 | 0.11186 | 0.10883 | 0.10674 | 0.10467 | 0.10263 | 0.1006 | 0 | 6.3554 | 7.5613 | 8.9471 | 10.0377 | 11.0556 | 12.4535 | 13.1252 | 12.8448 | 11.5642 | 9.4751 | 6.9799 | 4.5576 | 2.5956 | 1.155 | 0 | 0 | 0 | 0 | 0 | 0 | 0 | 0 | 0 | 0 | 0 | 6.3554 | 13.7194 | 22.2133 | 31.5058 | 41.4779 | 52.4176 | 63.4844 | 73.6608 | 81.936 | 87.5756 | 90.3476 | 90.5195 | 88.7445 | 85.6993 | 81.8259 | 78.5655 | 75.8996 | 73.5215 | 71.4834 | 69.5464 | 68.2095 | 66.8878 | 65.5816 | 64.2869 | 0 | 27478.5661 | 33739.2969 | 41287.0258 | 47927.7316 | 54667.6472 | 63913.0508 | 70113.6092 | 71626.0044 | 67498.9133 | 58021.0333 | 44899.1252 | 30813.2885 | 18438.9068 | 8612.2227 | 0 | 0 | 0 | 0 | 0 | 0 | 0 | 0 | 0 | 0 | 0 | 27478.5661 | 61217.863 | 102504.8889 | 150432.6205 | 205100.2677 | 269013.3184 | 339126.9277 | 410752.9321 | 478251.8453 | 536272.8786 | 581172.0039 | 611985.2924 | 630424.1992 | 639036.4219 | 639036.4219 | 639036.4219 | 639036.4219 | 639036.4219 | 639036.4219 | 639036.4219 | 639036.4219 | 639036.4219 | 639036.4219 | 639036.4219 | 0 | 5.5381 | 6.684 | 8.0268 | 9.1417 | 10.2244 | 11.7016 | 12.5383 | 12.4831 | 11.4407 | 9.5482 | 7.1678 | 4.7712 | 2.7707 | 1.2572 | 0 | 0 | 0 | 0 | 0 | 0 | 0 | 0 | 0 | 0 | 0 | 5.5381 | 12.1276 | 19.9284 | 28.6933 | 38.3596 | 49.2528 | 60.6454 | 71.5864 | 81.0613 | 88.2517 | 92.78 | 94.7608 | 94.7283 | 93.2874 | 90.8279 | 88.8784 | 87.4487 | 86.2629 | 85.386 | 84.5794 | 84.3709 | 84.1715 | 83.9803 | 83.7965 | 0 | 23356.7812 | 28678.4024 | 35093.972 | 40738.5719 | 46467.5001 | 54326.0931 | 59596.5678 | 60882.1038 | 57374.0763 | 49317.8783 | 38164.2565 | 26191.2952 | 15673.0708 | 7320.3893 | 0 | 0 | 0 | 0 | 0 | 0 | 0 | 0 | 0 | 0 | 0 | 23356.7812 | 52035.1836 | 87129.1555 | 127867.7274 | 174335.2275 | 228661.3207 | 288257.8885 | 349139.9923 | 406514.0685 | 455831.9468 | 493996.2033 | 520187.4985 | 535860.5693 | 543180.9586 | 543180.9586 | 543180.9586 | 543180.9586 | 543180.9586 | 543180.9586 | 543180.9586 | 543180.9586 | 543180.9586 | 543180.9586 | 543180.9586 | 0 | 0 | 0 | 0 | 0 | 0 | 0 | 0 | 0 | 0 | 0 | 0 | 0 | 0 | 0 | 0 | 0 | 0 | 0 | 0 | 0 | 0 | 0 | 0 | 0 | 0 | 0 | 0 | 0 | 0 | 0 | 0 | 0 | 0 | 0 | 0 | 0 | 0 | 0 | 0 | 0 | 0 | 0 | 0 | 0 | 0 | 0 | 0 | 0 | 0 | 0 | 0 | 0 | 0 | 0 | 0 | 0 | 0 | 0 | 0 | 0 | 0 | 0 | 0 | 0 | 0 | 0 | 0 | 0 | 0 | 0 | 0 | 0 | 0 | 0 | 0 | 0 | 0 | 0 | 0 | 0 | 0 | 0 | 0 | 0 | 0 | 0 | 0 | 0 | 0 | 0 | 0 | 0 | 0 | 0 | 0 | 0 | 0 | 0 | 0 | 0 | 0 | 0 | 0 | 0 | 0 | 0 | 0 | 0 | 0 | 0 | 0 | 0 | 0 | 0 | 0 | 0 | 0 | 0 | 0 | 0 | 0 | 0 | 0 | 0 | 0 | 0 | 0 | 0 | 0 | 0 | 0 | 0 | 0 | 0 | 0 | 0 | 0 | 0 | 0 | 0 | 0 | 0 | 0 | 0 | 0 | 0 | 0 | 0 | 0 | 0 | 0 | 0 | 0 | 0 | 0 | 0 | 0 | 0 | 0 | 0 | 0 | 0 | 0 | 0 | 0 | 0 | 0 | 0 | 0 | 0 | 0 | 0 | 0 | 0 | 0 | 0 | 0 | 0 | 0 | 0 | 0 | 0 | 0 | 0 | 0 | 0 | 0 | 0 | 0 | 0 | 0 | 0 | 0 | 0 | 0 | 0 | 0 | 0 | 0 | 5890.3909 | 5908.2344 | 5925.8149 | 5943.0858 | 5960.0035 | 5976.5268 | 5992.617 | 6008.238 | 6023.3555 | 6037.9376 | 6051.954 | 6065.3766 | 6078.1789 | 6090.336 | 6101.8248 | 6112.6236 | 6122.7122 | 6132.0721 | 6140.6859 | 6148.5376 | 6155.693 | 6162.2124 | 6168.1511 | 6173.5598 | 6178.4851 | 2514.7026 | 2522.3203 | 2529.8257 | 2537.1989 | 2544.4213 | 2551.4754 | 2558.3446 | 2565.0134 | 2571.4674 | 2577.6927 | 2583.6765 | 2589.4068 | 2594.8723 | 2600.0624 | 2604.9671 | 2609.5773 | 2613.8843 | 2617.8802 | 2621.5576 | 2624.9096 | 2627.9643 | 2630.7476 | 2633.2829 | 2635.592 | 2637.6947
WA_Commercial_WA - College_Existing_Space Heating_Natural Gas_Gas Boiler - Thermostatic Radiator Valves_A | WA | Commercial | WA - College | Existing | Space Heating | Natural Gas | Gas Boiler - Thermostatic Radiator Valves | A | WCM20 | TBD | TBD | 15 | 15.75 | 0 | 0 | 61.19 | 0 | 0 | 0 | 0.28365 | 0.25 | radiator | 25% | 50% | Discretionary | RetroEven20_WA | 85% | Boiler | 0% | 509.9759 |  | 217.7169 |  | 0 | IL TRM - 5.3.19 - RS-HVC-TRVS-V01-210101 | AEG Cost Characterization, 2021 | IL TRM - 5.3.19 - RS-HVC-TRVS-V01-210101 | TBD | TBD | TBD | TBD | TBD | TBD | TBD | TBD | TBD | TBD | TBD | TBD | TBD | TBD | TBD | TBD | TBD | TBD | TBD | TBD | TBD | TBD | TBD | TBD | TBD | TBD | TBD | TBD | TBD | TBD | TBD | TBD | TBD | TBD | TBD | TBD | TBD | TBD | TBD | TBD | TBD | TBD | TBD | TBD | TBD | TBD | TBD | TBD | TBD | TBD | TBD | TBD | TBD | TBD | 61.19 | 61.19 | 61.19 | 61.19 | 61.19 | 61.19 | 61.19 | 61.19 | 61.19 | 61.19 | 61.19 | 61.19 | 61.19 | 61.19 | 61.19 | 61.19 | 61.19 | 61.19 | 61.19 | 61.19 | 61.19 | 61.19 | 61.19 | 61.19 | 61.19 | 61.19 | 61.19 | 0 | 0 | 16.578 | 16.3004 | 16.0019 | 15.6949 | 15.3813 | 15.0588 | 14.7254 | 14.38 | 14.0219 | 13.651 | 13.2699 | 12.8829 | 12.4962 | 12.1173 | 11.7535 | 11.4106 | 11.1034 | 10.8325 | 10.5803 | 10.3523 | 10.1314 | 9.9367 | 9.7443 | 9.5541 | 9.3656 | 0 | 12.1175 | 24.4172 | 23.9488 | 23.4703 | 22.9783 | 22.4695 | 21.9425 | 21.396 | 20.8301 | 20.2485 | 19.6579 | 19.068 | 18.4898 | 17.9346 | 17.4114 | 8.6886 | 0 | 2.1651e-14 | 0 | 0 | 0 | 0 | 0 | 0 | 0 | 12.1175 | 36.3128 | 59.565 | 81.8451 | 103.1076 | 123.2942 | 142.3447 | 160.196 | 176.789 | 192.101 | 206.1563 | 219.0375 | 230.8858 | 241.8869 | 252.2415 | 254.1408 | 247.9385 | 242.1669 | 236.9495 | 231.8916 | 227.4368 | 223.0323 | 218.6794 | 214.3641 | 0 | 743.3867 | 1525.8991 | 1525.8991 | 1525.8991 | 1525.8991 | 1525.8991 | 1525.8991 | 1525.8991 | 1525.8991 | 1525.8991 | 1525.8991 | 1525.8991 | 1525.8991 | 1525.8991 | 1525.8991 | 782.5123 | 0 | 2.0464e-12 | 0 | 0 | 0 | 0 | 0 | 0 | 0 | 743.3867 | 2269.2858 | 3795.1849 | 5321.0839 | 6846.983 | 8372.8821 | 9898.7812 | 11424.6802 | 12950.5793 | 14476.4784 | 16002.3775 | 17528.2765 | 19054.1756 | 20580.0747 | 22105.9737 | 22888.4861 | 22888.4861 | 22888.4861 | 22888.4861 | 22888.4861 | 22888.4861 | 22888.4861 | 22888.4861 | 22888.4861 | 0 | 10.5475 | 21.518 | 21.3738 | 21.2195 | 21.0522 | 20.869 | 20.6681 | 20.4478 | 20.2073 | 19.9487 | 19.6769 | 19.3996 | 19.1261 | 18.8664 | 18.6293 | 9.4547 | 0 | 2.2297e-14 | 0 | 0 | 0 | 0 | 0 | 0 | 0 | 10.5475 | 32.0012 | 53.1604 | 73.9961 | 94.4649 | 114.5118 | 134.0774 | 153.0962 | 171.5026 | 189.2567 | 206.3557 | 222.8467 | 238.8307 | 254.454 | 269.8858 | 276.55 | 274.3663 | 272.5446 | 271.2208 | 269.9993 | 269.3366 | 268.7027 | 268.0947 | 267.51 | 0 | 631.8787 | 1297.0142 | 1297.0142 | 1297.0142 | 1297.0142 | 1297.0142 | 1297.0142 | 1297.0142 | 1297.0142 | 1297.0142 | 1297.0142 | 1297.0142 | 1297.0142 | 1297.0142 | 1297.0142 | 665.1355 | 0 | 1.5916e-12 | 0 | 0 | 0 | 0 | 0 | 0 | 0 | 631.8787 | 1928.8929 | 3225.9071 | 4522.9214 | 5819.9356 | 7116.9498 | 8413.964 | 9710.9782 | 11007.9924 | 12305.0066 | 13602.0208 | 14899.035 | 16196.0493 | 17493.0635 | 18790.0777 | 19455.2132 | 19455.2132 | 19455.2132 | 19455.2132 | 19455.2132 | 19455.2132 | 19455.2132 | 19455.2132 | 19455.2132 | 0 | 10.5501 | 21.5329 | 21.4008 | 21.2607 | 21.1093 | 20.9436 | 20.7613 | 20.5605 | 20.3401 | 20.102 | 19.851 | 19.5944 | 19.3415 | 19.1025 | 18.8862 | 9.5973 | 0 | 2.2692e-14 | 0 | 0 | 0 | 0 | 0 | 0 | 0 | 10.5501 | 32.0233 | 53.2276 | 74.1397 | 94.7214 | 114.9211 | 134.6821 | 153.9403 | 172.6301 | 190.7115 | 208.1809 | 225.084 | 241.5213 | 257.6392 | 273.6082 | 280.722 | 278.8647 | 277.3744 | 276.3902 | 275.5082 | 275.193 | 274.905 | 274.6416 | 274.4007 | 0 | 631.8787 | 1297.0142 | 1297.0142 | 1297.0142 | 1297.0142 | 1297.0142 | 1297.0142 | 1297.0142 | 1297.0142 | 1297.0142 | 1297.0142 | 1297.0142 | 1297.0142 | 1297.0142 | 1297.0142 | 665.1355 | 0 | 1.5916e-12 | 0 | 0 | 0 | 0 | 0 | 0 | 0 | 631.8787 | 1928.8929 | 3225.9071 | 4522.9214 | 5819.9356 | 7116.9498 | 8413.964 | 9710.9782 | 11007.9924 | 12305.0066 | 13602.0208 | 14899.035 | 16196.0493 | 17493.0635 | 18790.0777 | 19455.2132 | 19455.2132 | 19455.2132 | 19455.2132 | 19455.2132 | 19455.2132 | 19455.2132 | 19455.2132 | 19455.2132 | 0 | 10.5501 | 21.5329 | 21.4008 | 21.2607 | 21.1093 | 20.9436 | 20.7613 | 20.5605 | 20.3401 | 20.102 | 19.851 | 19.5944 | 19.3415 | 19.1025 | 18.8862 | 9.5973 | 0 | 2.2692e-14 | 0 | 0 | 0 | 0 | 0 | 0 | 0 | 10.5501 | 32.0233 | 53.2276 | 74.1397 | 94.7214 | 114.9211 | 134.6821 | 153.9403 | 172.6301 | 190.7115 | 208.1809 | 225.084 | 241.5213 | 257.6392 | 273.6082 | 280.722 | 278.8647 | 277.3744 | 276.3902 | 275.5082 | 275.193 | 274.905 | 274.6416 | 274.4007 | 0 | 631.8787 | 1297.0142 | 1297.0142 | 1297.0142 | 1297.0142 | 1297.0142 | 1297.0142 | 1297.0142 | 1297.0142 | 1297.0142 | 1297.0142 | 1297.0142 | 1297.0142 | 1297.0142 | 1297.0142 | 665.1355 | 0 | 1.5916e-12 | 0 | 0 | 0 | 0 | 0 | 0 | 0 | 631.8787 | 1928.8929 | 3225.9071 | 4522.9214 | 5819.9356 | 7116.9498 | 8413.964 | 9710.9782 | 11007.9924 | 12305.0066 | 13602.0208 | 14899.035 | 16196.0493 | 17493.0635 | 18790.0777 | 19455.2132 | 19455.2132 | 19455.2132 | 19455.2132 | 19455.2132 | 19455.2132 | 19455.2132 | 19455.2132 | 19455.2132 | 497.7997 | 499.3076 | 500.7934 | 502.253 | 503.6827 | 505.0791 | 506.4389 | 507.759 | 509.0366 | 510.2689 | 511.4535 | 512.5878 | 513.6697 | 514.6971 | 515.6681 | 516.5807 | 517.4333 | 518.2243 | 518.9522 | 519.6158 | 520.2205 | 520.7714 | 521.2733 | 521.7304 | 522.1467 | 212.5187 | 213.1625 | 213.7967 | 214.4199 | 215.0302 | 215.6264 | 216.2069 | 216.7705 | 217.3159 | 217.842 | 218.3477 | 218.832 | 219.2939 | 219.7325 | 220.147 | 220.5366 | 220.9006 | 221.2383 | 221.5491 | 221.8323 | 222.0905 | 222.3257 | 222.54 | 222.7351 | 222.9128
WA_Commercial_WA - College_Existing_Space Heating_Natural Gas_HVAC - Shut Off Damper_A | WA | Commercial | WA - College | Existing | Space Heating | Natural Gas | HVAC - Shut Off Damper | A | WCM21 | No damper | Damper installed | 15 | 29.468 | 0 | 0 | 1657.67 | 0 | 112.8 | 0 | 0.28365 | 0.25 | BoilerCtrl | 0% | 75% | Discretionary | Retro5Med_WA | 85% | Central Systems | 0% | 11070.6066 |  | 3153.618 |  | 0 | HVAC_DMPROFF-Heating-ILTRM-v4.0-1 | HVAC_DMPROFF-Heating-ILTRM-v4.0-1 | HVAC_DMPROFF-Heating-ILTRM-v4.0-1 | No damper | No damper | No damper | No damper | No damper | No damper | No damper | No damper | No damper | No damper | No damper | No damper | No damper | No damper | No damper | No damper | No damper | No damper | No damper | No damper | No damper | No damper | No damper | No damper | No damper | No damper | No damper | Damper installed | Damper installed | Damper installed | Damper installed | Damper installed | Damper installed | Damper installed | Damper installed | Damper installed | Damper installed | Damper installed | Damper installed | Damper installed | Damper installed | Damper installed | Damper installed | Damper installed | Damper installed | Damper installed | Damper installed | Damper installed | Damper installed | Damper installed | Damper installed | Damper installed | Damper installed | Damper installed | 1657.67 | 1657.67 | 1657.67 | 1657.67 | 1657.67 | 1657.67 | 1657.67 | 1657.67 | 1657.67 | 1657.67 | 1657.67 | 1657.67 | 1657.67 | 1657.67 | 1657.67 | 1657.67 | 1657.67 | 1657.67 | 1657.67 | 1657.67 | 1657.67 | 1657.67 | 1657.67 | 1657.67 | 1657.67 | 1657.67 | 1657.67 | 0 | 0 | 31.0245 | 30.2601 | 29.2973 | 28.3025 | 27.3287 | 26.362 | 25.3699 | 24.3424 | 23.2883 | 22.2201 | 21.1561 | 20.1211 | 19.1312 | 18.1987 | 17.3317 | 16.5452 | 15.8828 | 15.341 | 14.8577 | 14.4434 | 14.0498 | 13.7778 | 13.509 | 13.2435 | 12.9805 | 0 | 4.3546 | 5.1767 | 6.1196 | 6.8595 | 7.5474 | 8.4917 | 8.9383 | 8.7357 | 7.8547 | 6.4285 | 4.7313 | 3.0872 | 1.7574 | 0.78171 | 0 | 0 | 0 | 0 | 0 | 0 | 0 | 0 | 0 | 0 | 0 | 4.3546 | 9.3928 | 15.1935 | 21.5303 | 28.316 | 35.7422 | 43.2329 | 50.0965 | 55.6534 | 59.4169 | 61.2414 | 61.3158 | 60.0843 | 58.0036 | 55.3716 | 53.1548 | 51.3415 | 49.7239 | 48.3374 | 47.0203 | 46.1097 | 45.2102 | 44.3218 | 43.4417 | 0 | 143.9072 | 176.695 | 216.223 | 251.0009 | 286.2983 | 334.7171 | 367.1898 | 375.1104 | 353.4965 | 303.8602 | 235.1398 | 161.3713 | 96.5658 | 45.1028 | 0 | 0 | 0 | 0 | 0 | 0 | 0 | 0 | 0 | 0 | 0 | 143.9072 | 320.6022 | 536.8252 | 787.8261 | 1074.1243 | 1408.8414 | 1776.0312 | 2151.1416 | 2504.6381 | 2808.4982 | 3043.6381 | 3205.0094 | 3301.5752 | 3346.678 | 3346.678 | 3346.678 | 3346.678 | 3346.678 | 3346.678 | 3346.678 | 3346.678 | 3346.678 | 3346.678 | 3346.678 | 0 | 3.795 | 4.5771 | 5.4922 | 6.2503 | 6.9845 | 7.9856 | 8.5471 | 8.4997 | 7.7815 | 6.4879 | 4.8666 | 3.2374 | 1.8792 | 0.85244 | 0 | 0 | 0 | 0 | 0 | 0 | 0 | 0 | 0 | 0 | 0 | 3.795 | 8.3049 | 13.6357 | 19.6181 | 26.2042 | 33.6117 | 41.3408 | 48.7434 | 55.1343 | 59.9662 | 62.9928 | 64.2987 | 64.2485 | 63.252 | 61.5728 | 60.2394 | 59.2593 | 58.4452 | 57.8415 | 57.2862 | 57.1367 | 56.994 | 56.8574 | 56.7263 | 0 | 122.3211 | 150.1908 | 183.7896 | 213.3507 | 243.3535 | 284.5095 | 312.1114 | 318.8438 | 300.472 | 258.2811 | 199.8689 | 137.1656 | 82.081 | 38.3374 | 0 | 0 | 0 | 0 | 0 | 0 | 0 | 0 | 0 | 0 | 0 | 122.3211 | 272.5119 | 456.3014 | 669.6522 | 913.0057 | 1197.5152 | 1509.6265 | 1828.4703 | 2128.9424 | 2387.2235 | 2587.0924 | 2724.258 | 2806.3389 | 2844.6763 | 2844.6763 | 2844.6763 | 2844.6763 | 2844.6763 | 2844.6763 | 2844.6763 | 2844.6763 | 2844.6763 | 2844.6763 | 2844.6763 | 0 | 0 | 0 | 0 | 0 | 0 | 0 | 0 | 0 | 0 | 0 | 0 | 0 | 0 | 0 | 0 | 0 | 0 | 0 | 0 | 0 | 0 | 0 | 0 | 0 | 0 | 0 | 0 | 0 | 0 | 0 | 0 | 0 | 0 | 0 | 0 | 0 | 0 | 0 | 0 | 0 | 0 | 0 | 0 | 0 | 0 | 0 | 0 | 0 | 0 | 0 | 0 | 0 | 0 | 0 | 0 | 0 | 0 | 0 | 0 | 0 | 0 | 0 | 0 | 0 | 0 | 0 | 0 | 0 | 0 | 0 | 0 | 0 | 0 | 0 | 0 | 0 | 0 | 0 | 0 | 0 | 0 | 0 | 0 | 0 | 0 | 0 | 0 | 0 | 0 | 0 | 0 | 0 | 0 | 0 | 0 | 0 | 0 | 0 | 0 | 0 | 0 | 0 | 0 | 0 | 0 | 0 | 0 | 0 | 0 | 0 | 0 | 0 | 0 | 0 | 0 | 0 | 0 | 0 | 0 | 0 | 0 | 0 | 0 | 0 | 0 | 0 | 0 | 0 | 0 | 0 | 0 | 0 | 0 | 0 | 0 | 0 | 0 | 0 | 0 | 0 | 0 | 0 | 0 | 0 | 0 | 0 | 0 | 0 | 0 | 0 | 0 | 0 | 0 | 0 | 0 | 0 | 0 | 0 | 0 | 0 | 0 | 0 | 0 | 0 | 0 | 0 | 0 | 0 | 0 | 0 | 0 | 0 | 0 | 0 | 0 | 0 | 0 | 0 | 0 | 0 | 0 | 0 | 0 | 0 | 0 | 0 | 0 | 0 | 0 | 0 | 0 | 0 | 0 | 0 | 0 | 0 | 0 | 0 | 0 | 10799.4798 | 10831.8341 | 10863.8823 | 10895.5497 | 10926.7658 | 10957.4636 | 10987.579 | 11017.0514 | 11045.8038 | 11073.7641 | 11100.8643 | 11127.0405 | 11152.2324 | 11176.3836 | 11199.4409 | 11221.3545 | 11242.0778 | 11261.3606 | 11279.1917 | 11295.49 | 11310.3837 | 11323.9911 | 11336.4208 | 11347.7729 | 11358.1392 | 3076.3837 | 3085.6003 | 3094.7297 | 3103.7506 | 3112.6429 | 3121.3876 | 3129.9664 | 3138.362 | 3146.5526 | 3154.5174 | 3162.2373 | 3169.694 | 3176.8703 | 3183.7501 | 3190.3183 | 3196.5607 | 3202.464 | 3207.9569 | 3213.0364 | 3217.6792 | 3221.9219 | 3225.7981 | 3229.3389 | 3232.5727 | 3235.5257
WA_Commercial_WA - College_Existing_Space Heating_Natural Gas_Gas Furnace - Tube Inserts_A | WA | Commercial | WA - College | Existing | Space Heating | Natural Gas | Gas Furnace - Tube Inserts | A | WCM22 | None | Tube inserts installed | 5 | 0 | 0 | 0 | 1 | 0 | 0 | 0 | 0.28365 | 0.25 | sqft | 73% | 100% | Discretionary | Retro1Slow_WA | 84.66% | Furnace | 0% | 0 |  | 0 |  | 0 | n/a | n/a | n/a | None | None | None | None | None | None | None | None | None | None | None | None | None | None | None | None | None | None | None | None | None | None | None | None | None | None | None | Tube inserts installed | Tube inserts installed | Tube inserts installed | Tube inserts installed | Tube inserts installed | Tube inserts installed | Tube inserts installed | Tube inserts installed | Tube inserts installed | Tube inserts installed | Tube inserts installed | Tube inserts installed | Tube inserts installed | Tube inserts installed | Tube inserts installed | Tube inserts installed | Tube inserts installed | Tube inserts installed | Tube inserts installed | Tube inserts installed | Tube inserts installed | Tube inserts installed | Tube inserts installed | Tube inserts installed | Tube inserts installed | Tube inserts installed | Tube inserts installed | 1 | 1 | 1 | 1 | 1 | 1 | 1 | 1 | 1 | 1 | 1 | 1 | 1 | 1 | 1 | 1 | 1 | 1 | 1 | 1 | 1 | 1 | 1 | 1 | 1 | 1 | 1 | 0 | 0 | 0 | 0 | 0 | 0 | 0 | 0 | 0 | 0 | 0 | 0 | 0 | 0 | 0 | 0 | 0 | 0 | 0 | 0 | 0 | 0 | 0 | 0 | 0 | 0 | 0 | 0 | 0 | 0 | 0 | 0 | 0 | 0 | 0 | 0 | 0 | 0 | 0 | 0 | 0 | 0 | 0 | 0 | 0 | 0 | 0 | 0 | 0 | 0 | 0 | 0 | 0 | 0 | 0 | 0 | 0 | 0 | 0 | 0 | 0 | 0 | 0 | 0 | 0 | 0 | 0 | 0 | 0 | 0 | 0 | 0 | 0 | 0 | 0 | 0 | 0 | 0 | 3902.1646 | 2099.7225 | 7103.1527 | 11554.2514 | 17537.7399 | 21215.6263 | 32067.371 | 37189.7408 | 43228.424 | 47064.0482 | 47361.217 | 42936.9247 | 33133.0238 | 18204.3092 | 0 | 0 | 0 | 0 | 0 | 0 | 0 | 0 | 0 | 0 | 0 | 3902.1646 | 6001.8871 | 13105.0398 | 24659.2912 | 42197.0311 | 63412.6574 | 95480.0285 | 132669.7693 | 175898.1933 | 222962.2415 | 270323.4585 | 313260.3832 | 346393.407 | 364597.7162 | 364597.7162 | 364597.7162 | 364597.7162 | 364597.7162 | 364597.7162 | 364597.7162 | 364597.7162 | 364597.7162 | 364597.7162 | 364597.7162 | 0 | 0 | 0 | 0 | 0 | 0 | 0 | 0 | 0 | 0 | 0 | 0 | 0 | 0 | 0 | 0 | 0 | 0 | 0 | 0 | 0 | 0 | 0 | 0 | 0 | 0 | 0 | 0 | 0 | 0 | 0 | 0 | 0 | 0 | 0 | 0 | 0 | 0 | 0 | 0 | 0 | 0 | 0 | 0 | 0 | 0 | 0 | 0 | 0 | 0 | 0 | 3316.8399 | 1784.7641 | 6037.6798 | 9821.1137 | 14907.0789 | 18033.2824 | 27257.2654 | 31611.2797 | 36744.1604 | 40004.441 | 40257.0344 | 36496.386 | 28163.0702 | 15473.6628 | 0 | 0 | 0 | 0 | 0 | 0 | 0 | 0 | 0 | 0 | 0 | 3316.8399 | 5101.604 | 11139.2838 | 20960.3975 | 35867.4764 | 53900.7588 | 81158.0242 | 112769.3039 | 149513.4643 | 189517.9053 | 229774.9397 | 266271.3257 | 294434.3959 | 309908.0587 | 309908.0587 | 309908.0587 | 309908.0587 | 309908.0587 | 309908.0587 | 309908.0587 | 309908.0587 | 309908.0587 | 309908.0587 | 309908.0587 | 0 | 0 | 0 | 0 | 0 | 0 | 0 | 0 | 0 | 0 | 0 | 0 | 0 | 0 | 0 | 0 | 0 | 0 | 0 | 0 | 0 | 0 | 0 | 0 | 0 | 0 | 0 | 0 | 0 | 0 | 0 | 0 | 0 | 0 | 0 | 0 | 0 | 0 | 0 | 0 | 0 | 0 | 0 | 0 | 0 | 0 | 0 | 0 | 0 | 0 | 0 | 0 | 0 | 0 | 0 | 0 | 0 | 0 | 0 | 0 | 0 | 0 | 0 | 0 | 0 | 0 | 0 | 0 | 0 | 0 | 0 | 0 | 0 | 0 | 0 | 0 | 0 | 0 | 0 | 0 | 0 | 0 | 0 | 0 | 0 | 0 | 0 | 0 | 0 | 0 | 0 | 0 | 0 | 0 | 0 | 0 | 0 | 0 | 0 | 0 | 0 | 0 | 0 | 0 | 0 | 0 | 0 | 0 | 0 | 0 | 0 | 0 | 0 | 0 | 0 | 0 | 0 | 0 | 0 | 0 | 0 | 0 | 0 | 0 | 0 | 0 | 0 | 0 | 0 | 0 | 0 | 0 | 0 | 0 | 0 | 0 | 0 | 0 | 0 | 0 | 0 | 0 | 0 | 0 | 0 | 0 | 0 | 0 | 0 | 0 | 0 | 0 | 0 | 0 | 0 | 0 | 0 | 0 | 0 | 0 | 0 | 0 | 0 | 0 | 0 | 0 | 0 | 0 | 0 | 0 | 0 | 0 | 0 | 0 | 0 | 0 | 0 | 0 | 0 | 0 | 0 | 0 | 0 | 0 | 0 | 0 | 0 | 0 | 0 | 0 | 0 | 0 | 0 | 0 | 0 | 0 | 0 | 0 | 0 | 0 | 0 | 0 | 0 | 0 | 0 | 0 | 0 | 0 | 0 | 0 | 0 | 0 | 0 | 0 | 0 | 0 | 0 | 0 | 0 | 0 | 0 | 0 | 0 | 0 | 0 | 0 | 0 | 0 | 0 | 0 | 0 | 0 | 0 | 0 | 0 | 0 | 0 | 0 | 0 | 0 | 0 | 0 | 0 | 0 | 0 | 0 | 0 | 0 | 0 | 0
WA_Commercial_WA - College_Existing_Space Heating_Natural Gas_Gas Boiler - Insulate Steam Lines/Condensate Tank_A | WA | Commercial | WA - College | Existing | Space Heating | Natural Gas | Gas Boiler - Insulate Steam Lines/Condensate Tank | A | WCM23 | No insulation | Lines and condenstate tank insulated | 15 | 5.99 | 0 | 0 | 13.96 | 0 | 0 | 0 | 0.28365 | 0.25 | boiler pipe | 30% | 40% | Discretionary | RetroEven20_WA | 85% | Boiler | 0% | 305.9203 |  | 130.6023 |  | 0 | GBLR_PINS-Heating-ILTRM-v4.0-1 | GBLR_PINS_STM-Heating-PGE-R7-1 | GBLR_PINS_STM-Heating-PGE-R7-1 | No insulation | No insulation | No insulation | No insulation | No insulation | No insulation | No insulation | No insulation | No insulation | No insulation | No insulation | No insulation | No insulation | No insulation | No insulation | No insulation | No insulation | No insulation | No insulation | No insulation | No insulation | No insulation | No insulation | No insulation | No insulation | No insulation | No insulation | Lines and condenstate tank insulated | Lines and condenstate tank insulated | Lines and condenstate tank insulated | Lines and condenstate tank insulated | Lines and condenstate tank insulated | Lines and condenstate tank insulated | Lines and condenstate tank insulated | Lines and condenstate tank insulated | Lines and condenstate tank insulated | Lines and condenstate tank insulated | Lines and condenstate tank insulated | Lines and condenstate tank insulated | Lines and condenstate tank insulated | Lines and condenstate tank insulated | Lines and condenstate tank insulated | Lines and condenstate tank insulated | Lines and condenstate tank insulated | Lines and condenstate tank insulated | Lines and condenstate tank insulated | Lines and condenstate tank insulated | Lines and condenstate tank insulated | Lines and condenstate tank insulated | Lines and condenstate tank insulated | Lines and condenstate tank insulated | Lines and condenstate tank insulated | Lines and condenstate tank insulated | Lines and condenstate tank insulated | 13.96 | 13.96 | 13.96 | 13.96 | 13.96 | 13.96 | 13.96 | 13.96 | 13.96 | 13.96 | 13.96 | 13.96 | 13.96 | 13.96 | 13.96 | 13.96 | 13.96 | 13.96 | 13.96 | 13.96 | 13.96 | 13.96 | 13.96 | 13.96 | 13.96 | 13.96 | 13.96 | 0 | 0 | 6.3049 | 6.2112 | 6.1169 | 6.0225 | 5.9281 | 5.8338 | 5.7396 | 5.6455 | 5.5518 | 5.4583 | 5.3652 | 5.2725 | 5.1802 | 5.0884 | 4.9971 | 4.9064 | 4.8162 | 4.7267 | 4.6378 | 4.5497 | 4.4628 | 4.3771 | 4.2924 | 4.2086 | 4.1256 | 0 | 10.8281 | 21.8886 | 21.5508 | 21.213 | 20.8754 | 20.5383 | 20.2019 | 19.8664 | 19.532 | 19.1988 | 18.867 | 18.5368 | 18.2083 | 17.8816 | 17.5569 | 8.838 | 0 | 2.5308e-14 | 0 | 0 | 0 | 0 | 0 | 0 | 0 | 10.8281 | 32.5523 | 53.6007 | 73.9736 | 93.6719 | 112.6976 | 131.0535 | 148.7433 | 165.7712 | 182.1422 | 197.8618 | 212.9358 | 227.3706 | 241.1728 | 254.3497 | 258.5122 | 253.7069 | 248.938 | 244.2069 | 239.5459 | 234.9453 | 230.3968 | 225.9012 | 221.4445 | 0 | 1743.314 | 3578.3814 | 3578.3814 | 3578.3814 | 3578.3814 | 3578.3814 | 3578.3814 | 3578.3814 | 3578.3814 | 3578.3814 | 3578.3814 | 3578.3814 | 3578.3814 | 3578.3814 | 3578.3814 | 1835.0674 | 0 | 5.457e-12 | 0 | 0 | 0 | 0 | 0 | 0 | 0 | 1743.314 | 5321.6954 | 8900.0767 | 12478.4581 | 16056.8394 | 19635.2208 | 23213.6021 | 26791.9835 | 30370.3649 | 33948.7462 | 37527.1276 | 41105.5089 | 44683.8903 | 48262.2716 | 51840.653 | 53675.7204 | 53675.7204 | 53675.7204 | 53675.7204 | 53675.7204 | 53675.7204 | 53675.7204 | 53675.7204 | 53675.7204 | 0 | 9.4224 | 19.2749 | 19.2079 | 19.1404 | 19.0727 | 19.0051 | 18.9378 | 18.8712 | 18.8054 | 18.7406 | 18.677 | 18.6148 | 18.554 | 18.4949 | 18.4375 | 9.4267 | 0 | 2.7326e-14 | 0 | 0 | 0 | 0 | 0 | 0 | 0 | 9.4224 | 28.6652 | 47.7734 | 66.7459 | 85.5825 | 104.2842 | 122.8531 | 141.2922 | 159.605 | 177.7958 | 195.8694 | 213.8312 | 231.6872 | 249.4438 | 267.1077 | 275.7307 | 274.9305 | 274.163 | 273.4296 | 272.7292 | 272.0611 | 271.4221 | 270.8091 | 270.2196 | 0 | 1481.8169 | 3041.6242 | 3041.6242 | 3041.6242 | 3041.6242 | 3041.6242 | 3041.6242 | 3041.6242 | 3041.6242 | 3041.6242 | 3041.6242 | 3041.6242 | 3041.6242 | 3041.6242 | 3041.6242 | 1559.8073 | 0 | 4.5475e-12 | 0 | 0 | 0 | 0 | 0 | 0 | 0 | 1481.8169 | 4523.441 | 7565.0652 | 10606.6894 | 13648.3135 | 16689.9377 | 19731.5618 | 22773.186 | 25814.8101 | 28856.4343 | 31898.0584 | 34939.6826 | 37981.3067 | 41022.9309 | 44064.555 | 45624.3623 | 45624.3623 | 45624.3623 | 45624.3623 | 45624.3623 | 45624.3623 | 45624.3623 | 45624.3623 | 45624.3623 | 0 | 9.4248 | 19.2882 | 19.2321 | 19.1775 | 19.1245 | 19.073 | 19.0233 | 18.9753 | 18.9291 | 18.8847 | 18.8422 | 18.8017 | 18.763 | 18.7264 | 18.6918 | 9.5689 | 0 | 2.7811e-14 | 0 | 0 | 0 | 0 | 0 | 0 | 0 | 9.4248 | 28.685 | 47.8338 | 66.8755 | 85.8148 | 104.657 | 123.4073 | 142.0712 | 160.6544 | 179.1626 | 197.6018 | 215.9779 | 234.2973 | 252.5663 | 270.7917 | 279.8903 | 279.4381 | 279.0214 | 278.6411 | 278.2938 | 277.9768 | 277.6871 | 277.4224 | 277.1801 | 0 | 1481.8169 | 3041.6242 | 3041.6242 | 3041.6242 | 3041.6242 | 3041.6242 | 3041.6242 | 3041.6242 | 3041.6242 | 3041.6242 | 3041.6242 | 3041.6242 | 3041.6242 | 3041.6242 | 3041.6242 | 1559.8073 | 0 | 4.5475e-12 | 0 | 0 | 0 | 0 | 0 | 0 | 0 | 1481.8169 | 4523.441 | 7565.0652 | 10606.6894 | 13648.3135 | 16689.9377 | 19731.5618 | 22773.186 | 25814.8101 | 28856.4343 | 31898.0584 | 34939.6826 | 37981.3067 | 41022.9309 | 44064.555 | 45624.3623 | 45624.3623 | 45624.3623 | 45624.3623 | 45624.3623 | 45624.3623 | 45624.3623 | 45624.3623 | 45624.3623 | 0 | 9.4248 | 19.2882 | 19.2321 | 19.1775 | 19.1245 | 19.073 | 19.0233 | 18.9753 | 18.9291 | 18.8847 | 18.8422 | 18.8017 | 18.763 | 18.7264 | 18.6918 | 9.5689 | 0 | 2.7811e-14 | 0 | 0 | 0 | 0 | 0 | 0 | 0 | 9.4248 | 28.685 | 47.8338 | 66.8755 | 85.8148 | 104.657 | 123.4073 | 142.0712 | 160.6544 | 179.1626 | 197.6018 | 215.9779 | 234.2973 | 252.5663 | 270.7917 | 279.8903 | 279.4381 | 279.0214 | 278.6411 | 278.2938 | 277.9768 | 277.6871 | 277.4224 | 277.1801 | 0 | 1481.8169 | 3041.6242 | 3041.6242 | 3041.6242 | 3041.6242 | 3041.6242 | 3041.6242 | 3041.6242 | 3041.6242 | 3041.6242 | 3041.6242 | 3041.6242 | 3041.6242 | 3041.6242 | 3041.6242 | 1559.8073 | 0 | 4.5475e-12 | 0 | 0 | 0 | 0 | 0 | 0 | 0 | 1481.8169 | 4523.441 | 7565.0652 | 10606.6894 | 13648.3135 | 16689.9377 | 19731.5618 | 22773.186 | 25814.8101 | 28856.4343 | 31898.0584 | 34939.6826 | 37981.3067 | 41022.9309 | 44064.555 | 45624.3623 | 45624.3623 | 45624.3623 | 45624.3623 | 45624.3623 | 45624.3623 | 45624.3623 | 45624.3623 | 45624.3623 | 298.6162 | 299.5207 | 300.412 | 301.2876 | 302.1452 | 302.9829 | 303.7986 | 304.5905 | 305.3569 | 306.0961 | 306.8067 | 307.4872 | 308.1362 | 308.7525 | 309.3349 | 309.8824 | 310.3938 | 310.8683 | 311.305 | 311.703 | 312.0658 | 312.3963 | 312.6973 | 312.9715 | 313.2212 | 127.484 | 127.8702 | 128.2507 | 128.6245 | 128.9906 | 129.3483 | 129.6965 | 130.0346 | 130.3618 | 130.6774 | 130.9807 | 131.2712 | 131.5483 | 131.8114 | 132.06 | 132.2938 | 132.5121 | 132.7147 | 132.9011 | 133.071 | 133.2259 | 133.367 | 133.4955 | 133.6126 | 133.7192
WA_Commercial_WA - College_Existing_Space Heating_Natural Gas_Gas Boiler - Insulate Hot Water Lines_A | WA | Commercial | WA - College | Existing | Space Heating | Natural Gas | Gas Boiler - Insulate Hot Water Lines | A | WCM24 | No insulation | Insulated water lines | 11 | 4.01 | 0 | 0 | 26.08 | 0 | 0 | 0 | 0.28365 | 0.25 | boiler pipe | 30% | 40% | Discretionary | RetroEven20_WA | 85% | Boiler | 0% | 1038.1754 |  | 443.2138 |  | 0 | GBLR_PINS_HW-Heating-PGE-R7-1 | GBLR_PINS_HW-Heating-PGE-R7-1 | GBLR_PINS_HW-Heating-PGE-R7-1 | No insulation | No insulation | No insulation | No insulation | No insulation | No insulation | No insulation | No insulation | No insulation | No insulation | No insulation | No insulation | No insulation | No insulation | No insulation | No insulation | No insulation | No insulation | No insulation | No insulation | No insulation | No insulation | No insulation | No insulation | No insulation | No insulation | No insulation | Insulated water lines | Insulated water lines | Insulated water lines | Insulated water lines | Insulated water lines | Insulated water lines | Insulated water lines | Insulated water lines | Insulated water lines | Insulated water lines | Insulated water lines | Insulated water lines | Insulated water lines | Insulated water lines | Insulated water lines | Insulated water lines | Insulated water lines | Insulated water lines | Insulated water lines | Insulated water lines | Insulated water lines | Insulated water lines | Insulated water lines | Insulated water lines | Insulated water lines | Insulated water lines | Insulated water lines | 26.08 | 26.08 | 26.08 | 26.08 | 26.08 | 26.08 | 26.08 | 26.08 | 26.08 | 26.08 | 26.08 | 26.08 | 26.08 | 26.08 | 26.08 | 26.08 | 26.08 | 26.08 | 26.08 | 26.08 | 26.08 | 26.08 | 26.08 | 26.08 | 26.08 | 26.08 | 26.08 | 0 | 0 | 4.2208 | 4.1417 | 4.0491 | 3.9549 | 3.8596 | 3.7629 | 3.664 | 3.5629 | 3.4593 | 3.3533 | 3.2455 | 3.1371 | 3.0297 | 2.9249 | 2.8247 | 2.7303 | 2.6478 | 2.577 | 2.5109 | 2.4509 | 2.3928 | 2.3468 | 2.3013 | 2.2564 | 2.2119 | 0 | 7.2204 | 14.4891 | 14.152 | 13.8113 | 13.465 | 13.1113 | 12.7493 | 12.3787 | 11.9993 | 11.6136 | 11.2258 | 5.5596 | 0 | 1.9268e-14 | 0 | 2.0469e-14 | 0 | 1.8269e-14 | 0 | 0 | 0 | 0 | 0 | 0 | 0 | 7.2204 | 21.5478 | 35.1985 | 48.1624 | 60.4199 | 71.9439 | 82.7072 | 92.6812 | 101.8403 | 110.1808 | 117.7272 | 119.2538 | 115.1315 | 111.1859 | 107.4723 | 104.223 | 101.4344 | 98.8349 | 96.4724 | 94.1849 | 92.3751 | 90.5859 | 88.8176 | 87.0647 | 0 | 1743.314 | 3578.3814 | 3578.3814 | 3578.3814 | 3578.3814 | 3578.3814 | 3578.3814 | 3578.3814 | 3578.3814 | 3578.3814 | 3578.3814 | 1835.0674 | 0 | 6.8212e-12 | 0 | 7.7307e-12 | 0 | 7.276e-12 | 0 | 0 | 0 | 0 | 0 | 0 | 0 | 1743.314 | 5321.6954 | 8900.0767 | 12478.4581 | 16056.8394 | 19635.2208 | 23213.6021 | 26791.9835 | 30370.3649 | 33948.7462 | 37527.1276 | 39362.1949 | 39362.1949 | 39362.1949 | 39362.1949 | 39362.1949 | 39362.1949 | 39362.1949 | 39362.1949 | 39362.1949 | 39362.1949 | 39362.1949 | 39362.1949 | 39362.1949 | 0 | 6.2867 | 12.7805 | 12.65 | 12.5141 | 12.3712 | 12.2196 | 12.0583 | 11.8865 | 11.7037 | 11.5114 | 11.3127 | 5.6984 | 0 | 1.9244e-14 | 0 | 2.3353e-14 | 0 | 1.9865e-14 | 0 | 0 | 0 | 0 | 0 | 0 | 0 | 6.2867 | 19.0069 | 31.4628 | 43.6389 | 55.5117 | 67.051 | 78.2242 | 88.9961 | 99.3314 | 109.2111 | 118.6385 | 122.2307 | 120.0602 | 117.9915 | 116.0796 | 114.5479 | 113.4119 | 112.4299 | 111.6559 | 110.9263 | 110.6536 | 110.3928 | 110.1427 | 109.9022 | 0 | 1481.8169 | 3041.6242 | 3041.6242 | 3041.6242 | 3041.6242 | 3041.6242 | 3041.6242 | 3041.6242 | 3041.6242 | 3041.6242 | 3041.6242 | 1559.8073 | 0 | 5.457e-12 | 0 | 6.8212e-12 | 0 | 5.9117e-12 | 0 | 0 | 0 | 0 | 0 | 0 | 0 | 1481.8169 | 4523.441 | 7565.0652 | 10606.6894 | 13648.3135 | 16689.9377 | 19731.5618 | 22773.186 | 25814.8101 | 28856.4343 | 31898.0584 | 33457.8657 | 33457.8657 | 33457.8657 | 33457.8657 | 33457.8657 | 33457.8657 | 33457.8657 | 33457.8657 | 33457.8657 | 33457.8657 | 33457.8657 | 33457.8657 | 33457.8657 | 0 | 6.2883 | 12.7894 | 12.666 | 12.5384 | 12.4048 | 12.2632 | 12.1127 | 11.952 | 11.7807 | 11.5999 | 11.4128 | 5.7556 | 0 | 1.9485e-14 | 0 | 2.3706e-14 | 0 | 2.0217e-14 | 0 | 0 | 0 | 0 | 0 | 0 | 0 | 6.2883 | 19.0201 | 31.5025 | 43.7236 | 55.6624 | 67.2906 | 78.577 | 89.4867 | 99.9845 | 110.0506 | 119.6878 | 123.4578 | 121.4128 | 119.4685 | 117.6806 | 116.2759 | 115.2713 | 114.4222 | 113.7841 | 113.1895 | 113.0596 | 112.9409 | 112.8324 | 112.7331 | 0 | 1481.8169 | 3041.6242 | 3041.6242 | 3041.6242 | 3041.6242 | 3041.6242 | 3041.6242 | 3041.6242 | 3041.6242 | 3041.6242 | 3041.6242 | 1559.8073 | 0 | 5.457e-12 | 0 | 6.8212e-12 | 0 | 5.9117e-12 | 0 | 0 | 0 | 0 | 0 | 0 | 0 | 1481.8169 | 4523.441 | 7565.0652 | 10606.6894 | 13648.3135 | 16689.9377 | 19731.5618 | 22773.186 | 25814.8101 | 28856.4343 | 31898.0584 | 33457.8657 | 33457.8657 | 33457.8657 | 33457.8657 | 33457.8657 | 33457.8657 | 33457.8657 | 33457.8657 | 33457.8657 | 33457.8657 | 33457.8657 | 33457.8657 | 33457.8657 | 0 | 6.2883 | 12.7894 | 12.666 | 12.5384 | 12.4048 | 12.2632 | 12.1127 | 11.952 | 11.7807 | 11.5999 | 11.4128 | 5.7556 | 0 | 1.9485e-14 | 0 | 2.3706e-14 | 0 | 2.0217e-14 | 0 | 0 | 0 | 0 | 0 | 0 | 0 | 6.2883 | 19.0201 | 31.5025 | 43.7236 | 55.6624 | 67.2906 | 78.577 | 89.4867 | 99.9845 | 110.0506 | 119.6878 | 123.4578 | 121.4128 | 119.4685 | 117.6806 | 116.2759 | 115.2713 | 114.4222 | 113.7841 | 113.1895 | 113.0596 | 112.9409 | 112.8324 | 112.7331 | 0 | 1481.8169 | 3041.6242 | 3041.6242 | 3041.6242 | 3041.6242 | 3041.6242 | 3041.6242 | 3041.6242 | 3041.6242 | 3041.6242 | 3041.6242 | 1559.8073 | 0 | 5.457e-12 | 0 | 6.8212e-12 | 0 | 5.9117e-12 | 0 | 0 | 0 | 0 | 0 | 0 | 0 | 1481.8169 | 4523.441 | 7565.0652 | 10606.6894 | 13648.3135 | 16689.9377 | 19731.5618 | 22773.186 | 25814.8101 | 28856.4343 | 31898.0584 | 33457.8657 | 33457.8657 | 33457.8657 | 33457.8657 | 33457.8657 | 33457.8657 | 33457.8657 | 33457.8657 | 33457.8657 | 33457.8657 | 33457.8657 | 33457.8657 | 33457.8657 | 1013.3879 | 1016.4577 | 1019.4822 | 1022.4535 | 1025.3641 | 1028.2067 | 1030.9749 | 1033.6624 | 1036.2632 | 1038.7719 | 1041.1833 | 1043.4926 | 1045.6951 | 1047.7866 | 1049.7631 | 1051.621 | 1053.3566 | 1054.9669 | 1056.4488 | 1057.7996 | 1059.0307 | 1060.1523 | 1061.174 | 1062.1045 | 1062.9518 | 432.6316 | 433.9421 | 435.2334 | 436.5019 | 437.7444 | 438.958 | 440.1398 | 441.2871 | 442.3974 | 443.4684 | 444.4979 | 445.4838 | 446.424 | 447.3169 | 448.1608 | 448.9539 | 449.6949 | 450.3823 | 451.015 | 451.5917 | 452.1172 | 452.596 | 453.0322 | 453.4295 | 453.7912
WA_Commercial_WA - College_Existing_Space Heating_Natural Gas_Condensing RTU_A | WA | Commercial | WA - College | Existing | Space Heating | Natural Gas | Condensing RTU | A | WCM25 | TBD | TBD | 5 | 0.02715 | 0 | 0 | 2.65 | 0 | 0 | 0 | 0.28365 | 0.25 | sqft cond | 5% | 20% | Discretionary | RetroEven20_WA | 85% | Furnace | 0% | 28776.3779 |  | 12285.0985 |  | 0 | NEEA Condensing Rooftop Unit Field Study - October 28, 2019 | NEEA Condensing Rooftop Unit Field Study - October 28, 2019 | NEEA Condensing Rooftop Unit Field Study - October 28, 2019 | TBD | TBD | TBD | TBD | TBD | TBD | TBD | TBD | TBD | TBD | TBD | TBD | TBD | TBD | TBD | TBD | TBD | TBD | TBD | TBD | TBD | TBD | TBD | TBD | TBD | TBD | TBD | TBD | TBD | TBD | TBD | TBD | TBD | TBD | TBD | TBD | TBD | TBD | TBD | TBD | TBD | TBD | TBD | TBD | TBD | TBD | TBD | TBD | TBD | TBD | TBD | TBD | TBD | TBD | 2.65 | 2.65 | 2.65 | 2.65 | 2.65 | 2.65 | 2.65 | 2.65 | 2.65 | 2.65 | 2.65 | 2.65 | 2.65 | 2.65 | 2.65 | 2.65 | 2.65 | 2.65 | 2.65 | 2.65 | 2.65 | 2.65 | 2.65 | 2.65 | 2.65 | 2.65 | 2.65 | 0 | 0 | 0.028715 | 0.028025 | 0.027143 | 0.026223 | 0.025313 | 0.024402 | 0.023459 | 0.022477 | 0.021466 | 0.020439 | 0.019414 | 0.018415 | 0.017458 | 0.016554 | 0.015712 | 0.014946 | 0.014293 | 0.013755 | 0.013276 | 0.012864 | 0.012475 | 0.012199 | 0.01193 | 0.011666 | 0.011408 | 0 | 0.30378 | 0.60392 | 0.58343 | 0.56319 | 0.54292 | 0.26767 | 0 | 0 | 0 | 0 | 0 | 0 | 0 | 7.431e-16 | 0 | 0 | 0 | 0 | 0 | 0 | 0 | 0 | 0 | 0 | 0 | 0.30378 | 0.89814 | 1.4511 | 1.964 | 2.4362 | 2.6097 | 2.5005 | 2.388 | 2.2737 | 2.1597 | 2.0486 | 1.9421 | 1.8416 | 1.7479 | 1.6626 | 1.59 | 1.5302 | 1.4769 | 1.431 | 1.3878 | 1.3571 | 1.3271 | 1.2978 | 1.2691 | 0 | 10839.3461 | 22249.1842 | 22249.1842 | 22249.1842 | 22249.1842 | 11409.838 | 0 | 0 | 0 | 0 | 0 | 0 | 0 | 4.7294e-11 | 0 | 0 | 0 | 0 | 0 | 0 | 0 | 0 | 0 | 0 | 0 | 10839.3461 | 33088.5303 | 55337.7144 | 77586.8986 | 99836.0827 | 111245.9208 | 111245.9208 | 111245.9208 | 111245.9208 | 111245.9208 | 111245.9208 | 111245.9208 | 111245.9208 | 111245.9208 | 111245.9208 | 111245.9208 | 111245.9208 | 111245.9208 | 111245.9208 | 111245.9208 | 111245.9208 | 111245.9208 | 111245.9208 | 111245.9208 | 0 | 0.26474 | 0.53396 | 0.52361 | 0.51316 | 0.50241 | 0.2517 | 0 | 0 | 0 | 0 | 0 | 0 | 0 | 8.0664e-16 | 0 | 0 | 0 | 0 | 0 | 0 | 0 | 0 | 0 | 0 | 0 | 0.26474 | 0.7941 | 1.3023 | 1.7895 | 2.2544 | 2.4541 | 2.391 | 2.3234 | 2.2524 | 2.1796 | 2.1071 | 2.0365 | 1.9692 | 1.906 | 1.8488 | 1.8019 | 1.7662 | 1.7359 | 1.7124 | 1.6908 | 1.6816 | 1.673 | 1.6648 | 1.6572 | 0 | 9213.4442 | 18911.8065 | 18911.8065 | 18911.8065 | 18911.8065 | 9698.3623 | 0 | 0 | 0 | 0 | 0 | 0 | 0 | 4.0018e-11 | 0 | 0 | 0 | 0 | 0 | 0 | 0 | 0 | 0 | 0 | 0 | 9213.4442 | 28125.2507 | 47037.0573 | 65948.8638 | 84860.6703 | 94559.0327 | 94559.0327 | 94559.0327 | 94559.0327 | 94559.0327 | 94559.0327 | 94559.0327 | 94559.0327 | 94559.0327 | 94559.0327 | 94559.0327 | 94559.0327 | 94559.0327 | 94559.0327 | 94559.0327 | 94559.0327 | 94559.0327 | 94559.0327 | 94559.0327 | 0 | 0 | 0 | 0 | 0 | 0 | 0 | 0 | 0 | 0 | 0 | 0 | 0 | 0 | 0 | 0 | 0 | 0 | 0 | 0 | 0 | 0 | 0 | 0 | 0 | 0 | 0 | 0 | 0 | 0 | 0 | 0 | 0 | 0 | 0 | 0 | 0 | 0 | 0 | 0 | 0 | 0 | 0 | 0 | 0 | 0 | 0 | 0 | 0 | 0 | 0 | 0 | 0 | 0 | 0 | 0 | 0 | 0 | 0 | 0 | 0 | 0 | 0 | 0 | 0 | 0 | 0 | 0 | 0 | 0 | 0 | 0 | 0 | 0 | 0 | 0 | 0 | 0 | 0 | 0 | 0 | 0 | 0 | 0 | 0 | 0 | 0 | 0 | 0 | 0 | 0 | 0 | 0 | 0 | 0 | 0 | 0 | 0 | 0 | 0 | 0 | 0 | 0 | 0 | 0 | 0 | 0 | 0 | 0 | 0 | 0 | 0 | 0 | 0 | 0 | 0 | 0 | 0 | 0 | 0 | 0 | 0 | 0 | 0 | 0 | 0 | 0 | 0 | 0 | 0 | 0 | 0 | 0 | 0 | 0 | 0 | 0 | 0 | 0 | 0 | 0 | 0 | 0 | 0 | 0 | 0 | 0 | 0 | 0 | 0 | 0 | 0 | 0 | 0 | 0 | 0 | 0 | 0 | 0 | 0 | 0 | 0 | 0 | 0 | 0 | 0 | 0 | 0 | 0 | 0 | 0 | 0 | 0 | 0 | 0 | 0 | 0 | 0 | 0 | 0 | 0 | 0 | 0 | 0 | 0 | 0 | 0 | 0 | 0 | 0 | 0 | 0 | 0 | 0 | 0 | 0 | 0 | 0 | 0 | 0 | 27738.7696 | 27804.4813 | 27877.9131 | 27959.385 | 28049.178 | 28147.5386 | 28254.6822 | 28370.7963 | 28495.0868 | 28626.8191 | 28765.3118 | 28909.9293 | 29060.0771 | 29215.1964 | 29374.7606 | 29538.2711 | 29705.2547 | 29864.048 | 30015.5772 | 30156.8215 | 30288.3858 | 30410.8529 | 30524.7817 | 30630.707 | 30729.1389 | 11842.1269 | 11870.1802 | 11901.5294 | 11936.3111 | 11974.6452 | 12016.6369 | 12062.3782 | 12111.9492 | 12165.0108 | 12221.2495 | 12280.3742 | 12342.1138 | 12406.2143 | 12472.4372 | 12540.5577 | 12610.363 | 12681.651 | 12749.4424 | 12814.1326 | 12874.4321 | 12930.599 | 12982.8822 | 13031.5202 | 13076.7415 | 13118.7636
WA_Commercial_WA - College_Existing_Space Heating_Natural Gas_Hydronic Heating Radiator Replacement_A | WA | Commercial | WA - College | Existing | Space Heating | Natural Gas | Hydronic Heating Radiator Replacement | A | WCM26 | TBD | TBD | 25 | 34 | 0 | 0 | 624.75 | 0 | 0 | 0 | 0.28365 | 0.25 | radiator | 30% | 40% | Discretionary | RetroEven20_WA | 85% | Boiler | 0% | 1880.5268 |  | 802.8271 |  | 0 | IL TRM - 4.4.52 - CI-HVC-HHRR-V01-210101 | IL TRM - 4.4.52 - CI-HVC-HHRR-V01-210101 | IL TRM - 4.4.52 - CI-HVC-HHRR-V01-210101 | TBD | TBD | TBD | TBD | TBD | TBD | TBD | TBD | TBD | TBD | TBD | TBD | TBD | TBD | TBD | TBD | TBD | TBD | TBD | TBD | TBD | TBD | TBD | TBD | TBD | TBD | TBD | TBD | TBD | TBD | TBD | TBD | TBD | TBD | TBD | TBD | TBD | TBD | TBD | TBD | TBD | TBD | TBD | TBD | TBD | TBD | TBD | TBD | TBD | TBD | TBD | TBD | TBD | TBD | 624.75 | 624.75 | 624.75 | 624.75 | 624.75 | 624.75 | 624.75 | 624.75 | 624.75 | 624.75 | 624.75 | 624.75 | 624.75 | 624.75 | 624.75 | 624.75 | 624.75 | 624.75 | 624.75 | 624.75 | 624.75 | 624.75 | 624.75 | 624.75 | 624.75 | 624.75 | 624.75 | 0 | 0 | 35.7873 | 35.0252 | 34.1126 | 33.1616 | 32.1827 | 31.167 | 30.1041 | 28.9939 | 27.8403 | 26.6526 | 25.4478 | 24.264 | 23.1234 | 22.0424 | 21.0331 | 20.115 | 19.3449 | 18.7189 | 18.162 | 17.6874 | 17.2362 | 16.905 | 16.5775 | 16.2538 | 15.933 | 0 | 10.4149 | 20.821 | 20.2405 | 19.643 | 19.0231 | 18.3743 | 17.6967 | 16.9926 | 16.2677 | 15.5323 | 14.8098 | 14.1136 | 13.4538 | 12.8378 | 12.2774 | 11.8074 | 11.4253 | 11.0853 | 10.7956 | 10.5203 | 0 | 0 | 0 | 0 | 0 | 10.4149 | 30.9645 | 50.3418 | 68.4988 | 85.3599 | 100.8233 | 114.8016 | 127.2266 | 138.0667 | 147.358 | 155.3128 | 162.1251 | 168 | 173.1453 | 177.865 | 182.8627 | 188.3705 | 193.8514 | 199.5811 | 205.0108 | 201.0708 | 197.1755 | 193.3259 | 189.5098 | 0 | 297.3547 | 610.3596 | 610.3596 | 610.3596 | 610.3596 | 610.3596 | 610.3596 | 610.3596 | 610.3596 | 610.3596 | 610.3596 | 610.3596 | 610.3596 | 610.3596 | 610.3596 | 610.3596 | 610.3596 | 610.3596 | 610.3596 | 610.3596 | 0 | 0 | 0 | 0 | 0 | 297.3547 | 907.7143 | 1518.0739 | 2128.4336 | 2738.7932 | 3349.1528 | 3959.5125 | 4569.8721 | 5180.2317 | 5790.5914 | 6400.951 | 7011.3106 | 7621.6702 | 8232.0299 | 8842.3895 | 9452.7491 | 10063.1088 | 10673.4684 | 11283.828 | 11894.1876 | 11894.1876 | 11894.1876 | 11894.1876 | 11894.1876 | 0 | 9.0718 | 18.3834 | 18.1225 | 17.8428 | 17.5393 | 17.2059 | 16.8412 | 16.4456 | 16.0222 | 15.5784 | 15.1331 | 14.698 | 14.2827 | 13.8949 | 13.5472 | 13.2746 | 13.0791 | 12.9195 | 12.8059 | 12.7025 | 0 | 0 | 0 | 0 | 0 | 9.0718 | 27.3394 | 45.074 | 62.2212 | 78.702 | 94.4119 | 109.2517 | 123.131 | 135.9834 | 147.7952 | 158.7033 | 168.8385 | 178.3509 | 187.4033 | 196.2601 | 205.5863 | 215.6373 | 225.9261 | 236.7446 | 247.5353 | 246.926 | 246.3434 | 245.7846 | 245.2472 | 0 | 252.7515 | 518.8057 | 518.8057 | 518.8057 | 518.8057 | 518.8057 | 518.8057 | 518.8057 | 518.8057 | 518.8057 | 518.8057 | 518.8057 | 518.8057 | 518.8057 | 518.8057 | 518.8057 | 518.8057 | 518.8057 | 518.8057 | 518.8057 | 0 | 0 | 0 | 0 | 0 | 252.7515 | 771.5572 | 1290.3629 | 1809.1685 | 2327.9742 | 2846.7799 | 3365.5856 | 3884.3913 | 4403.197 | 4922.0026 | 5440.8083 | 5959.614 | 6478.4197 | 6997.2254 | 7516.0311 | 8034.8368 | 8553.6424 | 9072.4481 | 9591.2538 | 10110.0595 | 10110.0595 | 10110.0595 | 10110.0595 | 10110.0595 | 0 | 0 | 0 | 0 | 0 | 0 | 0 | 0 | 0 | 0 | 0 | 0 | 0 | 0 | 0 | 0 | 0 | 0 | 0 | 0 | 0 | 0 | 0 | 0 | 0 | 0 | 0 | 0 | 0 | 0 | 0 | 0 | 0 | 0 | 0 | 0 | 0 | 0 | 0 | 0 | 0 | 0 | 0 | 0 | 0 | 0 | 0 | 0 | 0 | 0 | 0 | 0 | 0 | 0 | 0 | 0 | 0 | 0 | 0 | 0 | 0 | 0 | 0 | 0 | 0 | 0 | 0 | 0 | 0 | 0 | 0 | 0 | 0 | 0 | 0 | 0 | 0 | 0 | 0 | 0 | 0 | 0 | 0 | 0 | 0 | 0 | 0 | 0 | 0 | 0 | 0 | 0 | 0 | 0 | 0 | 0 | 0 | 0 | 0 | 0 | 0 | 9.0741 | 18.3961 | 18.1455 | 17.8775 | 17.5869 | 17.2674 | 16.9171 | 16.5362 | 16.1276 | 15.6982 | 15.2669 | 14.8456 | 14.4436 | 14.0689 | 13.734 | 13.4749 | 13.2935 | 13.1485 | 13.05 | 12.9616 | 0 | 0 | 0 | 0 | 0 | 9.0741 | 27.3584 | 45.131 | 62.342 | 78.9157 | 94.7494 | 109.7444 | 123.8098 | 136.8774 | 148.9313 | 160.107 | 170.5336 | 180.3601 | 189.7491 | 198.967 | 208.6878 | 219.1727 | 229.9297 | 241.2569 | 252.5858 | 252.2951 | 252.0295 | 251.7867 | 251.5644 | 0 | 252.7515 | 518.8057 | 518.8057 | 518.8057 | 518.8057 | 518.8057 | 518.8057 | 518.8057 | 518.8057 | 518.8057 | 518.8057 | 518.8057 | 518.8057 | 518.8057 | 518.8057 | 518.8057 | 518.8057 | 518.8057 | 518.8057 | 518.8057 | 0 | 0 | 0 | 0 | 0 | 252.7515 | 771.5572 | 1290.3629 | 1809.1685 | 2327.9742 | 2846.7799 | 3365.5856 | 3884.3913 | 4403.197 | 4922.0026 | 5440.8083 | 5959.614 | 6478.4197 | 6997.2254 | 7516.0311 | 8034.8368 | 8553.6424 | 9072.4481 | 9591.2538 | 10110.0595 | 10110.0595 | 10110.0595 | 10110.0595 | 10110.0595 | 1835.6272 | 1841.1877 | 1846.6664 | 1852.0485 | 1857.3206 | 1862.4698 | 1867.484 | 1872.352 | 1877.063 | 1881.6073 | 1885.9752 | 1890.1581 | 1894.1477 | 1897.9362 | 1901.5165 | 1904.8817 | 1908.0256 | 1910.9425 | 1913.6268 | 1916.0736 | 1918.3035 | 1920.3351 | 1922.1858 | 1923.8713 | 1925.4062 | 783.6588 | 786.0327 | 788.3716 | 790.6693 | 792.92 | 795.1183 | 797.2589 | 799.3372 | 801.3484 | 803.2884 | 805.1532 | 806.9389 | 808.6421 | 810.2595 | 811.788 | 813.2246 | 814.5668 | 815.8121 | 816.9581 | 818.0026 | 818.9546 | 819.8219 | 820.612 | 821.3316 | 821.9869
WA_Commercial_WA - College_Existing_Space Heating_Natural Gas_Thermostat - Connected_A | WA | Commercial | WA - College | Existing | Space Heating | Natural Gas | Thermostat - Connected | A | WCM27 | Standard thermostat. | Thermostat connected to building management control system. | 5 | 31.827 | 0 | 0 | 222.91 | 11.85 | 0 | 0 | 0.28365 | 0.25 | Stat Unit | 30% | 53.33% | Discretionary | Retro5Med_WA | 85% | Space Heating | 0% | 1691.5475 |  | 875.0532 |  | 0 | DL20_CSTAT_SMRT-Cool-RTF-v1.1-5 | IL TRM - CI-HVC-THST-V01-200101 | DL20_CSTAT_SMRT-Heat-RTF-v1.1-1 | Standard thermostat. | Standard thermostat. | Standard thermostat. | Standard thermostat. | Standard thermostat. | Standard thermostat. | Standard thermostat. | Standard thermostat. | Standard thermostat. | Standard thermostat. | Standard thermostat. | Standard thermostat. | Standard thermostat. | Standard thermostat. | Standard thermostat. | Standard thermostat. | Standard thermostat. | Standard thermostat. | Standard thermostat. | Standard thermostat. | Standard thermostat. | Standard thermostat. | Standard thermostat. | Standard thermostat. | Standard thermostat. | Standard thermostat. | Standard thermostat. | Thermostat connected to building management control system. | Thermostat connected to building management control system. | Thermostat connected to building management control system. | Thermostat connected to building management control system. | Thermostat connected to building management control system. | Thermostat connected to building management control system. | Thermostat connected to building management control system. | Thermostat connected to building management control system. | Thermostat connected to building management control system. | Thermostat connected to building management control system. | Thermostat connected to building management control system. | Thermostat connected to building management control system. | Thermostat connected to building management control system. | Thermostat connected to building management control system. | Thermostat connected to building management control system. | Thermostat connected to building management control system. | Thermostat connected to building management control system. | Thermostat connected to building management control system. | Thermostat connected to building management control system. | Thermostat connected to building management control system. | Thermostat connected to building management control system. | Thermostat connected to building management control system. | Thermostat connected to building management control system. | Thermostat connected to building management control system. | Thermostat connected to building management control system. | Thermostat connected to building management control system. | Thermostat connected to building management control system. | 222.91 | 222.91 | 222.91 | 222.91 | 222.91 | 222.91 | 222.91 | 222.91 | 222.91 | 222.91 | 222.91 | 222.91 | 222.91 | 222.91 | 222.91 | 222.91 | 222.91 | 222.91 | 222.91 | 222.91 | 222.91 | 222.91 | 222.91 | 222.91 | 222.91 | 222.91 | 222.91 | 0 | 0 | 33.5082 | 32.7705 | 31.8668 | 30.9294 | 29.9683 | 28.9753 | 27.9411 | 26.8658 | 25.7533 | 24.6125 | 23.4594 | 22.329 | 21.2419 | 20.2129 | 19.2529 | 18.3793 | 17.6435 | 17.0416 | 16.5047 | 16.0445 | 15.6073 | 15.3051 | 15.0065 | 14.7117 | 14.4195 | 0 | 9.0566 | 10.8134 | 12.8432 | 14.4457 | 15.9311 | 10.2387 | 9.8284 | 7.8582 | 4.8446 | 0.7912 | 0 | 0 | 0 | 0 | 0 | 0 | 0 | 0 | 0 | 0 | 0 | 0 | 0 | 0 | 0 | 9.0566 | 19.6203 | 31.8864 | 45.3411 | 59.7699 | 67.8754 | 75.0915 | 79.8403 | 81.1483 | 78.1375 | 74.3727 | 70.7516 | 67.3243 | 64.1266 | 61.2169 | 58.7661 | 56.7615 | 54.9733 | 53.4405 | 51.9843 | 50.9776 | 49.9832 | 49.001 | 48.028 | 0 | 276.3649 | 339.332 | 415.2431 | 482.0318 | 549.8183 | 366.4388 | 365.8336 | 305.1334 | 196.8366 | 33.7266 | 0 | 0 | 0 | 0 | 0 | 0 | 0 | 0 | 0 | 0 | 0 | 0 | 0 | 0 | 0 | 276.3649 | 615.6969 | 1030.94 | 1512.9719 | 2062.7902 | 2429.229 | 2795.0626 | 3100.196 | 3297.0327 | 3330.7592 | 3330.7592 | 3330.7592 | 3330.7592 | 3330.7592 | 3330.7592 | 3330.7592 | 3330.7592 | 3330.7592 | 3330.7592 | 3330.7592 | 3330.7592 | 3330.7592 | 3330.7592 | 3330.7592 | 0 | 7.8896 | 9.5508 | 11.5061 | 13.1327 | 14.7043 | 9.6002 | 9.3678 | 7.6189 | 4.7813 | 0.79536 | 0 | 0 | 0 | 0 | 0 | 0 | 0 | 0 | 0 | 0 | 0 | 0 | 0 | 0 | 0 | 7.8896 | 17.3294 | 28.5666 | 41.22 | 55.1669 | 63.6424 | 71.5722 | 77.4087 | 80.0866 | 78.5481 | 76.1882 | 73.8855 | 71.688 | 69.6339 | 67.7854 | 66.3174 | 65.2385 | 64.3424 | 63.6778 | 63.0665 | 62.902 | 62.7449 | 62.5946 | 62.4503 | 0 | 234.9102 | 288.4322 | 352.9566 | 409.727 | 467.3456 | 311.473 | 310.9586 | 259.3634 | 167.3111 | 28.6676 | 0 | 0 | 0 | 0 | 0 | 0 | 0 | 0 | 0 | 0 | 0 | 0 | 0 | 0 | 0 | 234.9102 | 523.3424 | 876.299 | 1286.0261 | 1753.3717 | 2064.8446 | 2375.8032 | 2635.1666 | 2802.4778 | 2831.1454 | 2831.1454 | 2831.1454 | 2831.1454 | 2831.1454 | 2831.1454 | 2831.1454 | 2831.1454 | 2831.1454 | 2831.1454 | 2831.1454 | 2831.1454 | 2831.1454 | 2831.1454 | 2831.1454 | 0 | 0 | 0 | 0 | 0 | 0 | 0 | 0 | 0 | 0 | 0 | 0 | 0 | 0 | 0 | 0 | 0 | 0 | 0 | 0 | 0 | 0 | 0 | 0 | 0 | 0 | 0 | 0 | 0 | 0 | 0 | 0 | 0 | 0 | 0 | 0 | 0 | 0 | 0 | 0 | 0 | 0 | 0 | 0 | 0 | 0 | 0 | 0 | 0 | 0 | 0 | 0 | 0 | 0 | 0 | 0 | 0 | 0 | 0 | 0 | 0 | 0 | 0 | 0 | 0 | 0 | 0 | 0 | 0 | 0 | 0 | 0 | 0 | 0 | 0 | 0 | 0 | 0 | 0 | 0 | 0 | 0 | 0 | 0 | 0 | 0 | 0 | 0 | 0 | 0 | 0 | 0 | 0 | 0 | 0 | 0 | 0 | 0 | 0 | 0 | 0 | 7.8916 | 9.5574 | 11.5206 | 13.1582 | 14.7442 | 9.6345 | 9.41 | 7.6609 | 4.8127 | 0.80148 | 0 | 0 | 0 | 0 | 0 | 0 | 0 | 0 | 0 | 0 | 0 | 0 | 0 | 0 | 0 | 7.8916 | 17.3414 | 28.6027 | 41.3 | 55.3167 | 63.8699 | 71.895 | 77.8354 | 80.6132 | 79.1519 | 76.862 | 74.6273 | 72.4956 | 70.5055 | 68.7203 | 67.3179 | 66.3081 | 65.4826 | 64.8914 | 64.3532 | 64.2697 | 64.1932 | 64.1232 | 64.059 | 0 | 234.9102 | 288.4322 | 352.9566 | 409.727 | 467.3456 | 311.473 | 310.9586 | 259.3634 | 167.3111 | 28.6676 | 0 | 0 | 0 | 0 | 0 | 0 | 0 | 0 | 0 | 0 | 0 | 0 | 0 | 0 | 0 | 234.9102 | 523.3424 | 876.299 | 1286.0261 | 1753.3717 | 2064.8446 | 2375.8032 | 2635.1666 | 2802.4778 | 2831.1454 | 2831.1454 | 2831.1454 | 2831.1454 | 2831.1454 | 2831.1454 | 2831.1454 | 2831.1454 | 2831.1454 | 2831.1454 | 2831.1454 | 2831.1454 | 2831.1454 | 2831.1454 | 2831.1454 | 1650.1203 | 1655.0639 | 1659.9608 | 1664.7994 | 1669.5691 | 1674.2596 | 1678.8612 | 1683.3644 | 1687.7577 | 1692.0299 | 1696.1707 | 1700.1704 | 1704.0196 | 1707.7098 | 1711.2329 | 1714.5812 | 1717.7476 | 1720.694 | 1723.4185 | 1725.9088 | 1728.1845 | 1730.2637 | 1732.1629 | 1733.8975 | 1735.4814 | 853.6226 | 856.18 | 858.7131 | 861.2162 | 863.6836 | 866.1101 | 868.4905 | 870.8201 | 873.0928 | 875.3028 | 877.4449 | 879.5139 | 881.5052 | 883.4142 | 885.2367 | 886.9688 | 888.6068 | 890.131 | 891.5404 | 892.8287 | 894.0059 | 895.0815 | 896.064 | 896.9613 | 897.7807
WA_Commercial_WA - College_Existing_Water Heating_Natural Gas_Water Heater - Thermostatic Shower Restriction Valve_A | WA | Commercial | WA - College | Existing | Water Heating | Natural Gas | Water Heater - Thermostatic Shower Restriction Valve | A | WCM28 | No thermostatic control on shower. | Thermostatic shower restriction valve. | 10 | 2.4821 | 0 | 0 | 24.46 | 6.84 | 0 | 0 | 0.28365 | 0.25 | showerhead | 86.67% | 86.67% | Discretionary | Retro5Med_WA | 85% | Water Heater | 0% | -1128.8222 |  | 832.6543 |  | 0 | ThermostaticShowerRestrictionValve_v4_2 | ThermostaticShowerRestrictionValve_v4_2 | ThermostaticShowerRestrictionValve_v4_2 | No thermostatic control on shower. | No thermostatic control on shower. | No thermostatic control on shower. | No thermostatic control on shower. | No thermostatic control on shower. | No thermostatic control on shower. | No thermostatic control on shower. | No thermostatic control on shower. | No thermostatic control on shower. | No thermostatic control on shower. | No thermostatic control on shower. | No thermostatic control on shower. | No thermostatic control on shower. | No thermostatic control on shower. | No thermostatic control on shower. | No thermostatic control on shower. | No thermostatic control on shower. | No thermostatic control on shower. | No thermostatic control on shower. | No thermostatic control on shower. | No thermostatic control on shower. | No thermostatic control on shower. | No thermostatic control on shower. | No thermostatic control on shower. | No thermostatic control on shower. | No thermostatic control on shower. | No thermostatic control on shower. | Thermostatic shower restriction valve. | Thermostatic shower restriction valve. | Thermostatic shower restriction valve. | Thermostatic shower restriction valve. | Thermostatic shower restriction valve. | Thermostatic shower restriction valve. | Thermostatic shower restriction valve. | Thermostatic shower restriction valve. | Thermostatic shower restriction valve. | Thermostatic shower restriction valve. | Thermostatic shower restriction valve. | Thermostatic shower restriction valve. | Thermostatic shower restriction valve. | Thermostatic shower restriction valve. | Thermostatic shower restriction valve. | Thermostatic shower restriction valve. | Thermostatic shower restriction valve. | Thermostatic shower restriction valve. | Thermostatic shower restriction valve. | Thermostatic shower restriction valve. | Thermostatic shower restriction valve. | Thermostatic shower restriction valve. | Thermostatic shower restriction valve. | Thermostatic shower restriction valve. | Thermostatic shower restriction valve. | Thermostatic shower restriction valve. | Thermostatic shower restriction valve. | 24.46 | 24.46 | 24.46 | 24.46 | 24.46 | 24.46 | 24.46 | 24.46 | 24.46 | 24.46 | 24.46 | 24.46 | 24.46 | 24.46 | 24.46 | 24.46 | 24.46 | 24.46 | 24.46 | 24.46 | 24.46 | 24.46 | 24.46 | 24.46 | 24.46 | 24.46 | 24.46 | 0 | 0 | 2.3664 | 2.2947 | 2.2268 | 2.1644 | 2.1055 | 2.0499 | 1.9965 | 1.9472 | 1.8994 | 1.8545 | 1.8347 | 1.8194 | 1.8114 | 1.799 | 1.7899 | 1.7835 | 1.7783 | 1.7739 | 1.7714 | 1.7699 | 1.7692 | 1.7687 | 1.7669 | 1.7666 | 1.7663 | 0 | 0 | 0 | 0 | 0 | 0 | 0 | 0 | 0 | 0 | 0 | 0 | 0 | 0 | 0 | 0 | 0 | 0 | 0 | 0 | 0 | 0 | 0 | 0 | 0 | 0 | 0 | 0 | 0 | 0 | 0 | 0 | 0 | 0 | 0 | 0 | 0 | 0 | 0 | 0 | 0 | 0 | 0 | 0 | 0 | 0 | 0 | 0 | 0 | 0 | 0 | 0 | 0 | 0 | 0 | 0 | 0 | 0 | 0 | 0 | 0 | 0 | 0 | 0 | 0 | 0 | 0 | 0 | 0 | 0 | 0 | 0 | 0 | 0 | 0 | 0 | 0 | 0 | 0 | 0 | 0 | 0 | 0 | 0 | 0 | 0 | 0 | 0 | 0 | 0 | 0 | 0 | 0 | 0 | 0 | 0 | 0 | 0 | 0 | 0 | 0 | 0 | 0 | 0 | 0 | 0 | 0 | 0 | 0 | 0 | 0 | 0 | 0 | 0 | 0 | 0 | 0 | 0 | 0 | 0 | 0 | 0 | 0 | 0 | 0 | 0 | 0 | 0 | 0 | 0 | 0 | 0 | 0 | 0 | 0 | 0 | 0 | 0 | 0 | 0 | 0 | 0 | 0 | 0 | 0 | 0 | 0 | 0 | 0 | 0 | 0 | 0 | 0 | 0 | 0 | 0 | 0 | 0 | 0 | 0 | 0 | 0 | 0 | 0 | 0 | 0 | 0 | 0 | 0 | 0 | 0 | 0 | 0 | 0 | 0 | 0 | 0 | 0 | 0 | 0 | 0 | 0 | 0 | 0 | 0 | 0 | 0 | 0 | 0 | 0 | 0 | 0 | 0 | 0 | 0 | 0 | 0 | 0 | 0 | 0 | 0 | 0 | 0 | 0 | 0 | 0 | 0 | 0 | 0 | 0 | 0 | 0 | 0 | 0 | 0 | 0 | 0 | 0 | 0 | 0 | 0 | 0 | 0 | 0 | 0 | 0 | 0 | 0 | 0 | 0 | 0 | 0 | 0 | 0 | 0 | 0 | 0 | 0 | 0 | 0 | 0 | 0 | 0 | 0 | 0 | 0 | 0 | 0 | 0 | 0 | 0 | 0 | 0 | 0 | 0 | 0 | 0 | 0 | 0 | 0 | 0 | 0 | 0 | 0 | 0 | 0 | 0 | 0 | 0 | 0 | 0 | 0 | 0 | 0 | 0 | 0 | 0 | 0 | 0 | 0 | 0 | 0 | 0 | 0 | 0 | 0 | 0 | 0 | 0 | 0 | 0 | 0 | 0 | 0 | 0 | 0 | 0 | 0 | 0 | 0 | 0 | 0 | 0 | 0 | 0 | 0 | 0 | 0 | 0 | 0 | 0 | 0 | 0 | 0 | 0 | 0 | 0 | 0 | 0 | 0 | 0 | 0 | 0 | 0 | 0 | 0 | 0 | 0 | 0 | 0 | 0 | 0 | 0 | 0 | 0 | 0 | 0 | 0 | 0 | 0 | 0 | 0 | 0 | 0 | 0 | 0 | 0 | 0 | 0 | 0 | 0 | 0 | 0 | 0 | 0 | 0 | 0 | 0 | 0 | 0 | 0 | 0 | 0 | 0 | 0 | 0 | 0 | 0 | 0 | 0 | 0 | 0 | 0 | 0 | 0 | 0 | 0 | 0 | 0 | 0 | 0 | 0 | 0 | 0 | 0 | 0 | 0 | 0 | 0 | 0 | 0 | 0 | 0 | 0 | 0 | 0 | 0 | 0 | 0 | 0 | -1049.051 | -1065.7444 | -1080.8459 | -1094.3538 | -1106.2605 | -1116.5548 | -1125.2241 | -1132.2571 | -1137.9471 | -1142.5404 | -1146.2419 | -1149.2204 | -1151.6143 | -1153.5367 | -1155.0792 | -1156.3162 | -1157.3077 | -1158.1021 | -1158.7384 | -1159.248 | -1159.656 | -1159.9825 | -1160.2439 | -1160.4532 | -1160.6206 | 773.8125 | 786.1261 | 797.2654 | 807.2293 | 816.0121 | 823.6054 | 830.0002 | 835.1879 | 839.385 | 842.7732 | 845.5035 | 847.7006 | 849.4664 | 850.8844 | 852.0222 | 852.9347 | 853.666 | 854.252 | 854.7214 | 855.0972 | 855.3982 | 855.6391 | 855.8319 | 855.9862 | 856.1097
WA_Commercial_WA - College_Existing_Water Heating_Natural Gas_Water Heater - Pre-Rinse Spray Valve_A | WA | Commercial | WA - College | Existing | Water Heating | Natural Gas | Water Heater - Pre-Rinse Spray Valve | A | WCM29 | Standard pre-rinse spray valve. | Low flow pre-rinse spray valve. | 4 | 16.81 | 0 | 0 | 112.2 | 0 | 0 | 0 | 0.28365 | 0.25 | KitchenFaucet | 25% | 53.33% | Discretionary | Retro5Med_WA | 85% | Water Heater | 0% | 2745.0384 |  | 1171.901 |  | 0 | Avista TRM | Avista TRM | Avista TRM | Standard pre-rinse spray valve. | Standard pre-rinse spray valve. | Standard pre-rinse spray valve. | Standard pre-rinse spray valve. | Standard pre-rinse spray valve. | Standard pre-rinse spray valve. | Standard pre-rinse spray valve. | Standard pre-rinse spray valve. | Standard pre-rinse spray valve. | Standard pre-rinse spray valve. | Standard pre-rinse spray valve. | Standard pre-rinse spray valve. | Standard pre-rinse spray valve. | Standard pre-rinse spray valve. | Standard pre-rinse spray valve. | Standard pre-rinse spray valve. | Standard pre-rinse spray valve. | Standard pre-rinse spray valve. | Standard pre-rinse spray valve. | Standard pre-rinse spray valve. | Standard pre-rinse spray valve. | Standard pre-rinse spray valve. | Standard pre-rinse spray valve. | Standard pre-rinse spray valve. | Standard pre-rinse spray valve. | Standard pre-rinse spray valve. | Standard pre-rinse spray valve. | Low flow pre-rinse spray valve. | Low flow pre-rinse spray valve. | Low flow pre-rinse spray valve. | Low flow pre-rinse spray valve. | Low flow pre-rinse spray valve. | Low flow pre-rinse spray valve. | Low flow pre-rinse spray valve. | Low flow pre-rinse spray valve. | Low flow pre-rinse spray valve. | Low flow pre-rinse spray valve. | Low flow pre-rinse spray valve. | Low flow pre-rinse spray valve. | Low flow pre-rinse spray valve. | Low flow pre-rinse spray valve. | Low flow pre-rinse spray valve. | Low flow pre-rinse spray valve. | Low flow pre-rinse spray valve. | Low flow pre-rinse spray valve. | Low flow pre-rinse spray valve. | Low flow pre-rinse spray valve. | Low flow pre-rinse spray valve. | Low flow pre-rinse spray valve. | Low flow pre-rinse spray valve. | Low flow pre-rinse spray valve. | Low flow pre-rinse spray valve. | Low flow pre-rinse spray valve. | Low flow pre-rinse spray valve. | 112.2 | 112.2 | 112.2 | 112.2 | 112.2 | 112.2 | 112.2 | 112.2 | 112.2 | 112.2 | 112.2 | 112.2 | 112.2 | 112.2 | 112.2 | 112.2 | 112.2 | 112.2 | 112.2 | 112.2 | 112.2 | 112.2 | 112.2 | 112.2 | 112.2 | 112.2 | 112.2 | 0 | 0 | 16.0267 | 15.5337 | 15.0605 | 14.625 | 14.2203 | 13.8446 | 13.4835 | 13.1507 | 12.828 | 12.5245 | 12.3911 | 12.2874 | 12.2335 | 12.1499 | 12.0886 | 12.0452 | 12.0104 | 11.9807 | 11.9634 | 11.9536 | 11.9488 | 11.945 | 11.9333 | 11.9309 | 11.929 | 0 | 0.29361 | 0.34952 | 0.41534 | 0.4688 | 0.25892 | 0.27985 | 0.26076 | 0.20911 | 0.11054 | 0 | 0 | 0 | 0 | 0 | 0 | 0 | 0 | 0 | 0 | 0 | 0 | 0 | 0 | 0 | 0 | 0.29361 | 0.63418 | 1.0312 | 1.4715 | 1.6915 | 1.9272 | 2.1404 | 2.297 | 2.3532 | 2.3281 | 2.3087 | 2.2985 | 2.2828 | 2.2713 | 2.2631 | 2.2566 | 2.251 | 2.2478 | 2.2459 | 2.2451 | 2.2443 | 2.2421 | 2.2417 | 2.2413 | 0 | 18.9013 | 23.2077 | 28.3995 | 32.9673 | 18.7021 | 20.7552 | 19.8285 | 16.301 | 8.8261 | 0 | 0 | 0 | 0 | 0 | 0 | 0 | 0 | 0 | 0 | 0 | 0 | 0 | 0 | 0 | 0 | 18.9013 | 42.109 | 70.5085 | 103.4759 | 122.178 | 142.9332 | 162.7617 | 179.0627 | 187.8887 | 187.8887 | 187.8887 | 187.8887 | 187.8887 | 187.8887 | 187.8887 | 187.8887 | 187.8887 | 187.8887 | 187.8887 | 187.8887 | 187.8887 | 187.8887 | 187.8887 | 187.8887 | 0 | 0.25498 | 0.30677 | 0.36827 | 0.41977 | 0.23404 | 0.25531 | 0.24004 | 0.1943 | 0.10369 | 0 | 0 | 0 | 0 | 0 | 0 | 0 | 0 | 0 | 0 | 0 | 0 | 0 | 0 | 0 | 0 | 0.25498 | 0.55662 | 0.91432 | 1.3176 | 1.529 | 1.7583 | 1.9704 | 2.1344 | 2.2073 | 2.1788 | 2.1556 | 2.1407 | 2.1263 | 2.1154 | 2.1075 | 2.1012 | 2.0962 | 2.0925 | 2.0898 | 2.0879 | 2.0865 | 2.0848 | 2.0844 | 2.0841 | 0 | 16.0661 | 19.7266 | 24.1396 | 28.0222 | 15.8968 | 17.6419 | 16.8542 | 13.8558 | 7.5021 | 0 | 0 | 0 | 0 | 0 | 0 | 0 | 0 | 0 | 0 | 0 | 0 | 0 | 0 | 0 | 0 | 16.0661 | 35.7927 | 59.9322 | 87.9545 | 103.8513 | 121.4932 | 138.3474 | 152.2033 | 159.7054 | 159.7054 | 159.7054 | 159.7054 | 159.7054 | 159.7054 | 159.7054 | 159.7054 | 159.7054 | 159.7054 | 159.7054 | 159.7054 | 159.7054 | 159.7054 | 159.7054 | 159.7054 | 0 | 0 | 0 | 0 | 0 | 0 | 0 | 0 | 0 | 0 | 0 | 0 | 0 | 0 | 0 | 0 | 0 | 0 | 0 | 0 | 0 | 0 | 0 | 0 | 0 | 0 | 0 | 0 | 0 | 0 | 0 | 0 | 0 | 0 | 0 | 0 | 0 | 0 | 0 | 0 | 0 | 0 | 0 | 0 | 0 | 0 | 0 | 0 | 0 | 0 | 0 | 0 | 0 | 0 | 0 | 0 | 0 | 0 | 0 | 0 | 0 | 0 | 0 | 0 | 0 | 0 | 0 | 0 | 0 | 0 | 0 | 0 | 0 | 0 | 0 | 0 | 0 | 0 | 0 | 0 | 0 | 0 | 0 | 0 | 0 | 0 | 0 | 0 | 0 | 0 | 0 | 0 | 0 | 0 | 0 | 0 | 0 | 0 | 0 | 0 | 0 | 0.25498 | 0.30677 | 0.36827 | 0.41977 | 0.23404 | 0.25531 | 0.24004 | 0.1943 | 0.10369 | 0 | 0 | 0 | 0 | 0 | 0 | 0 | 0 | 0 | 0 | 0 | 0 | 0 | 0 | 0 | 0 | 0.25498 | 0.55662 | 0.91432 | 1.3176 | 1.529 | 1.7583 | 1.9704 | 2.1344 | 2.2073 | 2.1788 | 2.1556 | 2.1407 | 2.1263 | 2.1154 | 2.1075 | 2.1012 | 2.0962 | 2.0925 | 2.0898 | 2.0879 | 2.0865 | 2.0848 | 2.0844 | 2.0841 | 0 | 16.0661 | 19.7266 | 24.1396 | 28.0222 | 15.8968 | 17.6419 | 16.8542 | 13.8558 | 7.5021 | 0 | 0 | 0 | 0 | 0 | 0 | 0 | 0 | 0 | 0 | 0 | 0 | 0 | 0 | 0 | 0 | 16.0661 | 35.7927 | 59.9322 | 87.9545 | 103.8513 | 121.4932 | 138.3474 | 152.2033 | 159.7054 | 159.7054 | 159.7054 | 159.7054 | 159.7054 | 159.7054 | 159.7054 | 159.7054 | 159.7054 | 159.7054 | 159.7054 | 159.7054 | 159.7054 | 159.7054 | 159.7054 | 159.7054 | 2551.0529 | 2591.6474 | 2628.3708 | 2661.2191 | 2690.1735 | 2715.2068 | 2736.2886 | 2753.3912 | 2767.228 | 2778.398 | 2787.3991 | 2794.6421 | 2800.4636 | 2805.1383 | 2808.8894 | 2811.8974 | 2814.3085 | 2816.2404 | 2817.7878 | 2819.0269 | 2820.019 | 2820.8132 | 2821.4489 | 2821.9576 | 2822.3647 | 1089.0855 | 1106.416 | 1122.0938 | 1136.1172 | 1148.4783 | 1159.1654 | 1168.1656 | 1175.467 | 1181.3741 | 1186.1428 | 1189.9855 | 1193.0776 | 1195.563 | 1197.5587 | 1199.1601 | 1200.4442 | 1201.4736 | 1202.2983 | 1202.9589 | 1203.4879 | 1203.9115 | 1204.2505 | 1204.5219 | 1204.7391 | 1204.9129
WA_Commercial_WA - College_Existing_Water Heating_Natural Gas_Water Heater - Temperature Setback_A | WA | Commercial | WA - College | Existing | Water Heating | Natural Gas | Water Heater - Temperature Setback | A | WCM30 | No water heater temperature setback. | Water heater temperature setback. | 2 | 103.9223 | 0 | 0 | 5 | 0 | 0 | 0 | 0.28365 | 0.25 | WHunits | 15% | 100% | Discretionary | Retro5Med_WA | 85% | Water Heater | 0% | 37.0992 |  | 15.8383 |  | 0 | IL TRM - RS-HWE-TMPS-V08-210101 | IL TRM - RS-HWE-TMPS-V08-210101 | IL TRM - RS-HWE-TMPS-V08-210101 | No water heater temperature setback. | No water heater temperature setback. | No water heater temperature setback. | No water heater temperature setback. | No water heater temperature setback. | No water heater temperature setback. | No water heater temperature setback. | No water heater temperature setback. | No water heater temperature setback. | No water heater temperature setback. | No water heater temperature setback. | No water heater temperature setback. | No water heater temperature setback. | No water heater temperature setback. | No water heater temperature setback. | No water heater temperature setback. | No water heater temperature setback. | No water heater temperature setback. | No water heater temperature setback. | No water heater temperature setback. | No water heater temperature setback. | No water heater temperature setback. | No water heater temperature setback. | No water heater temperature setback. | No water heater temperature setback. | No water heater temperature setback. | No water heater temperature setback. | Water heater temperature setback. | Water heater temperature setback. | Water heater temperature setback. | Water heater temperature setback. | Water heater temperature setback. | Water heater temperature setback. | Water heater temperature setback. | Water heater temperature setback. | Water heater temperature setback. | Water heater temperature setback. | Water heater temperature setback. | Water heater temperature setback. | Water heater temperature setback. | Water heater temperature setback. | Water heater temperature setback. | Water heater temperature setback. | Water heater temperature setback. | Water heater temperature setback. | Water heater temperature setback. | Water heater temperature setback. | Water heater temperature setback. | Water heater temperature setback. | Water heater temperature setback. | Water heater temperature setback. | Water heater temperature setback. | Water heater temperature setback. | Water heater temperature setback. | 5 | 5 | 5 | 5 | 5 | 5 | 5 | 5 | 5 | 5 | 5 | 5 | 5 | 5 | 5 | 5 | 5 | 5 | 5 | 5 | 5 | 5 | 5 | 5 | 5 | 5 | 5 | 0 | 0 | 99.0796 | 96.4431 | 94.0284 | 91.8114 | 89.7767 | 87.9106 | 86.1969 | 84.633 | 83.1328 | 81.7071 | 81.3038 | 80.9847 | 80.7393 | 80.2561 | 79.8812 | 79.5942 | 79.3646 | 79.1682 | 79.0541 | 78.9892 | 78.9578 | 78.9326 | 78.8553 | 78.8392 | 78.8264 | 0 | 7.066 | 8.4586 | 3.3802 | 3.3963 | 3.1363 | 3.6738 | 0 | 0 | 0 | 0 | 0 | 0 | 0 | 0 | 0 | 0 | 0 | 0 | 0 | 0 | 0 | 0 | 0 | 0 | 0 | 7.066 | 15.3477 | 18.366 | 21.3553 | 24.0477 | 27.2528 | 26.7583 | 26.284 | 25.8332 | 25.7058 | 25.6048 | 25.5273 | 25.3745 | 25.256 | 25.1652 | 25.0926 | 25.0305 | 24.9945 | 24.9739 | 24.964 | 24.956 | 24.9316 | 24.9265 | 24.9224 | 0 | 73.2655 | 89.9583 | 36.8172 | 37.8303 | 35.6764 | 42.6213 | 0 | 0 | 0 | 0 | 0 | 0 | 0 | 0 | 0 | 0 | 0 | 0 | 0 | 0 | 0 | 0 | 0 | 0 | 0 | 73.2655 | 163.2238 | 200.0409 | 237.8712 | 273.5477 | 316.1689 | 316.1689 | 316.1689 | 316.1689 | 316.1689 | 316.1689 | 316.1689 | 316.1689 | 316.1689 | 316.1689 | 316.1689 | 316.1689 | 316.1689 | 316.1689 | 316.1689 | 316.1689 | 316.1689 | 316.1689 | 316.1689 | 0 | 6.1325 | 7.4131 | 2.9903 | 3.0315 | 2.8236 | 3.3348 | 0 | 0 | 0 | 0 | 0 | 0 | 0 | 0 | 0 | 0 | 0 | 0 | 0 | 0 | 0 | 0 | 0 | 0 | 0 | 6.1325 | 13.4507 | 16.2471 | 19.0615 | 21.6496 | 24.7381 | 24.4835 | 24.2496 | 24.0353 | 23.8405 | 23.6761 | 23.5397 | 23.3983 | 23.2859 | 23.1988 | 23.1296 | 23.0741 | 23.0338 | 23.0047 | 22.9836 | 22.9682 | 22.949 | 22.9447 | 22.9412 | 0 | 62.2756 | 76.4646 | 31.2946 | 32.1557 | 30.325 | 36.2281 | 0 | 0 | 0 | 0 | 0 | 0 | 0 | 0 | 0 | 0 | 0 | 0 | 0 | 0 | 0 | 0 | 0 | 0 | 0 | 62.2756 | 138.7402 | 170.0348 | 202.1905 | 232.5155 | 268.7436 | 268.7436 | 268.7436 | 268.7436 | 268.7436 | 268.7436 | 268.7436 | 268.7436 | 268.7436 | 268.7436 | 268.7436 | 268.7436 | 268.7436 | 268.7436 | 268.7436 | 268.7436 | 268.7436 | 268.7436 | 268.7436 | 0 | 6.1325 | 7.4131 | 2.9903 | 3.0315 | 2.8236 | 3.3348 | 0 | 0 | 0 | 0 | 0 | 0 | 0 | 0 | 0 | 0 | 0 | 0 | 0 | 0 | 0 | 0 | 0 | 0 | 0 | 6.1325 | 13.4507 | 16.2471 | 19.0615 | 21.6496 | 24.7381 | 24.4835 | 24.2496 | 24.0353 | 23.8405 | 23.6761 | 23.5397 | 23.3983 | 23.2859 | 23.1988 | 23.1296 | 23.0741 | 23.0338 | 23.0047 | 22.9836 | 22.9682 | 22.949 | 22.9447 | 22.9412 | 0 | 62.2756 | 76.4646 | 31.2946 | 32.1557 | 30.325 | 36.2281 | 0 | 0 | 0 | 0 | 0 | 0 | 0 | 0 | 0 | 0 | 0 | 0 | 0 | 0 | 0 | 0 | 0 | 0 | 0 | 62.2756 | 138.7402 | 170.0348 | 202.1905 | 232.5155 | 268.7436 | 268.7436 | 268.7436 | 268.7436 | 268.7436 | 268.7436 | 268.7436 | 268.7436 | 268.7436 | 268.7436 | 268.7436 | 268.7436 | 268.7436 | 268.7436 | 268.7436 | 268.7436 | 268.7436 | 268.7436 | 268.7436 | 0 | 6.1325 | 7.4131 | 2.9903 | 3.0315 | 2.8236 | 3.3348 | 0 | 0 | 0 | 0 | 0 | 0 | 0 | 0 | 0 | 0 | 0 | 0 | 0 | 0 | 0 | 0 | 0 | 0 | 0 | 6.1325 | 13.4507 | 16.2471 | 19.0615 | 21.6496 | 24.7381 | 24.4835 | 24.2496 | 24.0353 | 23.8405 | 23.6761 | 23.5397 | 23.3983 | 23.2859 | 23.1988 | 23.1296 | 23.0741 | 23.0338 | 23.0047 | 22.9836 | 22.9682 | 22.949 | 22.9447 | 22.9412 | 0 | 62.2756 | 76.4646 | 31.2946 | 32.1557 | 30.325 | 36.2281 | 0 | 0 | 0 | 0 | 0 | 0 | 0 | 0 | 0 | 0 | 0 | 0 | 0 | 0 | 0 | 0 | 0 | 0 | 0 | 62.2756 | 138.7402 | 170.0348 | 202.1905 | 232.5155 | 268.7436 | 268.7436 | 268.7436 | 268.7436 | 268.7436 | 268.7436 | 268.7436 | 268.7436 | 268.7436 | 268.7436 | 268.7436 | 268.7436 | 268.7436 | 268.7436 | 268.7436 | 268.7436 | 268.7436 | 268.7436 | 268.7436 | 34.4775 | 35.0262 | 35.5225 | 35.9664 | 36.3577 | 36.6961 | 36.981 | 37.2121 | 37.3991 | 37.5501 | 37.6717 | 37.7696 | 37.8483 | 37.9115 | 37.9622 | 38.0028 | 38.0354 | 38.0615 | 38.0824 | 38.0992 | 38.1126 | 38.1233 | 38.1319 | 38.1388 | 38.1443 | 14.719 | 14.9532 | 15.1651 | 15.3546 | 15.5217 | 15.6661 | 15.7878 | 15.8865 | 15.9663 | 16.0307 | 16.0827 | 16.1245 | 16.158 | 16.185 | 16.2067 | 16.224 | 16.2379 | 16.2491 | 16.258 | 16.2652 | 16.2709 | 16.2755 | 16.2791 | 16.2821 | 16.2844
WA_Commercial_WA - College_Existing_Water Heating_Natural Gas_Water Heater - Faucet Aerators_A | WA | Commercial | WA - College | Existing | Water Heating | Natural Gas | Water Heater - Faucet Aerators | A | WCM31 | 0 | 0 | 10 | 13.3737 | 0 | 0 | 7.44 | 14.88 | 0 | 0 | 0.28365 | 0.25 | faucet | 86.67% | 86.67% | Discretionary | Retro5Med_WA | 85% | Water Heater | 0% | -1132.6571 |  | 47.005 |  | 0 | DHW_AER-Water Heating-XCELCO-2017-18-6 | DHW_AER-Water Heating-XCELCO-2017-18-6 | DHW_AER-Water Heating-ILTRM-v5.0-23 | 0 | 0 | 0 | 0 | 0 | 0 | 0 | 0 | 0 | 0 | 0 | 0 | 0 | 0 | 0 | 0 | 0 | 0 | 0 | 0 | 0 | 0 | 0 | 0 | 0 | 0 | 0 | 0 | 0 | 0 | 0 | 0 | 0 | 0 | 0 | 0 | 0 | 0 | 0 | 0 | 0 | 0 | 0 | 0 | 0 | 0 | 0 | 0 | 0 | 0 | 0 | 0 | 0 | 0 | 7.44 | 7.44 | 7.44 | 7.44 | 7.44 | 7.44 | 7.44 | 7.44 | 7.44 | 7.44 | 7.44 | 7.44 | 7.44 | 7.44 | 7.44 | 7.44 | 7.44 | 7.44 | 7.44 | 7.44 | 7.44 | 7.44 | 7.44 | 7.44 | 7.44 | 7.44 | 7.44 | 0 | 0 | 12.7505 | 12.3975 | 12.0706 | 11.7794 | 11.5117 | 11.2663 | 11.0395 | 10.8392 | 10.6471 | 10.4645 | 10.4129 | 10.372 | 10.3406 | 10.2787 | 10.2307 | 10.1939 | 10.1645 | 10.1394 | 10.1247 | 10.1164 | 10.1124 | 10.1092 | 10.0993 | 10.0972 | 10.0956 | 0 | 0 | 0 | 0 | 0 | 0 | 0 | 0 | 0 | 0 | 0 | 0 | 0 | 0 | 0 | 0 | 0 | 0 | 0 | 0 | 0 | 0 | 0 | 0 | 0 | 0 | 0 | 0 | 0 | 0 | 0 | 0 | 0 | 0 | 0 | 0 | 0 | 0 | 0 | 0 | 0 | 0 | 0 | 0 | 0 | 0 | 0 | 0 | 0 | 0 | 0 | 0 | 0 | 0 | 0 | 0 | 0 | 0 | 0 | 0 | 0 | 0 | 0 | 0 | 0 | 0 | 0 | 0 | 0 | 0 | 0 | 0 | 0 | 0 | 0 | 0 | 0 | 0 | 0 | 0 | 0 | 0 | 0 | 0 | 0 | 0 | 0 | 0 | 0 | 0 | 0 | 0 | 0 | 0 | 0 | 0 | 0 | 0 | 0 | 0 | 0 | 0 | 0 | 0 | 0 | 0 | 0 | 0 | 0 | 0 | 0 | 0 | 0 | 0 | 0 | 0 | 0 | 0 | 0 | 0 | 0 | 0 | 0 | 0 | 0 | 0 | 0 | 0 | 0 | 0 | 0 | 0 | 0 | 0 | 0 | 0 | 0 | 0 | 0 | 0 | 0 | 0 | 0 | 0 | 0 | 0 | 0 | 0 | 0 | 0 | 0 | 0 | 0 | 0 | 0 | 0 | 0 | 0 | 0 | 0 | 0 | 0 | 0 | 0 | 0 | 0 | 0 | 0 | 0 | 0 | 0 | 0 | 0 | 0 | 0 | 0 | 0 | 0 | 0 | 0 | 0 | 0 | 0 | 0 | 0 | 0 | 0 | 0 | 0 | 0 | 0 | 0 | 0 | 0 | 0 | 0 | 0 | 0 | 0 | 0 | 0 | 0 | 0 | 0 | 0 | 0 | 0 | 0 | 0 | 0 | 0 | 0 | 0 | 0 | 0 | 0 | 0 | 0 | 0 | 0 | 0 | 0 | 0 | 0 | 0 | 0 | 0 | 0 | 0 | 0 | 0 | 0 | 0 | 0 | 0 | 0 | 0 | 0 | 0 | 0 | 0 | 0 | 0 | 0 | 0 | 0 | 0 | 0 | 0 | 0 | 0 | 0 | 0 | 0 | 0 | 0 | 0 | 0 | 0 | 0 | 0 | 0 | 0 | 0 | 0 | 0 | 0 | 0 | 0 | 0 | 0 | 0 | 0 | 0 | 0 | 0 | 0 | 0 | 0 | 0 | 0 | 0 | 0 | 0 | 0 | 0 | 0 | 0 | 0 | 0 | 0 | 0 | 0 | 0 | 0 | 0 | 0 | 0 | 0 | 0 | 0 | 0 | 0 | 0 | 0 | 0 | 0 | 0 | 0 | 0 | 0 | 0 | 0 | 0 | 0 | 0 | 0 | 0 | 0 | 0 | 0 | 0 | 0 | 0 | 0 | 0 | 0 | 0 | 0 | 0 | 0 | 0 | 0 | 0 | 0 | 0 | 0 | 0 | 0 | 0 | 0 | 0 | 0 | 0 | 0 | 0 | 0 | 0 | 0 | 0 | 0 | 0 | 0 | 0 | 0 | 0 | 0 | 0 | 0 | 0 | 0 | 0 | 0 | 0 | 0 | 0 | 0 | 0 | 0 | 0 | 0 | 0 | 0 | 0 | 0 | 0 | 0 | 0 | 0 | 0 | 0 | 0 | 0 | 0 | 0 | 0 | 0 | 0 | 0 | 0 | 0 | 0 | 0 | 0 | 0 | 0 | 0 | 0 | 0 | 0 | -1052.6149 | -1069.365 | -1084.5178 | -1098.0716 | -1110.0188 | -1120.348 | -1129.0468 | -1136.1037 | -1141.813 | -1146.4219 | -1150.136 | -1153.1246 | -1155.5267 | -1157.4556 | -1159.0033 | -1160.2445 | -1161.2394 | -1162.0365 | -1162.675 | -1163.1863 | -1163.5956 | -1163.9233 | -1164.1856 | -1164.3955 | -1164.5635 | 43.6832 | 44.3783 | 45.0072 | 45.5697 | 46.0655 | 46.4941 | 46.8551 | 47.148 | 47.3849 | 47.5762 | 47.7303 | 47.8543 | 47.954 | 48.0341 | 48.0983 | 48.1498 | 48.1911 | 48.2242 | 48.2507 | 48.2719 | 48.2889 | 48.3025 | 48.3134 | 48.3221 | 48.3291
WA_Commercial_WA - College_Existing_Water Heating_Natural Gas_Water Heater - Low-Flow Showerheads_A | WA | Commercial | WA - College | Existing | Water Heating | Natural Gas | Water Heater - Low-Flow Showerheads | A | WCM32 | 0 | 0 | 10 | 4.81 | 0 | 0 | 19.75 | 18.21 | 0 | 0 | 0.28365 | 0.25 | Showerhead | 86.67% | 86.67% | Discretionary | Retro5Med_WA | 85% | Water Heater | 0% | -3414.1339 |  | 346.9325 |  | 0 | Com-Showerheads-2021P_V2 | Com-Showerheads-2021P_V2 | Com-Showerheads-2021P_V2 | 0 | 0 | 0 | 0 | 0 | 0 | 0 | 0 | 0 | 0 | 0 | 0 | 0 | 0 | 0 | 0 | 0 | 0 | 0 | 0 | 0 | 0 | 0 | 0 | 0 | 0 | 0 | 0 | 0 | 0 | 0 | 0 | 0 | 0 | 0 | 0 | 0 | 0 | 0 | 0 | 0 | 0 | 0 | 0 | 0 | 0 | 0 | 0 | 0 | 0 | 0 | 0 | 0 | 0 | 19.75 | 19.75 | 19.75 | 19.75 | 19.75 | 19.75 | 19.75 | 19.75 | 19.75 | 19.75 | 19.75 | 19.75 | 19.75 | 19.75 | 19.75 | 19.75 | 19.75 | 19.75 | 19.75 | 19.75 | 19.75 | 19.75 | 19.75 | 19.75 | 19.75 | 19.75 | 19.75 | 0 | 0 | 4.5859 | 4.4506 | 4.3234 | 4.2073 | 4.0984 | 3.9961 | 3.8986 | 3.8096 | 3.7236 | 3.6428 | 3.6102 | 3.5849 | 3.5724 | 3.5506 | 3.5337 | 3.5211 | 3.5109 | 3.5022 | 3.4972 | 3.4943 | 3.4929 | 3.4918 | 3.4884 | 3.4877 | 3.4871 | 0 | 0 | 0 | 0 | 0 | 0 | 0 | 0 | 0 | 0 | 0 | 0 | 0 | 0 | 0 | 0 | 0 | 0 | 0 | 0 | 0 | 0 | 0 | 0 | 0 | 0 | 0 | 0 | 0 | 0 | 0 | 0 | 0 | 0 | 0 | 0 | 0 | 0 | 0 | 0 | 0 | 0 | 0 | 0 | 0 | 0 | 0 | 0 | 0 | 0 | 0 | 0 | 0 | 0 | 0 | 0 | 0 | 0 | 0 | 0 | 0 | 0 | 0 | 0 | 0 | 0 | 0 | 0 | 0 | 0 | 0 | 0 | 0 | 0 | 0 | 0 | 0 | 0 | 0 | 0 | 0 | 0 | 0 | 0 | 0 | 0 | 0 | 0 | 0 | 0 | 0 | 0 | 0 | 0 | 0 | 0 | 0 | 0 | 0 | 0 | 0 | 0 | 0 | 0 | 0 | 0 | 0 | 0 | 0 | 0 | 0 | 0 | 0 | 0 | 0 | 0 | 0 | 0 | 0 | 0 | 0 | 0 | 0 | 0 | 0 | 0 | 0 | 0 | 0 | 0 | 0 | 0 | 0 | 0 | 0 | 0 | 0 | 0 | 0 | 0 | 0 | 0 | 0 | 0 | 0 | 0 | 0 | 0 | 0 | 0 | 0 | 0 | 0 | 0 | 0 | 0 | 0 | 0 | 0 | 0 | 0 | 0 | 0 | 0 | 0 | 0 | 0 | 0 | 0 | 0 | 0 | 0 | 0 | 0 | 0 | 0 | 0 | 0 | 0 | 0 | 0 | 0 | 0 | 0 | 0 | 0 | 0 | 0 | 0 | 0 | 0 | 0 | 0 | 0 | 0 | 0 | 0 | 0 | 0 | 0 | 0 | 0 | 0 | 0 | 0 | 0 | 0 | 0 | 0 | 0 | 0 | 0 | 0 | 0 | 0 | 0 | 0 | 0 | 0 | 0 | 0 | 0 | 0 | 0 | 0 | 0 | 0 | 0 | 0 | 0 | 0 | 0 | 0 | 0 | 0 | 0 | 0 | 0 | 0 | 0 | 0 | 0 | 0 | 0 | 0 | 0 | 0 | 0 | 0 | 0 | 0 | 0 | 0 | 0 | 0 | 0 | 0 | 0 | 0 | 0 | 0 | 0 | 0 | 0 | 0 | 0 | 0 | 0 | 0 | 0 | 0 | 0 | 0 | 0 | 0 | 0 | 0 | 0 | 0 | 0 | 0 | 0 | 0 | 0 | 0 | 0 | 0 | 0 | 0 | 0 | 0 | 0 | 0 | 0 | 0 | 0 | 0 | 0 | 0 | 0 | 0 | 0 | 0 | 0 | 0 | 0 | 0 | 0 | 0 | 0 | 0 | 0 | 0 | 0 | 0 | 0 | 0 | 0 | 0 | 0 | 0 | 0 | 0 | 0 | 0 | 0 | 0 | 0 | 0 | 0 | 0 | 0 | 0 | 0 | 0 | 0 | 0 | 0 | 0 | 0 | 0 | 0 | 0 | 0 | 0 | 0 | 0 | 0 | 0 | 0 | 0 | 0 | 0 | 0 | 0 | 0 | 0 | 0 | 0 | 0 | 0 | 0 | 0 | 0 | 0 | 0 | 0 | 0 | 0 | 0 | 0 | 0 | 0 | 0 | 0 | 0 | 0 | 0 | 0 | 0 | 0 | 0 | 0 | 0 | 0 | 0 | 0 | 0 | 0 | 0 | 0 | 0 | 0 | 0 | 0 | 0 | 0 | 0 | 0 | 0 | -3172.865 | -3223.3543 | -3269.0289 | -3309.8839 | -3345.8959 | -3377.0309 | -3403.2513 | -3424.5227 | -3441.7321 | -3455.6248 | -3466.8199 | -3475.8283 | -3483.0689 | -3488.883 | -3493.5484 | -3497.2897 | -3500.2884 | -3502.6912 | -3504.6157 | -3506.1569 | -3507.3908 | -3508.3786 | -3509.1692 | -3509.8019 | -3510.3083 | 322.4155 | 327.5461 | 332.1874 | 336.3389 | 339.9983 | 343.1622 | 345.8266 | 347.9881 | 349.7369 | 351.1486 | 352.2862 | 353.2016 | 353.9374 | 354.5282 | 355.0023 | 355.3825 | 355.6872 | 355.9313 | 356.1269 | 356.2835 | 356.4089 | 356.5093 | 356.5896 | 356.6539 | 356.7054
WA_Commercial_WA - College_Existing_Water Heating_Natural Gas_Water Heater - Tank Blanket/Insulation_A | WA | Commercial | WA - College | Existing | Water Heating | Natural Gas | Water Heater - Tank Blanket/Insulation | A | WCM33 | 0 | 0 | 15 | 200.7769 | 0 | 0 | 1.47 | 0 | 0 | 0 | 0.28365 | 0.25 | WHUnits | 75% | 100% | Discretionary | Retro5Med_WA | 85% | Water Heater | 0% | 1.1157 |  | 0.47632 |  | 0 | IL TRM - 4.3.12 Tank Insulation - CI-HWE-TKIN-V01-210101 / PA TRM - 2.3.4 - State of Pennsylvania TRM, Volume 2: Residential Measures, 2021 Final Order. August 8, 2019. | IL TRM - 4.3.12 Tank Insulation - CI-HWE-TKIN-V01-210101 / PA TRM - 2.3.4 - State of Pennsylvania TRM, Volume 2: Residential Measures, 2021 Final Order. August 8, 2019. | IL TRM - 4.3.12 Tank Insulation - CI-HWE-TKIN-V01-210101 / PA TRM - 2.3.4 - State of Pennsylvania TRM, Volume 2: Residential Measures, 2021 Final Order. August 8, 2019. | 0 | 0 | 0 | 0 | 0 | 0 | 0 | 0 | 0 | 0 | 0 | 0 | 0 | 0 | 0 | 0 | 0 | 0 | 0 | 0 | 0 | 0 | 0 | 0 | 0 | 0 | 0 | 0 | 0 | 0 | 0 | 0 | 0 | 0 | 0 | 0 | 0 | 0 | 0 | 0 | 0 | 0 | 0 | 0 | 0 | 0 | 0 | 0 | 0 | 0 | 0 | 0 | 0 | 0 | 1.47 | 1.47 | 1.47 | 1.47 | 1.47 | 1.47 | 1.47 | 1.47 | 1.47 | 1.47 | 1.47 | 1.47 | 1.47 | 1.47 | 1.47 | 1.47 | 1.47 | 1.47 | 1.47 | 1.47 | 1.47 | 1.47 | 1.47 | 1.47 | 1.47 | 1.47 | 1.47 | 0 | 0 | 191.4209 | 186.4448 | 181.9176 | 177.7969 | 174.0486 | 170.6455 | 167.566 | 164.7925 | 162.1399 | 159.6089 | 159.0353 | 158.5764 | 158.2093 | 157.3299 | 156.6265 | 156.0637 | 155.6135 | 155.2285 | 155.0048 | 154.8774 | 154.8158 | 154.7665 | 154.615 | 154.5834 | 154.5582 | 0 | 4.0176 | 4.8132 | 5.7566 | 6.5416 | 7.3156 | 8.3985 | 9.0608 | 9.1072 | 8.4485 | 7.2361 | 5.5835 | 3.8229 | 2.275 | 1.0578 | 0 | 0 | 0 | 0 | 0 | 0 | 0 | 0 | 0 | 0 | 0 | 4.0176 | 8.7333 | 14.2921 | 20.5324 | 27.4465 | 35.3497 | 43.8254 | 52.2272 | 59.8605 | 66.8814 | 72.2719 | 75.9275 | 77.7805 | 78.4905 | 78.2085 | 77.9828 | 77.7899 | 77.6778 | 77.614 | 77.5831 | 77.5584 | 77.4825 | 77.4667 | 77.454 | 0 | 21.5487 | 26.4583 | 32.3772 | 37.5849 | 42.8703 | 50.1206 | 54.983 | 56.169 | 52.9326 | 45.5 | 35.2098 | 24.1638 | 14.4598 | 6.7537 | 0 | 0 | 0 | 0 | 0 | 0 | 0 | 0 | 0 | 0 | 0 | 21.5487 | 48.007 | 80.3842 | 117.9691 | 160.8394 | 210.96 | 265.943 | 322.112 | 375.0446 | 420.5447 | 455.7545 | 479.9183 | 494.378 | 501.1317 | 501.1317 | 501.1317 | 501.1317 | 501.1317 | 501.1317 | 501.1317 | 501.1317 | 501.1317 | 501.1317 | 501.1317 | 0 | 3.4865 | 4.2174 | 5.0906 | 5.8359 | 6.5814 | 7.6164 | 8.2808 | 8.3903 | 7.8475 | 6.6985 | 5.1524 | 3.5178 | 2.0932 | 0.97312 | 0 | 0 | 0 | 0 | 0 | 0 | 0 | 0 | 0 | 0 | 0 | 3.4865 | 7.6522 | 12.6387 | 18.3174 | 24.6919 | 32.058 | 40.0525 | 48.116 | 55.6018 | 61.9128 | 66.6928 | 69.8664 | 71.5652 | 72.2067 | 71.9367 | 71.7221 | 71.5499 | 71.425 | 71.3347 | 71.2693 | 71.2218 | 71.1621 | 71.1486 | 71.1379 | 0 | 18.3164 | 22.4896 | 27.5207 | 31.9471 | 36.4398 | 42.6025 | 46.7356 | 47.7437 | 44.9927 | 38.675 | 29.9284 | 20.5392 | 12.2908 | 5.7406 | 0 | 0 | 0 | 0 | 0 | 0 | 0 | 0 | 0 | 0 | 0 | 18.3164 | 40.8059 | 68.3266 | 100.2737 | 136.7135 | 179.316 | 226.0515 | 273.7952 | 318.7879 | 357.463 | 387.3913 | 407.9305 | 420.2213 | 425.962 | 425.962 | 425.962 | 425.962 | 425.962 | 425.962 | 425.962 | 425.962 | 425.962 | 425.962 | 425.962 | 0 | 3.4865 | 4.2174 | 5.0906 | 5.8359 | 6.5814 | 7.6164 | 8.2808 | 8.3903 | 7.8475 | 6.6985 | 5.1524 | 3.5178 | 2.0932 | 0.97312 | 0 | 0 | 0 | 0 | 0 | 0 | 0 | 0 | 0 | 0 | 0 | 3.4865 | 7.6522 | 12.6387 | 18.3174 | 24.6919 | 32.058 | 40.0525 | 48.116 | 55.6018 | 61.9128 | 66.6928 | 69.8664 | 71.5652 | 72.2067 | 71.9367 | 71.7221 | 71.5499 | 71.425 | 71.3347 | 71.2693 | 71.2218 | 71.1621 | 71.1486 | 71.1379 | 0 | 18.3164 | 22.4896 | 27.5207 | 31.9471 | 36.4398 | 42.6025 | 46.7356 | 47.7437 | 44.9927 | 38.675 | 29.9284 | 20.5392 | 12.2908 | 5.7406 | 0 | 0 | 0 | 0 | 0 | 0 | 0 | 0 | 0 | 0 | 0 | 18.3164 | 40.8059 | 68.3266 | 100.2737 | 136.7135 | 179.316 | 226.0515 | 273.7952 | 318.7879 | 357.463 | 387.3913 | 407.9305 | 420.2213 | 425.962 | 425.962 | 425.962 | 425.962 | 425.962 | 425.962 | 425.962 | 425.962 | 425.962 | 425.962 | 425.962 | 0 | 3.4865 | 4.2174 | 5.0906 | 5.8359 | 6.5814 | 7.6164 | 8.2808 | 8.3903 | 7.8475 | 6.6985 | 5.1524 | 3.5178 | 2.0932 | 0.97312 | 0 | 0 | 0 | 0 | 0 | 0 | 0 | 0 | 0 | 0 | 0 | 3.4865 | 7.6522 | 12.6387 | 18.3174 | 24.6919 | 32.058 | 40.0525 | 48.116 | 55.6018 | 61.9128 | 66.6928 | 69.8664 | 71.5652 | 72.2067 | 71.9367 | 71.7221 | 71.5499 | 71.425 | 71.3347 | 71.2693 | 71.2218 | 71.1621 | 71.1486 | 71.1379 | 0 | 18.3164 | 22.4896 | 27.5207 | 31.9471 | 36.4398 | 42.6025 | 46.7356 | 47.7437 | 44.9927 | 38.675 | 29.9284 | 20.5392 | 12.2908 | 5.7406 | 0 | 0 | 0 | 0 | 0 | 0 | 0 | 0 | 0 | 0 | 0 | 18.3164 | 40.8059 | 68.3266 | 100.2737 | 136.7135 | 179.316 | 226.0515 | 273.7952 | 318.7879 | 357.463 | 387.3913 | 407.9305 | 420.2213 | 425.962 | 425.962 | 425.962 | 425.962 | 425.962 | 425.962 | 425.962 | 425.962 | 425.962 | 425.962 | 425.962 | 1.0369 | 1.0534 | 1.0683 | 1.0817 | 1.0934 | 1.1036 | 1.1122 | 1.1191 | 1.1248 | 1.1293 | 1.133 | 1.1359 | 1.1383 | 1.1402 | 1.1417 | 1.1429 | 1.1439 | 1.1447 | 1.1453 | 1.1458 | 1.1462 | 1.1465 | 1.1468 | 1.147 | 1.1472 | 0.44266 | 0.44971 | 0.45608 | 0.46178 | 0.4668 | 0.47115 | 0.47481 | 0.47777 | 0.48018 | 0.48211 | 0.48368 | 0.48493 | 0.48594 | 0.48675 | 0.4874 | 0.48793 | 0.48834 | 0.48868 | 0.48895 | 0.48916 | 0.48934 | 0.48947 | 0.48958 | 0.48967 | 0.48974
WA_Commercial_WA - College_Existing_Water Heating_Natural Gas_Water Heater - Drainwater Heat Recovery_A | WA | Commercial | WA - College | Existing | Water Heating | Natural Gas | Water Heater - Drainwater Heat Recovery | A | WCM34 | 0 | 0 | 40 | 27.6423 | 0 | 0 | 948.56 | 0 | 0 | 0 | 0.28365 | 0.25 | faucet | 86.67% | 86.67% | Discretionary | Retro5Med_WA | 85% | Water Heater | 0% | 3555.4844 |  | 1517.8935 |  | 0 | DHW_DWHR-Water Heating-OPATRM-v1-1 | DHW_DWHR-Water Heating-OPATRM-v1-1 | DHW_DWHR-Water Heating-MNTRM-v1.0-7 | 0 | 0 | 0 | 0 | 0 | 0 | 0 | 0 | 0 | 0 | 0 | 0 | 0 | 0 | 0 | 0 | 0 | 0 | 0 | 0 | 0 | 0 | 0 | 0 | 0 | 0 | 0 | 0 | 0 | 0 | 0 | 0 | 0 | 0 | 0 | 0 | 0 | 0 | 0 | 0 | 0 | 0 | 0 | 0 | 0 | 0 | 0 | 0 | 0 | 0 | 0 | 0 | 0 | 0 | 948.56 | 948.56 | 948.56 | 948.56 | 948.56 | 948.56 | 948.56 | 948.56 | 948.56 | 948.56 | 948.56 | 948.56 | 948.56 | 948.56 | 948.56 | 948.56 | 948.56 | 948.56 | 948.56 | 948.56 | 948.56 | 948.56 | 948.56 | 948.56 | 948.56 | 948.56 | 948.56 | 0 | 0 | 26.3542 | 25.5551 | 24.7996 | 24.1049 | 23.449 | 22.8295 | 22.234 | 21.6853 | 21.1531 | 20.6526 | 20.4327 | 20.2618 | 20.1729 | 20.035 | 19.9339 | 19.8623 | 19.805 | 19.756 | 19.7275 | 19.7113 | 19.7035 | 19.6972 | 19.6779 | 19.6739 | 19.6707 | 0 | 0 | 0 | 0 | 0 | 0 | 0 | 0 | 0 | 0 | 0 | 0 | 0 | 0 | 0 | 0 | 0 | 0 | 0 | 0 | 0 | 0 | 0 | 0 | 0 | 0 | 0 | 0 | 0 | 0 | 0 | 0 | 0 | 0 | 0 | 0 | 0 | 0 | 0 | 0 | 0 | 0 | 0 | 0 | 0 | 0 | 0 | 0 | 0 | 0 | 0 | 0 | 0 | 0 | 0 | 0 | 0 | 0 | 0 | 0 | 0 | 0 | 0 | 0 | 0 | 0 | 0 | 0 | 0 | 0 | 0 | 0 | 0 | 0 | 0 | 0 | 0 | 0 | 0 | 0 | 0 | 0 | 0 | 0 | 0 | 0 | 0 | 0 | 0 | 0 | 0 | 0 | 0 | 0 | 0 | 0 | 0 | 0 | 0 | 0 | 0 | 0 | 0 | 0 | 0 | 0 | 0 | 0 | 0 | 0 | 0 | 0 | 0 | 0 | 0 | 0 | 0 | 0 | 0 | 0 | 0 | 0 | 0 | 0 | 0 | 0 | 0 | 0 | 0 | 0 | 0 | 0 | 0 | 0 | 0 | 0 | 0 | 0 | 0 | 0 | 0 | 0 | 0 | 0 | 0 | 0 | 0 | 0 | 0 | 0 | 0 | 0 | 0 | 0 | 0 | 0 | 0 | 0 | 0 | 0 | 0 | 0 | 0 | 0 | 0 | 0 | 0 | 0 | 0 | 0 | 0 | 0 | 0 | 0 | 0 | 0 | 0 | 0 | 0 | 0 | 0 | 0 | 0 | 0 | 0 | 0 | 0 | 0 | 0 | 0 | 0 | 0 | 0 | 0 | 0 | 0 | 0 | 0 | 0 | 0 | 0 | 0 | 0 | 0 | 0 | 0 | 0 | 0 | 0 | 0 | 0 | 0 | 0 | 0 | 0 | 0 | 0 | 0 | 0 | 0 | 0 | 0 | 0 | 0 | 0 | 0 | 0 | 0 | 0 | 0 | 0 | 0 | 0 | 0 | 0 | 0 | 0 | 0 | 0 | 0 | 0 | 0 | 0 | 0 | 0 | 0 | 0 | 0 | 0 | 0 | 0 | 0 | 0 | 0 | 0 | 0 | 0 | 0 | 0 | 0 | 0 | 0 | 0 | 0 | 0 | 0 | 0 | 0 | 0 | 0 | 0 | 0 | 0 | 0 | 0 | 0 | 0 | 0 | 0 | 0 | 0 | 0 | 0 | 0 | 0 | 0 | 0 | 0 | 0 | 0 | 0 | 0 | 0 | 0 | 0 | 0 | 0 | 0 | 0 | 0 | 0 | 0 | 0 | 0 | 0 | 0 | 0 | 0 | 0 | 0 | 0 | 0 | 0 | 0 | 0 | 0 | 0 | 0 | 0 | 0 | 0 | 0 | 0 | 0 | 0 | 0 | 0 | 0 | 0 | 0 | 0 | 0 | 0 | 0 | 0 | 0 | 0 | 0 | 0 | 0 | 0 | 0 | 0 | 0 | 0 | 0 | 0 | 0 | 0 | 0 | 0 | 0 | 0 | 0 | 0 | 0 | 0 | 0 | 0 | 0 | 0 | 0 | 0 | 0 | 0 | 0 | 0 | 0 | 0 | 0 | 0 | 0 | 0 | 0 | 0 | 0 | 0 | 0 | 0 | 0 | 0 | 0 | 0 | 0 | 0 | 0 | 0 | 0 | 0 | 0 | 0 | 0 | 0 | 0 | 0 | 0 | 0 | 0 | 0 | 0 | 3304.2266 | 3356.8062 | 3404.3719 | 3446.9182 | 3484.4212 | 3516.8453 | 3544.1513 | 3566.3033 | 3584.2252 | 3598.693 | 3610.3516 | 3619.733 | 3627.2734 | 3633.3283 | 3638.1868 | 3642.0829 | 3645.2059 | 3647.7081 | 3649.7123 | 3651.3173 | 3652.6023 | 3653.631 | 3654.4543 | 3655.1132 | 3655.6406 | 1410.6275 | 1433.0746 | 1453.3811 | 1471.5448 | 1487.5554 | 1501.3978 | 1513.0552 | 1522.5122 | 1530.1634 | 1536.3399 | 1541.3172 | 1545.3223 | 1548.5413 | 1551.1263 | 1553.2004 | 1554.8638 | 1556.197 | 1557.2652 | 1558.1209 | 1558.8061 | 1559.3547 | 1559.7938 | 1560.1453 | 1560.4266 | 1560.6517
WA_Commercial_WA - College_Existing_Water Heating_Natural Gas_Water Heater - Circulation Pump Controls_A | WA | Commercial | WA - College | Existing | Water Heating | Natural Gas | Water Heater - Circulation Pump Controls | A | WCM35 | Circulation pump with no controls. | Controlled circulation pump. | 11.5 | 1451.3983 | 0 | 0 | 913.56 | 0 | 0 | 0 | 0.28365 | 0.25 | perbldg | 15% | 26.67% | Discretionary | Retro5Med_WA | 85% | Water Heater | 0% | 113.2177 |  | 48.3345 |  | 0 | RTF - ComResCirculatorPumps_2_3 - AEG Edited | RTF - ComResCirculatorPumps_2_3 - AEG Edited | RTF - ComResCirculatorPumps_2_3 - AEG Edited | Circulation pump with no controls. | Circulation pump with no controls. | Circulation pump with no controls. | Circulation pump with no controls. | Circulation pump with no controls. | Circulation pump with no controls. | Circulation pump with no controls. | Circulation pump with no controls. | Circulation pump with no controls. | Circulation pump with no controls. | Circulation pump with no controls. | Circulation pump with no controls. | Circulation pump with no controls. | Circulation pump with no controls. | Circulation pump with no controls. | Circulation pump with no controls. | Circulation pump with no controls. | Circulation pump with no controls. | Circulation pump with no controls. | Circulation pump with no controls. | Circulation pump with no controls. | Circulation pump with no controls. | Circulation pump with no controls. | Circulation pump with no controls. | Circulation pump with no controls. | Circulation pump with no controls. | Circulation pump with no controls. | Controlled circulation pump. | Controlled circulation pump. | Controlled circulation pump. | Controlled circulation pump. | Controlled circulation pump. | Controlled circulation pump. | Controlled circulation pump. | Controlled circulation pump. | Controlled circulation pump. | Controlled circulation pump. | Controlled circulation pump. | Controlled circulation pump. | Controlled circulation pump. | Controlled circulation pump. | Controlled circulation pump. | Controlled circulation pump. | Controlled circulation pump. | Controlled circulation pump. | Controlled circulation pump. | Controlled circulation pump. | Controlled circulation pump. | Controlled circulation pump. | Controlled circulation pump. | Controlled circulation pump. | Controlled circulation pump. | Controlled circulation pump. | Controlled circulation pump. | 913.56 | 913.56 | 913.56 | 913.56 | 913.56 | 913.56 | 913.56 | 913.56 | 913.56 | 913.56 | 913.56 | 913.56 | 913.56 | 913.56 | 913.56 | 913.56 | 913.56 | 913.56 | 913.56 | 913.56 | 913.56 | 913.56 | 913.56 | 913.56 | 913.56 | 913.56 | 913.56 | 0 | 0 | 1383.7647 | 1345.4483 | 1309.9724 | 1278.3697 | 1249.3213 | 1222.6889 | 1198.0773 | 1176.3398 | 1155.4879 | 1135.672 | 1130.0672 | 1125.631 | 1122.2203 | 1115.504 | 1110.2935 | 1106.3041 | 1103.1126 | 1100.3836 | 1098.7979 | 1097.8947 | 1097.4581 | 1097.1088 | 1096.0343 | 1095.8108 | 1095.6319 | 0 | 10.4715 | 12.5183 | 14.9491 | 16.9593 | 18.9318 | 21.688 | 23.3605 | 23.4413 | 21.7118 | 18.571 | 14.3146 | 1.0599 | 0 | 0 | 0 | 0 | 0 | 0 | 0 | 0 | 0 | 0 | 0 | 0 | 0 | 10.4715 | 22.7136 | 37.1148 | 53.2307 | 71.0278 | 91.2861 | 112.9903 | 134.4287 | 153.8352 | 171.647 | 185.2878 | 185.7863 | 184.6744 | 183.8118 | 183.1514 | 182.623 | 182.1712 | 181.9087 | 181.7592 | 181.6869 | 181.6291 | 181.4512 | 181.4142 | 181.3845 | 0 | 7.7829 | 9.5561 | 11.6939 | 13.5748 | 15.4838 | 18.1024 | 19.8586 | 20.287 | 19.118 | 16.4336 | 12.717 | 0.94451 | 0 | 0 | 0 | 0 | 0 | 0 | 0 | 0 | 0 | 0 | 0 | 0 | 0 | 7.7829 | 17.339 | 29.0329 | 42.6077 | 58.0915 | 76.1938 | 96.0524 | 116.3394 | 135.4574 | 151.891 | 164.6079 | 165.5525 | 165.5525 | 165.5525 | 165.5525 | 165.5525 | 165.5525 | 165.5525 | 165.5525 | 165.5525 | 165.5525 | 165.5525 | 165.5525 | 165.5525 | 0 | 9.0896 | 10.9751 | 13.2305 | 15.1458 | 17.0545 | 19.701 | 21.3899 | 21.6425 | 20.2153 | 17.2359 | 13.2459 | 0.97812 | 0 | 0 | 0 | 0 | 0 | 0 | 0 | 0 | 0 | 0 | 0 | 0 | 0 | 9.0896 | 19.9136 | 32.8478 | 47.5388 | 63.9844 | 82.9226 | 103.4592 | 124.1132 | 143.2321 | 159.3071 | 171.4545 | 171.4444 | 170.4146 | 169.5961 | 168.9619 | 168.4579 | 168.0532 | 167.7599 | 167.5478 | 167.3944 | 167.2826 | 167.1424 | 167.1109 | 167.0857 | 0 | 6.6154 | 8.1227 | 9.9398 | 11.5386 | 13.1612 | 15.387 | 16.8798 | 17.2439 | 16.2503 | 13.9685 | 10.8094 | 0.80283 | 0 | 0 | 0 | 0 | 0 | 0 | 0 | 0 | 0 | 0 | 0 | 0 | 0 | 6.6154 | 14.7382 | 24.678 | 36.2165 | 49.3777 | 64.7648 | 81.6446 | 98.8885 | 115.1388 | 129.1073 | 139.9168 | 140.7196 | 140.7196 | 140.7196 | 140.7196 | 140.7196 | 140.7196 | 140.7196 | 140.7196 | 140.7196 | 140.7196 | 140.7196 | 140.7196 | 140.7196 | 0 | 9.0896 | 10.9751 | 13.2305 | 15.1458 | 17.0545 | 19.701 | 21.3899 | 21.6425 | 20.2153 | 17.2359 | 13.2459 | 0.97812 | 0 | 0 | 0 | 0 | 0 | 0 | 0 | 0 | 0 | 0 | 0 | 0 | 0 | 9.0896 | 19.9136 | 32.8478 | 47.5388 | 63.9844 | 82.9226 | 103.4592 | 124.1132 | 143.2321 | 159.3071 | 171.4545 | 171.4444 | 170.4146 | 169.5961 | 168.9619 | 168.4579 | 168.0532 | 167.7599 | 167.5478 | 167.3944 | 167.2826 | 167.1424 | 167.1109 | 167.0857 | 0 | 6.6154 | 8.1227 | 9.9398 | 11.5386 | 13.1612 | 15.387 | 16.8798 | 17.2439 | 16.2503 | 13.9685 | 10.8094 | 0.80283 | 0 | 0 | 0 | 0 | 0 | 0 | 0 | 0 | 0 | 0 | 0 | 0 | 0 | 6.6154 | 14.7382 | 24.678 | 36.2165 | 49.3777 | 64.7648 | 81.6446 | 98.8885 | 115.1388 | 129.1073 | 139.9168 | 140.7196 | 140.7196 | 140.7196 | 140.7196 | 140.7196 | 140.7196 | 140.7196 | 140.7196 | 140.7196 | 140.7196 | 140.7196 | 140.7196 | 140.7196 | 0 | 9.0896 | 10.9751 | 13.2305 | 15.1458 | 17.0545 | 19.701 | 21.3899 | 21.6425 | 20.2153 | 17.2359 | 13.2459 | 0.97812 | 0 | 0 | 0 | 0 | 0 | 0 | 0 | 0 | 0 | 0 | 0 | 0 | 0 | 9.0896 | 19.9136 | 32.8478 | 47.5388 | 63.9844 | 82.9226 | 103.4592 | 124.1132 | 143.2321 | 159.3071 | 171.4545 | 171.4444 | 170.4146 | 169.5961 | 168.9619 | 168.4579 | 168.0532 | 167.7599 | 167.5478 | 167.3944 | 167.2826 | 167.1424 | 167.1109 | 167.0857 | 0 | 6.6154 | 8.1227 | 9.9398 | 11.5386 | 13.1612 | 15.387 | 16.8798 | 17.2439 | 16.2503 | 13.9685 | 10.8094 | 0.80283 | 0 | 0 | 0 | 0 | 0 | 0 | 0 | 0 | 0 | 0 | 0 | 0 | 0 | 6.6154 | 14.7382 | 24.678 | 36.2165 | 49.3777 | 64.7648 | 81.6446 | 98.8885 | 115.1388 | 129.1073 | 139.9168 | 140.7196 | 140.7196 | 140.7196 | 140.7196 | 140.7196 | 140.7196 | 140.7196 | 140.7196 | 140.7196 | 140.7196 | 140.7196 | 140.7196 | 140.7196 | 105.2169 | 106.8912 | 108.4058 | 109.7606 | 110.9548 | 111.9873 | 112.8568 | 113.5622 | 114.1329 | 114.5936 | 114.9648 | 115.2636 | 115.5037 | 115.6965 | 115.8512 | 115.9753 | 116.0747 | 116.1544 | 116.2182 | 116.2693 | 116.3102 | 116.343 | 116.3692 | 116.3902 | 116.407 | 44.9188 | 45.6336 | 46.2802 | 46.8586 | 47.3684 | 47.8092 | 48.1804 | 48.4815 | 48.7252 | 48.9218 | 49.0803 | 49.2079 | 49.3104 | 49.3927 | 49.4587 | 49.5117 | 49.5542 | 49.5882 | 49.6154 | 49.6372 | 49.6547 | 49.6687 | 49.6799 | 49.6888 | 49.696
WA_Commercial_WA - College_Existing_Water Heating_Natural Gas_Water Heater - Pipe Insulation_A | WA | Commercial | WA - College | Existing | Water Heating | Natural Gas | Water Heater - Pipe Insulation | A | WCM36 | No insulation. | Water heater pipe insulation. | 15 | 5.02 | 0 | 0 | 19.39 | 0 | 0 | 0 | 0.28365 | 0.25 | PipeFeet | 15.8% | 100% | Discretionary | Retro5Med_WA | 85% | Water Heater | 0% | 588.6148 |  | 251.2891 |  | 0 | IL TRM v10 - 4.4.14 Pipe Insulation - CI-HVC-PINS-V07-220101 | IL TRM v10 - 4.4.14 Pipe Insulation - CI-HVC-PINS-V07-220101 | IL TRM v10 - 4.4.14 Pipe Insulation - CI-HVC-PINS-V07-220101 | No insulation. | No insulation. | No insulation. | No insulation. | No insulation. | No insulation. | No insulation. | No insulation. | No insulation. | No insulation. | No insulation. | No insulation. | No insulation. | No insulation. | No insulation. | No insulation. | No insulation. | No insulation. | No insulation. | No insulation. | No insulation. | No insulation. | No insulation. | No insulation. | No insulation. | No insulation. | No insulation. | Water heater pipe insulation. | Water heater pipe insulation. | Water heater pipe insulation. | Water heater pipe insulation. | Water heater pipe insulation. | Water heater pipe insulation. | Water heater pipe insulation. | Water heater pipe insulation. | Water heater pipe insulation. | Water heater pipe insulation. | Water heater pipe insulation. | Water heater pipe insulation. | Water heater pipe insulation. | Water heater pipe insulation. | Water heater pipe insulation. | Water heater pipe insulation. | Water heater pipe insulation. | Water heater pipe insulation. | Water heater pipe insulation. | Water heater pipe insulation. | Water heater pipe insulation. | Water heater pipe insulation. | Water heater pipe insulation. | Water heater pipe insulation. | Water heater pipe insulation. | Water heater pipe insulation. | Water heater pipe insulation. | 19.39 | 19.39 | 19.39 | 19.39 | 19.39 | 19.39 | 19.39 | 19.39 | 19.39 | 19.39 | 19.39 | 19.39 | 19.39 | 19.39 | 19.39 | 19.39 | 19.39 | 19.39 | 19.39 | 19.39 | 19.39 | 19.39 | 19.39 | 19.39 | 19.39 | 19.39 | 19.39 | 0 | 0 | 4.7861 | 4.6459 | 4.5142 | 4.3944 | 4.2821 | 4.177 | 4.077 | 3.986 | 3.8982 | 3.8154 | 3.783 | 3.7577 | 3.7455 | 3.7231 | 3.7057 | 3.6924 | 3.6818 | 3.6727 | 3.6674 | 3.6643 | 3.6629 | 3.6617 | 3.6581 | 3.6574 | 3.6568 | 0 | 1.3048 | 1.5567 | 1.8544 | 2.0976 | 2.3339 | 2.6633 | 2.8564 | 2.8537 | 2.6322 | 2.2434 | 1.7244 | 1.1796 | 0.70166 | 0.32619 | 0 | 0 | 0 | 0 | 0 | 0 | 0 | 0 | 0 | 0 | 0 | 1.3048 | 2.8245 | 4.6039 | 6.5839 | 8.7561 | 11.2099 | 13.816 | 16.3653 | 18.6502 | 20.7352 | 22.3208 | 23.4282 | 23.9896 | 24.2038 | 24.1168 | 24.0472 | 23.9877 | 23.9532 | 23.9335 | 23.9239 | 23.9163 | 23.8929 | 23.888 | 23.8841 | 0 | 280.852 | 344.8414 | 421.985 | 489.8581 | 558.7452 | 653.2403 | 716.6147 | 732.0725 | 689.8905 | 593.0193 | 458.9034 | 314.9354 | 188.4597 | 88.0235 | 0 | 0 | 0 | 0 | 0 | 0 | 0 | 0 | 0 | 0 | 0 | 280.852 | 625.6934 | 1047.6784 | 1537.5364 | 2096.2816 | 2749.5219 | 3466.1366 | 4198.2091 | 4888.0996 | 5481.119 | 5940.0224 | 6254.9577 | 6443.4175 | 6531.441 | 6531.441 | 6531.441 | 6531.441 | 6531.441 | 6531.441 | 6531.441 | 6531.441 | 6531.441 | 6531.441 | 6531.441 | 0 | 1.1329 | 1.3655 | 1.6427 | 1.8759 | 2.1064 | 2.4252 | 2.6236 | 2.6447 | 2.4617 | 2.0925 | 1.6043 | 1.0945 | 0.651 | 0.3026 | 0 | 0 | 0 | 0 | 0 | 0 | 0 | 0 | 0 | 0 | 0 | 1.1329 | 2.4777 | 4.0784 | 5.8879 | 7.9026 | 10.2079 | 12.6899 | 15.1667 | 17.4416 | 19.3403 | 20.7661 | 21.7373 | 22.2577 | 22.4534 | 22.3695 | 22.3027 | 22.2492 | 22.2103 | 22.1823 | 22.1619 | 22.1471 | 22.1286 | 22.1244 | 22.1211 | 0 | 238.7242 | 293.1152 | 358.6872 | 416.3794 | 474.9334 | 555.2542 | 609.1225 | 622.2617 | 586.4069 | 504.0664 | 390.0679 | 267.6951 | 160.1908 | 74.82 | 0 | 0 | 0 | 0 | 0 | 0 | 0 | 0 | 0 | 0 | 0 | 238.7242 | 531.8394 | 890.5266 | 1306.906 | 1781.8394 | 2337.0936 | 2946.2161 | 3568.4777 | 4154.8847 | 4658.9511 | 5049.019 | 5316.7141 | 5476.9049 | 5551.7248 | 5551.7248 | 5551.7248 | 5551.7248 | 5551.7248 | 5551.7248 | 5551.7248 | 5551.7248 | 5551.7248 | 5551.7248 | 5551.7248 | 0 | 1.1329 | 1.3655 | 1.6427 | 1.8759 | 2.1064 | 2.4252 | 2.6236 | 2.6447 | 2.4617 | 2.0925 | 1.6043 | 1.0945 | 0.651 | 0.3026 | 0 | 0 | 0 | 0 | 0 | 0 | 0 | 0 | 0 | 0 | 0 | 1.1329 | 2.4777 | 4.0784 | 5.8879 | 7.9026 | 10.2079 | 12.6899 | 15.1667 | 17.4416 | 19.3403 | 20.7661 | 21.7373 | 22.2577 | 22.4534 | 22.3695 | 22.3027 | 22.2492 | 22.2103 | 22.1823 | 22.1619 | 22.1471 | 22.1286 | 22.1244 | 22.1211 | 0 | 238.7242 | 293.1152 | 358.6872 | 416.3794 | 474.9334 | 555.2542 | 609.1225 | 622.2617 | 586.4069 | 504.0664 | 390.0679 | 267.6951 | 160.1908 | 74.82 | 0 | 0 | 0 | 0 | 0 | 0 | 0 | 0 | 0 | 0 | 0 | 238.7242 | 531.8394 | 890.5266 | 1306.906 | 1781.8394 | 2337.0936 | 2946.2161 | 3568.4777 | 4154.8847 | 4658.9511 | 5049.019 | 5316.7141 | 5476.9049 | 5551.7248 | 5551.7248 | 5551.7248 | 5551.7248 | 5551.7248 | 5551.7248 | 5551.7248 | 5551.7248 | 5551.7248 | 5551.7248 | 5551.7248 | 0 | 1.1329 | 1.3655 | 1.6427 | 1.8759 | 2.1064 | 2.4252 | 2.6236 | 2.6447 | 2.4617 | 2.0925 | 1.6043 | 1.0945 | 0.651 | 0.3026 | 0 | 0 | 0 | 0 | 0 | 0 | 0 | 0 | 0 | 0 | 0 | 1.1329 | 2.4777 | 4.0784 | 5.8879 | 7.9026 | 10.2079 | 12.6899 | 15.1667 | 17.4416 | 19.3403 | 20.7661 | 21.7373 | 22.2577 | 22.4534 | 22.3695 | 22.3027 | 22.2492 | 22.2103 | 22.1823 | 22.1619 | 22.1471 | 22.1286 | 22.1244 | 22.1211 | 0 | 238.7242 | 293.1152 | 358.6872 | 416.3794 | 474.9334 | 555.2542 | 609.1225 | 622.2617 | 586.4069 | 504.0664 | 390.0679 | 267.6951 | 160.1908 | 74.82 | 0 | 0 | 0 | 0 | 0 | 0 | 0 | 0 | 0 | 0 | 0 | 238.7242 | 531.8394 | 890.5266 | 1306.906 | 1781.8394 | 2337.0936 | 2946.2161 | 3568.4777 | 4154.8847 | 4658.9511 | 5049.019 | 5316.7141 | 5476.9049 | 5551.7248 | 5551.7248 | 5551.7248 | 5551.7248 | 5551.7248 | 5551.7248 | 5551.7248 | 5551.7248 | 5551.7248 | 5551.7248 | 5551.7248 | 547.0187 | 555.7233 | 563.5979 | 570.6415 | 576.8502 | 582.218 | 586.7385 | 590.4058 | 593.3728 | 595.768 | 597.6981 | 599.2512 | 600.4995 | 601.5019 | 602.3062 | 602.9512 | 603.4683 | 603.8825 | 604.2143 | 604.48 | 604.6927 | 604.863 | 604.9993 | 605.1084 | 605.1957 | 233.5311 | 237.2472 | 240.609 | 243.616 | 246.2666 | 248.5582 | 250.4881 | 252.0537 | 253.3204 | 254.3429 | 255.1669 | 255.83 | 256.3629 | 256.7908 | 257.1342 | 257.4096 | 257.6303 | 257.8072 | 257.9488 | 258.0622 | 258.1531 | 258.2258 | 258.284 | 258.3305 | 258.3678
WA_Commercial_WA - College_Existing_Water Heating_Natural Gas_Water Heater - Motion Control Faucet_A | WA | Commercial | WA - College | Existing | Water Heating | Natural Gas | Water Heater - Motion Control Faucet | A | WCM37 | 1.39 gpm w/o motion sensor | 0.35 gpm w/ motion sensor | 5 | 0 | 0 | 0 | 1.07 | 0 | 0 | 0 | 0.28365 | 0.25 | sqft | 30% | 75% | Discretionary | Retro5Med_WA | 85% | Water Heater | 0% | 0 |  | 0 |  | 0 | n/a | n/a | n/a | 1.39 gpm w/o motion sensor | 1.39 gpm w/o motion sensor | 1.39 gpm w/o motion sensor | 1.39 gpm w/o motion sensor | 1.39 gpm w/o motion sensor | 1.39 gpm w/o motion sensor | 1.39 gpm w/o motion sensor | 1.39 gpm w/o motion sensor | 1.39 gpm w/o motion sensor | 1.39 gpm w/o motion sensor | 1.39 gpm w/o motion sensor | 1.39 gpm w/o motion sensor | 1.39 gpm w/o motion sensor | 1.39 gpm w/o motion sensor | 1.39 gpm w/o motion sensor | 1.39 gpm w/o motion sensor | 1.39 gpm w/o motion sensor | 1.39 gpm w/o motion sensor | 1.39 gpm w/o motion sensor | 1.39 gpm w/o motion sensor | 1.39 gpm w/o motion sensor | 1.39 gpm w/o motion sensor | 1.39 gpm w/o motion sensor | 1.39 gpm w/o motion sensor | 1.39 gpm w/o motion sensor | 1.39 gpm w/o motion sensor | 1.39 gpm w/o motion sensor | 0.35 gpm w/ motion sensor | 0.35 gpm w/ motion sensor | 0.35 gpm w/ motion sensor | 0.35 gpm w/ motion sensor | 0.35 gpm w/ motion sensor | 0.35 gpm w/ motion sensor | 0.35 gpm w/ motion sensor | 0.35 gpm w/ motion sensor | 0.35 gpm w/ motion sensor | 0.35 gpm w/ motion sensor | 0.35 gpm w/ motion sensor | 0.35 gpm w/ motion sensor | 0.35 gpm w/ motion sensor | 0.35 gpm w/ motion sensor | 0.35 gpm w/ motion sensor | 0.35 gpm w/ motion sensor | 0.35 gpm w/ motion sensor | 0.35 gpm w/ motion sensor | 0.35 gpm w/ motion sensor | 0.35 gpm w/ motion sensor | 0.35 gpm w/ motion sensor | 0.35 gpm w/ motion sensor | 0.35 gpm w/ motion sensor | 0.35 gpm w/ motion sensor | 0.35 gpm w/ motion sensor | 0.35 gpm w/ motion sensor | 0.35 gpm w/ motion sensor | 1.07 | 1.07 | 1.07 | 1.07 | 1.07 | 1.07 | 1.07 | 1.07 | 1.07 | 1.07 | 1.07 | 1.07 | 1.07 | 1.07 | 1.07 | 1.07 | 1.07 | 1.07 | 1.07 | 1.07 | 1.07 | 1.07 | 1.07 | 1.07 | 1.07 | 1.07 | 1.07 | 0 | 0 | 0 | 0 | 0 | 0 | 0 | 0 | 0 | 0 | 0 | 0 | 0 | 0 | 0 | 0 | 0 | 0 | 0 | 0 | 0 | 0 | 0 | 0 | 0 | 0 | 0 | 0 | 0 | 0 | 0 | 0 | 0 | 0 | 0 | 0 | 0 | 0 | 0 | 0 | 0 | 0 | 0 | 0 | 0 | 0 | 0 | 0 | 0 | 0 | 0 | 0 | 0 | 0 | 0 | 0 | 0 | 0 | 0 | 0 | 0 | 0 | 0 | 0 | 0 | 0 | 0 | 0 | 0 | 0 | 0 | 0 | 0 | 0 | 0 | 0 | 0 | 0 | 600393.3705 | 737187.3071 | 902101.5317 | 1047197.7393 | 1194461.6314 | 796075.8543 | 794761.1189 | 662891.9977 | 427620.8459 | 73269.8641 | 0 | 0 | 0 | 0 | 0 | 0 | 0 | 0 | 0 | 0 | 0 | 0 | 0 | 0 | 0 | 600393.3705 | 1337580.6777 | 2239682.2093 | 3286879.9486 | 4481341.5799 | 5277417.4342 | 6072178.5532 | 6735070.5509 | 7162691.3968 | 7235961.2608 | 7235961.2608 | 7235961.2608 | 7235961.2608 | 7235961.2608 | 7235961.2608 | 7235961.2608 | 7235961.2608 | 7235961.2608 | 7235961.2608 | 7235961.2608 | 7235961.2608 | 7235961.2608 | 7235961.2608 | 7235961.2608 | 0 | 0 | 0 | 0 | 0 | 0 | 0 | 0 | 0 | 0 | 0 | 0 | 0 | 0 | 0 | 0 | 0 | 0 | 0 | 0 | 0 | 0 | 0 | 0 | 0 | 0 | 0 | 0 | 0 | 0 | 0 | 0 | 0 | 0 | 0 | 0 | 0 | 0 | 0 | 0 | 0 | 0 | 0 | 0 | 0 | 0 | 0 | 0 | 0 | 0 | 0 | 510334.3649 | 626609.2111 | 766786.3019 | 890118.0784 | 1015292.3867 | 676664.4761 | 675546.9511 | 563458.1981 | 363477.719 | 62279.3844 | 0 | 0 | 0 | 0 | 0 | 0 | 0 | 0 | 0 | 0 | 0 | 0 | 0 | 0 | 0 | 510334.3649 | 1136943.576 | 1903729.8779 | 2793847.9563 | 3809140.343 | 4485804.8191 | 5161351.7702 | 5724809.9683 | 6088287.6873 | 6150567.0717 | 6150567.0717 | 6150567.0717 | 6150567.0717 | 6150567.0717 | 6150567.0717 | 6150567.0717 | 6150567.0717 | 6150567.0717 | 6150567.0717 | 6150567.0717 | 6150567.0717 | 6150567.0717 | 6150567.0717 | 6150567.0717 | 0 | 0 | 0 | 0 | 0 | 0 | 0 | 0 | 0 | 0 | 0 | 0 | 0 | 0 | 0 | 0 | 0 | 0 | 0 | 0 | 0 | 0 | 0 | 0 | 0 | 0 | 0 | 0 | 0 | 0 | 0 | 0 | 0 | 0 | 0 | 0 | 0 | 0 | 0 | 0 | 0 | 0 | 0 | 0 | 0 | 0 | 0 | 0 | 0 | 0 | 0 | 0 | 0 | 0 | 0 | 0 | 0 | 0 | 0 | 0 | 0 | 0 | 0 | 0 | 0 | 0 | 0 | 0 | 0 | 0 | 0 | 0 | 0 | 0 | 0 | 0 | 0 | 0 | 0 | 0 | 0 | 0 | 0 | 0 | 0 | 0 | 0 | 0 | 0 | 0 | 0 | 0 | 0 | 0 | 0 | 0 | 0 | 0 | 0 | 0 | 0 | 0 | 0 | 0 | 0 | 0 | 0 | 0 | 0 | 0 | 0 | 0 | 0 | 0 | 0 | 0 | 0 | 0 | 0 | 0 | 0 | 0 | 0 | 0 | 0 | 0 | 0 | 0 | 0 | 0 | 0 | 0 | 0 | 0 | 0 | 0 | 0 | 0 | 0 | 0 | 0 | 0 | 0 | 0 | 0 | 0 | 0 | 0 | 0 | 0 | 0 | 0 | 0 | 0 | 0 | 0 | 0 | 0 | 0 | 0 | 0 | 0 | 0 | 0 | 0 | 0 | 0 | 0 | 0 | 0 | 0 | 0 | 0 | 0 | 0 | 0 | 0 | 0 | 0 | 0 | 0 | 0 | 0 | 0 | 0 | 0 | 0 | 0 | 0 | 0 | 0 | 0 | 0 | 0 | 0 | 0 | 0 | 0 | 0 | 0 | 0 | 0 | 0 | 0 | 0 | 0 | 0 | 0 | 0 | 0 | 0 | 0 | 0 | 0 | 0 | 0 | 0 | 0 | 0 | 0 | 0 | 0 | 0 | 0 | 0 | 0 | 0 | 0 | 0 | 0 | 0 | 0 | 0 | 0 | 0 | 0 | 0 | 0 | 0 | 0 | 0 | 0 | 0 | 0 | 0 | 0 | 0 | 0 | 0 | 0
WA_Commercial_WA - College_Existing_Water Heating_Natural Gas_Water Heater - Solar System_A | WA | Commercial | WA - College | Existing | Water Heating | Natural Gas | Water Heater - Solar System | A | WCM38 | 0 | Solar water heater with electric backup unit | 20 | 40.1544 | 0 | 0 | 278.76 | 0 | 0 | 0 | 0.28365 | 0.25 | DHW kbtuh | 1% | 40% | Discretionary | Retro5Med_WA | 85% | Water Heater | 0% | 908.3248 |  | 387.7785 |  | 0 | DHW_WH-Water Heating-AEO17-8 | DHW_WH-Water Heating-AEO17-8 | DHW_WH-Water Heating-DOE-PTool2014-1 | 0 | 0 | 0 | 0 | 0 | 0 | 0 | 0 | 0 | 0 | 0 | 0 | 0 | 0 | 0 | 0 | 0 | 0 | 0 | 0 | 0 | 0 | 0 | 0 | 0 | 0 | 0 | Solar water heater with electric backup unit | Solar water heater with electric backup unit | Solar water heater with electric backup unit | Solar water heater with electric backup unit | Solar water heater with electric backup unit | Solar water heater with electric backup unit | Solar water heater with electric backup unit | Solar water heater with electric backup unit | Solar water heater with electric backup unit | Solar water heater with electric backup unit | Solar water heater with electric backup unit | Solar water heater with electric backup unit | Solar water heater with electric backup unit | Solar water heater with electric backup unit | Solar water heater with electric backup unit | Solar water heater with electric backup unit | Solar water heater with electric backup unit | Solar water heater with electric backup unit | Solar water heater with electric backup unit | Solar water heater with electric backup unit | Solar water heater with electric backup unit | Solar water heater with electric backup unit | Solar water heater with electric backup unit | Solar water heater with electric backup unit | Solar water heater with electric backup unit | Solar water heater with electric backup unit | Solar water heater with electric backup unit | 278.76 | 278.76 | 278.76 | 278.76 | 278.76 | 278.76 | 278.76 | 278.76 | 278.76 | 278.76 | 278.76 | 278.76 | 278.76 | 278.76 | 278.76 | 278.76 | 278.76 | 278.76 | 278.76 | 278.76 | 278.76 | 278.76 | 278.76 | 278.76 | 278.76 | 278.76 | 278.76 | 0 | 0 | 38.2833 | 37.1543 | 36.0923 | 35.1233 | 34.2137 | 33.36 | 32.5462 | 31.8026 | 31.0853 | 30.4101 | 30.1386 | 29.9268 | 29.823 | 29.6404 | 29.5001 | 29.3941 | 29.3093 | 29.2368 | 29.1946 | 29.1706 | 29.159 | 29.1498 | 29.1212 | 29.1153 | 29.1105 | 0 | 5.4382 | 6.222 | 7.1576 | 7.8658 | 8.5453 | 9.5617 | 10.091 | 10.7049 | 10.1933 | 8.81 | 6.7888 | 4.6214 | 3.5738 | 1.5445 | 0 | 0 | 0 | 0 | 0 | 0 | 0 | 0 | 0 | 0 | 0 | 5.4382 | 11.5047 | 18.3534 | 25.7439 | 33.6468 | 42.3877 | 51.5102 | 61.0534 | 69.9206 | 78.1063 | 84.3461 | 88.6751 | 91.706 | 92.8163 | 92.4828 | 92.216 | 91.9879 | 91.8553 | 91.7798 | 91.7433 | 91.7141 | 91.6243 | 91.6056 | 91.5907 | 0 | 146.3682 | 172.3907 | 203.7839 | 229.9006 | 256.1531 | 293.7894 | 317.3029 | 344.3713 | 335.1953 | 292.3144 | 226.8465 | 154.9614 | 120.5726 | 52.3573 | 0 | 0 | 0 | 0 | 0 | 0 | 0 | 0 | 0 | 0 | 0 | 146.3682 | 318.7589 | 522.5428 | 752.4434 | 1008.5965 | 1302.386 | 1619.6888 | 1964.0601 | 2299.2554 | 2591.5698 | 2818.4163 | 2973.3777 | 3093.9504 | 3146.3077 | 3146.3077 | 3146.3077 | 3146.3077 | 3146.3077 | 3146.3077 | 3146.3077 | 3146.3077 | 3146.3077 | 3146.3077 | 3146.3077 | 0 | 4.7219 | 5.4583 | 6.3413 | 7.0355 | 7.714 | 8.7097 | 9.2721 | 9.9254 | 9.5379 | 8.2223 | 6.3201 | 4.2908 | 3.3182 | 1.4339 | 0 | 0 | 0 | 0 | 0 | 0 | 0 | 0 | 0 | 0 | 0 | 4.7219 | 10.0927 | 16.2603 | 23.0264 | 30.3738 | 38.6105 | 47.3299 | 56.6078 | 65.4246 | 72.8962 | 78.5227 | 82.3319 | 85.146 | 86.1662 | 85.844 | 85.5879 | 85.3823 | 85.2333 | 85.1256 | 85.0476 | 84.9908 | 84.9196 | 84.9036 | 84.8907 | 0 | 124.413 | 146.5321 | 173.2163 | 195.4155 | 217.7302 | 249.721 | 269.7075 | 292.7156 | 284.916 | 248.4672 | 192.8195 | 131.7172 | 102.4867 | 44.5037 | 0 | 0 | 0 | 0 | 0 | 0 | 0 | 0 | 0 | 0 | 0 | 124.413 | 270.9451 | 444.1614 | 639.5769 | 857.3071 | 1107.0281 | 1376.7355 | 1669.4511 | 1954.3671 | 2202.8343 | 2395.6539 | 2527.3711 | 2629.8578 | 2674.3615 | 2674.3615 | 2674.3615 | 2674.3615 | 2674.3615 | 2674.3615 | 2674.3615 | 2674.3615 | 2674.3615 | 2674.3615 | 2674.3615 | 0 | 4.7219 | 5.4583 | 6.3413 | 7.0355 | 7.714 | 8.7097 | 9.2721 | 9.9254 | 9.5379 | 8.2223 | 6.3201 | 4.2908 | 3.3182 | 1.4339 | 0 | 0 | 0 | 0 | 0 | 0 | 0 | 0 | 0 | 0 | 0 | 4.7219 | 10.0927 | 16.2603 | 23.0264 | 30.3738 | 38.6105 | 47.3299 | 56.6078 | 65.4246 | 72.8962 | 78.5227 | 82.3319 | 85.146 | 86.1662 | 85.844 | 85.5879 | 85.3823 | 85.2333 | 85.1256 | 85.0476 | 84.9908 | 84.9196 | 84.9036 | 84.8907 | 0 | 124.413 | 146.5321 | 173.2163 | 195.4155 | 217.7302 | 249.721 | 269.7075 | 292.7156 | 284.916 | 248.4672 | 192.8195 | 131.7172 | 102.4867 | 44.5037 | 0 | 0 | 0 | 0 | 0 | 0 | 0 | 0 | 0 | 0 | 0 | 124.413 | 270.9451 | 444.1614 | 639.5769 | 857.3071 | 1107.0281 | 1376.7355 | 1669.4511 | 1954.3671 | 2202.8343 | 2395.6539 | 2527.3711 | 2629.8578 | 2674.3615 | 2674.3615 | 2674.3615 | 2674.3615 | 2674.3615 | 2674.3615 | 2674.3615 | 2674.3615 | 2674.3615 | 2674.3615 | 2674.3615 | 0 | 4.7219 | 5.4583 | 6.3413 | 7.0355 | 7.714 | 8.7097 | 9.2721 | 9.9254 | 9.5379 | 8.2223 | 6.3201 | 4.2908 | 3.3182 | 1.4339 | 0 | 0 | 0 | 0 | 0 | 0 | 0 | 0 | 0 | 0 | 0 | 4.7219 | 10.0927 | 16.2603 | 23.0264 | 30.3738 | 38.6105 | 47.3299 | 56.6078 | 65.4246 | 72.8962 | 78.5227 | 82.3319 | 85.146 | 86.1662 | 85.844 | 85.5879 | 85.3823 | 85.2333 | 85.1256 | 85.0476 | 84.9908 | 84.9196 | 84.9036 | 84.8907 | 0 | 124.413 | 146.5321 | 173.2163 | 195.4155 | 217.7302 | 249.721 | 269.7075 | 292.7156 | 284.916 | 248.4672 | 192.8195 | 131.7172 | 102.4867 | 44.5037 | 0 | 0 | 0 | 0 | 0 | 0 | 0 | 0 | 0 | 0 | 0 | 124.413 | 270.9451 | 444.1614 | 639.5769 | 857.3071 | 1107.0281 | 1376.7355 | 1669.4511 | 1954.3671 | 2202.8343 | 2395.6539 | 2527.3711 | 2629.8578 | 2674.3615 | 2674.3615 | 2674.3615 | 2674.3615 | 2674.3615 | 2674.3615 | 2674.3615 | 2674.3615 | 2674.3615 | 2674.3615 | 2674.3615 | 844.1356 | 857.5682 | 869.7198 | 880.5892 | 890.1702 | 898.4536 | 905.4295 | 911.0887 | 915.6672 | 919.3634 | 922.3418 | 924.7385 | 926.6648 | 928.2117 | 929.4529 | 930.4482 | 931.2461 | 931.8853 | 932.3973 | 932.8074 | 933.1356 | 933.3984 | 933.6088 | 933.7771 | 933.9118 | 360.3751 | 366.1097 | 371.2974 | 375.9377 | 380.028 | 383.5643 | 386.5424 | 388.9584 | 390.9131 | 392.491 | 393.7625 | 394.7857 | 395.6081 | 396.2685 | 396.7984 | 397.2233 | 397.5639 | 397.8368 | 398.0554 | 398.2305 | 398.3706 | 398.4828 | 398.5726 | 398.6445 | 398.702
WA_Commercial_WA - College_Existing_Water Heating_Natural Gas_Commercial Laundry - Ozone Treatment_A | WA | Commercial | WA - College | Existing | Water Heating | Natural Gas | Commercial Laundry - Ozone Treatment | A | WCM39 | Standard commercial washer. | Ozone laundry treatment system. | 10 | 365.3575 | 0 | 0 | 10064.67 | 0 | 222.08 | 0 | 0.28365 | 0.25 | perBldg | 0% | 6.667% | Discretionary | Retro5Med_WA | 85% | Water Heater | 0% | 6130.8773 |  | 2327.5829 |  | 0 | CW_OZON-Water Heating-ILTRM-v4.0-4 | CW_OZON-Water Heating-ILTRM-v4.0-4 | CW_OZON-Water Heating-ILTRM-v4.0-4 | Standard commercial washer. | Standard commercial washer. | Standard commercial washer. | Standard commercial washer. | Standard commercial washer. | Standard commercial washer. | Standard commercial washer. | Standard commercial washer. | Standard commercial washer. | Standard commercial washer. | Standard commercial washer. | Standard commercial washer. | Standard commercial washer. | Standard commercial washer. | Standard commercial washer. | Standard commercial washer. | Standard commercial washer. | Standard commercial washer. | Standard commercial washer. | Standard commercial washer. | Standard commercial washer. | Standard commercial washer. | Standard commercial washer. | Standard commercial washer. | Standard commercial washer. | Standard commercial washer. | Standard commercial washer. | Ozone laundry treatment system. | Ozone laundry treatment system. | Ozone laundry treatment system. | Ozone laundry treatment system. | Ozone laundry treatment system. | Ozone laundry treatment system. | Ozone laundry treatment system. | Ozone laundry treatment system. | Ozone laundry treatment system. | Ozone laundry treatment system. | Ozone laundry treatment system. | Ozone laundry treatment system. | Ozone laundry treatment system. | Ozone laundry treatment system. | Ozone laundry treatment system. | Ozone laundry treatment system. | Ozone laundry treatment system. | Ozone laundry treatment system. | Ozone laundry treatment system. | Ozone laundry treatment system. | Ozone laundry treatment system. | Ozone laundry treatment system. | Ozone laundry treatment system. | Ozone laundry treatment system. | Ozone laundry treatment system. | Ozone laundry treatment system. | Ozone laundry treatment system. | 10064.67 | 10064.67 | 10064.67 | 10064.67 | 10064.67 | 10064.67 | 10064.67 | 10064.67 | 10064.67 | 10064.67 | 10064.67 | 10064.67 | 10064.67 | 10064.67 | 10064.67 | 10064.67 | 10064.67 | 10064.67 | 10064.67 | 10064.67 | 10064.67 | 10064.67 | 10064.67 | 10064.67 | 10064.67 | 10064.67 | 10064.67 | 0 | 0 | 348.3322 | 337.3464 | 326.7463 | 316.9152 | 307.712 | 299.1157 | 290.7836 | 283.0423 | 275.5369 | 268.5082 | 265.2222 | 262.6761 | 261.3006 | 259.5143 | 258.2048 | 257.277 | 256.5348 | 255.9002 | 255.5314 | 255.3214 | 255.2198 | 255.1386 | 254.8887 | 254.8367 | 254.7952 | 0 | 1.5003 | 1.7842 | 2.1177 | 2.3869 | 2.6465 | 3.0079 | 3.2119 | 3.1942 | 2.9333 | 2.4906 | 0.74061 | 0 | 0 | 0 | 0 | 0 | 0 | 0 | 0 | 0 | 0 | 0 | 0 | 0 | 0 | 1.5003 | 3.2374 | 5.2577 | 7.4919 | 9.9292 | 12.6605 | 15.5354 | 18.3176 | 20.7837 | 23.0199 | 23.5395 | 23.4163 | 23.2562 | 23.1388 | 23.0557 | 22.9892 | 22.9323 | 22.8993 | 22.8805 | 22.8714 | 22.8641 | 22.8417 | 22.837 | 22.8333 | 0 | 4.4474 | 5.4606 | 6.6822 | 7.757 | 8.8479 | 10.3442 | 11.3478 | 11.5925 | 10.9246 | 9.3906 | 2.8195 | 0 | 0 | 0 | 0 | 0 | 0 | 0 | 0 | 0 | 0 | 0 | 0 | 0 | 0 | 4.4474 | 9.908 | 16.5902 | 24.3473 | 33.1951 | 43.5393 | 54.8871 | 66.4797 | 77.4042 | 86.7948 | 89.6143 | 89.6143 | 89.6143 | 89.6143 | 89.6143 | 89.6143 | 89.6143 | 89.6143 | 89.6143 | 89.6143 | 89.6143 | 89.6143 | 89.6143 | 89.6143 | 0 | 1.3031 | 1.5664 | 1.8785 | 2.1387 | 2.3944 | 2.7474 | 2.961 | 2.9733 | 2.7571 | 2.3362 | 0.69323 | 0 | 0 | 0 | 0 | 0 | 0 | 0 | 0 | 0 | 0 | 0 | 0 | 0 | 0 | 1.3031 | 2.8422 | 4.6639 | 6.7128 | 8.9831 | 11.5639 | 14.322 | 17.0507 | 19.5353 | 21.5926 | 22.0334 | 21.8653 | 21.7182 | 21.607 | 21.5262 | 21.462 | 21.4104 | 21.373 | 21.346 | 21.3265 | 21.3122 | 21.2944 | 21.2903 | 21.2871 | 0 | 3.7803 | 4.6415 | 5.6799 | 6.5935 | 7.5207 | 8.7926 | 9.6456 | 9.8537 | 9.2859 | 7.982 | 2.3966 | 0 | 0 | 0 | 0 | 0 | 0 | 0 | 0 | 0 | 0 | 0 | 0 | 0 | 0 | 3.7803 | 8.4218 | 14.1017 | 20.6952 | 28.2159 | 37.0084 | 46.654 | 56.5077 | 65.7936 | 73.7756 | 76.1722 | 76.1722 | 76.1722 | 76.1722 | 76.1722 | 76.1722 | 76.1722 | 76.1722 | 76.1722 | 76.1722 | 76.1722 | 76.1722 | 76.1722 | 76.1722 | 0 | 0 | 0 | 0 | 0 | 0 | 0 | 0 | 0 | 0 | 0 | 0 | 0 | 0 | 0 | 0 | 0 | 0 | 0 | 0 | 0 | 0 | 0 | 0 | 0 | 0 | 0 | 0 | 0 | 0 | 0 | 0 | 0 | 0 | 0 | 0 | 0 | 0 | 0 | 0 | 0 | 0 | 0 | 0 | 0 | 0 | 0 | 0 | 0 | 0 | 0 | 0 | 0 | 0 | 0 | 0 | 0 | 0 | 0 | 0 | 0 | 0 | 0 | 0 | 0 | 0 | 0 | 0 | 0 | 0 | 0 | 0 | 0 | 0 | 0 | 0 | 0 | 0 | 0 | 0 | 0 | 0 | 0 | 0 | 0 | 0 | 0 | 0 | 0 | 0 | 0 | 0 | 0 | 0 | 0 | 0 | 0 | 0 | 0 | 0 | 0 | 0 | 0 | 0 | 0 | 0 | 0 | 0 | 0 | 0 | 0 | 0 | 0 | 0 | 0 | 0 | 0 | 0 | 0 | 0 | 0 | 0 | 0 | 0 | 0 | 0 | 0 | 0 | 0 | 0 | 0 | 0 | 0 | 0 | 0 | 0 | 0 | 0 | 0 | 0 | 0 | 0 | 0 | 0 | 0 | 0 | 0 | 0 | 0 | 0 | 0 | 0 | 0 | 0 | 0 | 0 | 0 | 0 | 0 | 0 | 0 | 0 | 0 | 0 | 0 | 0 | 0 | 0 | 0 | 0 | 0 | 0 | 0 | 0 | 0 | 0 | 0 | 0 | 0 | 0 | 0 | 0 | 0 | 0 | 0 | 0 | 0 | 0 | 0 | 0 | 0 | 0 | 0 | 0 | 0 | 0 | 0 | 0 | 0 | 0 | 5697.6225 | 5788.2879 | 5870.3074 | 5943.672 | 6008.3399 | 6064.2502 | 6111.3351 | 6149.5328 | 6180.4364 | 6205.3839 | 6225.4873 | 6241.6641 | 6254.6662 | 6265.1069 | 6273.4847 | 6280.203 | 6285.588 | 6289.9027 | 6293.3587 | 6296.1262 | 6298.342 | 6300.1158 | 6301.5355 | 6302.6717 | 6303.581 | 2163.0981 | 2197.5191 | 2228.6578 | 2256.5106 | 2281.0617 | 2302.288 | 2320.1638 | 2334.6655 | 2346.398 | 2355.8693 | 2363.5016 | 2369.6431 | 2374.5793 | 2378.5431 | 2381.7237 | 2384.2743 | 2386.3187 | 2387.9568 | 2389.2689 | 2390.3196 | 2391.1608 | 2391.8342 | 2392.3732 | 2392.8046 | 2393.1498
WA_Commercial_WA - College_Existing_Water Heating_Natural Gas_Commercial Laundry - ENERGY STAR Washer_A | WA | Commercial | WA - College | Existing | Water Heating | Natural Gas | Commercial Laundry - ENERGY STAR Washer | A | WCM40 | Standard efficiency washer. | ENERGY STAR rated washer. | 7 | 35.5089 | 0 | 0 | 458.11 | 200.17 | 0 | 0 | 0.28365 | 0.25 | ClothesWashers | 0% | 6.667% | Discretionary | Retro5Med_WA | 95% | Water Heater | 0% | -2964.0519 |  | 1422.0934 |  | 0 | CW-Miscellaneous-RTF-v5.1-21 | CW-Miscellaneous-RTF-v5.1-21 | CW-Miscellaneous-RTF-PreQCv5.0-8 | Standard efficiency washer. | Standard efficiency washer. | Standard efficiency washer. | Standard efficiency washer. | Standard efficiency washer. | Standard efficiency washer. | Standard efficiency washer. | Standard efficiency washer. | Standard efficiency washer. | Standard efficiency washer. | Standard efficiency washer. | Standard efficiency washer. | Standard efficiency washer. | Standard efficiency washer. | Standard efficiency washer. | Standard efficiency washer. | Standard efficiency washer. | Standard efficiency washer. | Standard efficiency washer. | Standard efficiency washer. | Standard efficiency washer. | Standard efficiency washer. | Standard efficiency washer. | Standard efficiency washer. | Standard efficiency washer. | Standard efficiency washer. | Standard efficiency washer. | ENERGY STAR rated washer. | ENERGY STAR rated washer. | ENERGY STAR rated washer. | ENERGY STAR rated washer. | ENERGY STAR rated washer. | ENERGY STAR rated washer. | ENERGY STAR rated washer. | ENERGY STAR rated washer. | ENERGY STAR rated washer. | ENERGY STAR rated washer. | ENERGY STAR rated washer. | ENERGY STAR rated washer. | ENERGY STAR rated washer. | ENERGY STAR rated washer. | ENERGY STAR rated washer. | ENERGY STAR rated washer. | ENERGY STAR rated washer. | ENERGY STAR rated washer. | ENERGY STAR rated washer. | ENERGY STAR rated washer. | ENERGY STAR rated washer. | ENERGY STAR rated washer. | ENERGY STAR rated washer. | ENERGY STAR rated washer. | ENERGY STAR rated washer. | ENERGY STAR rated washer. | ENERGY STAR rated washer. | 458.11 | 458.11 | 458.11 | 458.11 | 458.11 | 458.11 | 458.11 | 458.11 | 458.11 | 458.11 | 458.11 | 458.11 | 458.11 | 458.11 | 458.11 | 458.11 | 458.11 | 458.11 | 458.11 | 458.11 | 458.11 | 458.11 | 458.11 | 458.11 | 458.11 | 458.11 | 458.11 | 0 | 0 | 33.8542 | 32.7868 | 31.7568 | 30.8017 | 29.9075 | 29.0725 | 28.2631 | 27.5112 | 26.782 | 26.099 | 25.7797 | 25.5322 | 25.3985 | 25.2249 | 25.0976 | 25.0075 | 24.9353 | 24.8736 | 24.8378 | 24.8174 | 24.8075 | 24.7996 | 24.7753 | 24.7703 | 24.7662 | 0 | 0.045457 | 0.05406 | 0.064164 | 0.072322 | 0.080189 | 0.091141 | 0.097323 | 0.059656 | 0.044456 | 0.021766 | 0 | 0 | 0 | 0 | 0 | 0 | 0 | 0 | 0 | 0 | 0 | 0 | 0 | 0 | 0 | 0.045457 | 0.098089 | 0.1593 | 0.227 | 0.30085 | 0.38362 | 0.47073 | 0.51791 | 0.54916 | 0.56421 | 0.55879 | 0.55587 | 0.55207 | 0.54928 | 0.54731 | 0.54573 | 0.54438 | 0.54359 | 0.54315 | 0.54293 | 0.54276 | 0.54223 | 0.54212 | 0.54203 | 0 | 1.3864 | 1.7023 | 2.0831 | 2.4182 | 2.7583 | 3.2247 | 3.5376 | 2.2275 | 1.7033 | 0.84432 | 0 | 0 | 0 | 0 | 0 | 0 | 0 | 0 | 0 | 0 | 0 | 0 | 0 | 0 | 0 | 1.3864 | 3.0888 | 5.1719 | 7.5901 | 10.3484 | 13.5731 | 17.1107 | 19.3381 | 21.0415 | 21.8858 | 21.8858 | 21.8858 | 21.8858 | 21.8858 | 21.8858 | 21.8858 | 21.8858 | 21.8858 | 21.8858 | 21.8858 | 21.8858 | 21.8858 | 21.8858 | 21.8858 | 0 | 0.044126 | 0.053045 | 0.063614 | 0.072424 | 0.081083 | 0.09304 | 0.10028 | 0.062063 | 0.046701 | 0.022818 | 0 | 0 | 0 | 0 | 0 | 0 | 0 | 0 | 0 | 0 | 0 | 0 | 0 | 0 | 0 | 0.044126 | 0.096246 | 0.15794 | 0.22732 | 0.30421 | 0.39161 | 0.48502 | 0.53881 | 0.5769 | 0.59149 | 0.58457 | 0.58011 | 0.57621 | 0.57326 | 0.57111 | 0.56941 | 0.56804 | 0.56705 | 0.56633 | 0.56582 | 0.56544 | 0.56496 | 0.56486 | 0.56477 | 0 | 1.3171 | 1.6172 | 1.979 | 2.2973 | 2.6203 | 3.0635 | 3.3607 | 2.1161 | 1.6182 | 0.8021 | 0 | 0 | 0 | 0 | 0 | 0 | 0 | 0 | 0 | 0 | 0 | 0 | 0 | 0 | 0 | 1.3171 | 2.9343 | 4.9133 | 7.2106 | 9.8309 | 12.8944 | 16.2552 | 18.3712 | 19.9894 | 20.7915 | 20.7915 | 20.7915 | 20.7915 | 20.7915 | 20.7915 | 20.7915 | 20.7915 | 20.7915 | 20.7915 | 20.7915 | 20.7915 | 20.7915 | 20.7915 | 20.7915 | 0 | 0.044128 | 0.053049 | 0.063623 | 0.07244 | 0.081104 | 0.093068 | 0.10031 | 0.062086 | 0.046719 | 0.022827 | 0 | 0 | 0 | 0 | 0 | 0 | 0 | 0 | 0 | 0 | 0 | 0 | 0 | 0 | 0 | 0.044128 | 0.096255 | 0.15796 | 0.22737 | 0.30428 | 0.39173 | 0.48519 | 0.53901 | 0.57713 | 0.59172 | 0.5848 | 0.58034 | 0.57643 | 0.57348 | 0.57134 | 0.56963 | 0.56826 | 0.56727 | 0.56656 | 0.56604 | 0.56566 | 0.56518 | 0.56508 | 0.56499 | 0 | 1.3171 | 1.6172 | 1.979 | 2.2973 | 2.6203 | 3.0635 | 3.3607 | 2.1161 | 1.6182 | 0.8021 | 0 | 0 | 0 | 0 | 0 | 0 | 0 | 0 | 0 | 0 | 0 | 0 | 0 | 0 | 0 | 1.3171 | 2.9343 | 4.9133 | 7.2106 | 9.8309 | 12.8944 | 16.2552 | 18.3712 | 19.9894 | 20.7915 | 20.7915 | 20.7915 | 20.7915 | 20.7915 | 20.7915 | 20.7915 | 20.7915 | 20.7915 | 20.7915 | 20.7915 | 20.7915 | 20.7915 | 20.7915 | 20.7915 | 0 | 0 | 0 | 0 | 0 | 0 | 0 | 0 | 0.10166 | 0.094421 | 0.080114 | 0.061335 | 0.041802 | 0.024846 | 0.011546 | 0 | 0 | 0 | 0 | 0 | 0 | 0 | 0 | 0 | 0 | 0 | 0 | 0 | 0 | 0 | 0 | 0 | 0 | 0.10166 | 0.19462 | 0.27221 | 0.33065 | 0.37017 | 0.39252 | 0.40206 | 0.40056 | 0.39936 | 0.3984 | 0.39771 | 0.3972 | 0.39684 | 0.39658 | 0.39624 | 0.39617 | 0.39611 | 0 | 0 | 0 | 0 | 0 | 0 | 0 | 0 | 3.4332 | 3.2354 | 2.7811 | 2.1521 | 1.477 | 0.88382 | 0.4128 | 0 | 0 | 0 | 0 | 0 | 0 | 0 | 0 | 0 | 0 | 0 | 0 | 0 | 0 | 0 | 0 | 0 | 0 | 3.4332 | 6.6686 | 9.4497 | 11.6018 | 13.0787 | 13.9626 | 14.3754 | 14.3754 | 14.3754 | 14.3754 | 14.3754 | 14.3754 | 14.3754 | 14.3754 | 14.3754 | 14.3754 | 14.3754 | -2754.5892 | -2798.4226 | -2838.076 | -2873.545 | -2904.8096 | -2931.8401 | -2954.6039 | -2973.0711 | -2988.0118 | -3000.073 | -3009.7923 | -3017.6132 | -3023.8992 | -3028.9469 | -3032.9972 | -3036.2453 | -3038.8487 | -3040.9347 | -3042.6056 | -3043.9436 | -3045.0148 | -3045.8724 | -3046.5588 | -3047.1081 | -3047.5477 | 1321.5973 | 1342.6277 | 1361.6526 | 1378.67 | 1393.6701 | 1406.6388 | 1417.5604 | 1426.4206 | 1433.5889 | 1439.3756 | 1444.0387 | 1447.791 | 1450.8069 | 1453.2287 | 1455.172 | 1456.7303 | 1457.9794 | 1458.9802 | 1459.7819 | 1460.4238 | 1460.9378 | 1461.3492 | 1461.6785 | 1461.9421 | 1462.153
WA_Commercial_WA - College_Existing_Water Heating_Natural Gas_Water Heater - Efficient Dishwasher_A | WA | Commercial | WA - College | Existing | Water Heating | Natural Gas | Water Heater - Efficient Dishwasher | A | WCM41 | 0 | ENERGY STAR | 12 | 102.8166 | 0 | 0 | 2377 | 1319.92 | 0 | 0 | 0.28365 | 0.25 | perBldg | 0% | 75% | Discretionary | Retro5Med_WA | 85% | Water Heater | 0% | -10292.2781 |  | 1726.25 |  | 0 | Avista TRM | Avista TRM | Avista TRM | 0 | 0 | 0 | 0 | 0 | 0 | 0 | 0 | 0 | 0 | 0 | 0 | 0 | 0 | 0 | 0 | 0 | 0 | 0 | 0 | 0 | 0 | 0 | 0 | 0 | 0 | 0 | ENERGY STAR | ENERGY STAR | ENERGY STAR | ENERGY STAR | ENERGY STAR | ENERGY STAR | ENERGY STAR | ENERGY STAR | ENERGY STAR | ENERGY STAR | ENERGY STAR | ENERGY STAR | ENERGY STAR | ENERGY STAR | ENERGY STAR | ENERGY STAR | ENERGY STAR | ENERGY STAR | ENERGY STAR | ENERGY STAR | ENERGY STAR | ENERGY STAR | ENERGY STAR | ENERGY STAR | ENERGY STAR | ENERGY STAR | ENERGY STAR | 2377 | 2377 | 2377 | 2377 | 2377 | 2377 | 2377 | 2377 | 2377 | 2377 | 2377 | 2377 | 2377 | 2377 | 2377 | 2377 | 2377 | 2377 | 2377 | 2377 | 2377 | 2377 | 2377 | 2377 | 2377 | 2377 | 2377 | 0 | 0 | 98.0255 | 95.0058 | 92.1062 | 89.4368 | 86.9547 | 84.6535 | 82.4414 | 80.403 | 78.4266 | 76.5692 | 75.754 | 75.1202 | 74.7907 | 74.2794 | 73.9046 | 73.6391 | 73.4266 | 73.245 | 73.1394 | 73.0793 | 73.0503 | 73.027 | 72.9555 | 72.9406 | 72.9287 | 0 | 4.7534 | 5.6583 | 6.7234 | 7.5882 | 8.4263 | 9.5939 | 10.2644 | 10.2281 | 9.4105 | 8.003 | 6.1412 | 4.1961 | 0 | 0 | 0 | 0 | 0 | 0 | 0 | 0 | 0 | 0 | 0 | 0 | 0 | 4.7534 | 10.2666 | 16.6925 | 23.8175 | 31.6134 | 40.3812 | 49.6472 | 58.6549 | 66.6763 | 73.9694 | 79.4917 | 83.3392 | 82.7695 | 82.3518 | 82.0559 | 81.8192 | 81.6168 | 81.4992 | 81.4322 | 81.3998 | 81.3739 | 81.2942 | 81.2776 | 81.2643 | 0 | 50.0328 | 61.4323 | 75.1751 | 87.2665 | 99.5385 | 116.3724 | 127.6624 | 130.4161 | 122.9015 | 105.6443 | 81.752 | 56.1046 | 0 | 0 | 0 | 0 | 0 | 0 | 0 | 0 | 0 | 0 | 0 | 0 | 0 | 50.0328 | 111.4651 | 186.6402 | 273.9067 | 373.4451 | 489.8176 | 617.4799 | 747.8961 | 870.7976 | 976.4419 | 1058.1939 | 1114.2985 | 1114.2985 | 1114.2985 | 1114.2985 | 1114.2985 | 1114.2985 | 1114.2985 | 1114.2985 | 1114.2985 | 1114.2985 | 1114.2985 | 1114.2985 | 1114.2985 | 0 | 4.1281 | 4.9663 | 5.9616 | 6.7948 | 7.6169 | 8.7532 | 9.4495 | 9.5045 | 8.8277 | 7.49 | 5.7344 | 3.9082 | 0 | 0 | 0 | 0 | 0 | 0 | 0 | 0 | 0 | 0 | 0 | 0 | 0 | 4.1281 | 9.0111 | 14.8011 | 21.3272 | 28.5769 | 36.8425 | 45.7055 | 54.5053 | 62.547 | 69.2284 | 74.2258 | 77.6211 | 77.0988 | 76.704 | 76.4172 | 76.1892 | 76.0062 | 75.8735 | 75.7776 | 75.7082 | 75.6577 | 75.5943 | 75.58 | 75.5686 | 0 | 42.5279 | 52.2174 | 63.8989 | 74.1765 | 84.6077 | 98.9166 | 108.513 | 110.8537 | 104.4663 | 89.7976 | 69.4892 | 47.6889 | 0 | 0 | 0 | 0 | 0 | 0 | 0 | 0 | 0 | 0 | 0 | 0 | 0 | 42.5279 | 94.7453 | 158.6442 | 232.8207 | 317.4284 | 416.3449 | 524.8579 | 635.7117 | 740.178 | 829.9756 | 899.4648 | 947.1538 | 947.1538 | 947.1538 | 947.1538 | 947.1538 | 947.1538 | 947.1538 | 947.1538 | 947.1538 | 947.1538 | 947.1538 | 947.1538 | 947.1538 | 0 | 4.1283 | 4.9668 | 5.9625 | 6.7963 | 7.6189 | 8.7558 | 9.4527 | 9.508 | 8.8311 | 7.493 | 5.7366 | 3.9097 | 0 | 0 | 0 | 0 | 0 | 0 | 0 | 0 | 0 | 0 | 0 | 0 | 0 | 4.1283 | 9.0119 | 14.8033 | 21.3318 | 28.5842 | 36.8535 | 45.721 | 54.5256 | 62.5715 | 69.2555 | 74.2549 | 77.6515 | 77.129 | 76.734 | 76.4471 | 76.219 | 76.0359 | 75.9032 | 75.8073 | 75.7378 | 75.6873 | 75.6239 | 75.6096 | 75.5982 | 0 | 42.5279 | 52.2174 | 63.8989 | 74.1765 | 84.6077 | 98.9166 | 108.513 | 110.8537 | 104.4663 | 89.7976 | 69.4892 | 47.6889 | 0 | 0 | 0 | 0 | 0 | 0 | 0 | 0 | 0 | 0 | 0 | 0 | 0 | 42.5279 | 94.7453 | 158.6442 | 232.8207 | 317.4284 | 416.3449 | 524.8579 | 635.7117 | 740.178 | 829.9756 | 899.4648 | 947.1538 | 947.1538 | 947.1538 | 947.1538 | 947.1538 | 947.1538 | 947.1538 | 947.1538 | 947.1538 | 947.1538 | 947.1538 | 947.1538 | 947.1538 | 0 | 0 | 0 | 0 | 0 | 0 | 0 | 0 | 0 | 0 | 0 | 0 | 0 | 0 | 0 | 0 | 0 | 0 | 0 | 0 | 0 | 0 | 0 | 0 | 0 | 0 | 0 | 0 | 0 | 0 | 0 | 0 | 0 | 0 | 0 | 0 | 0 | 0 | 0 | 0 | 0 | 0 | 0 | 0 | 0 | 0 | 0 | 0 | 0 | 0 | 0 | 0 | 0 | 0 | 0 | 0 | 0 | 0 | 0 | 0 | 0 | 0 | 0 | 0 | 0 | 0 | 0 | 0 | 0 | 0 | 0 | 0 | 0 | 0 | 0 | 0 | 0 | 0 | 0 | 0 | 0 | 0 | 0 | 0 | 0 | 0 | 0 | 0 | 0 | 0 | 0 | 0 | 0 | 0 | 0 | 0 | 0 | 0 | 0 | 0 | -9564.9468 | -9717.1524 | -9854.8435 | -9978.005 | -10086.5671 | -10180.4271 | -10259.4714 | -10323.5962 | -10375.476 | -10417.3568 | -10451.1057 | -10478.2627 | -10500.0901 | -10517.6176 | -10531.6817 | -10542.9602 | -10552.0004 | -10559.2437 | -10565.0455 | -10569.6915 | -10573.4113 | -10576.389 | -10578.7724 | -10580.6799 | -10582.2064 | 1604.26 | 1629.7883 | 1652.8823 | 1673.5393 | 1691.7476 | 1707.4901 | 1720.7476 | 1731.5028 | 1740.2042 | 1747.2286 | 1752.8891 | 1757.4439 | 1761.1049 | 1764.0446 | 1766.4035 | 1768.2952 | 1769.8114 | 1771.0263 | 1771.9994 | 1772.7786 | 1773.4025 | 1773.9019 | 1774.3017 | 1774.6216 | 1774.8776
WA_Commercial_WA - College_Existing_Water Heating_Natural Gas_Commercial Laundry - Alternative Dry-Cleaning Methods_A | WA | Commercial | WA - College | Existing | Water Heating | Natural Gas | Commercial Laundry - Alternative Dry-Cleaning Methods | A | WCM42 | Standard efficiency dryer. | High efficiency alternative dry-cleaning methods. | 15 | 0 | 0 | 0 | 66246.84 | 0 | 0 | 0 | 0.28365 | 0.25 | perBldg | 0% | 6.667% | Discretionary | Retro5Med_WA | 85% | Water Heater | 0% | 0 |  | 0 |  | 0 | CW_ALTDRYCLN-Miscellaneous-SCE-ET05.01-6 | CW_ALTDRYCLN-Miscellaneous-SCE-ET05.01-6 | CW_ALTDRYCLN-Miscellaneous-SCE-ET05.01-6 | Standard efficiency dryer. | Standard efficiency dryer. | Standard efficiency dryer. | Standard efficiency dryer. | Standard efficiency dryer. | Standard efficiency dryer. | Standard efficiency dryer. | Standard efficiency dryer. | Standard efficiency dryer. | Standard efficiency dryer. | Standard efficiency dryer. | Standard efficiency dryer. | Standard efficiency dryer. | Standard efficiency dryer. | Standard efficiency dryer. | Standard efficiency dryer. | Standard efficiency dryer. | Standard efficiency dryer. | Standard efficiency dryer. | Standard efficiency dryer. | Standard efficiency dryer. | Standard efficiency dryer. | Standard efficiency dryer. | Standard efficiency dryer. | Standard efficiency dryer. | Standard efficiency dryer. | Standard efficiency dryer. | High efficiency alternative dry-cleaning methods. | High efficiency alternative dry-cleaning methods. | High efficiency alternative dry-cleaning methods. | High efficiency alternative dry-cleaning methods. | High efficiency alternative dry-cleaning methods. | High efficiency alternative dry-cleaning methods. | High efficiency alternative dry-cleaning methods. | High efficiency alternative dry-cleaning methods. | High efficiency alternative dry-cleaning methods. | High efficiency alternative dry-cleaning methods. | High efficiency alternative dry-cleaning methods. | High efficiency alternative dry-cleaning methods. | High efficiency alternative dry-cleaning methods. | High efficiency alternative dry-cleaning methods. | High efficiency alternative dry-cleaning methods. | High efficiency alternative dry-cleaning methods. | High efficiency alternative dry-cleaning methods. | High efficiency alternative dry-cleaning methods. | High efficiency alternative dry-cleaning methods. | High efficiency alternative dry-cleaning methods. | High efficiency alternative dry-cleaning methods. | High efficiency alternative dry-cleaning methods. | High efficiency alternative dry-cleaning methods. | High efficiency alternative dry-cleaning methods. | High efficiency alternative dry-cleaning methods. | High efficiency alternative dry-cleaning methods. | High efficiency alternative dry-cleaning methods. | 66246.84 | 66246.84 | 66246.84 | 66246.84 | 66246.84 | 66246.84 | 66246.84 | 66246.84 | 66246.84 | 66246.84 | 66246.84 | 66246.84 | 66246.84 | 66246.84 | 66246.84 | 66246.84 | 66246.84 | 66246.84 | 66246.84 | 66246.84 | 66246.84 | 66246.84 | 66246.84 | 66246.84 | 66246.84 | 66246.84 | 66246.84 | 0 | 0 | 0 | 0 | 0 | 0 | 0 | 0 | 0 | 0 | 0 | 0 | 0 | 0 | 0 | 0 | 0 | 0 | 0 | 0 | 0 | 0 | 0 | 0 | 0 | 0 | 0 | 0 | 0 | 0 | 0 | 0 | 0 | 0 | 0 | 0 | 0 | 0 | 0 | 0 | 0 | 0 | 0 | 0 | 0 | 0 | 0 | 0 | 0 | 0 | 0 | 0 | 0 | 0 | 0 | 0 | 0 | 0 | 0 | 0 | 0 | 0 | 0 | 0 | 0 | 0 | 0 | 0 | 0 | 0 | 0 | 0 | 0 | 0 | 0 | 0 | 0 | 0 | 4.4474 | 5.4606 | 6.6822 | 7.757 | 8.8479 | 10.3442 | 11.3478 | 11.5925 | 10.9246 | 9.3906 | 7.2668 | 4.9871 | 2.9843 | 1.3939 | 0 | 0 | 0 | 0 | 0 | 0 | 0 | 0 | 0 | 0 | 0 | 4.4474 | 9.908 | 16.5902 | 24.3473 | 33.1951 | 43.5393 | 54.8871 | 66.4797 | 77.4042 | 86.7948 | 94.0617 | 99.0488 | 102.0331 | 103.4269 | 103.4269 | 103.4269 | 103.4269 | 103.4269 | 103.4269 | 103.4269 | 103.4269 | 103.4269 | 103.4269 | 103.4269 | 0 | 0 | 0 | 0 | 0 | 0 | 0 | 0 | 0 | 0 | 0 | 0 | 0 | 0 | 0 | 0 | 0 | 0 | 0 | 0 | 0 | 0 | 0 | 0 | 0 | 0 | 0 | 0 | 0 | 0 | 0 | 0 | 0 | 0 | 0 | 0 | 0 | 0 | 0 | 0 | 0 | 0 | 0 | 0 | 0 | 0 | 0 | 0 | 0 | 0 | 0 | 3.7803 | 4.6415 | 5.6799 | 6.5935 | 7.5207 | 8.7926 | 9.6456 | 9.8537 | 9.2859 | 7.982 | 6.1768 | 4.239 | 2.5367 | 1.1848 | 0 | 0 | 0 | 0 | 0 | 0 | 0 | 0 | 0 | 0 | 0 | 3.7803 | 8.4218 | 14.1017 | 20.6952 | 28.2159 | 37.0084 | 46.654 | 56.5077 | 65.7936 | 73.7756 | 79.9524 | 84.1914 | 86.7281 | 87.9129 | 87.9129 | 87.9129 | 87.9129 | 87.9129 | 87.9129 | 87.9129 | 87.9129 | 87.9129 | 87.9129 | 87.9129 | 0 | 0 | 0 | 0 | 0 | 0 | 0 | 0 | 0 | 0 | 0 | 0 | 0 | 0 | 0 | 0 | 0 | 0 | 0 | 0 | 0 | 0 | 0 | 0 | 0 | 0 | 0 | 0 | 0 | 0 | 0 | 0 | 0 | 0 | 0 | 0 | 0 | 0 | 0 | 0 | 0 | 0 | 0 | 0 | 0 | 0 | 0 | 0 | 0 | 0 | 0 | 0 | 0 | 0 | 0 | 0 | 0 | 0 | 0 | 0 | 0 | 0 | 0 | 0 | 0 | 0 | 0 | 0 | 0 | 0 | 0 | 0 | 0 | 0 | 0 | 0 | 0 | 0 | 0 | 0 | 0 | 0 | 0 | 0 | 0 | 0 | 0 | 0 | 0 | 0 | 0 | 0 | 0 | 0 | 0 | 0 | 0 | 0 | 0 | 0 | 0 | 0 | 0 | 0 | 0 | 0 | 0 | 0 | 0 | 0 | 0 | 0 | 0 | 0 | 0 | 0 | 0 | 0 | 0 | 0 | 0 | 0 | 0 | 0 | 0 | 0 | 0 | 0 | 0 | 0 | 0 | 0 | 0 | 0 | 0 | 0 | 0 | 0 | 0 | 0 | 0 | 0 | 0 | 0 | 0 | 0 | 0 | 0 | 0 | 0 | 0 | 0 | 0 | 0 | 0 | 0 | 0 | 0 | 0 | 0 | 0 | 0 | 0 | 0 | 0 | 0 | 0 | 0 | 0 | 0 | 0 | 0 | 0 | 0 | 0 | 0 | 0 | 0 | 0 | 0 | 0 | 0 | 0 | 0 | 0 | 0 | 0 | 0 | 0 | 0 | 0 | 0 | 0 | 0 | 0 | 0 | 0 | 0 | 0 | 0 | 0 | 0 | 0 | 0 | 0 | 0 | 0 | 0 | 0 | 0 | 0 | 0 | 0 | 0 | 0 | 0 | 0 | 0 | 0 | 0 | 0 | 0 | 0 | 0 | 0 | 0 | 0 | 0 | 0 | 0 | 0 | 0 | 0 | 0 | 0 | 0 | 0 | 0 | 0 | 0 | 0 | 0 | 0 | 0 | 0 | 0 | 0 | 0 | 0 | 0
WA_Commercial_WA - College_Existing_Space Heating_Natural Gas_Advanced Kitchen Ventilation Controls_A | WA | Commercial | WA - College | Existing | Space Heating | Natural Gas | Advanced Kitchen Ventilation Controls | A | WCM43 | No controls on exhaust hoods. | Variable exhaust hood flow based on temperature or grease sensor. | 15 | 0.03819 | 0 | 0 | 0.12 | 0.01 | 0 | 0 | 0.28365 | 0.25 | sqft | 10% | 20% | Discretionary | RetroEven20_WA | 85% | Space Heating | 0% | 54.4544 |  | 176.1519 |  | 0 | IL TRM - CI-FSE-VENT-V03-160601 | COOK_EXHD-Ventilation-XCELCO-2017-18-2 | COOK_EXHD-Ventilation-XCELCO-2017-18-2 | No controls on exhaust hoods. | No controls on exhaust hoods. | No controls on exhaust hoods. | No controls on exhaust hoods. | No controls on exhaust hoods. | No controls on exhaust hoods. | No controls on exhaust hoods. | No controls on exhaust hoods. | No controls on exhaust hoods. | No controls on exhaust hoods. | No controls on exhaust hoods. | No controls on exhaust hoods. | No controls on exhaust hoods. | No controls on exhaust hoods. | No controls on exhaust hoods. | No controls on exhaust hoods. | No controls on exhaust hoods. | No controls on exhaust hoods. | No controls on exhaust hoods. | No controls on exhaust hoods. | No controls on exhaust hoods. | No controls on exhaust hoods. | No controls on exhaust hoods. | No controls on exhaust hoods. | No controls on exhaust hoods. | No controls on exhaust hoods. | No controls on exhaust hoods. | Variable exhaust hood flow based on temperature or grease sensor. | Variable exhaust hood flow based on temperature or grease sensor. | Variable exhaust hood flow based on temperature or grease sensor. | Variable exhaust hood flow based on temperature or grease sensor. | Variable exhaust hood flow based on temperature or grease sensor. | Variable exhaust hood flow based on temperature or grease sensor. | Variable exhaust hood flow based on temperature or grease sensor. | Variable exhaust hood flow based on temperature or grease sensor. | Variable exhaust hood flow based on temperature or grease sensor. | Variable exhaust hood flow based on temperature or grease sensor. | Variable exhaust hood flow based on temperature or grease sensor. | Variable exhaust hood flow based on temperature or grease sensor. | Variable exhaust hood flow based on temperature or grease sensor. | Variable exhaust hood flow based on temperature or grease sensor. | Variable exhaust hood flow based on temperature or grease sensor. | Variable exhaust hood flow based on temperature or grease sensor. | Variable exhaust hood flow based on temperature or grease sensor. | Variable exhaust hood flow based on temperature or grease sensor. | Variable exhaust hood flow based on temperature or grease sensor. | Variable exhaust hood flow based on temperature or grease sensor. | Variable exhaust hood flow based on temperature or grease sensor. | Variable exhaust hood flow based on temperature or grease sensor. | Variable exhaust hood flow based on temperature or grease sensor. | Variable exhaust hood flow based on temperature or grease sensor. | Variable exhaust hood flow based on temperature or grease sensor. | Variable exhaust hood flow based on temperature or grease sensor. | Variable exhaust hood flow based on temperature or grease sensor. | 0.12 | 0.12 | 0.12 | 0.12 | 0.12 | 0.12 | 0.12 | 0.12 | 0.12 | 0.12 | 0.12 | 0.12 | 0.12 | 0.12 | 0.12 | 0.12 | 0.12 | 0.12 | 0.12 | 0.12 | 0.12 | 0.12 | 0.12 | 0.12 | 0.12 | 0.12 | 0.12 | 0 | 0 | 0.040208 | 0.039554 | 0.038852 | 0.03814 | 0.037421 | 0.036693 | 0.035953 | 0.035202 | 0.034438 | 0.03366 | 0.032872 | 0.032079 | 0.031288 | 0.030507 | 0.029747 | 0.029013 | 0.028335 | 0.027714 | 0.027118 | 0.026551 | 0.025999 | 0.025496 | 0.024998 | 0.024507 | 0.024021 | 0 | 2.7238 | 5.4916 | 5.391 | 5.2894 | 5.1865 | 5.0819 | 4.9757 | 4.8677 | 4.7578 | 4.6464 | 4.5343 | 4.4224 | 4.3121 | 4.2046 | 4.101 | 2.0539 | 0 | 5.5246e-15 | 0 | 0 | 0 | 0 | 0 | 0 | 0 | 2.7238 | 8.167 | 13.4084 | 18.4451 | 23.2727 | 27.8854 | 32.2782 | 36.4454 | 40.3804 | 44.0814 | 47.5518 | 50.8013 | 53.8464 | 56.7086 | 59.4117 | 60.0768 | 58.7588 | 57.4951 | 56.2929 | 55.1227 | 54.056 | 53.0021 | 51.9611 | 50.9299 | 0 | 68861.6881 | 141347.6756 | 141347.6756 | 141347.6756 | 141347.6756 | 141347.6756 | 141347.6756 | 141347.6756 | 141347.6756 | 141347.6756 | 141347.6756 | 141347.6756 | 141347.6756 | 141347.6756 | 141347.6756 | 72485.9875 | 0 | 2.0373e-10 | 0 | 0 | 0 | 0 | 0 | 0 | 0 | 68861.6881 | 210209.3637 | 351557.0393 | 492904.7149 | 634252.3905 | 775600.0661 | 916947.7417 | 1058295.4173 | 1199643.0929 | 1340990.7685 | 1482338.4441 | 1623686.1197 | 1765033.7953 | 1906381.4709 | 2047729.1465 | 2120215.134 | 2120215.134 | 2120215.134 | 2120215.134 | 2120215.134 | 2120215.134 | 2120215.134 | 2120215.134 | 2120215.134 | 0 | 2.3707 | 4.8388 | 4.81 | 4.7799 | 4.7484 | 4.7152 | 4.6801 | 4.643 | 4.6038 | 4.5627 | 4.5202 | 4.4772 | 4.4347 | 4.3938 | 4.3555 | 2.2172 | 0 | 6.2154e-15 | 0 | 0 | 0 | 0 | 0 | 0 | 0 | 2.3707 | 7.1962 | 11.9633 | 16.6685 | 21.307 | 25.873 | 30.3605 | 34.7632 | 39.0735 | 43.2872 | 47.4044 | 51.4303 | 55.3765 | 59.2595 | 63.0991 | 64.8538 | 64.477 | 64.1451 | 63.8669 | 63.6082 | 63.443 | 63.2852 | 63.1342 | 62.9892 | 0 | 58532.4349 | 120145.5243 | 120145.5243 | 120145.5243 | 120145.5243 | 120145.5243 | 120145.5243 | 120145.5243 | 120145.5243 | 120145.5243 | 120145.5243 | 120145.5243 | 120145.5243 | 120145.5243 | 120145.5243 | 61613.0894 | 0 | 1.7462e-10 | 0 | 0 | 0 | 0 | 0 | 0 | 0 | 58532.4349 | 178677.9592 | 298823.4834 | 418969.0077 | 539114.5319 | 659260.0562 | 779405.5805 | 899551.1047 | 1019696.629 | 1139842.1532 | 1259987.6775 | 1380133.2018 | 1500278.726 | 1620424.2503 | 1740569.7745 | 1802182.8639 | 1802182.8639 | 1802182.8639 | 1802182.8639 | 1802182.8639 | 1802182.8639 | 1802182.8639 | 1802182.8639 | 1802182.8639 | 0 | 2.3713 | 4.8422 | 4.816 | 4.7892 | 4.7613 | 4.732 | 4.7012 | 4.6686 | 4.6341 | 4.5978 | 4.5602 | 4.5221 | 4.4846 | 4.4488 | 4.4156 | 2.2507 | 0 | 6.3255e-15 | 0 | 0 | 0 | 0 | 0 | 0 | 0 | 2.3713 | 7.2012 | 11.9784 | 16.7008 | 21.3649 | 25.9654 | 30.4975 | 34.9549 | 39.3304 | 43.62 | 47.8237 | 51.9466 | 56.0003 | 60.0013 | 63.9694 | 65.8322 | 65.5341 | 65.2818 | 65.0842 | 64.9061 | 64.8225 | 64.746 | 64.6759 | 64.6117 | 0 | 58532.4349 | 120145.5243 | 120145.5243 | 120145.5243 | 120145.5243 | 120145.5243 | 120145.5243 | 120145.5243 | 120145.5243 | 120145.5243 | 120145.5243 | 120145.5243 | 120145.5243 | 120145.5243 | 120145.5243 | 61613.0894 | 0 | 1.7462e-10 | 0 | 0 | 0 | 0 | 0 | 0 | 0 | 58532.4349 | 178677.9592 | 298823.4834 | 418969.0077 | 539114.5319 | 659260.0562 | 779405.5805 | 899551.1047 | 1019696.629 | 1139842.1532 | 1259987.6775 | 1380133.2018 | 1500278.726 | 1620424.2503 | 1740569.7745 | 1802182.8639 | 1802182.8639 | 1802182.8639 | 1802182.8639 | 1802182.8639 | 1802182.8639 | 1802182.8639 | 1802182.8639 | 1802182.8639 | 0 | 2.3713 | 4.8422 | 4.816 | 4.7892 | 4.7613 | 4.732 | 4.7012 | 4.6686 | 4.6341 | 4.5978 | 4.5602 | 4.5221 | 4.4846 | 4.4488 | 4.4156 | 2.2507 | 0 | 6.3255e-15 | 0 | 0 | 0 | 0 | 0 | 0 | 0 | 2.3713 | 7.2012 | 11.9784 | 16.7008 | 21.3649 | 25.9654 | 30.4975 | 34.9549 | 39.3304 | 43.62 | 47.8237 | 51.9466 | 56.0003 | 60.0013 | 63.9694 | 65.8322 | 65.5341 | 65.2818 | 65.0842 | 64.9061 | 64.8225 | 64.746 | 64.6759 | 64.6117 | 0 | 58532.4349 | 120145.5243 | 120145.5243 | 120145.5243 | 120145.5243 | 120145.5243 | 120145.5243 | 120145.5243 | 120145.5243 | 120145.5243 | 120145.5243 | 120145.5243 | 120145.5243 | 120145.5243 | 120145.5243 | 61613.0894 | 0 | 1.7462e-10 | 0 | 0 | 0 | 0 | 0 | 0 | 0 | 58532.4349 | 178677.9592 | 298823.4834 | 418969.0077 | 539114.5319 | 659260.0562 | 779405.5805 | 899551.1047 | 1019696.629 | 1139842.1532 | 1259987.6775 | 1380133.2018 | 1500278.726 | 1620424.2503 | 1740569.7745 | 1802182.8639 | 1802182.8639 | 1802182.8639 | 1802182.8639 | 1802182.8639 | 1802182.8639 | 1802182.8639 | 1802182.8639 | 1802182.8639 | 53.1207 | 53.2799 | 53.4375 | 53.5933 | 53.7468 | 53.8978 | 54.046 | 54.1909 | 54.3324 | 54.4699 | 54.6032 | 54.732 | 54.8559 | 54.9747 | 55.0881 | 55.1959 | 55.2978 | 55.3927 | 55.4804 | 55.5605 | 55.6338 | 55.7007 | 55.7619 | 55.8177 | 55.8687 | 171.8378 | 172.3526 | 172.8625 | 173.3664 | 173.8631 | 174.3516 | 174.8308 | 175.2997 | 175.7572 | 176.2021 | 176.6333 | 177.0498 | 177.4507 | 177.835 | 178.2018 | 178.5505 | 178.8803 | 179.1871 | 179.4708 | 179.7301 | 179.9671 | 180.1836 | 180.3814 | 180.562 | 180.727
WA_Commercial_WA - College_Existing_Space Heating_Natural Gas_Infiltration Control - Loading Dock Sealing_A | WA | Commercial | WA - College | Existing | Space Heating | Natural Gas | Infiltration Control - Loading Dock Sealing | A | WCM44 | 0 | 0 | 10 | 201 | 0 | 0 | 3106.52 | 0 | 0 | 0 | 0.28365 | 0.25 | perBldg | 0% | 0% | Discretionary | RetroEven20_WA | 85% | Space Heating | 0% | 2635.8513 |  | 1125.2873 |  | 0 | MEMD - Truck Loading Dock Seals - 8.10.01.FES-E10.v01 | MEMD - Truck Loading Dock Seals - 8.10.01.FES-E10.v01 | MEMD - Truck Loading Dock Seals - 8.10.01.FES-E10.v01 | 0 | 0 | 0 | 0 | 0 | 0 | 0 | 0 | 0 | 0 | 0 | 0 | 0 | 0 | 0 | 0 | 0 | 0 | 0 | 0 | 0 | 0 | 0 | 0 | 0 | 0 | 0 | 0 | 0 | 0 | 0 | 0 | 0 | 0 | 0 | 0 | 0 | 0 | 0 | 0 | 0 | 0 | 0 | 0 | 0 | 0 | 0 | 0 | 0 | 0 | 0 | 0 | 0 | 0 | 3106.52 | 3106.52 | 3106.52 | 3106.52 | 3106.52 | 3106.52 | 3106.52 | 3106.52 | 3106.52 | 3106.52 | 3106.52 | 3106.52 | 3106.52 | 3106.52 | 3106.52 | 3106.52 | 3106.52 | 3106.52 | 3106.52 | 3106.52 | 3106.52 | 3106.52 | 3106.52 | 3106.52 | 3106.52 | 3106.52 | 3106.52 | 0 | 0 | 211.6173 | 206.9584 | 201.2512 | 195.3313 | 189.2613 | 182.9903 | 176.4592 | 169.6679 | 162.6422 | 155.4377 | 148.1552 | 141.0167 | 134.1508 | 127.6525 | 121.5894 | 116.0722 | 111.4254 | 107.6245 | 104.2338 | 101.3275 | 98.5665 | 96.6578 | 94.7722 | 92.91 | 91.0651 | 0 | 0 | 0 | 0 | 0 | 0 | 0 | 0 | 0 | 0 | 0 | 0 | 0 | 0 | 0 | 0 | 0 | 0 | 0 | 0 | 0 | 0 | 0 | 0 | 0 | 0 | 0 | 0 | 0 | 0 | 0 | 0 | 0 | 0 | 0 | 0 | 0 | 0 | 0 | 0 | 0 | 0 | 0 | 0 | 0 | 0 | 0 | 0 | 0 | 0 | 0 | 0 | 0 | 0 | 0 | 0 | 0 | 0 | 0 | 0 | 0 | 0 | 0 | 0 | 0 | 0 | 0 | 0 | 0 | 0 | 0 | 0 | 0 | 0 | 0 | 0 | 0 | 0 | 0 | 0 | 0 | 0 | 0 | 0 | 0 | 0 | 0 | 0 | 0 | 0 | 0 | 0 | 0 | 0 | 0 | 0 | 0 | 0 | 0 | 0 | 0 | 0 | 0 | 0 | 0 | 0 | 0 | 0 | 0 | 0 | 0 | 0 | 0 | 0 | 0 | 0 | 0 | 0 | 0 | 0 | 0 | 0 | 0 | 0 | 0 | 0 | 0 | 0 | 0 | 0 | 0 | 0 | 0 | 0 | 0 | 0 | 0 | 0 | 0 | 0 | 0 | 0 | 0 | 0 | 0 | 0 | 0 | 0 | 0 | 0 | 0 | 0 | 0 | 0 | 0 | 0 | 0 | 0 | 0 | 0 | 0 | 0 | 0 | 0 | 0 | 0 | 0 | 0 | 0 | 0 | 0 | 0 | 0 | 0 | 0 | 0 | 0 | 0 | 0 | 0 | 0 | 0 | 0 | 0 | 0 | 0 | 0 | 0 | 0 | 0 | 0 | 0 | 0 | 0 | 0 | 0 | 0 | 0 | 0 | 0 | 0 | 0 | 0 | 0 | 0 | 0 | 0 | 0 | 0 | 0 | 0 | 0 | 0 | 0 | 0 | 0 | 0 | 0 | 0 | 0 | 0 | 0 | 0 | 0 | 0 | 0 | 0 | 0 | 0 | 0 | 0 | 0 | 0 | 0 | 0 | 0 | 0 | 0 | 0 | 0 | 0 | 0 | 0 | 0 | 0 | 0 | 0 | 0 | 0 | 0 | 0 | 0 | 0 | 0 | 0 | 0 | 0 | 0 | 0 | 0 | 0 | 0 | 0 | 0 | 0 | 0 | 0 | 0 | 0 | 0 | 0 | 0 | 0 | 0 | 0 | 0 | 0 | 0 | 0 | 0 | 0 | 0 | 0 | 0 | 0 | 0 | 0 | 0 | 0 | 0 | 0 | 0 | 0 | 0 | 0 | 0 | 0 | 0 | 0 | 0 | 0 | 0 | 0 | 0 | 0 | 0 | 0 | 0 | 0 | 0 | 0 | 0 | 0 | 0 | 0 | 0 | 0 | 0 | 0 | 0 | 0 | 0 | 0 | 0 | 0 | 0 | 0 | 0 | 0 | 0 | 0 | 0 | 0 | 0 | 0 | 0 | 0 | 0 | 0 | 0 | 0 | 0 | 0 | 0 | 0 | 0 | 0 | 0 | 0 | 0 | 0 | 0 | 0 | 0 | 0 | 0 | 0 | 0 | 0 | 0 | 0 | 0 | 0 | 0 | 0 | 0 | 0 | 0 | 0 | 0 | 0 | 0 | 0 | 0 | 0 | 0 | 0 | 0 | 0 | 0 | 0 | 0 | 0 | 0 | 0 | 0 | 0 | 0 | 0 | 0 | 0 | 0 | 0 | 0 | 0 | 0 | 0 | 0 | 0 | 0 | 2571.2975 | 2579.0009 | 2586.6314 | 2594.1712 | 2601.6036 | 2608.9126 | 2616.0829 | 2623.1001 | 2629.9459 | 2636.6031 | 2643.0555 | 2649.2879 | 2655.286 | 2661.0363 | 2666.5261 | 2671.7436 | 2676.6777 | 2681.2688 | 2685.5143 | 2689.3948 | 2692.941 | 2696.1808 | 2699.1402 | 2701.8431 | 2704.3113 | 1097.7283 | 1101.017 | 1104.2745 | 1107.4934 | 1110.6664 | 1113.7867 | 1116.8479 | 1119.8436 | 1122.7662 | 1125.6083 | 1128.3629 | 1131.0236 | 1133.5843 | 1136.0392 | 1138.3829 | 1140.6103 | 1142.7168 | 1144.6768 | 1146.4893 | 1148.1459 | 1149.6598 | 1151.0429 | 1152.3064 | 1153.4603 | 1154.514
WA_Commercial_WA - College_Existing_Space Heating_Natural Gas_Greenhouse Heat Curtain_A | WA | Commercial | WA - College | Existing | Space Heating | Natural Gas | Greenhouse Heat Curtain | A | WCM45 | No heat curtain. | 0 | 5 | 175.5 | 0 | 0 | 408.76 | 0 | 0 | 0 | 0.28365 | 0.25 | perBldg | 0% | 0% | Discretionary | RetroEven20_WA | 85% | Space Heating | 0% | 681.6311 |  | 290.9993 |  | 0 | CA eTRM https://www.caetrm.com/measure/SWBE001/01/ | CA eTRM https://www.caetrm.com/measure/SWBE001/01/ | CA eTRM https://www.caetrm.com/measure/SWBE001/01/ | No heat curtain. | No heat curtain. | No heat curtain. | No heat curtain. | No heat curtain. | No heat curtain. | No heat curtain. | No heat curtain. | No heat curtain. | No heat curtain. | No heat curtain. | No heat curtain. | No heat curtain. | No heat curtain. | No heat curtain. | No heat curtain. | No heat curtain. | No heat curtain. | No heat curtain. | No heat curtain. | No heat curtain. | No heat curtain. | No heat curtain. | No heat curtain. | No heat curtain. | No heat curtain. | No heat curtain. | 0 | 0 | 0 | 0 | 0 | 0 | 0 | 0 | 0 | 0 | 0 | 0 | 0 | 0 | 0 | 0 | 0 | 0 | 0 | 0 | 0 | 0 | 0 | 0 | 0 | 0 | 0 | 408.76 | 408.76 | 408.76 | 408.76 | 408.76 | 408.76 | 408.76 | 408.76 | 408.76 | 408.76 | 408.76 | 408.76 | 408.76 | 408.76 | 408.76 | 408.76 | 408.76 | 408.76 | 408.76 | 408.76 | 408.76 | 408.76 | 408.76 | 408.76 | 408.76 | 408.76 | 408.76 | 0 | 0 | 184.7703 | 181.3155 | 177.2608 | 173.137 | 168.9657 | 164.7231 | 160.3868 | 155.9476 | 151.3993 | 146.7435 | 142.0094 | 137.2479 | 132.5259 | 127.9236 | 123.5178 | 119.3702 | 115.7384 | 112.6207 | 109.7149 | 107.0746 | 104.5196 | 102.4965 | 100.4978 | 98.5237 | 96.5681 | 0 | 0 | 0 | 0 | 0 | 0 | 0 | 0 | 0 | 0 | 0 | 0 | 0 | 0 | 0 | 0 | 0 | 0 | 0 | 0 | 0 | 0 | 0 | 0 | 0 | 0 | 0 | 0 | 0 | 0 | 0 | 0 | 0 | 0 | 0 | 0 | 0 | 0 | 0 | 0 | 0 | 0 | 0 | 0 | 0 | 0 | 0 | 0 | 0 | 0 | 0 | 0 | 0 | 0 | 0 | 0 | 0 | 0 | 0 | 0 | 0 | 0 | 0 | 0 | 0 | 0 | 0 | 0 | 0 | 0 | 0 | 0 | 0 | 0 | 0 | 0 | 0 | 0 | 0 | 0 | 0 | 0 | 0 | 0 | 0 | 0 | 0 | 0 | 0 | 0 | 0 | 0 | 0 | 0 | 0 | 0 | 0 | 0 | 0 | 0 | 0 | 0 | 0 | 0 | 0 | 0 | 0 | 0 | 0 | 0 | 0 | 0 | 0 | 0 | 0 | 0 | 0 | 0 | 0 | 0 | 0 | 0 | 0 | 0 | 0 | 0 | 0 | 0 | 0 | 0 | 0 | 0 | 0 | 0 | 0 | 0 | 0 | 0 | 0 | 0 | 0 | 0 | 0 | 0 | 0 | 0 | 0 | 0 | 0 | 0 | 0 | 0 | 0 | 0 | 0 | 0 | 0 | 0 | 0 | 0 | 0 | 0 | 0 | 0 | 0 | 0 | 0 | 0 | 0 | 0 | 0 | 0 | 0 | 0 | 0 | 0 | 0 | 0 | 0 | 0 | 0 | 0 | 0 | 0 | 0 | 0 | 0 | 0 | 0 | 0 | 0 | 0 | 0 | 0 | 0 | 0 | 0 | 0 | 0 | 0 | 0 | 0 | 0 | 0 | 0 | 0 | 0 | 0 | 0 | 0 | 0 | 0 | 0 | 0 | 0 | 0 | 0 | 0 | 0 | 0 | 0 | 0 | 0 | 0 | 0 | 0 | 0 | 0 | 0 | 0 | 0 | 0 | 0 | 0 | 0 | 0 | 0 | 0 | 0 | 0 | 0 | 0 | 0 | 0 | 0 | 0 | 0 | 0 | 0 | 0 | 0 | 0 | 0 | 0 | 0 | 0 | 0 | 0 | 0 | 0 | 0 | 0 | 0 | 0 | 0 | 0 | 0 | 0 | 0 | 0 | 0 | 0 | 0 | 0 | 0 | 0 | 0 | 0 | 0 | 0 | 0 | 0 | 0 | 0 | 0 | 0 | 0 | 0 | 0 | 0 | 0 | 0 | 0 | 0 | 0 | 0 | 0 | 0 | 0 | 0 | 0 | 0 | 0 | 0 | 0 | 0 | 0 | 0 | 0 | 0 | 0 | 0 | 0 | 0 | 0 | 0 | 0 | 0 | 0 | 0 | 0 | 0 | 0 | 0 | 0 | 0 | 0 | 0 | 0 | 0 | 0 | 0 | 0 | 0 | 0 | 0 | 0 | 0 | 0 | 0 | 0 | 0 | 0 | 0 | 0 | 0 | 0 | 0 | 0 | 0 | 0 | 0 | 0 | 0 | 0 | 0 | 0 | 0 | 0 | 0 | 0 | 0 | 0 | 0 | 0 | 0 | 0 | 0 | 0 | 0 | 0 | 0 | 0 | 0 | 0 | 0 | 0 | 0 | 0 | 0 | 0 | 0 | 0 | 0 | 0 | 0 | 0 | 0 | 0 | 0 | 0 | 0 | 0 | 0 | 0 | 0 | 0 | 0 | 0 | 0 | 664.9375 | 666.9296 | 668.9029 | 670.8527 | 672.7747 | 674.6648 | 676.519 | 678.3337 | 680.104 | 681.8255 | 683.4941 | 685.1058 | 686.6569 | 688.144 | 689.5636 | 690.9129 | 692.1888 | 693.3761 | 694.474 | 695.4775 | 696.3945 | 697.2323 | 697.9976 | 698.6966 | 699.3349 | 283.8725 | 284.723 | 285.5654 | 286.3978 | 287.2183 | 288.0252 | 288.8169 | 289.5916 | 290.3473 | 291.0823 | 291.7946 | 292.4827 | 293.1449 | 293.7797 | 294.3858 | 294.9618 | 295.5065 | 296.0134 | 296.4821 | 296.9105 | 297.302 | 297.6597 | 297.9864 | 298.2848 | 298.5573
WA_Commercial_WA - College_Existing_Space Heating_Natural Gas_Ventilation - Parking Garages, Demand Controlled_A | WA | Commercial | WA - College | Existing | Space Heating | Natural Gas | Ventilation - Parking Garages, Demand Controlled | A | WCM46 | 0 | 0 | 5 | 0 | 0 | 0 | 843.06 | 0 | 0 | 0 | 0.28365 | 0.25 | garage | 0% | 0% | Discretionary | RetroEven20_WA | 85% | Central Systems | 0% | 0 |  | 0 |  | 0 | FOE - Parking Garage Ventilation Controls - W0047 | FOE - Parking Garage Ventilation Controls - W0047 | FOE - Parking Garage Ventilation Controls - W0047 | 0 | 0 | 0 | 0 | 0 | 0 | 0 | 0 | 0 | 0 | 0 | 0 | 0 | 0 | 0 | 0 | 0 | 0 | 0 | 0 | 0 | 0 | 0 | 0 | 0 | 0 | 0 | 0 | 0 | 0 | 0 | 0 | 0 | 0 | 0 | 0 | 0 | 0 | 0 | 0 | 0 | 0 | 0 | 0 | 0 | 0 | 0 | 0 | 0 | 0 | 0 | 0 | 0 | 0 | 843.06 | 843.06 | 843.06 | 843.06 | 843.06 | 843.06 | 843.06 | 843.06 | 843.06 | 843.06 | 843.06 | 843.06 | 843.06 | 843.06 | 843.06 | 843.06 | 843.06 | 843.06 | 843.06 | 843.06 | 843.06 | 843.06 | 843.06 | 843.06 | 843.06 | 843.06 | 843.06 | 0 | 0 | 0 | 0 | 0 | 0 | 0 | 0 | 0 | 0 | 0 | 0 | 0 | 0 | 0 | 0 | 0 | 0 | 0 | 0 | 0 | 0 | 0 | 0 | 0 | 0 | 0 | 0 | 0 | 0 | 0 | 0 | 0 | 0 | 0 | 0 | 0 | 0 | 0 | 0 | 0 | 0 | 0 | 0 | 0 | 0 | 0 | 0 | 0 | 0 | 0 | 0 | 0 | 0 | 0 | 0 | 0 | 0 | 0 | 0 | 0 | 0 | 0 | 0 | 0 | 0 | 0 | 0 | 0 | 0 | 0 | 0 | 0 | 0 | 0 | 0 | 0 | 0 | 0 | 0 | 0 | 0 | 0 | 0 | 0 | 0 | 0 | 0 | 0 | 0 | 0 | 0 | 0 | 0 | 0 | 0 | 0 | 0 | 0 | 0 | 0 | 0 | 0 | 0 | 0 | 0 | 0 | 0 | 0 | 0 | 0 | 0 | 0 | 0 | 0 | 0 | 0 | 0 | 0 | 0 | 0 | 0 | 0 | 0 | 0 | 0 | 0 | 0 | 0 | 0 | 0 | 0 | 0 | 0 | 0 | 0 | 0 | 0 | 0 | 0 | 0 | 0 | 0 | 0 | 0 | 0 | 0 | 0 | 0 | 0 | 0 | 0 | 0 | 0 | 0 | 0 | 0 | 0 | 0 | 0 | 0 | 0 | 0 | 0 | 0 | 0 | 0 | 0 | 0 | 0 | 0 | 0 | 0 | 0 | 0 | 0 | 0 | 0 | 0 | 0 | 0 | 0 | 0 | 0 | 0 | 0 | 0 | 0 | 0 | 0 | 0 | 0 | 0 | 0 | 0 | 0 | 0 | 0 | 0 | 0 | 0 | 0 | 0 | 0 | 0 | 0 | 0 | 0 | 0 | 0 | 0 | 0 | 0 | 0 | 0 | 0 | 0 | 0 | 0 | 0 | 0 | 0 | 0 | 0 | 0 | 0 | 0 | 0 | 0 | 0 | 0 | 0 | 0 | 0 | 0 | 0 | 0 | 0 | 0 | 0 | 0 | 0 | 0 | 0 | 0 | 0 | 0 | 0 | 0 | 0 | 0 | 0 | 0 | 0 | 0 | 0 | 0 | 0 | 0 | 0 | 0 | 0 | 0 | 0 | 0 | 0 | 0 | 0 | 0 | 0 | 0 | 0 | 0 | 0 | 0 | 0 | 0 | 0 | 0 | 0 | 0 | 0 | 0 | 0 | 0 | 0 | 0 | 0 | 0 | 0 | 0 | 0 | 0 | 0 | 0 | 0 | 0 | 0 | 0 | 0 | 0 | 0 | 0 | 0 | 0 | 0 | 0 | 0 | 0 | 0 | 0 | 0 | 0 | 0 | 0 | 0 | 0 | 0 | 0 | 0 | 0 | 0 | 0 | 0 | 0 | 0 | 0 | 0 | 0 | 0 | 0 | 0 | 0 | 0 | 0 | 0 | 0 | 0 | 0 | 0 | 0 | 0 | 0 | 0 | 0 | 0 | 0 | 0 | 0 | 0 | 0 | 0 | 0 | 0 | 0 | 0 | 0 | 0 | 0 | 0 | 0 | 0 | 0 | 0 | 0 | 0 | 0 | 0 | 0 | 0 | 0 | 0 | 0 | 0 | 0 | 0 | 0 | 0 | 0 | 0 | 0 | 0 | 0 | 0 | 0 | 0 | 0 | 0 | 0 | 0 | 0 | 0 | 0 | 0 | 0 | 0 | 0 | 0 | 0 | 0 | 0 | 0 | 0 | 0 | 0 | 0 | 0 | 0 | 0 | 0 | 0 | 0 | 0 | 0 | 0 | 0 | 0 | 0 | 0 | 0 | 0 | 0 | 0 | 0 | 0 | 0 | 0 | 0 | 0 | 0 | 0 | 0 | 0 | 0 | 0 | 0 | 0 | 0 | 0 | 0 | 0 | 0 | 0 | 0 | 0 | 0 | 0 | 0 | 0 | 0 | 0 | 0 | 0 | 0 | 0 | 0 | 0 | 0 | 0 | 0 | 0 | 0 | 0 | 0 | 0 | 0 | 0 | 0 | 0 | 0 | 0 | 0 | 0 | 0 | 0 | 0 | 0
WA_Commercial_WA - College_Existing_Miscellaneous_Natural Gas_Pool Heater - Night Covers_A | WA | Commercial | WA - College | Existing | Miscellaneous | Natural Gas | Pool Heater - Night Covers | A | WCM47 | Uncovered. | Night covers on pool. | 5 | 0.0011799 | 0 | 0 | 1.36 | 0 | 0 | 0 | 0.28365 | 0.25 | sqft pool | 15% | 100% | Discretionary | Retro12Med_WA | 84.74% | Pool Heater | 0% | 350537.4512 |  | 149650.0755 |  | 0 | PL_COV-Water Heating-SCG-R0-62 | PL_COV-Water Heating-SCG-R0-62 | PL_COV-Water Heating-SCG-R0-1 | Uncovered. | Uncovered. | Uncovered. | Uncovered. | Uncovered. | Uncovered. | Uncovered. | Uncovered. | Uncovered. | Uncovered. | Uncovered. | Uncovered. | Uncovered. | Uncovered. | Uncovered. | Uncovered. | Uncovered. | Uncovered. | Uncovered. | Uncovered. | Uncovered. | Uncovered. | Uncovered. | Uncovered. | Uncovered. | Uncovered. | Uncovered. | Night covers on pool. | Night covers on pool. | Night covers on pool. | Night covers on pool. | Night covers on pool. | Night covers on pool. | Night covers on pool. | Night covers on pool. | Night covers on pool. | Night covers on pool. | Night covers on pool. | Night covers on pool. | Night covers on pool. | Night covers on pool. | Night covers on pool. | Night covers on pool. | Night covers on pool. | Night covers on pool. | Night covers on pool. | Night covers on pool. | Night covers on pool. | Night covers on pool. | Night covers on pool. | Night covers on pool. | Night covers on pool. | Night covers on pool. | Night covers on pool. | 1.36 | 1.36 | 1.36 | 1.36 | 1.36 | 1.36 | 1.36 | 1.36 | 1.36 | 1.36 | 1.36 | 1.36 | 1.36 | 1.36 | 1.36 | 1.36 | 1.36 | 1.36 | 1.36 | 1.36 | 1.36 | 1.36 | 1.36 | 1.36 | 1.36 | 1.36 | 1.36 | 0 | 0 | 0.0011798 | 0.0011797 | 0.0011796 | 0.0011795 | 0.0011794 | 0.0011793 | 0.0011793 | 0.0011793 | 0.0011793 | 0.0011793 | 0.0011793 | 0.0011792 | 0.0011792 | 0.0011792 | 0.0011792 | 0.0011792 | 0.0011792 | 0.0011792 | 0.0011792 | 0.0011792 | 0.0011792 | 0.0011792 | 0.0011792 | 0.0011792 | 0.0011792 | 0 | 0.0044435 | 0.0044431 | 0.0044428 | 0.0044424 | 0.004442 | 0 | 0 | 0 | 0 | 0 | 0 | 0 | 0 | 0 | 0 | 0 | 0 | 0 | 0 | 0 | 0 | 0 | 0 | 0 | 0 | 0.0044435 | 0.0088863 | 0.013328 | 0.017769 | 0.02221 | 0.02221 | 0.02221 | 0.02221 | 0.022209 | 0.022209 | 0.022209 | 0.022208 | 0.022208 | 0.022208 | 0.022208 | 0.022208 | 0.022208 | 0.022208 | 0.022208 | 0.022208 | 0.022208 | 0.022208 | 0.022208 | 0.022208 | 0 | 3766.5587 | 3766.5587 | 3766.5587 | 3766.5587 | 3766.5587 | 0 | 0 | 0 | 0 | 0 | 0 | 0 | 0 | 0 | 0 | 0 | 0 | 0 | 0 | 0 | 0 | 0 | 0 | 0 | 0 | 3766.5587 | 7533.1173 | 11299.676 | 15066.2346 | 18832.7933 | 18832.7933 | 18832.7933 | 18832.7933 | 18832.7933 | 18832.7933 | 18832.7933 | 18832.7933 | 18832.7933 | 18832.7933 | 18832.7933 | 18832.7933 | 18832.7933 | 18832.7933 | 18832.7933 | 18832.7933 | 18832.7933 | 18832.7933 | 18832.7933 | 18832.7933 | 0 | 0.0037777 | 0.0037777 | 0.0037777 | 0.0037777 | 0.0037777 | 0 | 0 | 0 | 0 | 0 | 0 | 0 | 0 | 0 | 0 | 0 | 0 | 0 | 0 | 0 | 0 | 0 | 0 | 0 | 0 | 0.0037777 | 0.0075554 | 0.011333 | 0.015111 | 0.018888 | 0.018888 | 0.018888 | 0.018888 | 0.018887 | 0.018887 | 0.018886 | 0.018885 | 0.018885 | 0.018884 | 0.018883 | 0.018882 | 0.018881 | 0.01888 | 0.01888 | 0.018879 | 0.018879 | 0.018879 | 0.018879 | 0.018879 | 0 | 3201.5749 | 3201.5749 | 3201.5749 | 3201.5749 | 3201.5749 | 0 | 0 | 0 | 0 | 0 | 0 | 0 | 0 | 0 | 0 | 0 | 0 | 0 | 0 | 0 | 0 | 0 | 0 | 0 | 0 | 3201.5749 | 6403.1497 | 9604.7246 | 12806.2994 | 16007.8743 | 16007.8743 | 16007.8743 | 16007.8743 | 16007.8743 | 16007.8743 | 16007.8743 | 16007.8743 | 16007.8743 | 16007.8743 | 16007.8743 | 16007.8743 | 16007.8743 | 16007.8743 | 16007.8743 | 16007.8743 | 16007.8743 | 16007.8743 | 16007.8743 | 16007.8743 | 0 | 0 | 0 | 0 | 0 | 0 | 0 | 0 | 0 | 0 | 0 | 0 | 0 | 0 | 0 | 0 | 0 | 0 | 0 | 0 | 0 | 0 | 0 | 0 | 0 | 0 | 0 | 0 | 0 | 0 | 0 | 0 | 0 | 0 | 0 | 0 | 0 | 0 | 0 | 0 | 0 | 0 | 0 | 0 | 0 | 0 | 0 | 0 | 0 | 0 | 0 | 0 | 0 | 0 | 0 | 0 | 0 | 0 | 0 | 0 | 0 | 0 | 0 | 0 | 0 | 0 | 0 | 0 | 0 | 0 | 0 | 0 | 0 | 0 | 0 | 0 | 0 | 0 | 0 | 0 | 0 | 0 | 0 | 0 | 0 | 0 | 0 | 0 | 0 | 0 | 0 | 0 | 0 | 0 | 0 | 0 | 0 | 0 | 0 | 0 | 0 | 0 | 0 | 0 | 0 | 0 | 0 | 0 | 0 | 0 | 0 | 0 | 0 | 0 | 0 | 0 | 0 | 0 | 0 | 0 | 0 | 0 | 0 | 0 | 0 | 0 | 0 | 0 | 0 | 0 | 0 | 0 | 0 | 0 | 0 | 0 | 0 | 0 | 0 | 0 | 0 | 0 | 0 | 0 | 0 | 0 | 0 | 0 | 0 | 0 | 0 | 0 | 0 | 0 | 0 | 0 | 0 | 0 | 0 | 0 | 0 | 0 | 0 | 0 | 0 | 0 | 0 | 0 | 0 | 0 | 0 | 0 | 0 | 0 | 0 | 0 | 0 | 0 | 0 | 0 | 0 | 0 | 0 | 0 | 0 | 0 | 0 | 0 | 0 | 0 | 0 | 0 | 0 | 0 | 0 | 0 | 0 | 0 | 0 | 0 | 350537.4512 | 350537.4512 | 350537.4512 | 350537.4512 | 350537.4512 | 350537.4512 | 350537.4512 | 350537.4512 | 350537.4512 | 350537.4512 | 350537.4512 | 350537.4512 | 350537.4512 | 350537.4512 | 350537.4512 | 350537.4512 | 350537.4512 | 350537.4512 | 350537.4512 | 350537.4512 | 350537.4512 | 350537.4512 | 350537.4512 | 350537.4512 | 350537.4512 | 149650.0755 | 149650.0755 | 149650.0755 | 149650.0755 | 149650.0755 | 149650.0755 | 149650.0755 | 149650.0755 | 149650.0755 | 149650.0755 | 149650.0755 | 149650.0755 | 149650.0755 | 149650.0755 | 149650.0755 | 149650.0755 | 149650.0755 | 149650.0755 | 149650.0755 | 149650.0755 | 149650.0755 | 149650.0755 | 149650.0755 | 149650.0755 | 149650.0755
WA_Commercial_WA - College_Existing_Space Heating_Natural Gas_Advanced New Construction Designs_A | WA | Commercial | WA - College | Existing | Space Heating | Natural Gas | Advanced New Construction Designs | A | WCM48 | Standard new construction design. | New construction designs exceeding ASHRAE 90.1 requirements. | 3 | 0 | 0 | 0 | 1.4 | 0 | 0 | 0 | 0.28365 | 0.25 | sqft | 0% | 0% | Discretionary | LO1Slow_WA | 84.66% | Space Heating | 0% | 0 |  | 0 |  | 0 | COM_CX-HVAC-AEG-1 | COM_CX-All-AEG-5 | COM_CX-All-AEG-5 | Standard new construction design. | Standard new construction design. | Standard new construction design. | Standard new construction design. | Standard new construction design. | Standard new construction design. | Standard new construction design. | Standard new construction design. | Standard new construction design. | Standard new construction design. | Standard new construction design. | Standard new construction design. | Standard new construction design. | Standard new construction design. | Standard new construction design. | Standard new construction design. | Standard new construction design. | Standard new construction design. | Standard new construction design. | Standard new construction design. | Standard new construction design. | Standard new construction design. | Standard new construction design. | Standard new construction design. | Standard new construction design. | Standard new construction design. | Standard new construction design. | New construction designs exceeding ASHRAE 90.1 requirements. | New construction designs exceeding ASHRAE 90.1 requirements. | New construction designs exceeding ASHRAE 90.1 requirements. | New construction designs exceeding ASHRAE 90.1 requirements. | New construction designs exceeding ASHRAE 90.1 requirements. | New construction designs exceeding ASHRAE 90.1 requirements. | New construction designs exceeding ASHRAE 90.1 requirements. | New construction designs exceeding ASHRAE 90.1 requirements. | New construction designs exceeding ASHRAE 90.1 requirements. | New construction designs exceeding ASHRAE 90.1 requirements. | New construction designs exceeding ASHRAE 90.1 requirements. | New construction designs exceeding ASHRAE 90.1 requirements. | New construction designs exceeding ASHRAE 90.1 requirements. | New construction designs exceeding ASHRAE 90.1 requirements. | New construction designs exceeding ASHRAE 90.1 requirements. | New construction designs exceeding ASHRAE 90.1 requirements. | New construction designs exceeding ASHRAE 90.1 requirements. | New construction designs exceeding ASHRAE 90.1 requirements. | New construction designs exceeding ASHRAE 90.1 requirements. | New construction designs exceeding ASHRAE 90.1 requirements. | New construction designs exceeding ASHRAE 90.1 requirements. | New construction designs exceeding ASHRAE 90.1 requirements. | New construction designs exceeding ASHRAE 90.1 requirements. | New construction designs exceeding ASHRAE 90.1 requirements. | New construction designs exceeding ASHRAE 90.1 requirements. | New construction designs exceeding ASHRAE 90.1 requirements. | New construction designs exceeding ASHRAE 90.1 requirements. | 1.4 | 1.4 | 1.4 | 1.4 | 1.4 | 1.4 | 1.4 | 1.4 | 1.4 | 1.4 | 1.4 | 1.4 | 1.4 | 1.4 | 1.4 | 1.4 | 1.4 | 1.4 | 1.4 | 1.4 | 1.4 | 1.4 | 1.4 | 1.4 | 1.4 | 1.4 | 1.4 | 0 | 0 | 0 | 0 | 0 | 0 | 0 | 0 | 0 | 0 | 0 | 0 | 0 | 0 | 0 | 0 | 0 | 0 | 0 | 0 | 0 | 0 | 0 | 0 | 0 | 0 | 0 | 0 | 0 | 0 | 0 | 0 | 0 | 0 | 0 | 0 | 0 | 0 | 0 | 0 | 0 | 0 | 0 | 0 | 0 | 0 | 0 | 0 | 0 | 0 | 0 | 0 | 0 | 0 | 0 | 0 | 0 | 0 | 0 | 0 | 0 | 0 | 0 | 0 | 0 | 0 | 0 | 0 | 0 | 0 | 0 | 0 | 0 | 0 | 0 | 0 | 0 | 0 | 0 | 0 | 0 | 0 | 0 | 0 | 0 | 0 | 0 | 0 | 0 | 0 | 0 | 0 | 0 | 0 | 0 | 0 | 0 | 0 | 0 | 0 | 0 | 0 | 0 | 0 | 0 | 0 | 0 | 0 | 0 | 0 | 0 | 0 | 0 | 0 | 0 | 0 | 0 | 0 | 0 | 0 | 0 | 0 | 0 | 0 | 0 | 0 | 0 | 0 | 0 | 0 | 0 | 0 | 0 | 0 | 0 | 0 | 0 | 0 | 0 | 0 | 0 | 0 | 0 | 0 | 0 | 0 | 0 | 0 | 0 | 0 | 0 | 0 | 0 | 0 | 0 | 0 | 0 | 0 | 0 | 0 | 0 | 0 | 0 | 0 | 0 | 0 | 0 | 0 | 0 | 0 | 0 | 0 | 0 | 0 | 0 | 0 | 0 | 0 | 0 | 0 | 0 | 0 | 0 | 0 | 0 | 0 | 0 | 0 | 0 | 0 | 0 | 0 | 0 | 0 | 0 | 0 | 0 | 0 | 0 | 0 | 0 | 0 | 0 | 0 | 0 | 0 | 0 | 0 | 0 | 0 | 0 | 0 | 0 | 0 | 0 | 0 | 0 | 0 | 0 | 0 | 0 | 0 | 0 | 0 | 0 | 0 | 0 | 0 | 0 | 0 | 0 | 0 | 0 | 0 | 0 | 0 | 0 | 0 | 0 | 0 | 0 | 0 | 0 | 0 | 0 | 0 | 0 | 0 | 0 | 0 | 0 | 0 | 0 | 0 | 0 | 0 | 0 | 0 | 0 | 0 | 0 | 0 | 0 | 0 | 0 | 0 | 0 | 0 | 0 | 0 | 0 | 0 | 0 | 0 | 0 | 0 | 0 | 0 | 0 | 0 | 0 | 0 | 0 | 0 | 0 | 0 | 0 | 0 | 0 | 0 | 0 | 0 | 0 | 0 | 0 | 0 | 0 | 0 | 0 | 0 | 0 | 0 | 0 | 0 | 0 | 0 | 0 | 0 | 0 | 0 | 0 | 0 | 0 | 0 | 0 | 0 | 0 | 0 | 0 | 0 | 0 | 0 | 0 | 0 | 0 | 0 | 0 | 0 | 0 | 0 | 0 | 0 | 0 | 0 | 0 | 0 | 0 | 0 | 0 | 0 | 0 | 0 | 0 | 0 | 0 | 0 | 0 | 0 | 0 | 0 | 0 | 0 | 0 | 0 | 0 | 0 | 0 | 0 | 0 | 0 | 0 | 0 | 0 | 0 | 0 | 0 | 0 | 0 | 0 | 0 | 0 | 0 | 0 | 0 | 0 | 0 | 0 | 0 | 0 | 0 | 0 | 0 | 0 | 0 | 0 | 0 | 0 | 0 | 0 | 0 | 0 | 0 | 0 | 0 | 0 | 0 | 0 | 0 | 0 | 0 | 0 | 0 | 0 | 0 | 0 | 0 | 0 | 0 | 0 | 0 | 0 | 0 | 0 | 0 | 0 | 0 | 0 | 0 | 0 | 0 | 0 | 0 | 0 | 0 | 0 | 0 | 0 | 0 | 0 | 0 | 0 | 0 | 0 | 0 | 0 | 0 | 0 | 0 | 0 | 0 | 0 | 0 | 0 | 0 | 0 | 0 | 0 | 0 | 0 | 0 | 0 | 0 | 0 | 0 | 0 | 0 | 0 | 0 | 0 | 0 | 0 | 0 | 0 | 0 | 0 | 0 | 0 | 0 | 0 | 0 | 0 | 0 | 0 | 0 | 0 | 0 | 0
WA_Commercial_WA - College_Existing_Water Heating_Natural Gas_Advanced New Construction Designs_A | WA | Commercial | WA - College | Existing | Water Heating | Natural Gas | Advanced New Construction Designs | A | WCM49 | Standard new construction design. | New construction designs exceeding ASHRAE 90.1 requirements. | 3 | 0 | 0 | 0 | 1.4 | 0 | 0 | 0 | 0.28365 | 0.25 | sqft | 0% | 0% | Discretionary | LO1Slow_WA | 84.66% | Water Heating | 0% | 0 |  | 0 |  | 0 | COM_CX-HVAC-AEG-1 | COM_CX-All-AEG-5 | COM_CX-All-AEG-5 | Standard new construction design. | Standard new construction design. | Standard new construction design. | Standard new construction design. | Standard new construction design. | Standard new construction design. | Standard new construction design. | Standard new construction design. | Standard new construction design. | Standard new construction design. | Standard new construction design. | Standard new construction design. | Standard new construction design. | Standard new construction design. | Standard new construction design. | Standard new construction design. | Standard new construction design. | Standard new construction design. | Standard new construction design. | Standard new construction design. | Standard new construction design. | Standard new construction design. | Standard new construction design. | Standard new construction design. | Standard new construction design. | Standard new construction design. | Standard new construction design. | New construction designs exceeding ASHRAE 90.1 requirements. | New construction designs exceeding ASHRAE 90.1 requirements. | New construction designs exceeding ASHRAE 90.1 requirements. | New construction designs exceeding ASHRAE 90.1 requirements. | New construction designs exceeding ASHRAE 90.1 requirements. | New construction designs exceeding ASHRAE 90.1 requirements. | New construction designs exceeding ASHRAE 90.1 requirements. | New construction designs exceeding ASHRAE 90.1 requirements. | New construction designs exceeding ASHRAE 90.1 requirements. | New construction designs exceeding ASHRAE 90.1 requirements. | New construction designs exceeding ASHRAE 90.1 requirements. | New construction designs exceeding ASHRAE 90.1 requirements. | New construction designs exceeding ASHRAE 90.1 requirements. | New construction designs exceeding ASHRAE 90.1 requirements. | New construction designs exceeding ASHRAE 90.1 requirements. | New construction designs exceeding ASHRAE 90.1 requirements. | New construction designs exceeding ASHRAE 90.1 requirements. | New construction designs exceeding ASHRAE 90.1 requirements. | New construction designs exceeding ASHRAE 90.1 requirements. | New construction designs exceeding ASHRAE 90.1 requirements. | New construction designs exceeding ASHRAE 90.1 requirements. | New construction designs exceeding ASHRAE 90.1 requirements. | New construction designs exceeding ASHRAE 90.1 requirements. | New construction designs exceeding ASHRAE 90.1 requirements. | New construction designs exceeding ASHRAE 90.1 requirements. | New construction designs exceeding ASHRAE 90.1 requirements. | New construction designs exceeding ASHRAE 90.1 requirements. | 1.4 | 1.4 | 1.4 | 1.4 | 1.4 | 1.4 | 1.4 | 1.4 | 1.4 | 1.4 | 1.4 | 1.4 | 1.4 | 1.4 | 1.4 | 1.4 | 1.4 | 1.4 | 1.4 | 1.4 | 1.4 | 1.4 | 1.4 | 1.4 | 1.4 | 1.4 | 1.4 | 0 | 0 | 0 | 0 | 0 | 0 | 0 | 0 | 0 | 0 | 0 | 0 | 0 | 0 | 0 | 0 | 0 | 0 | 0 | 0 | 0 | 0 | 0 | 0 | 0 | 0 | 0 | 0 | 0 | 0 | 0 | 0 | 0 | 0 | 0 | 0 | 0 | 0 | 0 | 0 | 0 | 0 | 0 | 0 | 0 | 0 | 0 | 0 | 0 | 0 | 0 | 0 | 0 | 0 | 0 | 0 | 0 | 0 | 0 | 0 | 0 | 0 | 0 | 0 | 0 | 0 | 0 | 0 | 0 | 0 | 0 | 0 | 0 | 0 | 0 | 0 | 0 | 0 | 0 | 0 | 0 | 0 | 0 | 0 | 0 | 0 | 0 | 0 | 0 | 0 | 0 | 0 | 0 | 0 | 0 | 0 | 0 | 0 | 0 | 0 | 0 | 0 | 0 | 0 | 0 | 0 | 0 | 0 | 0 | 0 | 0 | 0 | 0 | 0 | 0 | 0 | 0 | 0 | 0 | 0 | 0 | 0 | 0 | 0 | 0 | 0 | 0 | 0 | 0 | 0 | 0 | 0 | 0 | 0 | 0 | 0 | 0 | 0 | 0 | 0 | 0 | 0 | 0 | 0 | 0 | 0 | 0 | 0 | 0 | 0 | 0 | 0 | 0 | 0 | 0 | 0 | 0 | 0 | 0 | 0 | 0 | 0 | 0 | 0 | 0 | 0 | 0 | 0 | 0 | 0 | 0 | 0 | 0 | 0 | 0 | 0 | 0 | 0 | 0 | 0 | 0 | 0 | 0 | 0 | 0 | 0 | 0 | 0 | 0 | 0 | 0 | 0 | 0 | 0 | 0 | 0 | 0 | 0 | 0 | 0 | 0 | 0 | 0 | 0 | 0 | 0 | 0 | 0 | 0 | 0 | 0 | 0 | 0 | 0 | 0 | 0 | 0 | 0 | 0 | 0 | 0 | 0 | 0 | 0 | 0 | 0 | 0 | 0 | 0 | 0 | 0 | 0 | 0 | 0 | 0 | 0 | 0 | 0 | 0 | 0 | 0 | 0 | 0 | 0 | 0 | 0 | 0 | 0 | 0 | 0 | 0 | 0 | 0 | 0 | 0 | 0 | 0 | 0 | 0 | 0 | 0 | 0 | 0 | 0 | 0 | 0 | 0 | 0 | 0 | 0 | 0 | 0 | 0 | 0 | 0 | 0 | 0 | 0 | 0 | 0 | 0 | 0 | 0 | 0 | 0 | 0 | 0 | 0 | 0 | 0 | 0 | 0 | 0 | 0 | 0 | 0 | 0 | 0 | 0 | 0 | 0 | 0 | 0 | 0 | 0 | 0 | 0 | 0 | 0 | 0 | 0 | 0 | 0 | 0 | 0 | 0 | 0 | 0 | 0 | 0 | 0 | 0 | 0 | 0 | 0 | 0 | 0 | 0 | 0 | 0 | 0 | 0 | 0 | 0 | 0 | 0 | 0 | 0 | 0 | 0 | 0 | 0 | 0 | 0 | 0 | 0 | 0 | 0 | 0 | 0 | 0 | 0 | 0 | 0 | 0 | 0 | 0 | 0 | 0 | 0 | 0 | 0 | 0 | 0 | 0 | 0 | 0 | 0 | 0 | 0 | 0 | 0 | 0 | 0 | 0 | 0 | 0 | 0 | 0 | 0 | 0 | 0 | 0 | 0 | 0 | 0 | 0 | 0 | 0 | 0 | 0 | 0 | 0 | 0 | 0 | 0 | 0 | 0 | 0 | 0 | 0 | 0 | 0 | 0 | 0 | 0 | 0 | 0 | 0 | 0 | 0 | 0 | 0 | 0 | 0 | 0 | 0 | 0 | 0 | 0 | 0 | 0 | 0 | 0 | 0 | 0 | 0 | 0 | 0 | 0 | 0 | 0 | 0 | 0 | 0 | 0 | 0 | 0 | 0 | 0 | 0 | 0 | 0 | 0 | 0 | 0 | 0 | 0 | 0 | 0 | 0 | 0 | 0 | 0 | 0 | 0 | 0 | 0 | 0 | 0 | 0 | 0 | 0 | 0 | 0 | 0 | 0 | 0 | 0 | 0 | 0 | 0 | 0 | 0 | 0 | 0 | 0
WA_Commercial_WA - College_Existing_Space Heating_Natural Gas_Strategic Energy Management_A | WA | Commercial | WA - College | Existing | Space Heating | Natural Gas | Strategic Energy Management | A | WCM50 | No strategic energy management. | Implementation of strategic energy management. | 3 | 0.023327 | 0 | 0 | 0.09 | 0.02 | 0 | 0 | 0.28365 | 0.25 | sqft | 63% | 100% | Discretionary | RetroEven20_WA | 85% | Space Heating | 0% | 716.9252 |  | 538.6943 |  | 0 | DL20_COM_SEM-Misc-2021PLN-V4-1 | BEHAV_SEM-All-CPUC-2018_PG-2 | DL20_COM_SEM-Misc-2021PLN-V4-15 | No strategic energy management. | No strategic energy management. | No strategic energy management. | No strategic energy management. | No strategic energy management. | No strategic energy management. | No strategic energy management. | No strategic energy management. | No strategic energy management. | No strategic energy management. | No strategic energy management. | No strategic energy management. | No strategic energy management. | No strategic energy management. | No strategic energy management. | No strategic energy management. | No strategic energy management. | No strategic energy management. | No strategic energy management. | No strategic energy management. | No strategic energy management. | No strategic energy management. | No strategic energy management. | No strategic energy management. | No strategic energy management. | No strategic energy management. | No strategic energy management. | Implementation of strategic energy management. | Implementation of strategic energy management. | Implementation of strategic energy management. | Implementation of strategic energy management. | Implementation of strategic energy management. | Implementation of strategic energy management. | Implementation of strategic energy management. | Implementation of strategic energy management. | Implementation of strategic energy management. | Implementation of strategic energy management. | Implementation of strategic energy management. | Implementation of strategic energy management. | Implementation of strategic energy management. | Implementation of strategic energy management. | Implementation of strategic energy management. | Implementation of strategic energy management. | Implementation of strategic energy management. | Implementation of strategic energy management. | Implementation of strategic energy management. | Implementation of strategic energy management. | Implementation of strategic energy management. | Implementation of strategic energy management. | Implementation of strategic energy management. | Implementation of strategic energy management. | Implementation of strategic energy management. | Implementation of strategic energy management. | Implementation of strategic energy management. | 0.09 | 0.09 | 0.09 | 0.09 | 0.09 | 0.09 | 0.09 | 0.09 | 0.09 | 0.09 | 0.09 | 0.09 | 0.09 | 0.09 | 0.09 | 0.09 | 0.09 | 0.09 | 0.09 | 0.09 | 0.09 | 0.09 | 0.09 | 0.09 | 0.09 | 0.09 | 0.09 | 0 | 0 | 0.024559 | 0.024002 | 0.023321 | 0.022612 | 0.021884 | 0.02113 | 0.020358 | 0.019557 | 0.018733 | 0.017895 | 0.017055 | 0.016233 | 0.015443 | 0.014695 | 0.013997 | 0.013362 | 0.012827 | 0.012389 | 0.011999 | 0.011665 | 0.011347 | 0.011127 | 0.01091 | 0.010696 | 0.010483 | 0 | 6.1154 | 12.1965 | 11.8258 | 5.8692 | 0 | 0 | 0 | 0 | 0 | 0 | 0 | 0 | 0 | 0 | 0 | 0 | 0 | 0 | 0 | 0 | 0 | 0 | 0 | 0 | 0 | 6.1154 | 18.1384 | 29.413 | 34.3349 | 33.1529 | 31.9411 | 30.6844 | 29.392 | 28.0765 | 26.7589 | 25.4696 | 24.2295 | 23.0558 | 21.9607 | 20.9643 | 20.125 | 19.4385 | 18.8261 | 18.3012 | 17.8025 | 17.4577 | 17.1172 | 16.7808 | 16.4476 | 0 | 254788.246 | 522986.3997 | 522986.3997 | 268198.1537 | 0 | 0 | 0 | 0 | 0 | 0 | 0 | 0 | 0 | 0 | 0 | 0 | 0 | 0 | 0 | 0 | 0 | 0 | 0 | 0 | 0 | 254788.246 | 777774.6457 | 1300761.0455 | 1568959.1992 | 1568959.1992 | 1568959.1992 | 1568959.1992 | 1568959.1992 | 1568959.1992 | 1568959.1992 | 1568959.1992 | 1568959.1992 | 1568959.1992 | 1568959.1992 | 1568959.1992 | 1568959.1992 | 1568959.1992 | 1568959.1992 | 1568959.1992 | 1568959.1992 | 1568959.1992 | 1568959.1992 | 1568959.1992 | 1568959.1992 | 0 | 5.3279 | 10.7748 | 10.5986 | 5.3387 | 0 | 0 | 0 | 0 | 0 | 0 | 0 | 0 | 0 | 0 | 0 | 0 | 0 | 0 | 0 | 0 | 0 | 0 | 0 | 0 | 0 | 5.3279 | 16.0241 | 26.3606 | 31.2313 | 30.6227 | 29.9757 | 29.2762 | 28.5291 | 27.7426 | 26.9323 | 26.1231 | 25.3336 | 24.5801 | 23.8758 | 23.242 | 22.7387 | 22.3687 | 22.0615 | 21.8336 | 21.624 | 21.5676 | 21.5137 | 21.4622 | 21.4127 | 0 | 216570.0091 | 444538.4398 | 444538.4398 | 227968.4306 | 0 | 0 | 0 | 0 | 0 | 0 | 0 | 0 | 0 | 0 | 0 | 0 | 0 | 0 | 0 | 0 | 0 | 0 | 0 | 0 | 0 | 216570.0091 | 661108.4489 | 1105646.8886 | 1333615.3193 | 1333615.3193 | 1333615.3193 | 1333615.3193 | 1333615.3193 | 1333615.3193 | 1333615.3193 | 1333615.3193 | 1333615.3193 | 1333615.3193 | 1333615.3193 | 1333615.3193 | 1333615.3193 | 1333615.3193 | 1333615.3193 | 1333615.3193 | 1333615.3193 | 1333615.3193 | 1333615.3193 | 1333615.3193 | 1333615.3193 | 0 | 5.3415 | 10.8456 | 10.719 | 5.4286 | 0 | 0 | 0 | 0 | 0 | 0 | 0 | 0 | 0 | 0 | 0 | 0 | 0 | 0 | 0 | 0 | 0 | 0 | 0 | 0 | 0 | 5.3415 | 16.1294 | 26.6602 | 31.7575 | 31.3316 | 30.8716 | 30.3755 | 29.8431 | 29.2767 | 28.6845 | 28.0941 | 27.5191 | 26.9684 | 26.4481 | 25.9749 | 25.6014 | 25.3323 | 25.1097 | 24.9485 | 24.8007 | 24.7686 | 24.7393 | 24.7124 | 24.6877 | 0 | 216570.0091 | 444538.4398 | 444538.4398 | 227968.4306 | 0 | 0 | 0 | 0 | 0 | 0 | 0 | 0 | 0 | 0 | 0 | 0 | 0 | 0 | 0 | 0 | 0 | 0 | 0 | 0 | 0 | 216570.0091 | 661108.4489 | 1105646.8886 | 1333615.3193 | 1333615.3193 | 1333615.3193 | 1333615.3193 | 1333615.3193 | 1333615.3193 | 1333615.3193 | 1333615.3193 | 1333615.3193 | 1333615.3193 | 1333615.3193 | 1333615.3193 | 1333615.3193 | 1333615.3193 | 1333615.3193 | 1333615.3193 | 1333615.3193 | 1333615.3193 | 1333615.3193 | 1333615.3193 | 1333615.3193 | 0 | 5.3293 | 10.7823 | 10.612 | 5.3491 | 0 | 0 | 0 | 0 | 0 | 0 | 0 | 0 | 0 | 0 | 0 | 0 | 0 | 0 | 0 | 0 | 0 | 0 | 0 | 0 | 0 | 5.3293 | 16.0352 | 26.394 | 31.292 | 30.7059 | 30.0828 | 29.4083 | 28.6864 | 27.925 | 27.1393 | 26.3542 | 25.5879 | 24.857 | 24.1747 | 23.5626 | 23.0817 | 22.7355 | 22.4524 | 22.2497 | 22.0652 | 22.0366 | 22.0103 | 21.9863 | 21.9643 | 0 | 216570.0091 | 444538.4398 | 444538.4398 | 227968.4306 | 0 | 0 | 0 | 0 | 0 | 0 | 0 | 0 | 0 | 0 | 0 | 0 | 0 | 0 | 0 | 0 | 0 | 0 | 0 | 0 | 0 | 216570.0091 | 661108.4489 | 1105646.8886 | 1333615.3193 | 1333615.3193 | 1333615.3193 | 1333615.3193 | 1333615.3193 | 1333615.3193 | 1333615.3193 | 1333615.3193 | 1333615.3193 | 1333615.3193 | 1333615.3193 | 1333615.3193 | 1333615.3193 | 1333615.3193 | 1333615.3193 | 1333615.3193 | 1333615.3193 | 1333615.3193 | 1333615.3193 | 1333615.3193 | 1333615.3193 | 689.5918 | 694.2643 | 698.5782 | 702.545 | 706.1725 | 709.4657 | 712.4277 | 715.0598 | 717.4151 | 719.5366 | 721.4587 | 723.209 | 724.8093 | 726.2772 | 727.6264 | 728.8676 | 730.0094 | 731.0485 | 731.9916 | 732.8404 | 733.6053 | 734.2957 | 734.9195 | 735.4836 | 735.9943 | 518.156 | 521.6669 | 524.9084 | 527.889 | 530.6147 | 533.0892 | 535.3148 | 537.2926 | 539.0623 | 540.6564 | 542.1007 | 543.4158 | 544.6183 | 545.7213 | 546.735 | 547.6677 | 548.5256 | 549.3064 | 550.015 | 550.6528 | 551.2276 | 551.7463 | 552.215 | 552.6389 | 553.0227
WA_Commercial_WA - College_Existing_Water Heating_Natural Gas_Strategic Energy Management_A | WA | Commercial | WA - College | Existing | Water Heating | Natural Gas | Strategic Energy Management | A | WCM51 | No strategic energy management. | Implementation of strategic energy management. | 3 | 0.010806 | 0 | 0 | 0.09 | 0.02 | 0 | 0 | 0.28365 | 0.25 | sqft | 63% | 100% | Discretionary | RetroEven20_WA | 85% | Water Heating | 0% | 716.9252 |  | 538.6943 |  | 0 | DL20_COM_SEM-Misc-2021PLN-V4-1 | BEHAV_SEM-All-CPUC-2018_PG-2 | DL20_COM_SEM-Misc-2021PLN-V4-15 | No strategic energy management. | No strategic energy management. | No strategic energy management. | No strategic energy management. | No strategic energy management. | No strategic energy management. | No strategic energy management. | No strategic energy management. | No strategic energy management. | No strategic energy management. | No strategic energy management. | No strategic energy management. | No strategic energy management. | No strategic energy management. | No strategic energy management. | No strategic energy management. | No strategic energy management. | No strategic energy management. | No strategic energy management. | No strategic energy management. | No strategic energy management. | No strategic energy management. | No strategic energy management. | No strategic energy management. | No strategic energy management. | No strategic energy management. | No strategic energy management. | Implementation of strategic energy management. | Implementation of strategic energy management. | Implementation of strategic energy management. | Implementation of strategic energy management. | Implementation of strategic energy management. | Implementation of strategic energy management. | Implementation of strategic energy management. | Implementation of strategic energy management. | Implementation of strategic energy management. | Implementation of strategic energy management. | Implementation of strategic energy management. | Implementation of strategic energy management. | Implementation of strategic energy management. | Implementation of strategic energy management. | Implementation of strategic energy management. | Implementation of strategic energy management. | Implementation of strategic energy management. | Implementation of strategic energy management. | Implementation of strategic energy management. | Implementation of strategic energy management. | Implementation of strategic energy management. | Implementation of strategic energy management. | Implementation of strategic energy management. | Implementation of strategic energy management. | Implementation of strategic energy management. | Implementation of strategic energy management. | Implementation of strategic energy management. | 0.09 | 0.09 | 0.09 | 0.09 | 0.09 | 0.09 | 0.09 | 0.09 | 0.09 | 0.09 | 0.09 | 0.09 | 0.09 | 0.09 | 0.09 | 0.09 | 0.09 | 0.09 | 0.09 | 0.09 | 0.09 | 0.09 | 0.09 | 0.09 | 0.09 | 0.09 | 0.09 | 0 | 0 | 0.010302 | 0.0099897 | 0.0096944 | 0.0094228 | 0.0091664 | 0.0089243 | 0.0086915 | 0.008477 | 0.008269 | 0.0080733 | 0.0079873 | 0.0079205 | 0.0078858 | 0.0078319 | 0.0077923 | 0.0077643 | 0.0077419 | 0.0077228 | 0.0077117 | 0.0077053 | 0.0077023 | 0.0076998 | 0.0076923 | 0.0076907 | 0.0076894 | 0 | 2.8671 | 5.7112 | 5.5512 | 2.7693 | 0 | 0 | 0 | 0 | 0 | 0 | 0 | 0 | 0 | 0 | 0 | 0 | 0 | 0 | 0 | 0 | 0 | 0 | 0 | 0 | 0 | 2.8671 | 8.4936 | 13.8069 | 16.2005 | 15.7725 | 15.3611 | 14.982 | 14.6143 | 14.2686 | 14.1166 | 13.9985 | 13.9371 | 13.8419 | 13.772 | 13.7225 | 13.6829 | 13.6491 | 13.6294 | 13.6182 | 13.6128 | 13.6085 | 13.5951 | 13.5924 | 13.5901 | 0 | 287009.7508 | 589125.2779 | 589125.2779 | 302115.5271 | 0 | 0 | 0 | 0 | 0 | 0 | 0 | 0 | 0 | 0 | 0 | 0 | 0 | 0 | 0 | 0 | 0 | 0 | 0 | 0 | 0 | 287009.7508 | 876135.0286 | 1465260.3065 | 1767375.8336 | 1767375.8336 | 1767375.8336 | 1767375.8336 | 1767375.8336 | 1767375.8336 | 1767375.8336 | 1767375.8336 | 1767375.8336 | 1767375.8336 | 1767375.8336 | 1767375.8336 | 1767375.8336 | 1767375.8336 | 1767375.8336 | 1767375.8336 | 1767375.8336 | 1767375.8336 | 1767375.8336 | 1767375.8336 | 1767375.8336 | 0 | 2.4898 | 5.0117 | 4.9204 | 2.4786 | 0 | 0 | 0 | 0 | 0 | 0 | 0 | 0 | 0 | 0 | 0 | 0 | 0 | 0 | 0 | 0 | 0 | 0 | 0 | 0 | 0 | 2.4898 | 7.4532 | 12.2379 | 14.5 | 14.2509 | 14.0084 | 13.7859 | 13.5739 | 13.3784 | 13.2054 | 13.0648 | 12.9745 | 12.8872 | 12.8212 | 12.7733 | 12.7352 | 12.7046 | 12.6824 | 12.6664 | 12.6548 | 12.6464 | 12.6358 | 12.6334 | 12.6315 | 0 | 243958.2881 | 500756.4862 | 500756.4862 | 256798.1981 | 0 | 0 | 0 | 0 | 0 | 0 | 0 | 0 | 0 | 0 | 0 | 0 | 0 | 0 | 0 | 0 | 0 | 0 | 0 | 0 | 0 | 243958.2881 | 744714.7743 | 1245471.2605 | 1502269.4586 | 1502269.4586 | 1502269.4586 | 1502269.4586 | 1502269.4586 | 1502269.4586 | 1502269.4586 | 1502269.4586 | 1502269.4586 | 1502269.4586 | 1502269.4586 | 1502269.4586 | 1502269.4586 | 1502269.4586 | 1502269.4586 | 1502269.4586 | 1502269.4586 | 1502269.4586 | 1502269.4586 | 1502269.4586 | 1502269.4586 | 0 | 2.4898 | 5.0117 | 4.9204 | 2.4786 | 0 | 0 | 0 | 0 | 0 | 0 | 0 | 0 | 0 | 0 | 0 | 0 | 0 | 0 | 0 | 0 | 0 | 0 | 0 | 0 | 0 | 2.4898 | 7.4532 | 12.2379 | 14.5 | 14.2509 | 14.0084 | 13.7859 | 13.5739 | 13.3784 | 13.2054 | 13.0648 | 12.9745 | 12.8872 | 12.8212 | 12.7733 | 12.7352 | 12.7046 | 12.6824 | 12.6664 | 12.6548 | 12.6464 | 12.6358 | 12.6334 | 12.6315 | 0 | 243958.2881 | 500756.4862 | 500756.4862 | 256798.1981 | 0 | 0 | 0 | 0 | 0 | 0 | 0 | 0 | 0 | 0 | 0 | 0 | 0 | 0 | 0 | 0 | 0 | 0 | 0 | 0 | 0 | 243958.2881 | 744714.7743 | 1245471.2605 | 1502269.4586 | 1502269.4586 | 1502269.4586 | 1502269.4586 | 1502269.4586 | 1502269.4586 | 1502269.4586 | 1502269.4586 | 1502269.4586 | 1502269.4586 | 1502269.4586 | 1502269.4586 | 1502269.4586 | 1502269.4586 | 1502269.4586 | 1502269.4586 | 1502269.4586 | 1502269.4586 | 1502269.4586 | 1502269.4586 | 1502269.4586 | 0 | 2.4898 | 5.0117 | 4.9204 | 2.4786 | 0 | 0 | 0 | 0 | 0 | 0 | 0 | 0 | 0 | 0 | 0 | 0 | 0 | 0 | 0 | 0 | 0 | 0 | 0 | 0 | 0 | 2.4898 | 7.4532 | 12.2379 | 14.5 | 14.2509 | 14.0084 | 13.7859 | 13.5739 | 13.3784 | 13.2054 | 13.0648 | 12.9745 | 12.8872 | 12.8212 | 12.7733 | 12.7352 | 12.7046 | 12.6824 | 12.6664 | 12.6548 | 12.6464 | 12.6358 | 12.6334 | 12.6315 | 0 | 243958.2881 | 500756.4862 | 500756.4862 | 256798.1981 | 0 | 0 | 0 | 0 | 0 | 0 | 0 | 0 | 0 | 0 | 0 | 0 | 0 | 0 | 0 | 0 | 0 | 0 | 0 | 0 | 0 | 243958.2881 | 744714.7743 | 1245471.2605 | 1502269.4586 | 1502269.4586 | 1502269.4586 | 1502269.4586 | 1502269.4586 | 1502269.4586 | 1502269.4586 | 1502269.4586 | 1502269.4586 | 1502269.4586 | 1502269.4586 | 1502269.4586 | 1502269.4586 | 1502269.4586 | 1502269.4586 | 1502269.4586 | 1502269.4586 | 1502269.4586 | 1502269.4586 | 1502269.4586 | 1502269.4586 | 689.5918 | 694.2643 | 698.5782 | 702.545 | 706.1725 | 709.4657 | 712.4277 | 715.0598 | 717.4151 | 719.5366 | 721.4587 | 723.209 | 724.8093 | 726.2772 | 727.6264 | 728.8676 | 730.0094 | 731.0485 | 731.9916 | 732.8404 | 733.6053 | 734.2957 | 734.9195 | 735.4836 | 735.9943 | 518.156 | 521.6669 | 524.9084 | 527.889 | 530.6147 | 533.0892 | 535.3148 | 537.2926 | 539.0623 | 540.6564 | 542.1007 | 543.4158 | 544.6183 | 545.7213 | 546.735 | 547.6677 | 548.5256 | 549.3064 | 550.015 | 550.6528 | 551.2276 | 551.7463 | 552.215 | 552.6389 | 553.0227
WA_Commercial_WA - College_Existing_Space Heating_Natural Gas_Retrocommissioning_A | WA | Commercial | WA - College | Existing | Space Heating | Natural Gas | Retrocommissioning | A | WCM52 | No retro commissioning. | Periodic recommissioning of building systems. | 3 | 0.028643 | 0 | 0 | 0.15 | 0.02 | 0 | 0 | 0.28365 | 0.25 | sqft | 11% | 69.33% | Discretionary | RetroEven20_WA | 85% | Space Heating | 0% | 1167.8054 |  | 731.1822 |  | 0 | COM_RCX-HVAC-AEG-1 | COM_RCX-Heating-7PLN-v5-8 | COM_RCX-HVAC-AEG-1 | No retro commissioning. | No retro commissioning. | No retro commissioning. | No retro commissioning. | No retro commissioning. | No retro commissioning. | No retro commissioning. | No retro commissioning. | No retro commissioning. | No retro commissioning. | No retro commissioning. | No retro commissioning. | No retro commissioning. | No retro commissioning. | No retro commissioning. | No retro commissioning. | No retro commissioning. | No retro commissioning. | No retro commissioning. | No retro commissioning. | No retro commissioning. | No retro commissioning. | No retro commissioning. | No retro commissioning. | No retro commissioning. | No retro commissioning. | No retro commissioning. | Periodic recommissioning of building systems. | Periodic recommissioning of building systems. | Periodic recommissioning of building systems. | Periodic recommissioning of building systems. | Periodic recommissioning of building systems. | Periodic recommissioning of building systems. | Periodic recommissioning of building systems. | Periodic recommissioning of building systems. | Periodic recommissioning of building systems. | Periodic recommissioning of building systems. | Periodic recommissioning of building systems. | Periodic recommissioning of building systems. | Periodic recommissioning of building systems. | Periodic recommissioning of building systems. | Periodic recommissioning of building systems. | Periodic recommissioning of building systems. | Periodic recommissioning of building systems. | Periodic recommissioning of building systems. | Periodic recommissioning of building systems. | Periodic recommissioning of building systems. | Periodic recommissioning of building systems. | Periodic recommissioning of building systems. | Periodic recommissioning of building systems. | Periodic recommissioning of building systems. | Periodic recommissioning of building systems. | Periodic recommissioning of building systems. | Periodic recommissioning of building systems. | 0.15 | 0.15 | 0.15 | 0.15 | 0.15 | 0.15 | 0.15 | 0.15 | 0.15 | 0.15 | 0.15 | 0.15 | 0.15 | 0.15 | 0.15 | 0.15 | 0.15 | 0.15 | 0.15 | 0.15 | 0.15 | 0.15 | 0.15 | 0.15 | 0.15 | 0.15 | 0.15 | 0 | 0 | 0.030156 | 0.029459 | 0.028596 | 0.027702 | 0.026797 | 0.025874 | 0.024928 | 0.023948 | 0.022939 | 0.021912 | 0.020884 | 0.019878 | 0.01891 | 0.017994 | 0.017139 | 0.016361 | 0.015706 | 0.015171 | 0.014693 | 0.014283 | 0.013894 | 0.013625 | 0.013359 | 0.013097 | 0.012836 | 0 | 11.8334 | 23.5785 | 22.8407 | 11.3305 | 0 | 0 | 0 | 0 | 0 | 0 | 0 | 0 | 0 | 0 | 0 | 0 | 0 | 0 | 0 | 0 | 0 | 0 | 0 | 0 | 0 | 11.8334 | 35.0655 | 56.8089 | 66.2835 | 64.0016 | 61.6623 | 59.2363 | 56.7413 | 54.2018 | 51.6581 | 49.1691 | 46.7751 | 44.5093 | 42.3952 | 40.4715 | 38.8513 | 37.526 | 36.3438 | 35.3304 | 34.3677 | 33.7022 | 33.0447 | 32.3954 | 31.7522 | 0 | 401693.1807 | 824528.1077 | 824528.1077 | 422834.927 | 0 | 0 | 0 | 0 | 0 | 0 | 0 | 0 | 0 | 0 | 0 | 0 | 0 | 0 | 0 | 0 | 0 | 0 | 0 | 0 | 0 | 401693.1807 | 1226221.2883 | 2050749.396 | 2473584.323 | 2473584.323 | 2473584.323 | 2473584.323 | 2473584.323 | 2473584.323 | 2473584.323 | 2473584.323 | 2473584.323 | 2473584.323 | 2473584.323 | 2473584.323 | 2473584.323 | 2473584.323 | 2473584.323 | 2473584.323 | 2473584.323 | 2473584.323 | 2473584.323 | 2473584.323 | 2473584.323 | 0 | 10.3103 | 20.8344 | 20.4775 | 10.3107 | 0 | 0 | 0 | 0 | 0 | 0 | 0 | 0 | 0 | 0 | 0 | 0 | 0 | 0 | 0 | 0 | 0 | 0 | 0 | 0 | 0 | 10.3103 | 30.9846 | 50.9312 | 60.3173 | 59.1419 | 57.8923 | 56.5414 | 55.0986 | 53.5796 | 52.0146 | 50.4518 | 48.927 | 47.4718 | 46.1116 | 44.8875 | 43.9154 | 43.201 | 42.6075 | 42.1674 | 41.7626 | 41.6537 | 41.5497 | 41.4502 | 41.3546 | 0 | 341439.2036 | 700848.8915 | 700848.8915 | 359409.688 | 0 | 0 | 0 | 0 | 0 | 0 | 0 | 0 | 0 | 0 | 0 | 0 | 0 | 0 | 0 | 0 | 0 | 0 | 0 | 0 | 0 | 341439.2036 | 1042288.0951 | 1743136.9866 | 2102546.6745 | 2102546.6745 | 2102546.6745 | 2102546.6745 | 2102546.6745 | 2102546.6745 | 2102546.6745 | 2102546.6745 | 2102546.6745 | 2102546.6745 | 2102546.6745 | 2102546.6745 | 2102546.6745 | 2102546.6745 | 2102546.6745 | 2102546.6745 | 2102546.6745 | 2102546.6745 | 2102546.6745 | 2102546.6745 | 2102546.6745 | 0 | 10.3366 | 20.9713 | 20.7102 | 10.4844 | 0 | 0 | 0 | 0 | 0 | 0 | 0 | 0 | 0 | 0 | 0 | 0 | 0 | 0 | 0 | 0 | 0 | 0 | 0 | 0 | 0 | 10.3366 | 31.1881 | 51.5099 | 61.3335 | 60.511 | 59.6226 | 58.6645 | 57.6362 | 56.5424 | 55.3987 | 54.2585 | 53.1478 | 52.0843 | 51.0794 | 50.1655 | 49.4443 | 48.9245 | 48.4947 | 48.1832 | 47.8978 | 47.8358 | 47.7792 | 47.7273 | 47.6797 | 0 | 341439.2036 | 700848.8915 | 700848.8915 | 359409.688 | 0 | 0 | 0 | 0 | 0 | 0 | 0 | 0 | 0 | 0 | 0 | 0 | 0 | 0 | 0 | 0 | 0 | 0 | 0 | 0 | 0 | 341439.2036 | 1042288.0951 | 1743136.9866 | 2102546.6745 | 2102546.6745 | 2102546.6745 | 2102546.6745 | 2102546.6745 | 2102546.6745 | 2102546.6745 | 2102546.6745 | 2102546.6745 | 2102546.6745 | 2102546.6745 | 2102546.6745 | 2102546.6745 | 2102546.6745 | 2102546.6745 | 2102546.6745 | 2102546.6745 | 2102546.6745 | 2102546.6745 | 2102546.6745 | 2102546.6745 | 0 | 10.3129 | 20.8489 | 20.5034 | 10.3307 | 0 | 0 | 0 | 0 | 0 | 0 | 0 | 0 | 0 | 0 | 0 | 0 | 0 | 0 | 0 | 0 | 0 | 0 | 0 | 0 | 0 | 10.3129 | 31.006 | 50.9956 | 60.4344 | 59.3025 | 58.0993 | 56.7965 | 55.4023 | 53.9319 | 52.4144 | 50.8981 | 49.4182 | 48.0066 | 46.6888 | 45.5066 | 44.5779 | 43.9093 | 43.3626 | 42.9711 | 42.6147 | 42.5594 | 42.5088 | 42.4624 | 42.4199 | 0 | 341439.2036 | 700848.8915 | 700848.8915 | 359409.688 | 0 | 0 | 0 | 0 | 0 | 0 | 0 | 0 | 0 | 0 | 0 | 0 | 0 | 0 | 0 | 0 | 0 | 0 | 0 | 0 | 0 | 341439.2036 | 1042288.0951 | 1743136.9866 | 2102546.6745 | 2102546.6745 | 2102546.6745 | 2102546.6745 | 2102546.6745 | 2102546.6745 | 2102546.6745 | 2102546.6745 | 2102546.6745 | 2102546.6745 | 2102546.6745 | 2102546.6745 | 2102546.6745 | 2102546.6745 | 2102546.6745 | 2102546.6745 | 2102546.6745 | 2102546.6745 | 2102546.6745 | 2102546.6745 | 2102546.6745 | 1123.2817 | 1130.8928 | 1137.9198 | 1144.3812 | 1150.29 | 1155.6545 | 1160.4793 | 1164.7667 | 1168.6033 | 1172.059 | 1175.1899 | 1178.0409 | 1180.6478 | 1183.0389 | 1185.2365 | 1187.2584 | 1189.1182 | 1190.8109 | 1192.3471 | 1193.7296 | 1194.9757 | 1196.1003 | 1197.1163 | 1198.0352 | 1198.8671 | 703.3052 | 708.0707 | 712.4704 | 716.516 | 720.2156 | 723.5744 | 726.5953 | 729.2797 | 731.6818 | 733.8455 | 735.8058 | 737.5909 | 739.2231 | 740.7202 | 742.0962 | 743.3621 | 744.5265 | 745.5864 | 746.5482 | 747.4138 | 748.194 | 748.8981 | 749.5343 | 750.1096 | 750.6305
WA_Commercial_WA - College_Existing_Water Heating_Natural Gas_Retrocommissioning_A | WA | Commercial | WA - College | Existing | Water Heating | Natural Gas | Retrocommissioning | A | WCM53 | No retro commissioning. | Periodic recommissioning of building systems. | 3 | 0.013268 | 0 | 0 | 0.15 | 0.02 | 0 | 0 | 0.28365 | 0.25 | sqft | 11% | 69.33% | Discretionary | RetroEven20_WA | 85% | Water Heating | 0% | 1167.8054 |  | 731.1822 |  | 0 | COM_RCX-HVAC-AEG-1 | COM_RCX-Heating-7PLN-v5-8 | COM_RCX-HVAC-AEG-1 | No retro commissioning. | No retro commissioning. | No retro commissioning. | No retro commissioning. | No retro commissioning. | No retro commissioning. | No retro commissioning. | No retro commissioning. | No retro commissioning. | No retro commissioning. | No retro commissioning. | No retro commissioning. | No retro commissioning. | No retro commissioning. | No retro commissioning. | No retro commissioning. | No retro commissioning. | No retro commissioning. | No retro commissioning. | No retro commissioning. | No retro commissioning. | No retro commissioning. | No retro commissioning. | No retro commissioning. | No retro commissioning. | No retro commissioning. | No retro commissioning. | Periodic recommissioning of building systems. | Periodic recommissioning of building systems. | Periodic recommissioning of building systems. | Periodic recommissioning of building systems. | Periodic recommissioning of building systems. | Periodic recommissioning of building systems. | Periodic recommissioning of building systems. | Periodic recommissioning of building systems. | Periodic recommissioning of building systems. | Periodic recommissioning of building systems. | Periodic recommissioning of building systems. | Periodic recommissioning of building systems. | Periodic recommissioning of building systems. | Periodic recommissioning of building systems. | Periodic recommissioning of building systems. | Periodic recommissioning of building systems. | Periodic recommissioning of building systems. | Periodic recommissioning of building systems. | Periodic recommissioning of building systems. | Periodic recommissioning of building systems. | Periodic recommissioning of building systems. | Periodic recommissioning of building systems. | Periodic recommissioning of building systems. | Periodic recommissioning of building systems. | Periodic recommissioning of building systems. | Periodic recommissioning of building systems. | Periodic recommissioning of building systems. | 0.15 | 0.15 | 0.15 | 0.15 | 0.15 | 0.15 | 0.15 | 0.15 | 0.15 | 0.15 | 0.15 | 0.15 | 0.15 | 0.15 | 0.15 | 0.15 | 0.15 | 0.15 | 0.15 | 0.15 | 0.15 | 0.15 | 0.15 | 0.15 | 0.15 | 0.15 | 0.15 | 0 | 0 | 0.01265 | 0.012248 | 0.01186 | 0.011499 | 0.01116 | 0.010843 | 0.010536 | 0.010249 | 0.009971 | 0.0097109 | 0.0095873 | 0.0094938 | 0.0094441 | 0.0093795 | 0.0093322 | 0.0092987 | 0.0092718 | 0.0092489 | 0.0092356 | 0.009228 | 0.0092243 | 0.0092214 | 0.0092124 | 0.0092105 | 0.009209 | 0 | 5.5422 | 11.0154 | 10.6802 | 5.3158 | 0 | 0 | 2.3863e-15 | 0 | 0 | 0 | 0 | 0 | 0 | 0 | 0 | 0 | 0 | 0 | 0 | 0 | 0 | 0 | 0 | 0 | 0 | 5.5422 | 16.3819 | 26.5636 | 31.0973 | 30.2143 | 29.3564 | 28.5576 | 27.7831 | 27.0586 | 26.714 | 26.4536 | 26.315 | 26.1352 | 26.0033 | 25.9098 | 25.8351 | 25.7712 | 25.734 | 25.7129 | 25.7027 | 25.6945 | 25.6693 | 25.6641 | 25.6599 | 0 | 452492.8503 | 928801.1138 | 928801.1138 | 476308.2635 | 0 | 0 | 2.3283e-10 | 0 | 0 | 0 | 0 | 0 | 0 | 0 | 0 | 0 | 0 | 0 | 0 | 0 | 0 | 0 | 0 | 0 | 0 | 452492.8503 | 1381293.9641 | 2310095.0779 | 2786403.3413 | 2786403.3413 | 2786403.3413 | 2786403.3413 | 2786403.3413 | 2786403.3413 | 2786403.3413 | 2786403.3413 | 2786403.3413 | 2786403.3413 | 2786403.3413 | 2786403.3413 | 2786403.3413 | 2786403.3413 | 2786403.3413 | 2786403.3413 | 2786403.3413 | 2786403.3413 | 2786403.3413 | 2786403.3413 | 2786403.3413 | 0 | 4.8139 | 9.6715 | 9.4753 | 4.7639 | 0 | 0 | 1.2946e-15 | 0 | 0 | 0 | 0 | 0 | 0 | 0 | 0 | 0 | 0 | 0 | 0 | 0 | 0 | 0 | 0 | 0 | 0 | 4.8139 | 14.3833 | 23.5668 | 27.8685 | 27.3425 | 26.823 | 26.3387 | 25.8753 | 25.4491 | 25.0751 | 24.7788 | 24.5897 | 24.4243 | 24.2992 | 24.2084 | 24.1361 | 24.0782 | 24.0361 | 24.0058 | 23.9838 | 23.9678 | 23.9477 | 23.9432 | 23.9395 | 0 | 384618.9228 | 789480.9467 | 789480.9467 | 404862.024 | 0 | 0 | 1.1642e-10 | 0 | 0 | 0 | 0 | 0 | 0 | 0 | 0 | 0 | 0 | 0 | 0 | 0 | 0 | 0 | 0 | 0 | 0 | 384618.9228 | 1174099.8695 | 1963580.8162 | 2368442.8401 | 2368442.8401 | 2368442.8401 | 2368442.8401 | 2368442.8401 | 2368442.8401 | 2368442.8401 | 2368442.8401 | 2368442.8401 | 2368442.8401 | 2368442.8401 | 2368442.8401 | 2368442.8401 | 2368442.8401 | 2368442.8401 | 2368442.8401 | 2368442.8401 | 2368442.8401 | 2368442.8401 | 2368442.8401 | 2368442.8401 | 0 | 4.815 | 9.6767 | 9.4838 | 4.7701 | 0 | 0 | 1.2983e-15 | 0 | 0 | 0 | 0 | 0 | 0 | 0 | 0 | 0 | 0 | 0 | 0 | 0 | 0 | 0 | 0 | 0 | 0 | 4.815 | 14.391 | 23.5879 | 27.9053 | 27.3906 | 26.884 | 26.4133 | 25.9631 | 25.5486 | 25.1838 | 24.8895 | 24.6996 | 24.5334 | 24.4077 | 24.3165 | 24.2439 | 24.1857 | 24.1435 | 24.113 | 24.0909 | 24.0748 | 24.0546 | 24.0501 | 24.0464 | 0 | 384618.9228 | 789480.9467 | 789480.9467 | 404862.024 | 0 | 0 | 1.1642e-10 | 0 | 0 | 0 | 0 | 0 | 0 | 0 | 0 | 0 | 0 | 0 | 0 | 0 | 0 | 0 | 0 | 0 | 0 | 384618.9228 | 1174099.8695 | 1963580.8162 | 2368442.8401 | 2368442.8401 | 2368442.8401 | 2368442.8401 | 2368442.8401 | 2368442.8401 | 2368442.8401 | 2368442.8401 | 2368442.8401 | 2368442.8401 | 2368442.8401 | 2368442.8401 | 2368442.8401 | 2368442.8401 | 2368442.8401 | 2368442.8401 | 2368442.8401 | 2368442.8401 | 2368442.8401 | 2368442.8401 | 2368442.8401 | 0 | 4.8179 | 9.6898 | 9.5053 | 4.786 | 0 | 0 | 1.3082e-15 | 0 | 0 | 0 | 0 | 0 | 0 | 0 | 0 | 0 | 0 | 0 | 0 | 0 | 0 | 0 | 0 | 0 | 0 | 4.8179 | 14.4105 | 23.6413 | 27.998 | 27.5159 | 27.0465 | 26.6159 | 26.2051 | 25.8268 | 25.4925 | 25.2208 | 25.0464 | 24.8777 | 24.7503 | 24.6577 | 24.5842 | 24.5251 | 24.4823 | 24.4513 | 24.429 | 24.4126 | 24.3922 | 24.3876 | 24.3839 | 0 | 384618.9228 | 789480.9467 | 789480.9467 | 404862.024 | 0 | 0 | 1.1642e-10 | 0 | 0 | 0 | 0 | 0 | 0 | 0 | 0 | 0 | 0 | 0 | 0 | 0 | 0 | 0 | 0 | 0 | 0 | 384618.9228 | 1174099.8695 | 1963580.8162 | 2368442.8401 | 2368442.8401 | 2368442.8401 | 2368442.8401 | 2368442.8401 | 2368442.8401 | 2368442.8401 | 2368442.8401 | 2368442.8401 | 2368442.8401 | 2368442.8401 | 2368442.8401 | 2368442.8401 | 2368442.8401 | 2368442.8401 | 2368442.8401 | 2368442.8401 | 2368442.8401 | 2368442.8401 | 2368442.8401 | 2368442.8401 | 1123.2817 | 1130.8928 | 1137.9198 | 1144.3812 | 1150.29 | 1155.6545 | 1160.4793 | 1164.7667 | 1168.6033 | 1172.059 | 1175.1899 | 1178.0409 | 1180.6478 | 1183.0389 | 1185.2365 | 1187.2584 | 1189.1182 | 1190.8109 | 1192.3471 | 1193.7296 | 1194.9757 | 1196.1003 | 1197.1163 | 1198.0352 | 1198.8671 | 703.3052 | 708.0707 | 712.4704 | 716.516 | 720.2156 | 723.5744 | 726.5953 | 729.2797 | 731.6818 | 733.8455 | 735.8058 | 737.5909 | 739.2231 | 740.7202 | 742.0962 | 743.3621 | 744.5265 | 745.5864 | 746.5482 | 747.4138 | 748.194 | 748.8981 | 749.5343 | 750.1096 | 750.6305
WA_Commercial_WA - College_New_Space Heating_Natural Gas_Insulation - Ceiling_A | WA | Commercial | WA - College | New | Space Heating | Natural Gas | Insulation - Ceiling | A | WCM54 | R-13 | R-38 | 22 | 0 | 0 | 0 | 0.79 | 0 | 0 | 0 | 0.24319 | 0.25 | sqft roof | 0% | 0% | Discretionary | Retro1Slow_WA | 84.66% | Space Heating | 0% | 0 |  | 0 |  | 0 | Avista TRM | Avista TRM | Avista TRM | R-13 | R-13 | R-13 | R-13 | R-13 | R-13 | R-13 | R-13 | R-13 | R-13 | R-13 | R-13 | R-13 | R-13 | R-13 | R-13 | R-13 | R-13 | R-13 | R-13 | R-13 | R-13 | R-13 | R-13 | R-13 | R-13 | R-13 | R-38 | R-38 | R-38 | R-38 | R-38 | R-38 | R-38 | R-38 | R-38 | R-38 | R-38 | R-38 | R-38 | R-38 | R-38 | R-38 | R-38 | R-38 | R-38 | R-38 | R-38 | R-38 | R-38 | R-38 | R-38 | R-38 | R-38 | 0.79 | 0.79 | 0.79 | 0.79 | 0.79 | 0.79 | 0.79 | 0.79 | 0.79 | 0.79 | 0.79 | 0.79 | 0.79 | 0.79 | 0.79 | 0.79 | 0.79 | 0.79 | 0.79 | 0.79 | 0.79 | 0.79 | 0.79 | 0.79 | 0.79 | 0.79 | 0.79 | 0 | 0 | 0 | 0 | 0 | 0 | 0 | 0 | 0 | 0 | 0 | 0 | 0 | 0 | 0 | 0 | 0 | 0 | 0 | 0 | 0 | 0 | 0 | 0 | 0 | 0 | 0 | 0 | 0 | 0 | 0 | 0 | 0 | 0 | 0 | 0 | 0 | 0 | 0 | 0 | 0 | 0 | 0 | 0 | 0 | 0 | 0 | 0 | 0 | 0 | 0 | 0 | 0 | 0 | 0 | 0 | 0 | 0 | 0 | 0 | 0 | 0 | 0 | 0 | 0 | 0 | 0 | 0 | 0 | 0 | 0 | 0 | 0 | 0 | 0 | 0 | 0 | 0 | 0 | 0 | 0 | 0 | 0 | 0 | 0 | 0 | 0 | 0 | 0 | 0 | 0 | 0 | 0 | 0 | 0 | 0 | 0 | 0 | 0 | 0 | 0 | 0 | 0 | 0 | 0 | 0 | 0 | 0 | 0 | 0 | 0 | 0 | 0 | 0 | 0 | 0 | 0 | 0 | 0 | 0 | 0 | 0 | 0 | 0 | 0 | 0 | 0 | 0 | 0 | 0 | 0 | 0 | 0 | 0 | 0 | 0 | 0 | 0 | 0 | 0 | 0 | 0 | 0 | 0 | 0 | 0 | 0 | 0 | 0 | 0 | 0 | 0 | 0 | 0 | 0 | 0 | 0 | 0 | 0 | 0 | 0 | 0 | 0 | 0 | 0 | 0 | 0 | 0 | 0 | 0 | 0 | 0 | 0 | 0 | 0 | 0 | 0 | 0 | 0 | 0 | 0 | 0 | 0 | 0 | 0 | 0 | 0 | 0 | 0 | 0 | 0 | 0 | 0 | 0 | 0 | 0 | 0 | 0 | 0 | 0 | 0 | 0 | 0 | 0 | 0 | 0 | 0 | 0 | 0 | 0 | 0 | 0 | 0 | 0 | 0 | 0 | 0 | 0 | 0 | 0 | 0 | 0 | 0 | 0 | 0 | 0 | 0 | 0 | 0 | 0 | 0 | 0 | 0 | 0 | 0 | 0 | 0 | 0 | 0 | 0 | 0 | 0 | 0 | 0 | 0 | 0 | 0 | 0 | 0 | 0 | 0 | 0 | 0 | 0 | 0 | 0 | 0 | 0 | 0 | 0 | 0 | 0 | 0 | 0 | 0 | 0 | 0 | 0 | 0 | 0 | 0 | 0 | 0 | 0 | 0 | 0 | 0 | 0 | 0 | 0 | 0 | 0 | 0 | 0 | 0 | 0 | 0 | 0 | 0 | 0 | 0 | 0 | 0 | 0 | 0 | 0 | 0 | 0 | 0 | 0 | 0 | 0 | 0 | 0 | 0 | 0 | 0 | 0 | 0 | 0 | 0 | 0 | 0 | 0 | 0 | 0 | 0 | 0 | 0 | 0 | 0 | 0 | 0 | 0 | 0 | 0 | 0 | 0 | 0 | 0 | 0 | 0 | 0 | 0 | 0 | 0 | 0 | 0 | 0 | 0 | 0 | 0 | 0 | 0 | 0 | 0 | 0 | 0 | 0 | 0 | 0 | 0 | 0 | 0 | 0 | 0 | 0 | 0 | 0 | 0 | 0 | 0 | 0 | 0 | 0 | 0 | 0 | 0 | 0 | 0 | 0 | 0 | 0 | 0 | 0 | 0 | 0 | 0 | 0 | 0 | 0 | 0 | 0 | 0 | 0 | 0 | 0 | 0 | 0 | 0 | 0 | 0 | 0 | 0 | 0 | 0 | 0 | 0 | 0 | 0 | 0 | 0 | 0 | 0 | 0 | 0 | 0 | 0 | 0 | 0 | 0 | 0 | 0 | 0 | 0 | 0 | 0 | 0 | 0 | 0 | 0 | 0 | 0 | 0 | 0 | 0 | 0 | 0 | 0 | 0 | 0 | 0 | 0 | 0 | 0 | 0 | 0 | 0 | 0 | 0 | 0 | 0 | 0 | 0 | 0 | 0 | 0 | 0 | 0 | 0 | 0 | 0 | 0 | 0 | 0 | 0 | 0 | 0 | 0 | 0 | 0 | 0 | 0 | 0 | 0 | 0 | 0 | 0 | 0 | 0 | 0 | 0 | 0 | 0 | 0 | 0 | 0
WA_Commercial_WA - College_New_Space Heating_Natural Gas_Insulation - Ducting_A | WA | Commercial | WA - College | New | Space Heating | Natural Gas | Insulation - Ducting | A | WCM55 | R-4 | R-8 | 20 | 0 | 0 | 0 | 0.96 | 0 | 0 | 0 | 0.24319 | 0.25 | sqft duct | 0% | 0% | Discretionary | Retro1Slow_WA | 84.66% | Central Systems | 0% | 0 |  | 0 |  | 0 | INS_DCT-All-DEER-1 | INS_DCT-All-DEER-1 | Building Energy Simulation Tool | R-4 | R-4 | R-4 | R-4 | R-4 | R-4 | R-4 | R-4 | R-4 | R-4 | R-4 | R-4 | R-4 | R-4 | R-4 | R-4 | R-4 | R-4 | R-4 | R-4 | R-4 | R-4 | R-4 | R-4 | R-4 | R-4 | R-4 | R-8 | R-8 | R-8 | R-8 | R-8 | R-8 | R-8 | R-8 | R-8 | R-8 | R-8 | R-8 | R-8 | R-8 | R-8 | R-8 | R-8 | R-8 | R-8 | R-8 | R-8 | R-8 | R-8 | R-8 | R-8 | R-8 | R-8 | 0.96 | 0.96 | 0.96 | 0.96 | 0.96 | 0.96 | 0.96 | 0.96 | 0.96 | 0.96 | 0.96 | 0.96 | 0.96 | 0.96 | 0.96 | 0.96 | 0.96 | 0.96 | 0.96 | 0.96 | 0.96 | 0.96 | 0.96 | 0.96 | 0.96 | 0.96 | 0.96 | 0 | 0 | 0 | 0 | 0 | 0 | 0 | 0 | 0 | 0 | 0 | 0 | 0 | 0 | 0 | 0 | 0 | 0 | 0 | 0 | 0 | 0 | 0 | 0 | 0 | 0 | 0 | 0 | 0 | 0 | 0 | 0 | 0 | 0 | 0 | 0 | 0 | 0 | 0 | 0 | 0 | 0 | 0 | 0 | 0 | 0 | 0 | 0 | 0 | 0 | 0 | 0 | 0 | 0 | 0 | 0 | 0 | 0 | 0 | 0 | 0 | 0 | 0 | 0 | 0 | 0 | 0 | 0 | 0 | 0 | 0 | 0 | 0 | 0 | 0 | 0 | 0 | 0 | 0 | 0 | 0 | 0 | 0 | 0 | 0 | 0 | 0 | 0 | 0 | 0 | 0 | 0 | 0 | 0 | 0 | 0 | 0 | 0 | 0 | 0 | 0 | 0 | 0 | 0 | 0 | 0 | 0 | 0 | 0 | 0 | 0 | 0 | 0 | 0 | 0 | 0 | 0 | 0 | 0 | 0 | 0 | 0 | 0 | 0 | 0 | 0 | 0 | 0 | 0 | 0 | 0 | 0 | 0 | 0 | 0 | 0 | 0 | 0 | 0 | 0 | 0 | 0 | 0 | 0 | 0 | 0 | 0 | 0 | 0 | 0 | 0 | 0 | 0 | 0 | 0 | 0 | 0 | 0 | 0 | 0 | 0 | 0 | 0 | 0 | 0 | 0 | 0 | 0 | 0 | 0 | 0 | 0 | 0 | 0 | 0 | 0 | 0 | 0 | 0 | 0 | 0 | 0 | 0 | 0 | 0 | 0 | 0 | 0 | 0 | 0 | 0 | 0 | 0 | 0 | 0 | 0 | 0 | 0 | 0 | 0 | 0 | 0 | 0 | 0 | 0 | 0 | 0 | 0 | 0 | 0 | 0 | 0 | 0 | 0 | 0 | 0 | 0 | 0 | 0 | 0 | 0 | 0 | 0 | 0 | 0 | 0 | 0 | 0 | 0 | 0 | 0 | 0 | 0 | 0 | 0 | 0 | 0 | 0 | 0 | 0 | 0 | 0 | 0 | 0 | 0 | 0 | 0 | 0 | 0 | 0 | 0 | 0 | 0 | 0 | 0 | 0 | 0 | 0 | 0 | 0 | 0 | 0 | 0 | 0 | 0 | 0 | 0 | 0 | 0 | 0 | 0 | 0 | 0 | 0 | 0 | 0 | 0 | 0 | 0 | 0 | 0 | 0 | 0 | 0 | 0 | 0 | 0 | 0 | 0 | 0 | 0 | 0 | 0 | 0 | 0 | 0 | 0 | 0 | 0 | 0 | 0 | 0 | 0 | 0 | 0 | 0 | 0 | 0 | 0 | 0 | 0 | 0 | 0 | 0 | 0 | 0 | 0 | 0 | 0 | 0 | 0 | 0 | 0 | 0 | 0 | 0 | 0 | 0 | 0 | 0 | 0 | 0 | 0 | 0 | 0 | 0 | 0 | 0 | 0 | 0 | 0 | 0 | 0 | 0 | 0 | 0 | 0 | 0 | 0 | 0 | 0 | 0 | 0 | 0 | 0 | 0 | 0 | 0 | 0 | 0 | 0 | 0 | 0 | 0 | 0 | 0 | 0 | 0 | 0 | 0 | 0 | 0 | 0 | 0 | 0 | 0 | 0 | 0 | 0 | 0 | 0 | 0 | 0 | 0 | 0 | 0 | 0 | 0 | 0 | 0 | 0 | 0 | 0 | 0 | 0 | 0 | 0 | 0 | 0 | 0 | 0 | 0 | 0 | 0 | 0 | 0 | 0 | 0 | 0 | 0 | 0 | 0 | 0 | 0 | 0 | 0 | 0 | 0 | 0 | 0 | 0 | 0 | 0 | 0 | 0 | 0 | 0 | 0 | 0 | 0 | 0 | 0 | 0 | 0 | 0 | 0 | 0 | 0 | 0 | 0 | 0 | 0 | 0 | 0 | 0 | 0 | 0 | 0 | 0 | 0 | 0 | 0 | 0 | 0 | 0 | 0 | 0 | 0 | 0 | 0 | 0 | 0 | 0 | 0 | 0 | 0 | 0 | 0 | 0 | 0 | 0 | 0 | 0 | 0 | 0 | 0 | 0
WA_Commercial_WA - College_New_Space Heating_Natural Gas_Insulation - Wall Cavity_A | WA | Commercial | WA - College | New | Space Heating | Natural Gas | Insulation - Wall Cavity | A | WCM56 | R-9 | R-23 | 22 | 0 | 0 | 0 | 0.67 | 0 | 0 | 0 | 0.24319 | 0.25 | sqft wall | 0% | 0% | Discretionary | Retro1Slow_WA | 84.66% | Space Heating | 0% | 0 |  | 0 |  | 0 | Avista TRM | Avista TRM | Avista TRM | R-9 | R-9 | R-9 | R-9 | R-9 | R-9 | R-9 | R-9 | R-9 | R-9 | R-9 | R-9 | R-9 | R-9 | R-9 | R-9 | R-9 | R-9 | R-9 | R-9 | R-9 | R-9 | R-9 | R-9 | R-9 | R-9 | R-9 | R-23 | R-23 | R-23 | R-23 | R-23 | R-23 | R-23 | R-23 | R-23 | R-23 | R-23 | R-23 | R-23 | R-23 | R-23 | R-23 | R-23 | R-23 | R-23 | R-23 | R-23 | R-23 | R-23 | R-23 | R-23 | R-23 | R-23 | 0.67 | 0.67 | 0.67 | 0.67 | 0.67 | 0.67 | 0.67 | 0.67 | 0.67 | 0.67 | 0.67 | 0.67 | 0.67 | 0.67 | 0.67 | 0.67 | 0.67 | 0.67 | 0.67 | 0.67 | 0.67 | 0.67 | 0.67 | 0.67 | 0.67 | 0.67 | 0.67 | 0 | 0 | 0 | 0 | 0 | 0 | 0 | 0 | 0 | 0 | 0 | 0 | 0 | 0 | 0 | 0 | 0 | 0 | 0 | 0 | 0 | 0 | 0 | 0 | 0 | 0 | 0 | 0 | 0 | 0 | 0 | 0 | 0 | 0 | 0 | 0 | 0 | 0 | 0 | 0 | 0 | 0 | 0 | 0 | 0 | 0 | 0 | 0 | 0 | 0 | 0 | 0 | 0 | 0 | 0 | 0 | 0 | 0 | 0 | 0 | 0 | 0 | 0 | 0 | 0 | 0 | 0 | 0 | 0 | 0 | 0 | 0 | 0 | 0 | 0 | 0 | 0 | 0 | 0 | 0 | 0 | 0 | 0 | 0 | 0 | 0 | 0 | 0 | 0 | 0 | 0 | 0 | 0 | 0 | 0 | 0 | 0 | 0 | 0 | 0 | 0 | 0 | 0 | 0 | 0 | 0 | 0 | 0 | 0 | 0 | 0 | 0 | 0 | 0 | 0 | 0 | 0 | 0 | 0 | 0 | 0 | 0 | 0 | 0 | 0 | 0 | 0 | 0 | 0 | 0 | 0 | 0 | 0 | 0 | 0 | 0 | 0 | 0 | 0 | 0 | 0 | 0 | 0 | 0 | 0 | 0 | 0 | 0 | 0 | 0 | 0 | 0 | 0 | 0 | 0 | 0 | 0 | 0 | 0 | 0 | 0 | 0 | 0 | 0 | 0 | 0 | 0 | 0 | 0 | 0 | 0 | 0 | 0 | 0 | 0 | 0 | 0 | 0 | 0 | 0 | 0 | 0 | 0 | 0 | 0 | 0 | 0 | 0 | 0 | 0 | 0 | 0 | 0 | 0 | 0 | 0 | 0 | 0 | 0 | 0 | 0 | 0 | 0 | 0 | 0 | 0 | 0 | 0 | 0 | 0 | 0 | 0 | 0 | 0 | 0 | 0 | 0 | 0 | 0 | 0 | 0 | 0 | 0 | 0 | 0 | 0 | 0 | 0 | 0 | 0 | 0 | 0 | 0 | 0 | 0 | 0 | 0 | 0 | 0 | 0 | 0 | 0 | 0 | 0 | 0 | 0 | 0 | 0 | 0 | 0 | 0 | 0 | 0 | 0 | 0 | 0 | 0 | 0 | 0 | 0 | 0 | 0 | 0 | 0 | 0 | 0 | 0 | 0 | 0 | 0 | 0 | 0 | 0 | 0 | 0 | 0 | 0 | 0 | 0 | 0 | 0 | 0 | 0 | 0 | 0 | 0 | 0 | 0 | 0 | 0 | 0 | 0 | 0 | 0 | 0 | 0 | 0 | 0 | 0 | 0 | 0 | 0 | 0 | 0 | 0 | 0 | 0 | 0 | 0 | 0 | 0 | 0 | 0 | 0 | 0 | 0 | 0 | 0 | 0 | 0 | 0 | 0 | 0 | 0 | 0 | 0 | 0 | 0 | 0 | 0 | 0 | 0 | 0 | 0 | 0 | 0 | 0 | 0 | 0 | 0 | 0 | 0 | 0 | 0 | 0 | 0 | 0 | 0 | 0 | 0 | 0 | 0 | 0 | 0 | 0 | 0 | 0 | 0 | 0 | 0 | 0 | 0 | 0 | 0 | 0 | 0 | 0 | 0 | 0 | 0 | 0 | 0 | 0 | 0 | 0 | 0 | 0 | 0 | 0 | 0 | 0 | 0 | 0 | 0 | 0 | 0 | 0 | 0 | 0 | 0 | 0 | 0 | 0 | 0 | 0 | 0 | 0 | 0 | 0 | 0 | 0 | 0 | 0 | 0 | 0 | 0 | 0 | 0 | 0 | 0 | 0 | 0 | 0 | 0 | 0 | 0 | 0 | 0 | 0 | 0 | 0 | 0 | 0 | 0 | 0 | 0 | 0 | 0 | 0 | 0 | 0 | 0 | 0 | 0 | 0 | 0 | 0 | 0 | 0 | 0 | 0 | 0 | 0 | 0 | 0 | 0 | 0 | 0 | 0 | 0 | 0 | 0 | 0 | 0 | 0 | 0 | 0 | 0 | 0 | 0 | 0 | 0 | 0 | 0 | 0 | 0 | 0 | 0 | 0 | 0 | 0 | 0 | 0 | 0 | 0 | 0 | 0
WA_Commercial_WA - College_New_Space Heating_Natural Gas_Green Roof - Vegetated Rooftop_A | WA | Commercial | WA - College | New | Space Heating | Natural Gas | Green Roof - Vegetated Rooftop | A | WCM57 | No vegetation on roof | Green roof | 25 | 0 | 0 | 0 | 15.28 | 0 | 1.15 | 0 | 0.28365 | 0.25 | sqft roof | 15% | 46.67% | Discretionary | Retro1Slow_WA | 84.66% | Space Heating | 0% | 0 |  | 0 |  | 0 | Measure Cost Research v1.1 - Sep 2020.xlsx | Measure Cost Research v1.1 - Sep 2020.xlsx | Measure Cost Research v1.1 - Sep 2020.xlsx | No vegetation on roof | No vegetation on roof | No vegetation on roof | No vegetation on roof | No vegetation on roof | No vegetation on roof | No vegetation on roof | No vegetation on roof | No vegetation on roof | No vegetation on roof | No vegetation on roof | No vegetation on roof | No vegetation on roof | No vegetation on roof | No vegetation on roof | No vegetation on roof | No vegetation on roof | No vegetation on roof | No vegetation on roof | No vegetation on roof | No vegetation on roof | No vegetation on roof | No vegetation on roof | No vegetation on roof | No vegetation on roof | No vegetation on roof | No vegetation on roof | Green roof | Green roof | Green roof | Green roof | Green roof | Green roof | Green roof | Green roof | Green roof | Green roof | Green roof | Green roof | Green roof | Green roof | Green roof | Green roof | Green roof | Green roof | Green roof | Green roof | Green roof | Green roof | Green roof | Green roof | Green roof | Green roof | Green roof | 15.28 | 15.28 | 15.28 | 15.28 | 15.28 | 15.28 | 15.28 | 15.28 | 15.28 | 15.28 | 15.28 | 15.28 | 15.28 | 15.28 | 15.28 | 15.28 | 15.28 | 15.28 | 15.28 | 15.28 | 15.28 | 15.28 | 15.28 | 15.28 | 15.28 | 15.28 | 15.28 | 0 | 0 | 0 | 0 | 0 | 0 | 0 | 0 | 0 | 0 | 0 | 0 | 0 | 0 | 0 | 0 | 0 | 0 | 0 | 0 | 0 | 0 | 0 | 0 | 0 | 0 | 0 | 0 | 0 | 0 | 0 | 0 | 0 | 0 | 0 | 0 | 0 | 0 | 0 | 0 | 0 | 0 | 0 | 0 | 0 | 0 | 0 | 0 | 0 | 0 | 0 | 0 | 0 | 0 | 0 | 0 | 0 | 0 | 0 | 0 | 0 | 0 | 0 | 0 | 0 | 0 | 0 | 0 | 0 | 0 | 0 | 0 | 0 | 0 | 0 | 0 | 0 | 0 | 0 | 0 | 0 | 0 | 0 | 0 | 0 | 0 | 0 | 0 | 0 | 0 | 0 | 0 | 0 | 0 | 0 | 0 | 0 | 0 | 0 | 0 | 0 | 0 | 0 | 0 | 0 | 0 | 0 | 0 | 0 | 0 | 0 | 0 | 0 | 0 | 0 | 0 | 0 | 0 | 0 | 0 | 0 | 0 | 0 | 0 | 0 | 0 | 0 | 0 | 0 | 0 | 0 | 0 | 0 | 0 | 0 | 0 | 0 | 0 | 0 | 0 | 0 | 0 | 0 | 0 | 0 | 0 | 0 | 0 | 0 | 0 | 0 | 0 | 0 | 0 | 0 | 0 | 0 | 0 | 0 | 0 | 0 | 0 | 0 | 0 | 0 | 0 | 0 | 0 | 0 | 0 | 0 | 0 | 0 | 0 | 0 | 0 | 0 | 0 | 0 | 0 | 0 | 0 | 0 | 0 | 0 | 0 | 0 | 0 | 0 | 0 | 0 | 0 | 0 | 0 | 0 | 0 | 0 | 0 | 0 | 0 | 0 | 0 | 0 | 0 | 0 | 0 | 0 | 0 | 0 | 0 | 0 | 0 | 0 | 0 | 0 | 0 | 0 | 0 | 0 | 0 | 0 | 0 | 0 | 0 | 0 | 0 | 0 | 0 | 0 | 0 | 0 | 0 | 0 | 0 | 0 | 0 | 0 | 0 | 0 | 0 | 0 | 0 | 0 | 0 | 0 | 0 | 0 | 0 | 0 | 0 | 0 | 0 | 0 | 0 | 0 | 0 | 0 | 0 | 0 | 0 | 0 | 0 | 0 | 0 | 0 | 0 | 0 | 0 | 0 | 0 | 0 | 0 | 0 | 0 | 0 | 0 | 0 | 0 | 0 | 0 | 0 | 0 | 0 | 0 | 0 | 0 | 0 | 0 | 0 | 0 | 0 | 0 | 0 | 0 | 0 | 0 | 0 | 0 | 0 | 0 | 0 | 0 | 0 | 0 | 0 | 0 | 0 | 0 | 0 | 0 | 0 | 0 | 0 | 0 | 0 | 0 | 0 | 0 | 0 | 0 | 0 | 0 | 0 | 0 | 0 | 0 | 0 | 0 | 0 | 0 | 0 | 0 | 0 | 0 | 0 | 0 | 0 | 0 | 0 | 0 | 0 | 0 | 0 | 0 | 0 | 0 | 0 | 0 | 0 | 0 | 0 | 0 | 0 | 0 | 0 | 0 | 0 | 0 | 0 | 0 | 0 | 0 | 0 | 0 | 0 | 0 | 0 | 0 | 0 | 0 | 0 | 0 | 0 | 0 | 0 | 0 | 0 | 0 | 0 | 0 | 0 | 0 | 0 | 0 | 0 | 0 | 0 | 0 | 0 | 0 | 0 | 0 | 0 | 0 | 0 | 0 | 0 | 0 | 0 | 0 | 0 | 0 | 0 | 0 | 0 | 0 | 0 | 0 | 0 | 0 | 0 | 0 | 0 | 0 | 0 | 0 | 0 | 0 | 0 | 0 | 0 | 0 | 0 | 0 | 0 | 0 | 0 | 0 | 0 | 0 | 0 | 0 | 0 | 0 | 0 | 0 | 0 | 0 | 0 | 0 | 0 | 0 | 0 | 0 | 0 | 0 | 0 | 0 | 0 | 0 | 0 | 0 | 0 | 0 | 0 | 0 | 0 | 0 | 0 | 0 | 0 | 0 | 0 | 0 | 0 | 0 | 0 | 0 | 0 | 0 | 0 | 0 | 0 | 0 | 0 | 0 | 0
WA_Commercial_WA - College_New_Space Heating_Natural Gas_Ducting - Repair and Sealing_A | WA | Commercial | WA - College | New | Space Heating | Natural Gas | Ducting - Repair and Sealing | A | WCM58 | 20% Leakage | Sealed | 18 | 0 | 0 | 0 | 0.65 | 0 | 0 | 0 | 0.19525 | 0.25 | sqft duct | 15% | 46.67% | Discretionary | Retro1Slow_WA | 84.66% | Central Systems | 0% | 0 |  | 0 |  | 0 | DCT_RPR-All-DEER-1 | DCT_RPR-Cooling-RTF-1 | Building Energy Simulation Tool | 20% Leakage | 20% Leakage | 20% Leakage | 20% Leakage | 20% Leakage | 20% Leakage | 20% Leakage | 20% Leakage | 20% Leakage | 20% Leakage | 20% Leakage | 20% Leakage | 20% Leakage | 20% Leakage | 20% Leakage | 20% Leakage | 20% Leakage | 20% Leakage | 20% Leakage | 20% Leakage | 20% Leakage | 20% Leakage | 20% Leakage | 20% Leakage | 20% Leakage | 20% Leakage | 20% Leakage | Sealed | Sealed | Sealed | Sealed | Sealed | Sealed | Sealed | Sealed | Sealed | Sealed | Sealed | Sealed | Sealed | Sealed | Sealed | Sealed | Sealed | Sealed | Sealed | Sealed | Sealed | Sealed | Sealed | Sealed | Sealed | Sealed | Sealed | 0.65 | 0.65 | 0.65 | 0.65 | 0.65 | 0.65 | 0.65 | 0.65 | 0.65 | 0.65 | 0.65 | 0.65 | 0.65 | 0.65 | 0.65 | 0.65 | 0.65 | 0.65 | 0.65 | 0.65 | 0.65 | 0.65 | 0.65 | 0.65 | 0.65 | 0.65 | 0.65 | 0 | 0 | 0 | 0 | 0 | 0 | 0 | 0 | 0 | 0 | 0 | 0 | 0 | 0 | 0 | 0 | 0 | 0 | 0 | 0 | 0 | 0 | 0 | 0 | 0 | 0 | 0 | 0 | 0 | 0 | 0 | 0 | 0 | 0 | 0 | 0 | 0 | 0 | 0 | 0 | 0 | 0 | 0 | 0 | 0 | 0 | 0 | 0 | 0 | 0 | 0 | 0 | 0 | 0 | 0 | 0 | 0 | 0 | 0 | 0 | 0 | 0 | 0 | 0 | 0 | 0 | 0 | 0 | 0 | 0 | 0 | 0 | 0 | 0 | 0 | 0 | 0 | 0 | 0 | 0 | 0 | 0 | 0 | 0 | 0 | 0 | 0 | 0 | 0 | 0 | 0 | 0 | 0 | 0 | 0 | 0 | 0 | 0 | 0 | 0 | 0 | 0 | 0 | 0 | 0 | 0 | 0 | 0 | 0 | 0 | 0 | 0 | 0 | 0 | 0 | 0 | 0 | 0 | 0 | 0 | 0 | 0 | 0 | 0 | 0 | 0 | 0 | 0 | 0 | 0 | 0 | 0 | 0 | 0 | 0 | 0 | 0 | 0 | 0 | 0 | 0 | 0 | 0 | 0 | 0 | 0 | 0 | 0 | 0 | 0 | 0 | 0 | 0 | 0 | 0 | 0 | 0 | 0 | 0 | 0 | 0 | 0 | 0 | 0 | 0 | 0 | 0 | 0 | 0 | 0 | 0 | 0 | 0 | 0 | 0 | 0 | 0 | 0 | 0 | 0 | 0 | 0 | 0 | 0 | 0 | 0 | 0 | 0 | 0 | 0 | 0 | 0 | 0 | 0 | 0 | 0 | 0 | 0 | 0 | 0 | 0 | 0 | 0 | 0 | 0 | 0 | 0 | 0 | 0 | 0 | 0 | 0 | 0 | 0 | 0 | 0 | 0 | 0 | 0 | 0 | 0 | 0 | 0 | 0 | 0 | 0 | 0 | 0 | 0 | 0 | 0 | 0 | 0 | 0 | 0 | 0 | 0 | 0 | 0 | 0 | 0 | 0 | 0 | 0 | 0 | 0 | 0 | 0 | 0 | 0 | 0 | 0 | 0 | 0 | 0 | 0 | 0 | 0 | 0 | 0 | 0 | 0 | 0 | 0 | 0 | 0 | 0 | 0 | 0 | 0 | 0 | 0 | 0 | 0 | 0 | 0 | 0 | 0 | 0 | 0 | 0 | 0 | 0 | 0 | 0 | 0 | 0 | 0 | 0 | 0 | 0 | 0 | 0 | 0 | 0 | 0 | 0 | 0 | 0 | 0 | 0 | 0 | 0 | 0 | 0 | 0 | 0 | 0 | 0 | 0 | 0 | 0 | 0 | 0 | 0 | 0 | 0 | 0 | 0 | 0 | 0 | 0 | 0 | 0 | 0 | 0 | 0 | 0 | 0 | 0 | 0 | 0 | 0 | 0 | 0 | 0 | 0 | 0 | 0 | 0 | 0 | 0 | 0 | 0 | 0 | 0 | 0 | 0 | 0 | 0 | 0 | 0 | 0 | 0 | 0 | 0 | 0 | 0 | 0 | 0 | 0 | 0 | 0 | 0 | 0 | 0 | 0 | 0 | 0 | 0 | 0 | 0 | 0 | 0 | 0 | 0 | 0 | 0 | 0 | 0 | 0 | 0 | 0 | 0 | 0 | 0 | 0 | 0 | 0 | 0 | 0 | 0 | 0 | 0 | 0 | 0 | 0 | 0 | 0 | 0 | 0 | 0 | 0 | 0 | 0 | 0 | 0 | 0 | 0 | 0 | 0 | 0 | 0 | 0 | 0 | 0 | 0 | 0 | 0 | 0 | 0 | 0 | 0 | 0 | 0 | 0 | 0 | 0 | 0 | 0 | 0 | 0 | 0 | 0 | 0 | 0 | 0 | 0 | 0 | 0 | 0 | 0 | 0 | 0 | 0 | 0 | 0 | 0 | 0 | 0 | 0 | 0 | 0 | 0 | 0 | 0 | 0 | 0 | 0 | 0 | 0 | 0 | 0 | 0 | 0 | 0 | 0 | 0 | 0 | 0 | 0 | 0 | 0 | 0 | 0 | 0 | 0
WA_Commercial_WA - College_New_Space Heating_Natural Gas_Windows - High Efficiency Glazing_A | WA | Commercial | WA - College | New | Space Heating | Natural Gas | Windows - High Efficiency Glazing | A | WCM59 | Single Glaze | High Efficiency Glaze | 45 | 0 | 0 | 0 | 22.04 | 0 | 0 | 0 | 0.28365 | 0.25 | sqft window | 66.35% | 88.47% | Discretionary | Retro1Slow_WA | 84.66% | Space Heating | 0% | 0 |  | 0 |  | 0 | WND_HE-Heating-RTF-v2.1-1 | WND_HE-Heating-RTF-v2.1-1 | Building Energy Simulation Tool | Single Glaze | Single Glaze | Single Glaze | Single Glaze | Single Glaze | Single Glaze | Single Glaze | Single Glaze | Single Glaze | Single Glaze | Single Glaze | Single Glaze | Single Glaze | Single Glaze | Single Glaze | Single Glaze | Single Glaze | Single Glaze | Single Glaze | Single Glaze | Single Glaze | Single Glaze | Single Glaze | Single Glaze | Single Glaze | Single Glaze | Single Glaze | High Efficiency Glaze | High Efficiency Glaze | High Efficiency Glaze | High Efficiency Glaze | High Efficiency Glaze | High Efficiency Glaze | High Efficiency Glaze | High Efficiency Glaze | High Efficiency Glaze | High Efficiency Glaze | High Efficiency Glaze | High Efficiency Glaze | High Efficiency Glaze | High Efficiency Glaze | High Efficiency Glaze | High Efficiency Glaze | High Efficiency Glaze | High Efficiency Glaze | High Efficiency Glaze | High Efficiency Glaze | High Efficiency Glaze | High Efficiency Glaze | High Efficiency Glaze | High Efficiency Glaze | High Efficiency Glaze | High Efficiency Glaze | High Efficiency Glaze | 22.04 | 22.04 | 22.04 | 22.04 | 22.04 | 22.04 | 22.04 | 22.04 | 22.04 | 22.04 | 22.04 | 22.04 | 22.04 | 22.04 | 22.04 | 22.04 | 22.04 | 22.04 | 22.04 | 22.04 | 22.04 | 22.04 | 22.04 | 22.04 | 22.04 | 22.04 | 22.04 | 0 | 0 | 0 | 0 | 0 | 0 | 0 | 0 | 0 | 0 | 0 | 0 | 0 | 0 | 0 | 0 | 0 | 0 | 0 | 0 | 0 | 0 | 0 | 0 | 0 | 0 | 0 | 0 | 0 | 0 | 0 | 0 | 0 | 0 | 0 | 0 | 0 | 0 | 0 | 0 | 0 | 0 | 0 | 0 | 0 | 0 | 0 | 0 | 0 | 0 | 0 | 0 | 0 | 0 | 0 | 0 | 0 | 0 | 0 | 0 | 0 | 0 | 0 | 0 | 0 | 0 | 0 | 0 | 0 | 0 | 0 | 0 | 0 | 0 | 0 | 0 | 0 | 0 | 0 | 0 | 0 | 0 | 0 | 0 | 0 | 0 | 0 | 0 | 0 | 0 | 0 | 0 | 0 | 0 | 0 | 0 | 0 | 0 | 0 | 0 | 0 | 0 | 0 | 0 | 0 | 0 | 0 | 0 | 0 | 0 | 0 | 0 | 0 | 0 | 0 | 0 | 0 | 0 | 0 | 0 | 0 | 0 | 0 | 0 | 0 | 0 | 0 | 0 | 0 | 0 | 0 | 0 | 0 | 0 | 0 | 0 | 0 | 0 | 0 | 0 | 0 | 0 | 0 | 0 | 0 | 0 | 0 | 0 | 0 | 0 | 0 | 0 | 0 | 0 | 0 | 0 | 0 | 0 | 0 | 0 | 0 | 0 | 0 | 0 | 0 | 0 | 0 | 0 | 0 | 0 | 0 | 0 | 0 | 0 | 0 | 0 | 0 | 0 | 0 | 0 | 0 | 0 | 0 | 0 | 0 | 0 | 0 | 0 | 0 | 0 | 0 | 0 | 0 | 0 | 0 | 0 | 0 | 0 | 0 | 0 | 0 | 0 | 0 | 0 | 0 | 0 | 0 | 0 | 0 | 0 | 0 | 0 | 0 | 0 | 0 | 0 | 0 | 0 | 0 | 0 | 0 | 0 | 0 | 0 | 0 | 0 | 0 | 0 | 0 | 0 | 0 | 0 | 0 | 0 | 0 | 0 | 0 | 0 | 0 | 0 | 0 | 0 | 0 | 0 | 0 | 0 | 0 | 0 | 0 | 0 | 0 | 0 | 0 | 0 | 0 | 0 | 0 | 0 | 0 | 0 | 0 | 0 | 0 | 0 | 0 | 0 | 0 | 0 | 0 | 0 | 0 | 0 | 0 | 0 | 0 | 0 | 0 | 0 | 0 | 0 | 0 | 0 | 0 | 0 | 0 | 0 | 0 | 0 | 0 | 0 | 0 | 0 | 0 | 0 | 0 | 0 | 0 | 0 | 0 | 0 | 0 | 0 | 0 | 0 | 0 | 0 | 0 | 0 | 0 | 0 | 0 | 0 | 0 | 0 | 0 | 0 | 0 | 0 | 0 | 0 | 0 | 0 | 0 | 0 | 0 | 0 | 0 | 0 | 0 | 0 | 0 | 0 | 0 | 0 | 0 | 0 | 0 | 0 | 0 | 0 | 0 | 0 | 0 | 0 | 0 | 0 | 0 | 0 | 0 | 0 | 0 | 0 | 0 | 0 | 0 | 0 | 0 | 0 | 0 | 0 | 0 | 0 | 0 | 0 | 0 | 0 | 0 | 0 | 0 | 0 | 0 | 0 | 0 | 0 | 0 | 0 | 0 | 0 | 0 | 0 | 0 | 0 | 0 | 0 | 0 | 0 | 0 | 0 | 0 | 0 | 0 | 0 | 0 | 0 | 0 | 0 | 0 | 0 | 0 | 0 | 0 | 0 | 0 | 0 | 0 | 0 | 0 | 0 | 0 | 0 | 0 | 0 | 0 | 0 | 0 | 0 | 0 | 0 | 0 | 0 | 0 | 0 | 0 | 0 | 0 | 0 | 0 | 0 | 0 | 0 | 0 | 0 | 0 | 0 | 0 | 0 | 0 | 0 | 0 | 0 | 0 | 0 | 0 | 0 | 0 | 0 | 0 | 0 | 0 | 0 | 0 | 0 | 0 | 0 | 0 | 0 | 0 | 0 | 0 | 0 | 0 | 0 | 0 | 0 | 0 | 0 | 0 | 0 | 0 | 0 | 0 | 0 | 0 | 0 | 0 | 0 | 0
WA_Commercial_WA - College_New_Space Heating_Natural Gas_Windows - Secondary Glazing Systems_A | WA | Commercial | WA - College | New | Space Heating | Natural Gas | Windows - Secondary Glazing Systems | A | WCM60 | Windows rated to U-Factor 0.62 and SHGC 0.27. | Windows rated to U-Factor 0.4 and SHGC 0.2. | 30 | 0 | 0 | 0 | 37.69 | 0 | 0 | 0 | 0.28365 | 0.25 | sqft window | 66.35% | 88.47% | Discretionary | Retro1Slow_WA | 84.66% | Space Heating | 0% | 0 |  | 0 |  | 0 | RTF - ComSecondaryGlazingSystems_v1_1 | RTF - ComSecondaryGlazingSystems_v1_1 | RTF - ComSecondaryGlazingSystems_v1_1 | Windows rated to U-Factor 0.62 and SHGC 0.27. | Windows rated to U-Factor 0.62 and SHGC 0.27. | Windows rated to U-Factor 0.62 and SHGC 0.27. | Windows rated to U-Factor 0.62 and SHGC 0.27. | Windows rated to U-Factor 0.62 and SHGC 0.27. | Windows rated to U-Factor 0.62 and SHGC 0.27. | Windows rated to U-Factor 0.62 and SHGC 0.27. | Windows rated to U-Factor 0.62 and SHGC 0.27. | Windows rated to U-Factor 0.62 and SHGC 0.27. | Windows rated to U-Factor 0.62 and SHGC 0.27. | Windows rated to U-Factor 0.62 and SHGC 0.27. | Windows rated to U-Factor 0.62 and SHGC 0.27. | Windows rated to U-Factor 0.62 and SHGC 0.27. | Windows rated to U-Factor 0.62 and SHGC 0.27. | Windows rated to U-Factor 0.62 and SHGC 0.27. | Windows rated to U-Factor 0.62 and SHGC 0.27. | Windows rated to U-Factor 0.62 and SHGC 0.27. | Windows rated to U-Factor 0.62 and SHGC 0.27. | Windows rated to U-Factor 0.62 and SHGC 0.27. | Windows rated to U-Factor 0.62 and SHGC 0.27. | Windows rated to U-Factor 0.62 and SHGC 0.27. | Windows rated to U-Factor 0.62 and SHGC 0.27. | Windows rated to U-Factor 0.62 and SHGC 0.27. | Windows rated to U-Factor 0.62 and SHGC 0.27. | Windows rated to U-Factor 0.62 and SHGC 0.27. | Windows rated to U-Factor 0.62 and SHGC 0.27. | Windows rated to U-Factor 0.62 and SHGC 0.27. | Windows rated to U-Factor 0.4 and SHGC 0.2. | Windows rated to U-Factor 0.4 and SHGC 0.2. | Windows rated to U-Factor 0.4 and SHGC 0.2. | Windows rated to U-Factor 0.4 and SHGC 0.2. | Windows rated to U-Factor 0.4 and SHGC 0.2. | Windows rated to U-Factor 0.4 and SHGC 0.2. | Windows rated to U-Factor 0.4 and SHGC 0.2. | Windows rated to U-Factor 0.4 and SHGC 0.2. | Windows rated to U-Factor 0.4 and SHGC 0.2. | Windows rated to U-Factor 0.4 and SHGC 0.2. | Windows rated to U-Factor 0.4 and SHGC 0.2. | Windows rated to U-Factor 0.4 and SHGC 0.2. | Windows rated to U-Factor 0.4 and SHGC 0.2. | Windows rated to U-Factor 0.4 and SHGC 0.2. | Windows rated to U-Factor 0.4 and SHGC 0.2. | Windows rated to U-Factor 0.4 and SHGC 0.2. | Windows rated to U-Factor 0.4 and SHGC 0.2. | Windows rated to U-Factor 0.4 and SHGC 0.2. | Windows rated to U-Factor 0.4 and SHGC 0.2. | Windows rated to U-Factor 0.4 and SHGC 0.2. | Windows rated to U-Factor 0.4 and SHGC 0.2. | Windows rated to U-Factor 0.4 and SHGC 0.2. | Windows rated to U-Factor 0.4 and SHGC 0.2. | Windows rated to U-Factor 0.4 and SHGC 0.2. | Windows rated to U-Factor 0.4 and SHGC 0.2. | Windows rated to U-Factor 0.4 and SHGC 0.2. | Windows rated to U-Factor 0.4 and SHGC 0.2. | 37.69 | 37.69 | 37.69 | 37.69 | 37.69 | 37.69 | 37.69 | 37.69 | 37.69 | 37.69 | 37.69 | 37.69 | 37.69 | 37.69 | 37.69 | 37.69 | 37.69 | 37.69 | 37.69 | 37.69 | 37.69 | 37.69 | 37.69 | 37.69 | 37.69 | 37.69 | 37.69 | 0 | 0 | 0 | 0 | 0 | 0 | 0 | 0 | 0 | 0 | 0 | 0 | 0 | 0 | 0 | 0 | 0 | 0 | 0 | 0 | 0 | 0 | 0 | 0 | 0 | 0 | 0 | 0 | 0 | 0 | 0 | 0 | 0 | 0 | 0 | 0 | 0 | 0 | 0 | 0 | 0 | 0 | 0 | 0 | 0 | 0 | 0 | 0 | 0 | 0 | 0 | 0 | 0 | 0 | 0 | 0 | 0 | 0 | 0 | 0 | 0 | 0 | 0 | 0 | 0 | 0 | 0 | 0 | 0 | 0 | 0 | 0 | 0 | 0 | 0 | 0 | 0 | 0 | 0 | 0 | 0 | 0 | 0 | 0 | 0 | 0 | 0 | 0 | 0 | 0 | 0 | 0 | 0 | 0 | 0 | 0 | 0 | 0 | 0 | 0 | 0 | 0 | 0 | 0 | 0 | 0 | 0 | 0 | 0 | 0 | 0 | 0 | 0 | 0 | 0 | 0 | 0 | 0 | 0 | 0 | 0 | 0 | 0 | 0 | 0 | 0 | 0 | 0 | 0 | 0 | 0 | 0 | 0 | 0 | 0 | 0 | 0 | 0 | 0 | 0 | 0 | 0 | 0 | 0 | 0 | 0 | 0 | 0 | 0 | 0 | 0 | 0 | 0 | 0 | 0 | 0 | 0 | 0 | 0 | 0 | 0 | 0 | 0 | 0 | 0 | 0 | 0 | 0 | 0 | 0 | 0 | 0 | 0 | 0 | 0 | 0 | 0 | 0 | 0 | 0 | 0 | 0 | 0 | 0 | 0 | 0 | 0 | 0 | 0 | 0 | 0 | 0 | 0 | 0 | 0 | 0 | 0 | 0 | 0 | 0 | 0 | 0 | 0 | 0 | 0 | 0 | 0 | 0 | 0 | 0 | 0 | 0 | 0 | 0 | 0 | 0 | 0 | 0 | 0 | 0 | 0 | 0 | 0 | 0 | 0 | 0 | 0 | 0 | 0 | 0 | 0 | 0 | 0 | 0 | 0 | 0 | 0 | 0 | 0 | 0 | 0 | 0 | 0 | 0 | 0 | 0 | 0 | 0 | 0 | 0 | 0 | 0 | 0 | 0 | 0 | 0 | 0 | 0 | 0 | 0 | 0 | 0 | 0 | 0 | 0 | 0 | 0 | 0 | 0 | 0 | 0 | 0 | 0 | 0 | 0 | 0 | 0 | 0 | 0 | 0 | 0 | 0 | 0 | 0 | 0 | 0 | 0 | 0 | 0 | 0 | 0 | 0 | 0 | 0 | 0 | 0 | 0 | 0 | 0 | 0 | 0 | 0 | 0 | 0 | 0 | 0 | 0 | 0 | 0 | 0 | 0 | 0 | 0 | 0 | 0 | 0 | 0 | 0 | 0 | 0 | 0 | 0 | 0 | 0 | 0 | 0 | 0 | 0 | 0 | 0 | 0 | 0 | 0 | 0 | 0 | 0 | 0 | 0 | 0 | 0 | 0 | 0 | 0 | 0 | 0 | 0 | 0 | 0 | 0 | 0 | 0 | 0 | 0 | 0 | 0 | 0 | 0 | 0 | 0 | 0 | 0 | 0 | 0 | 0 | 0 | 0 | 0 | 0 | 0 | 0 | 0 | 0 | 0 | 0 | 0 | 0 | 0 | 0 | 0 | 0 | 0 | 0 | 0 | 0 | 0 | 0 | 0 | 0 | 0 | 0 | 0 | 0 | 0 | 0 | 0 | 0 | 0 | 0 | 0 | 0 | 0 | 0 | 0 | 0 | 0 | 0 | 0 | 0 | 0 | 0 | 0 | 0 | 0 | 0 | 0 | 0 | 0 | 0 | 0 | 0 | 0 | 0 | 0 | 0 | 0 | 0 | 0 | 0 | 0 | 0 | 0 | 0 | 0 | 0 | 0 | 0 | 0 | 0 | 0 | 0 | 0 | 0 | 0 | 0 | 0 | 0 | 0 | 0 | 0 | 0 | 0 | 0 | 0 | 0 | 0 | 0 | 0 | 0 | 0 | 0 | 0 | 0 | 0 | 0 | 0 | 0 | 0 | 0 | 0 | 0 | 0 | 0 | 0 | 0 | 0 | 0 | 0
WA_Commercial_WA - College_New_Space Heating_Natural Gas_HVAC - Energy Recovery Ventilator_A | WA | Commercial | WA - College | New | Space Heating | Natural Gas | HVAC - Energy Recovery Ventilator | A | WCM61 | No ERV | ERV | 20 | 0 | 0 | 0 | 1.09 | 0 | 0 | 0 | 0.28365 | 0.25 | sqft | 100% | 100% | Discretionary | RetroEven20_WA | 85% | Space Heating | 0% | 0 |  | 0 |  | 0 | HRV-Cooling/Heating-E3T-1 | HRV-Cooling/Heating-E3T-1 | HRV-Cooling/Heating-E3T-1 | No ERV | No ERV | No ERV | No ERV | No ERV | No ERV | No ERV | No ERV | No ERV | No ERV | No ERV | No ERV | No ERV | No ERV | No ERV | No ERV | No ERV | No ERV | No ERV | No ERV | No ERV | No ERV | No ERV | No ERV | No ERV | No ERV | No ERV | ERV | ERV | ERV | ERV | ERV | ERV | ERV | ERV | ERV | ERV | ERV | ERV | ERV | ERV | ERV | ERV | ERV | ERV | ERV | ERV | ERV | ERV | ERV | ERV | ERV | ERV | ERV | 1.09 | 1.09 | 1.09 | 1.09 | 1.09 | 1.09 | 1.09 | 1.09 | 1.09 | 1.09 | 1.09 | 1.09 | 1.09 | 1.09 | 1.09 | 1.09 | 1.09 | 1.09 | 1.09 | 1.09 | 1.09 | 1.09 | 1.09 | 1.09 | 1.09 | 1.09 | 1.09 | 0 | 0 | 0 | 0 | 0 | 0 | 0 | 0 | 0 | 0 | 0 | 0 | 0 | 0 | 0 | 0 | 0 | 0 | 0 | 0 | 0 | 0 | 0 | 0 | 0 | 0 | 0 | 0 | 0 | 0 | 0 | 0 | 0 | 0 | 0 | 0 | 0 | 0 | 0 | 0 | 0 | 0 | 0 | 0 | 0 | 0 | 0 | 0 | 0 | 0 | 0 | 0 | 0 | 0 | 0 | 0 | 0 | 0 | 0 | 0 | 0 | 0 | 0 | 0 | 0 | 0 | 0 | 0 | 0 | 0 | 0 | 0 | 0 | 0 | 0 | 0 | 0 | 0 | 0 | 0 | 0 | 0 | 0 | 0 | 0 | 0 | 0 | 0 | 0 | 0 | 0 | 0 | 0 | 0 | 0 | 0 | 0 | 0 | 0 | 0 | 0 | 0 | 0 | 0 | 0 | 0 | 0 | 0 | 0 | 0 | 0 | 0 | 0 | 0 | 0 | 0 | 0 | 0 | 0 | 0 | 0 | 0 | 0 | 0 | 0 | 0 | 0 | 0 | 0 | 0 | 0 | 0 | 0 | 0 | 0 | 0 | 0 | 0 | 0 | 0 | 0 | 0 | 0 | 0 | 0 | 0 | 0 | 0 | 0 | 0 | 0 | 0 | 0 | 0 | 0 | 0 | 0 | 0 | 0 | 0 | 0 | 0 | 0 | 0 | 0 | 0 | 0 | 0 | 0 | 0 | 0 | 0 | 0 | 0 | 0 | 0 | 0 | 0 | 0 | 0 | 0 | 0 | 0 | 0 | 0 | 0 | 0 | 0 | 0 | 0 | 0 | 0 | 0 | 0 | 0 | 0 | 0 | 0 | 0 | 0 | 0 | 0 | 0 | 0 | 0 | 0 | 0 | 0 | 0 | 0 | 0 | 0 | 0 | 0 | 0 | 0 | 0 | 0 | 0 | 0 | 0 | 0 | 0 | 0 | 0 | 0 | 0 | 0 | 0 | 0 | 0 | 0 | 0 | 0 | 0 | 0 | 0 | 0 | 0 | 0 | 0 | 0 | 0 | 0 | 0 | 0 | 0 | 0 | 0 | 0 | 0 | 0 | 0 | 0 | 0 | 0 | 0 | 0 | 0 | 0 | 0 | 0 | 0 | 0 | 0 | 0 | 0 | 0 | 0 | 0 | 0 | 0 | 0 | 0 | 0 | 0 | 0 | 0 | 0 | 0 | 0 | 0 | 0 | 0 | 0 | 0 | 0 | 0 | 0 | 0 | 0 | 0 | 0 | 0 | 0 | 0 | 0 | 0 | 0 | 0 | 0 | 0 | 0 | 0 | 0 | 0 | 0 | 0 | 0 | 0 | 0 | 0 | 0 | 0 | 0 | 0 | 0 | 0 | 0 | 0 | 0 | 0 | 0 | 0 | 0 | 0 | 0 | 0 | 0 | 0 | 0 | 0 | 0 | 0 | 0 | 0 | 0 | 0 | 0 | 0 | 0 | 0 | 0 | 0 | 0 | 0 | 0 | 0 | 0 | 0 | 0 | 0 | 0 | 0 | 0 | 0 | 0 | 0 | 0 | 0 | 0 | 0 | 0 | 0 | 0 | 0 | 0 | 0 | 0 | 0 | 0 | 0 | 0 | 0 | 0 | 0 | 0 | 0 | 0 | 0 | 0 | 0 | 0 | 0 | 0 | 0 | 0 | 0 | 0 | 0 | 0 | 0 | 0 | 0 | 0 | 0 | 0 | 0 | 0 | 0 | 0 | 0 | 0 | 0 | 0 | 0 | 0 | 0 | 0 | 0 | 0 | 0 | 0 | 0 | 0 | 0 | 0 | 0 | 0 | 0 | 0 | 0 | 0 | 0 | 0 | 0 | 0 | 0 | 0 | 0 | 0 | 0 | 0 | 0 | 0 | 0 | 0 | 0 | 0 | 0 | 0 | 0 | 0 | 0 | 0 | 0 | 0 | 0 | 0 | 0 | 0 | 0 | 0 | 0 | 0 | 0 | 0 | 0 | 0 | 0 | 0 | 0 | 0 | 0 | 0 | 0 | 0 | 0 | 0 | 0 | 0 | 0 | 0 | 0 | 0 | 0 | 0
WA_Commercial_WA - College_New_Space Heating_Natural Gas_Building Shell - Air Sealing (Infiltration Control)_A | WA | Commercial | WA - College | New | Space Heating | Natural Gas | Building Shell - Air Sealing (Infiltration Control) | A | WCM62 | Building with air infiltration. | Air sealing to reduce air infiltration. | 10 | 0 | 0 | 0 | 8 | 0 | 0 | 0 | 0.28365 | 0.25 | foot door | 45% | 66.67% | Discretionary | Retro1Slow_WA | 84.66% | Space Heating | 0% | 0 |  | 0 |  | 0 | IL TRM - CI-MSC-WTST-V01-200101 | IL TRM - CI-MSC-WTST-V01-200101 | IL TRM - CI-MSC-WTST-V01-200101 | Building with air infiltration. | Building with air infiltration. | Building with air infiltration. | Building with air infiltration. | Building with air infiltration. | Building with air infiltration. | Building with air infiltration. | Building with air infiltration. | Building with air infiltration. | Building with air infiltration. | Building with air infiltration. | Building with air infiltration. | Building with air infiltration. | Building with air infiltration. | Building with air infiltration. | Building with air infiltration. | Building with air infiltration. | Building with air infiltration. | Building with air infiltration. | Building with air infiltration. | Building with air infiltration. | Building with air infiltration. | Building with air infiltration. | Building with air infiltration. | Building with air infiltration. | Building with air infiltration. | Building with air infiltration. | Air sealing to reduce air infiltration. | Air sealing to reduce air infiltration. | Air sealing to reduce air infiltration. | Air sealing to reduce air infiltration. | Air sealing to reduce air infiltration. | Air sealing to reduce air infiltration. | Air sealing to reduce air infiltration. | Air sealing to reduce air infiltration. | Air sealing to reduce air infiltration. | Air sealing to reduce air infiltration. | Air sealing to reduce air infiltration. | Air sealing to reduce air infiltration. | Air sealing to reduce air infiltration. | Air sealing to reduce air infiltration. | Air sealing to reduce air infiltration. | Air sealing to reduce air infiltration. | Air sealing to reduce air infiltration. | Air sealing to reduce air infiltration. | Air sealing to reduce air infiltration. | Air sealing to reduce air infiltration. | Air sealing to reduce air infiltration. | Air sealing to reduce air infiltration. | Air sealing to reduce air infiltration. | Air sealing to reduce air infiltration. | Air sealing to reduce air infiltration. | Air sealing to reduce air infiltration. | Air sealing to reduce air infiltration. | 8 | 8 | 8 | 8 | 8 | 8 | 8 | 8 | 8 | 8 | 8 | 8 | 8 | 8 | 8 | 8 | 8 | 8 | 8 | 8 | 8 | 8 | 8 | 8 | 8 | 8 | 8 | 0 | 0 | 0 | 0 | 0 | 0 | 0 | 0 | 0 | 0 | 0 | 0 | 0 | 0 | 0 | 0 | 0 | 0 | 0 | 0 | 0 | 0 | 0 | 0 | 0 | 0 | 0 | 0 | 0 | 0 | 0 | 0 | 0 | 0 | 0 | 0 | 0 | 0 | 0 | 0 | 0 | 0 | 0 | 0 | 0 | 0 | 0 | 0 | 0 | 0 | 0 | 0 | 0 | 0 | 0 | 0 | 0 | 0 | 0 | 0 | 0 | 0 | 0 | 0 | 0 | 0 | 0 | 0 | 0 | 0 | 0 | 0 | 0 | 0 | 0 | 0 | 0 | 0 | 0 | 0 | 0 | 0 | 0 | 0 | 0 | 0 | 0 | 0 | 0 | 0 | 0 | 0 | 0 | 0 | 0 | 0 | 0 | 0 | 0 | 0 | 0 | 0 | 0 | 0 | 0 | 0 | 0 | 0 | 0 | 0 | 0 | 0 | 0 | 0 | 0 | 0 | 0 | 0 | 0 | 0 | 0 | 0 | 0 | 0 | 0 | 0 | 0 | 0 | 0 | 0 | 0 | 0 | 0 | 0 | 0 | 0 | 0 | 0 | 0 | 0 | 0 | 0 | 0 | 0 | 0 | 0 | 0 | 0 | 0 | 0 | 0 | 0 | 0 | 0 | 0 | 0 | 0 | 0 | 0 | 0 | 0 | 0 | 0 | 0 | 0 | 0 | 0 | 0 | 0 | 0 | 0 | 0 | 0 | 0 | 0 | 0 | 0 | 0 | 0 | 0 | 0 | 0 | 0 | 0 | 0 | 0 | 0 | 0 | 0 | 0 | 0 | 0 | 0 | 0 | 0 | 0 | 0 | 0 | 0 | 0 | 0 | 0 | 0 | 0 | 0 | 0 | 0 | 0 | 0 | 0 | 0 | 0 | 0 | 0 | 0 | 0 | 0 | 0 | 0 | 0 | 0 | 0 | 0 | 0 | 0 | 0 | 0 | 0 | 0 | 0 | 0 | 0 | 0 | 0 | 0 | 0 | 0 | 0 | 0 | 0 | 0 | 0 | 0 | 0 | 0 | 0 | 0 | 0 | 0 | 0 | 0 | 0 | 0 | 0 | 0 | 0 | 0 | 0 | 0 | 0 | 0 | 0 | 0 | 0 | 0 | 0 | 0 | 0 | 0 | 0 | 0 | 0 | 0 | 0 | 0 | 0 | 0 | 0 | 0 | 0 | 0 | 0 | 0 | 0 | 0 | 0 | 0 | 0 | 0 | 0 | 0 | 0 | 0 | 0 | 0 | 0 | 0 | 0 | 0 | 0 | 0 | 0 | 0 | 0 | 0 | 0 | 0 | 0 | 0 | 0 | 0 | 0 | 0 | 0 | 0 | 0 | 0 | 0 | 0 | 0 | 0 | 0 | 0 | 0 | 0 | 0 | 0 | 0 | 0 | 0 | 0 | 0 | 0 | 0 | 0 | 0 | 0 | 0 | 0 | 0 | 0 | 0 | 0 | 0 | 0 | 0 | 0 | 0 | 0 | 0 | 0 | 0 | 0 | 0 | 0 | 0 | 0 | 0 | 0 | 0 | 0 | 0 | 0 | 0 | 0 | 0 | 0 | 0 | 0 | 0 | 0 | 0 | 0 | 0 | 0 | 0 | 0 | 0 | 0 | 0 | 0 | 0 | 0 | 0 | 0 | 0 | 0 | 0 | 0 | 0 | 0 | 0 | 0 | 0 | 0 | 0 | 0 | 0 | 0 | 0 | 0 | 0 | 0 | 0 | 0 | 0 | 0 | 0 | 0 | 0 | 0 | 0 | 0 | 0 | 0 | 0 | 0 | 0 | 0 | 0 | 0 | 0 | 0 | 0 | 0 | 0 | 0 | 0 | 0 | 0 | 0 | 0 | 0 | 0 | 0 | 0 | 0 | 0 | 0 | 0 | 0 | 0 | 0 | 0 | 0 | 0 | 0 | 0 | 0 | 0 | 0 | 0 | 0 | 0 | 0 | 0 | 0 | 0 | 0 | 0 | 0 | 0 | 0 | 0 | 0 | 0 | 0 | 0 | 0 | 0 | 0 | 0 | 0 | 0 | 0 | 0 | 0
WA_Commercial_WA - College_New_Space Heating_Natural Gas_Ventilation - Demand Controlled_A | WA | Commercial | WA - College | New | Space Heating | Natural Gas | Ventilation - Demand Controlled | A | WCM63 | No occupancy based outdoor air controls. | Outdoor air controlled based on occupancy to meet ASHRAE 62.1 | 10 | 0 | 0 | 0 | 0.15 | 0 | 0 | 0 | 0.28365 | 0.25 | sqft | 100% | 100% | Discretionary | Retro5Med_WA | 85% | Central Systems | 0% | 0 |  | 0 |  | 0 | IL TRM - CI-HVC-DCV-V05-190101 | VENT_DCV-Heating-7PLN-v5-8 | IL TRM - CI-HVC-DCV-V05-190101 | No occupancy based outdoor air controls. | No occupancy based outdoor air controls. | No occupancy based outdoor air controls. | No occupancy based outdoor air controls. | No occupancy based outdoor air controls. | No occupancy based outdoor air controls. | No occupancy based outdoor air controls. | No occupancy based outdoor air controls. | No occupancy based outdoor air controls. | No occupancy based outdoor air controls. | No occupancy based outdoor air controls. | No occupancy based outdoor air controls. | No occupancy based outdoor air controls. | No occupancy based outdoor air controls. | No occupancy based outdoor air controls. | No occupancy based outdoor air controls. | No occupancy based outdoor air controls. | No occupancy based outdoor air controls. | No occupancy based outdoor air controls. | No occupancy based outdoor air controls. | No occupancy based outdoor air controls. | No occupancy based outdoor air controls. | No occupancy based outdoor air controls. | No occupancy based outdoor air controls. | No occupancy based outdoor air controls. | No occupancy based outdoor air controls. | No occupancy based outdoor air controls. | Outdoor air controlled based on occupancy to meet ASHRAE 62.1 | Outdoor air controlled based on occupancy to meet ASHRAE 62.1 | Outdoor air controlled based on occupancy to meet ASHRAE 62.1 | Outdoor air controlled based on occupancy to meet ASHRAE 62.1 | Outdoor air controlled based on occupancy to meet ASHRAE 62.1 | Outdoor air controlled based on occupancy to meet ASHRAE 62.1 | Outdoor air controlled based on occupancy to meet ASHRAE 62.1 | Outdoor air controlled based on occupancy to meet ASHRAE 62.1 | Outdoor air controlled based on occupancy to meet ASHRAE 62.1 | Outdoor air controlled based on occupancy to meet ASHRAE 62.1 | Outdoor air controlled based on occupancy to meet ASHRAE 62.1 | Outdoor air controlled based on occupancy to meet ASHRAE 62.1 | Outdoor air controlled based on occupancy to meet ASHRAE 62.1 | Outdoor air controlled based on occupancy to meet ASHRAE 62.1 | Outdoor air controlled based on occupancy to meet ASHRAE 62.1 | Outdoor air controlled based on occupancy to meet ASHRAE 62.1 | Outdoor air controlled based on occupancy to meet ASHRAE 62.1 | Outdoor air controlled based on occupancy to meet ASHRAE 62.1 | Outdoor air controlled based on occupancy to meet ASHRAE 62.1 | Outdoor air controlled based on occupancy to meet ASHRAE 62.1 | Outdoor air controlled based on occupancy to meet ASHRAE 62.1 | Outdoor air controlled based on occupancy to meet ASHRAE 62.1 | Outdoor air controlled based on occupancy to meet ASHRAE 62.1 | Outdoor air controlled based on occupancy to meet ASHRAE 62.1 | Outdoor air controlled based on occupancy to meet ASHRAE 62.1 | Outdoor air controlled based on occupancy to meet ASHRAE 62.1 | Outdoor air controlled based on occupancy to meet ASHRAE 62.1 | 0.15 | 0.15 | 0.15 | 0.15 | 0.15 | 0.15 | 0.15 | 0.15 | 0.15 | 0.15 | 0.15 | 0.15 | 0.15 | 0.15 | 0.15 | 0.15 | 0.15 | 0.15 | 0.15 | 0.15 | 0.15 | 0.15 | 0.15 | 0.15 | 0.15 | 0.15 | 0.15 | 0 | 0 | 0 | 0 | 0 | 0 | 0 | 0 | 0 | 0 | 0 | 0 | 0 | 0 | 0 | 0 | 0 | 0 | 0 | 0 | 0 | 0 | 0 | 0 | 0 | 0 | 0 | 0 | 0 | 0 | 0 | 0 | 0 | 0 | 0 | 0 | 0 | 0 | 0 | 0 | 0 | 0 | 0 | 0 | 0 | 0 | 0 | 0 | 0 | 0 | 0 | 0 | 0 | 0 | 0 | 0 | 0 | 0 | 0 | 0 | 0 | 0 | 0 | 0 | 0 | 0 | 0 | 0 | 0 | 0 | 0 | 0 | 0 | 0 | 0 | 0 | 0 | 0 | 0 | 0 | 0 | 0 | 0 | 0 | 0 | 0 | 0 | 0 | 0 | 0 | 0 | 0 | 0 | 0 | 0 | 0 | 0 | 0 | 0 | 0 | 0 | 0 | 0 | 0 | 0 | 0 | 0 | 0 | 0 | 0 | 0 | 0 | 0 | 0 | 0 | 0 | 0 | 0 | 0 | 0 | 0 | 0 | 0 | 0 | 0 | 0 | 0 | 0 | 0 | 0 | 0 | 0 | 0 | 0 | 0 | 0 | 0 | 0 | 0 | 0 | 0 | 0 | 0 | 0 | 0 | 0 | 0 | 0 | 0 | 0 | 0 | 0 | 0 | 0 | 0 | 0 | 0 | 0 | 0 | 0 | 0 | 0 | 0 | 0 | 0 | 0 | 0 | 0 | 0 | 0 | 0 | 0 | 0 | 0 | 0 | 0 | 0 | 0 | 0 | 0 | 0 | 0 | 0 | 0 | 0 | 0 | 0 | 0 | 0 | 0 | 0 | 0 | 0 | 0 | 0 | 0 | 0 | 0 | 0 | 0 | 0 | 0 | 0 | 0 | 0 | 0 | 0 | 0 | 0 | 0 | 0 | 0 | 0 | 0 | 0 | 0 | 0 | 0 | 0 | 0 | 0 | 0 | 0 | 0 | 0 | 0 | 0 | 0 | 0 | 0 | 0 | 0 | 0 | 0 | 0 | 0 | 0 | 0 | 0 | 0 | 0 | 0 | 0 | 0 | 0 | 0 | 0 | 0 | 0 | 0 | 0 | 0 | 0 | 0 | 0 | 0 | 0 | 0 | 0 | 0 | 0 | 0 | 0 | 0 | 0 | 0 | 0 | 0 | 0 | 0 | 0 | 0 | 0 | 0 | 0 | 0 | 0 | 0 | 0 | 0 | 0 | 0 | 0 | 0 | 0 | 0 | 0 | 0 | 0 | 0 | 0 | 0 | 0 | 0 | 0 | 0 | 0 | 0 | 0 | 0 | 0 | 0 | 0 | 0 | 0 | 0 | 0 | 0 | 0 | 0 | 0 | 0 | 0 | 0 | 0 | 0 | 0 | 0 | 0 | 0 | 0 | 0 | 0 | 0 | 0 | 0 | 0 | 0 | 0 | 0 | 0 | 0 | 0 | 0 | 0 | 0 | 0 | 0 | 0 | 0 | 0 | 0 | 0 | 0 | 0 | 0 | 0 | 0 | 0 | 0 | 0 | 0 | 0 | 0 | 0 | 0 | 0 | 0 | 0 | 0 | 0 | 0 | 0 | 0 | 0 | 0 | 0 | 0 | 0 | 0 | 0 | 0 | 0 | 0 | 0 | 0 | 0 | 0 | 0 | 0 | 0 | 0 | 0 | 0 | 0 | 0 | 0 | 0 | 0 | 0 | 0 | 0 | 0 | 0 | 0 | 0 | 0 | 0 | 0 | 0 | 0 | 0 | 0 | 0 | 0 | 0 | 0 | 0 | 0 | 0 | 0 | 0 | 0 | 0 | 0 | 0 | 0 | 0 | 0 | 0 | 0 | 0 | 0 | 0 | 0 | 0 | 0 | 0 | 0 | 0 | 0 | 0 | 0 | 0 | 0 | 0 | 0 | 0 | 0 | 0 | 0 | 0 | 0 | 0 | 0 | 0 | 0 | 0 | 0 | 0 | 0 | 0 | 0 | 0 | 0 | 0 | 0 | 0 | 0 | 0 | 0 | 0 | 0 | 0 | 0 | 0 | 0 | 0 | 0 | 0 | 0 | 0 | 0 | 0 | 0 | 0 | 0
WA_Commercial_WA - College_New_Space Heating_Natural Gas_HVAC - Dedicated Outdoor Air System (DOAS)_A | WA | Commercial | WA - College | New | Space Heating | Natural Gas | HVAC - Dedicated Outdoor Air System (DOAS) | A | WCM64 | No DOAS. | Outdoor air supplied by a DOAS. | 20 | 0 | 0 | 0 | 8.16 | 0 | 0 | 0 | 0.28365 | 0.25 | sqft | 0% | 0% | Discretionary | RetroEven20_WA | 85% | Central Systems | 0% | 0 |  | 0 |  | 0 | 2021P_Com-VRF-DOAS-2021P_V2 | 2021P_Com-VRF-DOAS-2021P_V2 | 2021P_Com-VRF-DOAS-2021P_V2 | No DOAS. | No DOAS. | No DOAS. | No DOAS. | No DOAS. | No DOAS. | No DOAS. | No DOAS. | No DOAS. | No DOAS. | No DOAS. | No DOAS. | No DOAS. | No DOAS. | No DOAS. | No DOAS. | No DOAS. | No DOAS. | No DOAS. | No DOAS. | No DOAS. | No DOAS. | No DOAS. | No DOAS. | No DOAS. | No DOAS. | No DOAS. | Outdoor air supplied by a DOAS. | Outdoor air supplied by a DOAS. | Outdoor air supplied by a DOAS. | Outdoor air supplied by a DOAS. | Outdoor air supplied by a DOAS. | Outdoor air supplied by a DOAS. | Outdoor air supplied by a DOAS. | Outdoor air supplied by a DOAS. | Outdoor air supplied by a DOAS. | Outdoor air supplied by a DOAS. | Outdoor air supplied by a DOAS. | Outdoor air supplied by a DOAS. | Outdoor air supplied by a DOAS. | Outdoor air supplied by a DOAS. | Outdoor air supplied by a DOAS. | Outdoor air supplied by a DOAS. | Outdoor air supplied by a DOAS. | Outdoor air supplied by a DOAS. | Outdoor air supplied by a DOAS. | Outdoor air supplied by a DOAS. | Outdoor air supplied by a DOAS. | Outdoor air supplied by a DOAS. | Outdoor air supplied by a DOAS. | Outdoor air supplied by a DOAS. | Outdoor air supplied by a DOAS. | Outdoor air supplied by a DOAS. | Outdoor air supplied by a DOAS. | 8.16 | 8.16 | 8.16 | 8.16 | 8.16 | 8.16 | 8.16 | 8.16 | 8.16 | 8.16 | 8.16 | 8.16 | 8.16 | 8.16 | 8.16 | 8.16 | 8.16 | 8.16 | 8.16 | 8.16 | 8.16 | 8.16 | 8.16 | 8.16 | 8.16 | 8.16 | 8.16 | 0 | 0 | 0 | 0 | 0 | 0 | 0 | 0 | 0 | 0 | 0 | 0 | 0 | 0 | 0 | 0 | 0 | 0 | 0 | 0 | 0 | 0 | 0 | 0 | 0 | 0 | 0 | 0 | 0 | 0 | 0 | 0 | 0 | 0 | 0 | 0 | 0 | 0 | 0 | 0 | 0 | 0 | 0 | 0 | 0 | 0 | 0 | 0 | 0 | 0 | 0 | 0 | 0 | 0 | 0 | 0 | 0 | 0 | 0 | 0 | 0 | 0 | 0 | 0 | 0 | 0 | 0 | 0 | 0 | 0 | 0 | 0 | 0 | 0 | 0 | 0 | 0 | 0 | 0 | 0 | 0 | 0 | 0 | 0 | 0 | 0 | 0 | 0 | 0 | 0 | 0 | 0 | 0 | 0 | 0 | 0 | 0 | 0 | 0 | 0 | 0 | 0 | 0 | 0 | 0 | 0 | 0 | 0 | 0 | 0 | 0 | 0 | 0 | 0 | 0 | 0 | 0 | 0 | 0 | 0 | 0 | 0 | 0 | 0 | 0 | 0 | 0 | 0 | 0 | 0 | 0 | 0 | 0 | 0 | 0 | 0 | 0 | 0 | 0 | 0 | 0 | 0 | 0 | 0 | 0 | 0 | 0 | 0 | 0 | 0 | 0 | 0 | 0 | 0 | 0 | 0 | 0 | 0 | 0 | 0 | 0 | 0 | 0 | 0 | 0 | 0 | 0 | 0 | 0 | 0 | 0 | 0 | 0 | 0 | 0 | 0 | 0 | 0 | 0 | 0 | 0 | 0 | 0 | 0 | 0 | 0 | 0 | 0 | 0 | 0 | 0 | 0 | 0 | 0 | 0 | 0 | 0 | 0 | 0 | 0 | 0 | 0 | 0 | 0 | 0 | 0 | 0 | 0 | 0 | 0 | 0 | 0 | 0 | 0 | 0 | 0 | 0 | 0 | 0 | 0 | 0 | 0 | 0 | 0 | 0 | 0 | 0 | 0 | 0 | 0 | 0 | 0 | 0 | 0 | 0 | 0 | 0 | 0 | 0 | 0 | 0 | 0 | 0 | 0 | 0 | 0 | 0 | 0 | 0 | 0 | 0 | 0 | 0 | 0 | 0 | 0 | 0 | 0 | 0 | 0 | 0 | 0 | 0 | 0 | 0 | 0 | 0 | 0 | 0 | 0 | 0 | 0 | 0 | 0 | 0 | 0 | 0 | 0 | 0 | 0 | 0 | 0 | 0 | 0 | 0 | 0 | 0 | 0 | 0 | 0 | 0 | 0 | 0 | 0 | 0 | 0 | 0 | 0 | 0 | 0 | 0 | 0 | 0 | 0 | 0 | 0 | 0 | 0 | 0 | 0 | 0 | 0 | 0 | 0 | 0 | 0 | 0 | 0 | 0 | 0 | 0 | 0 | 0 | 0 | 0 | 0 | 0 | 0 | 0 | 0 | 0 | 0 | 0 | 0 | 0 | 0 | 0 | 0 | 0 | 0 | 0 | 0 | 0 | 0 | 0 | 0 | 0 | 0 | 0 | 0 | 0 | 0 | 0 | 0 | 0 | 0 | 0 | 0 | 0 | 0 | 0 | 0 | 0 | 0 | 0 | 0 | 0 | 0 | 0 | 0 | 0 | 0 | 0 | 0 | 0 | 0 | 0 | 0 | 0 | 0 | 0 | 0 | 0 | 0 | 0 | 0 | 0 | 0 | 0 | 0 | 0 | 0 | 0 | 0 | 0 | 0 | 0 | 0 | 0 | 0 | 0 | 0 | 0 | 0 | 0 | 0 | 0 | 0 | 0 | 0 | 0 | 0 | 0 | 0 | 0 | 0 | 0 | 0 | 0 | 0 | 0 | 0 | 0 | 0 | 0 | 0 | 0 | 0 | 0 | 0 | 0 | 0 | 0 | 0 | 0 | 0 | 0 | 0 | 0 | 0 | 0 | 0 | 0 | 0 | 0 | 0 | 0 | 0 | 0 | 0 | 0 | 0 | 0 | 0 | 0 | 0 | 0 | 0 | 0 | 0 | 0 | 0 | 0 | 0 | 0 | 0 | 0 | 0 | 0 | 0 | 0 | 0 | 0 | 0 | 0 | 0 | 0
WA_Commercial_WA - College_New_Space Heating_Natural Gas_Destratification Fans (HVLS)_A | WA | Commercial | WA - College | New | Space Heating | Natural Gas | Destratification Fans (HVLS) | A | WCM65 | No destratification fans. | High volume low speed destratification fans. | 15 | 0 | 0 | 0 | 9799.26 | 0 | 0 | 0 | 0.28365 | 0.25 | Strat Fan | 15% | 33.33% | Discretionary | RetroEven20_WA | 85% | Space Heating | 0% | 0 |  | 0 |  | 0 | DL20_IHVLS-Ag-2021PLN-v2-8 | DL20_IHVLS-Ag-2021PLN-v2-8 | HVLS-Heating-AEG-v5.0-121 | No destratification fans. | No destratification fans. | No destratification fans. | No destratification fans. | No destratification fans. | No destratification fans. | No destratification fans. | No destratification fans. | No destratification fans. | No destratification fans. | No destratification fans. | No destratification fans. | No destratification fans. | No destratification fans. | No destratification fans. | No destratification fans. | No destratification fans. | No destratification fans. | No destratification fans. | No destratification fans. | No destratification fans. | No destratification fans. | No destratification fans. | No destratification fans. | No destratification fans. | No destratification fans. | No destratification fans. | High volume low speed destratification fans. | High volume low speed destratification fans. | High volume low speed destratification fans. | High volume low speed destratification fans. | High volume low speed destratification fans. | High volume low speed destratification fans. | High volume low speed destratification fans. | High volume low speed destratification fans. | High volume low speed destratification fans. | High volume low speed destratification fans. | High volume low speed destratification fans. | High volume low speed destratification fans. | High volume low speed destratification fans. | High volume low speed destratification fans. | High volume low speed destratification fans. | High volume low speed destratification fans. | High volume low speed destratification fans. | High volume low speed destratification fans. | High volume low speed destratification fans. | High volume low speed destratification fans. | High volume low speed destratification fans. | High volume low speed destratification fans. | High volume low speed destratification fans. | High volume low speed destratification fans. | High volume low speed destratification fans. | High volume low speed destratification fans. | High volume low speed destratification fans. | 9799.26 | 9799.26 | 9799.26 | 9799.26 | 9799.26 | 9799.26 | 9799.26 | 9799.26 | 9799.26 | 9799.26 | 9799.26 | 9799.26 | 9799.26 | 9799.26 | 9799.26 | 9799.26 | 9799.26 | 9799.26 | 9799.26 | 9799.26 | 9799.26 | 9799.26 | 9799.26 | 9799.26 | 9799.26 | 9799.26 | 9799.26 | 0 | 0 | 0 | 0 | 0 | 0 | 0 | 0 | 0 | 0 | 0 | 0 | 0 | 0 | 0 | 0 | 0 | 0 | 0 | 0 | 0 | 0 | 0 | 0 | 0 | 0 | 0 | 0 | 0 | 0 | 0 | 0 | 0 | 0 | 0 | 0 | 0 | 0 | 0 | 0 | 0 | 0 | 0 | 0 | 0 | 0 | 0 | 0 | 0 | 0 | 0 | 0 | 0 | 0 | 0 | 0 | 0 | 0 | 0 | 0 | 0 | 0 | 0 | 0 | 0 | 0 | 0 | 0 | 0 | 0 | 0 | 0 | 0 | 0 | 0 | 0 | 0 | 0 | 0 | 0 | 0 | 0 | 0 | 0 | 0 | 0 | 0 | 0 | 0 | 0 | 0 | 0 | 0 | 0 | 0 | 0 | 0 | 0 | 0 | 0 | 0 | 0 | 0 | 0 | 0 | 0 | 0 | 0 | 0 | 0 | 0 | 0 | 0 | 0 | 0 | 0 | 0 | 0 | 0 | 0 | 0 | 0 | 0 | 0 | 0 | 0 | 0 | 0 | 0 | 0 | 0 | 0 | 0 | 0 | 0 | 0 | 0 | 0 | 0 | 0 | 0 | 0 | 0 | 0 | 0 | 0 | 0 | 0 | 0 | 0 | 0 | 0 | 0 | 0 | 0 | 0 | 0 | 0 | 0 | 0 | 0 | 0 | 0 | 0 | 0 | 0 | 0 | 0 | 0 | 0 | 0 | 0 | 0 | 0 | 0 | 0 | 0 | 0 | 0 | 0 | 0 | 0 | 0 | 0 | 0 | 0 | 0 | 0 | 0 | 0 | 0 | 0 | 0 | 0 | 0 | 0 | 0 | 0 | 0 | 0 | 0 | 0 | 0 | 0 | 0 | 0 | 0 | 0 | 0 | 0 | 0 | 0 | 0 | 0 | 0 | 0 | 0 | 0 | 0 | 0 | 0 | 0 | 0 | 0 | 0 | 0 | 0 | 0 | 0 | 0 | 0 | 0 | 0 | 0 | 0 | 0 | 0 | 0 | 0 | 0 | 0 | 0 | 0 | 0 | 0 | 0 | 0 | 0 | 0 | 0 | 0 | 0 | 0 | 0 | 0 | 0 | 0 | 0 | 0 | 0 | 0 | 0 | 0 | 0 | 0 | 0 | 0 | 0 | 0 | 0 | 0 | 0 | 0 | 0 | 0 | 0 | 0 | 0 | 0 | 0 | 0 | 0 | 0 | 0 | 0 | 0 | 0 | 0 | 0 | 0 | 0 | 0 | 0 | 0 | 0 | 0 | 0 | 0 | 0 | 0 | 0 | 0 | 0 | 0 | 0 | 0 | 0 | 0 | 0 | 0 | 0 | 0 | 0 | 0 | 0 | 0 | 0 | 0 | 0 | 0 | 0 | 0 | 0 | 0 | 0 | 0 | 0 | 0 | 0 | 0 | 0 | 0 | 0 | 0 | 0 | 0 | 0 | 0 | 0 | 0 | 0 | 0 | 0 | 0 | 0 | 0 | 0 | 0 | 0 | 0 | 0 | 0 | 0 | 0 | 0 | 0 | 0 | 0 | 0 | 0 | 0 | 0 | 0 | 0 | 0 | 0 | 0 | 0 | 0 | 0 | 0 | 0 | 0 | 0 | 0 | 0 | 0 | 0 | 0 | 0 | 0 | 0 | 0 | 0 | 0 | 0 | 0 | 0 | 0 | 0 | 0 | 0 | 0 | 0 | 0 | 0 | 0 | 0 | 0 | 0 | 0 | 0 | 0 | 0 | 0 | 0 | 0 | 0 | 0 | 0 | 0 | 0 | 0 | 0 | 0 | 0 | 0 | 0 | 0 | 0 | 0 | 0 | 0 | 0 | 0 | 0 | 0 | 0 | 0 | 0 | 0 | 0 | 0 | 0 | 0 | 0 | 0 | 0 | 0 | 0 | 0 | 0 | 0 | 0 | 0 | 0 | 0 | 0 | 0 | 0 | 0 | 0 | 0 | 0 | 0 | 0 | 0 | 0 | 0 | 0 | 0 | 0 | 0 | 0 | 0 | 0 | 0 | 0 | 0 | 0 | 0 | 0 | 0 | 0 | 0 | 0 | 0
WA_Commercial_WA - College_New_Space Heating_Natural Gas_Gas Boiler - Maintenance_A | WA | Commercial | WA - College | New | Space Heating | Natural Gas | Gas Boiler - Maintenance | A | WCM66 | Degrade performance | General cleaning and maintenance | 3 | 0.13226 | 0 | 0 | 0.95 | 0 | 0 | 0 | 0.28365 | 0.25 | kBtuh Heat | 5% | 10% | Discretionary | Retro12Med_WA | 84.74% | Boiler | 0% | 0 |  | 0 |  | 0 | GBLR_MNT-Heating-ILTRM-v4.0-43 | GBLR_MNT-Heating-ILTRM-v4.0-43 | GBLR_MNT-Heating-ILTRM-v4.0-1 | Degrade performance | Degrade performance | Degrade performance | Degrade performance | Degrade performance | Degrade performance | Degrade performance | Degrade performance | Degrade performance | Degrade performance | Degrade performance | Degrade performance | Degrade performance | Degrade performance | Degrade performance | Degrade performance | Degrade performance | Degrade performance | Degrade performance | Degrade performance | Degrade performance | Degrade performance | Degrade performance | Degrade performance | Degrade performance | Degrade performance | Degrade performance | General cleaning and maintenance | General cleaning and maintenance | General cleaning and maintenance | General cleaning and maintenance | General cleaning and maintenance | General cleaning and maintenance | General cleaning and maintenance | General cleaning and maintenance | General cleaning and maintenance | General cleaning and maintenance | General cleaning and maintenance | General cleaning and maintenance | General cleaning and maintenance | General cleaning and maintenance | General cleaning and maintenance | General cleaning and maintenance | General cleaning and maintenance | General cleaning and maintenance | General cleaning and maintenance | General cleaning and maintenance | General cleaning and maintenance | General cleaning and maintenance | General cleaning and maintenance | General cleaning and maintenance | General cleaning and maintenance | General cleaning and maintenance | General cleaning and maintenance | 0.95 | 0.95 | 0.95 | 0.95 | 0.95 | 0.95 | 0.95 | 0.95 | 0.95 | 0.95 | 0.95 | 0.95 | 0.95 | 0.95 | 0.95 | 0.95 | 0.95 | 0.95 | 0.95 | 0.95 | 0.95 | 0.95 | 0.95 | 0.95 | 0.95 | 0.95 | 0.95 | 0 | 0 | 0 | 0 | 0 | 0 | 0 | 0 | 0 | 0 | 0 | 0 | 0 | 0 | 0 | 0 | 0 | 0 | 0 | 0 | 0 | 0 | 0 | 0 | 0 | 0 | 0 | 0 | 0 | 0 | 0 | 0 | 0 | 0 | 0 | 0 | 0 | 0 | 0 | 0 | 0 | 0 | 0 | 0 | 0 | 0 | 0 | 0 | 0 | 0 | 0 | 0 | 0 | 0 | 0 | 0 | 0 | 0 | 0 | 0 | 0 | 0 | 0 | 0 | 0 | 0 | 0 | 0 | 0 | 0 | 0 | 0 | 0 | 0 | 0 | 0 | 0 | 0 | 0 | 0 | 0 | 0 | 0 | 0 | 0 | 0 | 0 | 0 | 0 | 0 | 0 | 0 | 0 | 0 | 0 | 0 | 0 | 0 | 0 | 0 | 0 | 0 | 0 | 0 | 0 | 0 | 0 | 0 | 0 | 0 | 0 | 0 | 0 | 0 | 0 | 0 | 0 | 0 | 0 | 0 | 0 | 0 | 0 | 0 | 0 | 0 | 0 | 0 | 0 | 0 | 0 | 0 | 0 | 0 | 0 | 0 | 0 | 0 | 0 | 0 | 0 | 0 | 0 | 0 | 0 | 0 | 0 | 0 | 0 | 0 | 0 | 0 | 0 | 0 | 0 | 0 | 0 | 0 | 0 | 0 | 0 | 0 | 0 | 0 | 0 | 0 | 0 | 0 | 0 | 0 | 0 | 0 | 0 | 0 | 0 | 0 | 0 | 0 | 0 | 0 | 0 | 0 | 0 | 0 | 0 | 0 | 0 | 0 | 0 | 0 | 0 | 0 | 0 | 0 | 0 | 0 | 0 | 0 | 0 | 0 | 0 | 0 | 0 | 0 | 0 | 0 | 0 | 0 | 0 | 0 | 0 | 0 | 0 | 0 | 0 | 0 | 0 | 0 | 0 | 0 | 0 | 0 | 0 | 0 | 0 | 0 | 0 | 0 | 0 | 0 | 0 | 0 | 0 | 0 | 0 | 0 | 0 | 0 | 0 | 0 | 0 | 0 | 0 | 0 | 0 | 0 | 0 | 0 | 0 | 0 | 0 | 0 | 0 | 0 | 0 | 0 | 0 | 0 | 0 | 0 | 0 | 0 | 0 | 0 | 0 | 0 | 0 | 0 | 0 | 0 | 0 | 0 | 0 | 0 | 0 | 0 | 0 | 0 | 0 | 0 | 0 | 0 | 0 | 0 | 0 | 0 | 0 | 0 | 0 | 0 | 0 | 0 | 0 | 0 | 0 | 0 | 0 | 0 | 0 | 0 | 0 | 0 | 0 | 0 | 0 | 0 | 0 | 0 | 0 | 0 | 0 | 0 | 0 | 0 | 0 | 0 | 0 | 0 | 0 | 0 | 0 | 0 | 0 | 0 | 0 | 0 | 0 | 0 | 0 | 0 | 0 | 0 | 0 | 0 | 0 | 0 | 0 | 0 | 0 | 0 | 0 | 0 | 0 | 0 | 0 | 0 | 0 | 0 | 0 | 0 | 0 | 0 | 0 | 0 | 0 | 0 | 0 | 0 | 0 | 0 | 0 | 0 | 0 | 0 | 0 | 0 | 0 | 0 | 0 | 0 | 0 | 0 | 0 | 0 | 0 | 0 | 0 | 0 | 0 | 0 | 0 | 0 | 0 | 0 | 0 | 0 | 0 | 0 | 0 | 0 | 0 | 0 | 0 | 0 | 0 | 0 | 0 | 0 | 0 | 0 | 0 | 0 | 0 | 0 | 0 | 0 | 0 | 0 | 0 | 0 | 0 | 0 | 0 | 0 | 0 | 0 | 0 | 0 | 0 | 0 | 0 | 0 | 0 | 0 | 0 | 0 | 0 | 0 | 0 | 0 | 0 | 0 | 0 | 0 | 0 | 0 | 0 | 0 | 0 | 0 | 0 | 0 | 0 | 0 | 0 | 0 | 0 | 0 | 0 | 0 | 0 | 0 | 0 | 0 | 0 | 0 | 0 | 0 | 0 | 0 | 0 | 0 | 0 | 0 | 0 | 0 | 0 | 0 | 0 | 0 | 0 | 0 | 0 | 0 | 0 | 0 | 0
WA_Commercial_WA - College_New_Space Heating_Natural Gas_Gas Furnace - Maintenance_A | WA | Commercial | WA - College | New | Space Heating | Natural Gas | Gas Furnace - Maintenance | A | WCM67 | Degrade performance | General cleaning and maintenance | 3 | 0.061879 | 0 | 0 | 0.95 | 0 | 0 | 0 | 0.28365 | 0.25 | kBtuh Heat | 5% | 10% | Discretionary | Retro12Med_WA | 84.74% | Furnace | 0% | 0 |  | 0 |  | 0 | IL TRM - CI-HVC-FTUN-V03-200101 | GBLR_MNT-Heating-ILTRM-v4.0-43 | IL TRM - CI-HVC-FTUN-V03-200101 | Degrade performance | Degrade performance | Degrade performance | Degrade performance | Degrade performance | Degrade performance | Degrade performance | Degrade performance | Degrade performance | Degrade performance | Degrade performance | Degrade performance | Degrade performance | Degrade performance | Degrade performance | Degrade performance | Degrade performance | Degrade performance | Degrade performance | Degrade performance | Degrade performance | Degrade performance | Degrade performance | Degrade performance | Degrade performance | Degrade performance | Degrade performance | General cleaning and maintenance | General cleaning and maintenance | General cleaning and maintenance | General cleaning and maintenance | General cleaning and maintenance | General cleaning and maintenance | General cleaning and maintenance | General cleaning and maintenance | General cleaning and maintenance | General cleaning and maintenance | General cleaning and maintenance | General cleaning and maintenance | General cleaning and maintenance | General cleaning and maintenance | General cleaning and maintenance | General cleaning and maintenance | General cleaning and maintenance | General cleaning and maintenance | General cleaning and maintenance | General cleaning and maintenance | General cleaning and maintenance | General cleaning and maintenance | General cleaning and maintenance | General cleaning and maintenance | General cleaning and maintenance | General cleaning and maintenance | General cleaning and maintenance | 0.95 | 0.95 | 0.95 | 0.95 | 0.95 | 0.95 | 0.95 | 0.95 | 0.95 | 0.95 | 0.95 | 0.95 | 0.95 | 0.95 | 0.95 | 0.95 | 0.95 | 0.95 | 0.95 | 0.95 | 0.95 | 0.95 | 0.95 | 0.95 | 0.95 | 0.95 | 0.95 | 0 | 0 | 0 | 0 | 0 | 0 | 0 | 0 | 0 | 0 | 0 | 0 | 0 | 0 | 0 | 0 | 0 | 0 | 0 | 0 | 0 | 0 | 0 | 0 | 0 | 0 | 0 | 0 | 0 | 0 | 0 | 0 | 0 | 0 | 0 | 0 | 0 | 0 | 0 | 0 | 0 | 0 | 0 | 0 | 0 | 0 | 0 | 0 | 0 | 0 | 0 | 0 | 0 | 0 | 0 | 0 | 0 | 0 | 0 | 0 | 0 | 0 | 0 | 0 | 0 | 0 | 0 | 0 | 0 | 0 | 0 | 0 | 0 | 0 | 0 | 0 | 0 | 0 | 0 | 0 | 0 | 0 | 0 | 0 | 0 | 0 | 0 | 0 | 0 | 0 | 0 | 0 | 0 | 0 | 0 | 0 | 0 | 0 | 0 | 0 | 0 | 0 | 0 | 0 | 0 | 0 | 0 | 0 | 0 | 0 | 0 | 0 | 0 | 0 | 0 | 0 | 0 | 0 | 0 | 0 | 0 | 0 | 0 | 0 | 0 | 0 | 0 | 0 | 0 | 0 | 0 | 0 | 0 | 0 | 0 | 0 | 0 | 0 | 0 | 0 | 0 | 0 | 0 | 0 | 0 | 0 | 0 | 0 | 0 | 0 | 0 | 0 | 0 | 0 | 0 | 0 | 0 | 0 | 0 | 0 | 0 | 0 | 0 | 0 | 0 | 0 | 0 | 0 | 0 | 0 | 0 | 0 | 0 | 0 | 0 | 0 | 0 | 0 | 0 | 0 | 0 | 0 | 0 | 0 | 0 | 0 | 0 | 0 | 0 | 0 | 0 | 0 | 0 | 0 | 0 | 0 | 0 | 0 | 0 | 0 | 0 | 0 | 0 | 0 | 0 | 0 | 0 | 0 | 0 | 0 | 0 | 0 | 0 | 0 | 0 | 0 | 0 | 0 | 0 | 0 | 0 | 0 | 0 | 0 | 0 | 0 | 0 | 0 | 0 | 0 | 0 | 0 | 0 | 0 | 0 | 0 | 0 | 0 | 0 | 0 | 0 | 0 | 0 | 0 | 0 | 0 | 0 | 0 | 0 | 0 | 0 | 0 | 0 | 0 | 0 | 0 | 0 | 0 | 0 | 0 | 0 | 0 | 0 | 0 | 0 | 0 | 0 | 0 | 0 | 0 | 0 | 0 | 0 | 0 | 0 | 0 | 0 | 0 | 0 | 0 | 0 | 0 | 0 | 0 | 0 | 0 | 0 | 0 | 0 | 0 | 0 | 0 | 0 | 0 | 0 | 0 | 0 | 0 | 0 | 0 | 0 | 0 | 0 | 0 | 0 | 0 | 0 | 0 | 0 | 0 | 0 | 0 | 0 | 0 | 0 | 0 | 0 | 0 | 0 | 0 | 0 | 0 | 0 | 0 | 0 | 0 | 0 | 0 | 0 | 0 | 0 | 0 | 0 | 0 | 0 | 0 | 0 | 0 | 0 | 0 | 0 | 0 | 0 | 0 | 0 | 0 | 0 | 0 | 0 | 0 | 0 | 0 | 0 | 0 | 0 | 0 | 0 | 0 | 0 | 0 | 0 | 0 | 0 | 0 | 0 | 0 | 0 | 0 | 0 | 0 | 0 | 0 | 0 | 0 | 0 | 0 | 0 | 0 | 0 | 0 | 0 | 0 | 0 | 0 | 0 | 0 | 0 | 0 | 0 | 0 | 0 | 0 | 0 | 0 | 0 | 0 | 0 | 0 | 0 | 0 | 0 | 0 | 0 | 0 | 0 | 0 | 0 | 0 | 0 | 0 | 0 | 0 | 0 | 0 | 0 | 0 | 0 | 0 | 0 | 0 | 0 | 0 | 0 | 0 | 0 | 0 | 0 | 0 | 0 | 0 | 0 | 0 | 0 | 0 | 0 | 0 | 0 | 0 | 0 | 0 | 0 | 0 | 0 | 0 | 0 | 0 | 0 | 0 | 0 | 0 | 0 | 0 | 0 | 0 | 0 | 0 | 0 | 0 | 0 | 0 | 0 | 0 | 0 | 0 | 0 | 0 | 0 | 0 | 0 | 0 | 0 | 0 | 0 | 0 | 0 | 0 | 0
WA_Commercial_WA - College_New_Space Heating_Natural Gas_Gas Boiler - Hot Water Reset_A | WA | Commercial | WA - College | New | Space Heating | Natural Gas | Gas Boiler - Hot Water Reset | A | WCM68 | No control | Reset control installed | 20 | 235.1306 | 0 | 0 | 799.38 | 0 | 0 | 0 | 0.28365 | 0.25 | BoilerCtrl | 100% | 100% | Discretionary | RetroEven20_WA | 85% | Boiler | 0% | 0 |  | 0 |  | 0 | GBLR_HWRST-Heating-ILTRM-v4.0-43 | GBLR_HWRST-Heating-ILTRM-v4.0-1 | GBLR_HWRST-Heating-ILTRM-v4.0-1 | No control | No control | No control | No control | No control | No control | No control | No control | No control | No control | No control | No control | No control | No control | No control | No control | No control | No control | No control | No control | No control | No control | No control | No control | No control | No control | No control | Reset control installed | Reset control installed | Reset control installed | Reset control installed | Reset control installed | Reset control installed | Reset control installed | Reset control installed | Reset control installed | Reset control installed | Reset control installed | Reset control installed | Reset control installed | Reset control installed | Reset control installed | Reset control installed | Reset control installed | Reset control installed | Reset control installed | Reset control installed | Reset control installed | Reset control installed | Reset control installed | Reset control installed | Reset control installed | Reset control installed | Reset control installed | 799.38 | 799.38 | 799.38 | 799.38 | 799.38 | 799.38 | 799.38 | 799.38 | 799.38 | 799.38 | 799.38 | 799.38 | 799.38 | 799.38 | 799.38 | 799.38 | 799.38 | 799.38 | 799.38 | 799.38 | 799.38 | 799.38 | 799.38 | 799.38 | 799.38 | 799.38 | 799.38 | 0 | 0 | 0 | 0 | 0 | 0 | 0 | 0 | 0 | 0 | 0 | 0 | 0 | 0 | 0 | 0 | 0 | 0 | 0 | 0 | 0 | 0 | 0 | 0 | 0 | 0 | 0 | 0 | 0 | 0 | 0 | 0 | 0 | 0 | 0 | 0 | 0 | 0 | 0 | 0 | 0 | 0 | 0 | 0 | 0 | 0 | 0 | 0 | 0 | 0 | 0 | 0 | 0 | 0 | 0 | 0 | 0 | 0 | 0 | 0 | 0 | 0 | 0 | 0 | 0 | 0 | 0 | 0 | 0 | 0 | 0 | 0 | 0 | 0 | 0 | 0 | 0 | 0 | 0 | 0 | 0 | 0 | 0 | 0 | 0 | 0 | 0 | 0 | 0 | 0 | 0 | 0 | 0 | 0 | 0 | 0 | 0 | 0 | 0 | 0 | 0 | 0 | 0 | 0 | 0 | 0 | 0 | 0 | 0 | 0 | 0 | 0 | 0 | 0 | 0 | 0 | 0 | 0 | 0 | 0 | 0 | 0 | 0 | 0 | 0 | 0 | 0 | 0 | 0 | 0 | 0 | 0 | 0 | 0 | 0 | 0 | 0 | 0 | 0 | 0 | 0 | 0 | 0 | 0 | 0 | 0 | 0 | 0 | 0 | 0 | 0 | 0 | 0 | 0 | 0 | 0 | 0 | 0 | 0 | 0 | 0 | 0 | 0 | 0 | 0 | 0 | 0 | 0 | 0 | 0 | 0 | 0 | 0 | 0 | 0 | 0 | 0 | 0 | 0 | 0 | 0 | 0 | 0 | 0 | 0 | 0 | 0 | 0 | 0 | 0 | 0 | 0 | 0 | 0 | 0 | 0 | 0 | 0 | 0 | 0 | 0 | 0 | 0 | 0 | 0 | 0 | 0 | 0 | 0 | 0 | 0 | 0 | 0 | 0 | 0 | 0 | 0 | 0 | 0 | 0 | 0 | 0 | 0 | 0 | 0 | 0 | 0 | 0 | 0 | 0 | 0 | 0 | 0 | 0 | 0 | 0 | 0 | 0 | 0 | 0 | 0 | 0 | 0 | 0 | 0 | 0 | 0 | 0 | 0 | 0 | 0 | 0 | 0 | 0 | 0 | 0 | 0 | 0 | 0 | 0 | 0 | 0 | 0 | 0 | 0 | 0 | 0 | 0 | 0 | 0 | 0 | 0 | 0 | 0 | 0 | 0 | 0 | 0 | 0 | 0 | 0 | 0 | 0 | 0 | 0 | 0 | 0 | 0 | 0 | 0 | 0 | 0 | 0 | 0 | 0 | 0 | 0 | 0 | 0 | 0 | 0 | 0 | 0 | 0 | 0 | 0 | 0 | 0 | 0 | 0 | 0 | 0 | 0 | 0 | 0 | 0 | 0 | 0 | 0 | 0 | 0 | 0 | 0 | 0 | 0 | 0 | 0 | 0 | 0 | 0 | 0 | 0 | 0 | 0 | 0 | 0 | 0 | 0 | 0 | 0 | 0 | 0 | 0 | 0 | 0 | 0 | 0 | 0 | 0 | 0 | 0 | 0 | 0 | 0 | 0 | 0 | 0 | 0 | 0 | 0 | 0 | 0 | 0 | 0 | 0 | 0 | 0 | 0 | 0 | 0 | 0 | 0 | 0 | 0 | 0 | 0 | 0 | 0 | 0 | 0 | 0 | 0 | 0 | 0 | 0 | 0 | 0 | 0 | 0 | 0 | 0 | 0 | 0 | 0 | 0 | 0 | 0 | 0 | 0 | 0 | 0 | 0 | 0 | 0 | 0 | 0 | 0 | 0 | 0 | 0 | 0 | 0 | 0 | 0 | 0 | 0 | 0 | 0 | 0 | 0 | 0 | 0 | 0 | 0 | 0 | 0 | 0 | 0 | 0 | 0 | 0 | 0 | 0 | 0 | 0 | 0 | 0 | 0 | 0 | 0 | 0 | 0 | 0 | 0 | 0 | 0 | 0 | 0 | 0 | 0 | 0 | 0 | 0 | 0 | 0 | 0 | 0 | 0 | 0 | 0 | 0 | 0 | 0 | 0 | 0 | 0 | 0 | 0 | 0 | 0 | 0 | 0 | 0 | 0 | 0 | 0 | 0
WA_Commercial_WA - College_New_Space Heating_Natural Gas_Gas Boiler - Steam Trap Replacement_A | WA | Commercial | WA - College | New | Space Heating | Natural Gas | Gas Boiler - Steam Trap Replacement | A | WCM69 | Degrade performance | Cleaning and maintenance | 6 | 74.7764 | 0 | 0 | 89.84 | 0 | 0 | 0 | 0.28365 | 0.25 | perBLDg | 0% | 10% | Discretionary | RetroEven20_WA | 85% | Boiler | 0% | 0 |  | 0 |  | 0 | IL TRM v9, Section 4.4.16 | IL TRM v9, Section 4.4.16 | IL TRM - CI-HVC-STRE-V06-200101 | Degrade performance | Degrade performance | Degrade performance | Degrade performance | Degrade performance | Degrade performance | Degrade performance | Degrade performance | Degrade performance | Degrade performance | Degrade performance | Degrade performance | Degrade performance | Degrade performance | Degrade performance | Degrade performance | Degrade performance | Degrade performance | Degrade performance | Degrade performance | Degrade performance | Degrade performance | Degrade performance | Degrade performance | Degrade performance | Degrade performance | Degrade performance | Cleaning and maintenance | Cleaning and maintenance | Cleaning and maintenance | Cleaning and maintenance | Cleaning and maintenance | Cleaning and maintenance | Cleaning and maintenance | Cleaning and maintenance | Cleaning and maintenance | Cleaning and maintenance | Cleaning and maintenance | Cleaning and maintenance | Cleaning and maintenance | Cleaning and maintenance | Cleaning and maintenance | Cleaning and maintenance | Cleaning and maintenance | Cleaning and maintenance | Cleaning and maintenance | Cleaning and maintenance | Cleaning and maintenance | Cleaning and maintenance | Cleaning and maintenance | Cleaning and maintenance | Cleaning and maintenance | Cleaning and maintenance | Cleaning and maintenance | 89.84 | 89.84 | 89.84 | 89.84 | 89.84 | 89.84 | 89.84 | 89.84 | 89.84 | 89.84 | 89.84 | 89.84 | 89.84 | 89.84 | 89.84 | 89.84 | 89.84 | 89.84 | 89.84 | 89.84 | 89.84 | 89.84 | 89.84 | 89.84 | 89.84 | 89.84 | 89.84 | 0 | 0 | 0 | 0 | 0 | 0 | 0 | 0 | 0 | 0 | 0 | 0 | 0 | 0 | 0 | 0 | 0 | 0 | 0 | 0 | 0 | 0 | 0 | 0 | 0 | 0 | 0 | 0 | 0 | 0 | 0 | 0 | 0 | 0 | 0 | 0 | 0 | 0 | 0 | 0 | 0 | 0 | 0 | 0 | 0 | 0 | 0 | 0 | 0 | 0 | 0 | 0 | 0 | 0 | 0 | 0 | 0 | 0 | 0 | 0 | 0 | 0 | 0 | 0 | 0 | 0 | 0 | 0 | 0 | 0 | 0 | 0 | 0 | 0 | 0 | 0 | 0 | 0 | 0 | 0 | 0 | 0 | 0 | 0 | 0 | 0 | 0 | 0 | 0 | 0 | 0 | 0 | 0 | 0 | 0 | 0 | 0 | 0 | 0 | 0 | 0 | 0 | 0 | 0 | 0 | 0 | 0 | 0 | 0 | 0 | 0 | 0 | 0 | 0 | 0 | 0 | 0 | 0 | 0 | 0 | 0 | 0 | 0 | 0 | 0 | 0 | 0 | 0 | 0 | 0 | 0 | 0 | 0 | 0 | 0 | 0 | 0 | 0 | 0 | 0 | 0 | 0 | 0 | 0 | 0 | 0 | 0 | 0 | 0 | 0 | 0 | 0 | 0 | 0 | 0 | 0 | 0 | 0 | 0 | 0 | 0 | 0 | 0 | 0 | 0 | 0 | 0 | 0 | 0 | 0 | 0 | 0 | 0 | 0 | 0 | 0 | 0 | 0 | 0 | 0 | 0 | 0 | 0 | 0 | 0 | 0 | 0 | 0 | 0 | 0 | 0 | 0 | 0 | 0 | 0 | 0 | 0 | 0 | 0 | 0 | 0 | 0 | 0 | 0 | 0 | 0 | 0 | 0 | 0 | 0 | 0 | 0 | 0 | 0 | 0 | 0 | 0 | 0 | 0 | 0 | 0 | 0 | 0 | 0 | 0 | 0 | 0 | 0 | 0 | 0 | 0 | 0 | 0 | 0 | 0 | 0 | 0 | 0 | 0 | 0 | 0 | 0 | 0 | 0 | 0 | 0 | 0 | 0 | 0 | 0 | 0 | 0 | 0 | 0 | 0 | 0 | 0 | 0 | 0 | 0 | 0 | 0 | 0 | 0 | 0 | 0 | 0 | 0 | 0 | 0 | 0 | 0 | 0 | 0 | 0 | 0 | 0 | 0 | 0 | 0 | 0 | 0 | 0 | 0 | 0 | 0 | 0 | 0 | 0 | 0 | 0 | 0 | 0 | 0 | 0 | 0 | 0 | 0 | 0 | 0 | 0 | 0 | 0 | 0 | 0 | 0 | 0 | 0 | 0 | 0 | 0 | 0 | 0 | 0 | 0 | 0 | 0 | 0 | 0 | 0 | 0 | 0 | 0 | 0 | 0 | 0 | 0 | 0 | 0 | 0 | 0 | 0 | 0 | 0 | 0 | 0 | 0 | 0 | 0 | 0 | 0 | 0 | 0 | 0 | 0 | 0 | 0 | 0 | 0 | 0 | 0 | 0 | 0 | 0 | 0 | 0 | 0 | 0 | 0 | 0 | 0 | 0 | 0 | 0 | 0 | 0 | 0 | 0 | 0 | 0 | 0 | 0 | 0 | 0 | 0 | 0 | 0 | 0 | 0 | 0 | 0 | 0 | 0 | 0 | 0 | 0 | 0 | 0 | 0 | 0 | 0 | 0 | 0 | 0 | 0 | 0 | 0 | 0 | 0 | 0 | 0 | 0 | 0 | 0 | 0 | 0 | 0 | 0 | 0 | 0 | 0 | 0 | 0 | 0 | 0 | 0 | 0 | 0 | 0 | 0 | 0 | 0 | 0 | 0 | 0 | 0 | 0 | 0 | 0 | 0 | 0 | 0 | 0 | 0 | 0 | 0 | 0 | 0 | 0 | 0 | 0 | 0 | 0 | 0 | 0 | 0 | 0 | 0 | 0 | 0 | 0 | 0 | 0 | 0 | 0 | 0 | 0 | 0 | 0 | 0 | 0 | 0 | 0 | 0 | 0 | 0 | 0 | 0 | 0 | 0 | 0 | 0 | 0 | 0 | 0 | 0 | 0
WA_Commercial_WA - College_New_Space Heating_Natural Gas_Gas Boiler - High Turndown Burner_A | WA | Commercial | WA - College | New | Space Heating | Natural Gas | Gas Boiler - High Turndown Burner | A | WCM70 | No control | Turndown control installed | 15 | 0.22043 | 0 | 0 | 2.8 | 0 | 0 | 0 | 0.28365 | 0.25 | kbtuh heat | 100% | 100% | Discretionary | Retro5Med_WA | 85% | Boiler | 0% | 0 |  | 0 |  | 0 | GBLR_TRN-Heating-MNTRM-v2.1-1 | GBLR_TRN-Heating-MNTRM-v2.1-1 | GBLR_TRN-Heating-MNTRM-v2.1-1 | No control | No control | No control | No control | No control | No control | No control | No control | No control | No control | No control | No control | No control | No control | No control | No control | No control | No control | No control | No control | No control | No control | No control | No control | No control | No control | No control | Turndown control installed | Turndown control installed | Turndown control installed | Turndown control installed | Turndown control installed | Turndown control installed | Turndown control installed | Turndown control installed | Turndown control installed | Turndown control installed | Turndown control installed | Turndown control installed | Turndown control installed | Turndown control installed | Turndown control installed | Turndown control installed | Turndown control installed | Turndown control installed | Turndown control installed | Turndown control installed | Turndown control installed | Turndown control installed | Turndown control installed | Turndown control installed | Turndown control installed | Turndown control installed | Turndown control installed | 2.8 | 2.8 | 2.8 | 2.8 | 2.8 | 2.8 | 2.8 | 2.8 | 2.8 | 2.8 | 2.8 | 2.8 | 2.8 | 2.8 | 2.8 | 2.8 | 2.8 | 2.8 | 2.8 | 2.8 | 2.8 | 2.8 | 2.8 | 2.8 | 2.8 | 2.8 | 2.8 | 0 | 0 | 0 | 0 | 0 | 0 | 0 | 0 | 0 | 0 | 0 | 0 | 0 | 0 | 0 | 0 | 0 | 0 | 0 | 0 | 0 | 0 | 0 | 0 | 0 | 0 | 0 | 0 | 0 | 0 | 0 | 0 | 0 | 0 | 0 | 0 | 0 | 0 | 0 | 0 | 0 | 0 | 0 | 0 | 0 | 0 | 0 | 0 | 0 | 0 | 0 | 0 | 0 | 0 | 0 | 0 | 0 | 0 | 0 | 0 | 0 | 0 | 0 | 0 | 0 | 0 | 0 | 0 | 0 | 0 | 0 | 0 | 0 | 0 | 0 | 0 | 0 | 0 | 0 | 0 | 0 | 0 | 0 | 0 | 0 | 0 | 0 | 0 | 0 | 0 | 0 | 0 | 0 | 0 | 0 | 0 | 0 | 0 | 0 | 0 | 0 | 0 | 0 | 0 | 0 | 0 | 0 | 0 | 0 | 0 | 0 | 0 | 0 | 0 | 0 | 0 | 0 | 0 | 0 | 0 | 0 | 0 | 0 | 0 | 0 | 0 | 0 | 0 | 0 | 0 | 0 | 0 | 0 | 0 | 0 | 0 | 0 | 0 | 0 | 0 | 0 | 0 | 0 | 0 | 0 | 0 | 0 | 0 | 0 | 0 | 0 | 0 | 0 | 0 | 0 | 0 | 0 | 0 | 0 | 0 | 0 | 0 | 0 | 0 | 0 | 0 | 0 | 0 | 0 | 0 | 0 | 0 | 0 | 0 | 0 | 0 | 0 | 0 | 0 | 0 | 0 | 0 | 0 | 0 | 0 | 0 | 0 | 0 | 0 | 0 | 0 | 0 | 0 | 0 | 0 | 0 | 0 | 0 | 0 | 0 | 0 | 0 | 0 | 0 | 0 | 0 | 0 | 0 | 0 | 0 | 0 | 0 | 0 | 0 | 0 | 0 | 0 | 0 | 0 | 0 | 0 | 0 | 0 | 0 | 0 | 0 | 0 | 0 | 0 | 0 | 0 | 0 | 0 | 0 | 0 | 0 | 0 | 0 | 0 | 0 | 0 | 0 | 0 | 0 | 0 | 0 | 0 | 0 | 0 | 0 | 0 | 0 | 0 | 0 | 0 | 0 | 0 | 0 | 0 | 0 | 0 | 0 | 0 | 0 | 0 | 0 | 0 | 0 | 0 | 0 | 0 | 0 | 0 | 0 | 0 | 0 | 0 | 0 | 0 | 0 | 0 | 0 | 0 | 0 | 0 | 0 | 0 | 0 | 0 | 0 | 0 | 0 | 0 | 0 | 0 | 0 | 0 | 0 | 0 | 0 | 0 | 0 | 0 | 0 | 0 | 0 | 0 | 0 | 0 | 0 | 0 | 0 | 0 | 0 | 0 | 0 | 0 | 0 | 0 | 0 | 0 | 0 | 0 | 0 | 0 | 0 | 0 | 0 | 0 | 0 | 0 | 0 | 0 | 0 | 0 | 0 | 0 | 0 | 0 | 0 | 0 | 0 | 0 | 0 | 0 | 0 | 0 | 0 | 0 | 0 | 0 | 0 | 0 | 0 | 0 | 0 | 0 | 0 | 0 | 0 | 0 | 0 | 0 | 0 | 0 | 0 | 0 | 0 | 0 | 0 | 0 | 0 | 0 | 0 | 0 | 0 | 0 | 0 | 0 | 0 | 0 | 0 | 0 | 0 | 0 | 0 | 0 | 0 | 0 | 0 | 0 | 0 | 0 | 0 | 0 | 0 | 0 | 0 | 0 | 0 | 0 | 0 | 0 | 0 | 0 | 0 | 0 | 0 | 0 | 0 | 0 | 0 | 0 | 0 | 0 | 0 | 0 | 0 | 0 | 0 | 0 | 0 | 0 | 0 | 0 | 0 | 0 | 0 | 0 | 0 | 0 | 0 | 0 | 0 | 0 | 0 | 0 | 0 | 0 | 0 | 0 | 0 | 0 | 0 | 0 | 0 | 0 | 0 | 0 | 0 | 0 | 0 | 0 | 0 | 0 | 0 | 0 | 0 | 0 | 0 | 0 | 0 | 0 | 0 | 0 | 0 | 0 | 0 | 0 | 0 | 0 | 0 | 0 | 0 | 0 | 0 | 0
WA_Commercial_WA - College_New_Space Heating_Natural Gas_Gas Boiler - Burner Control Optimization_A | WA | Commercial | WA - College | New | Space Heating | Natural Gas | Gas Boiler - Burner Control Optimization | A | WCM71 | Average performance | Optimized burner controls | 18 | 0.063926 | 0 | 0 | 0.94 | 0 | 0 | 0 | 0.28365 | 0.25 | kBtuh heat | 5% | 85% | Discretionary | Retro1Slow_WA | 84.66% | Boiler | 0% | 0 |  | 0 |  | 0 | GBLR_O2TRM-Heating-ILTRM-v4.0-1 | GBLR_O2TRM-Heating-MEMD-2018-1 | GBLR_O2TRM-Heating-ILTRM-v4.0-1 | Average performance | Average performance | Average performance | Average performance | Average performance | Average performance | Average performance | Average performance | Average performance | Average performance | Average performance | Average performance | Average performance | Average performance | Average performance | Average performance | Average performance | Average performance | Average performance | Average performance | Average performance | Average performance | Average performance | Average performance | Average performance | Average performance | Average performance | Optimized burner controls | Optimized burner controls | Optimized burner controls | Optimized burner controls | Optimized burner controls | Optimized burner controls | Optimized burner controls | Optimized burner controls | Optimized burner controls | Optimized burner controls | Optimized burner controls | Optimized burner controls | Optimized burner controls | Optimized burner controls | Optimized burner controls | Optimized burner controls | Optimized burner controls | Optimized burner controls | Optimized burner controls | Optimized burner controls | Optimized burner controls | Optimized burner controls | Optimized burner controls | Optimized burner controls | Optimized burner controls | Optimized burner controls | Optimized burner controls | 0.94 | 0.94 | 0.94 | 0.94 | 0.94 | 0.94 | 0.94 | 0.94 | 0.94 | 0.94 | 0.94 | 0.94 | 0.94 | 0.94 | 0.94 | 0.94 | 0.94 | 0.94 | 0.94 | 0.94 | 0.94 | 0.94 | 0.94 | 0.94 | 0.94 | 0.94 | 0.94 | 0 | 0 | 0 | 0 | 0 | 0 | 0 | 0 | 0 | 0 | 0 | 0 | 0 | 0 | 0 | 0 | 0 | 0 | 0 | 0 | 0 | 0 | 0 | 0 | 0 | 0 | 0 | 0 | 0 | 0 | 0 | 0 | 0 | 0 | 0 | 0 | 0 | 0 | 0 | 0 | 0 | 0 | 0 | 0 | 0 | 0 | 0 | 0 | 0 | 0 | 0 | 0 | 0 | 0 | 0 | 0 | 0 | 0 | 0 | 0 | 0 | 0 | 0 | 0 | 0 | 0 | 0 | 0 | 0 | 0 | 0 | 0 | 0 | 0 | 0 | 0 | 0 | 0 | 0 | 0 | 0 | 0 | 0 | 0 | 0 | 0 | 0 | 0 | 0 | 0 | 0 | 0 | 0 | 0 | 0 | 0 | 0 | 0 | 0 | 0 | 0 | 0 | 0 | 0 | 0 | 0 | 0 | 0 | 0 | 0 | 0 | 0 | 0 | 0 | 0 | 0 | 0 | 0 | 0 | 0 | 0 | 0 | 0 | 0 | 0 | 0 | 0 | 0 | 0 | 0 | 0 | 0 | 0 | 0 | 0 | 0 | 0 | 0 | 0 | 0 | 0 | 0 | 0 | 0 | 0 | 0 | 0 | 0 | 0 | 0 | 0 | 0 | 0 | 0 | 0 | 0 | 0 | 0 | 0 | 0 | 0 | 0 | 0 | 0 | 0 | 0 | 0 | 0 | 0 | 0 | 0 | 0 | 0 | 0 | 0 | 0 | 0 | 0 | 0 | 0 | 0 | 0 | 0 | 0 | 0 | 0 | 0 | 0 | 0 | 0 | 0 | 0 | 0 | 0 | 0 | 0 | 0 | 0 | 0 | 0 | 0 | 0 | 0 | 0 | 0 | 0 | 0 | 0 | 0 | 0 | 0 | 0 | 0 | 0 | 0 | 0 | 0 | 0 | 0 | 0 | 0 | 0 | 0 | 0 | 0 | 0 | 0 | 0 | 0 | 0 | 0 | 0 | 0 | 0 | 0 | 0 | 0 | 0 | 0 | 0 | 0 | 0 | 0 | 0 | 0 | 0 | 0 | 0 | 0 | 0 | 0 | 0 | 0 | 0 | 0 | 0 | 0 | 0 | 0 | 0 | 0 | 0 | 0 | 0 | 0 | 0 | 0 | 0 | 0 | 0 | 0 | 0 | 0 | 0 | 0 | 0 | 0 | 0 | 0 | 0 | 0 | 0 | 0 | 0 | 0 | 0 | 0 | 0 | 0 | 0 | 0 | 0 | 0 | 0 | 0 | 0 | 0 | 0 | 0 | 0 | 0 | 0 | 0 | 0 | 0 | 0 | 0 | 0 | 0 | 0 | 0 | 0 | 0 | 0 | 0 | 0 | 0 | 0 | 0 | 0 | 0 | 0 | 0 | 0 | 0 | 0 | 0 | 0 | 0 | 0 | 0 | 0 | 0 | 0 | 0 | 0 | 0 | 0 | 0 | 0 | 0 | 0 | 0 | 0 | 0 | 0 | 0 | 0 | 0 | 0 | 0 | 0 | 0 | 0 | 0 | 0 | 0 | 0 | 0 | 0 | 0 | 0 | 0 | 0 | 0 | 0 | 0 | 0 | 0 | 0 | 0 | 0 | 0 | 0 | 0 | 0 | 0 | 0 | 0 | 0 | 0 | 0 | 0 | 0 | 0 | 0 | 0 | 0 | 0 | 0 | 0 | 0 | 0 | 0 | 0 | 0 | 0 | 0 | 0 | 0 | 0 | 0 | 0 | 0 | 0 | 0 | 0 | 0 | 0 | 0 | 0 | 0 | 0 | 0 | 0 | 0 | 0 | 0 | 0 | 0 | 0 | 0 | 0 | 0 | 0 | 0 | 0 | 0 | 0 | 0 | 0 | 0 | 0 | 0 | 0 | 0 | 0 | 0 | 0 | 0 | 0 | 0 | 0 | 0 | 0 | 0 | 0 | 0 | 0 | 0 | 0 | 0 | 0 | 0 | 0 | 0 | 0 | 0 | 0 | 0 | 0 | 0 | 0 | 0 | 0 | 0 | 0 | 0 | 0 | 0 | 0 | 0 | 0 | 0 | 0 | 0 | 0
WA_Commercial_WA - College_New_Space Heating_Natural Gas_Gas Boiler - Stack Economizer_A | WA | Commercial | WA - College | New | Space Heating | Natural Gas | Gas Boiler - Stack Economizer | A | WCM72 | None | Economizer installed | 15 | 0.21162 | 0 | 0 | 10.35 | 0 | 0 | 0 | 0.28365 | 0.25 | kBtuh Heat | 15% | 55% | Discretionary | Retro5Med_WA | 85% | Boiler | 0% | 0 |  | 0 |  | 0 | IL TRM - CI-HVC-BECO-V01-150601 | IL TRM - CI-HVC-BECO-V01-150601 | IL TRM - CI-HVC-BECO-V01-150601 | None | None | None | None | None | None | None | None | None | None | None | None | None | None | None | None | None | None | None | None | None | None | None | None | None | None | None | Economizer installed | Economizer installed | Economizer installed | Economizer installed | Economizer installed | Economizer installed | Economizer installed | Economizer installed | Economizer installed | Economizer installed | Economizer installed | Economizer installed | Economizer installed | Economizer installed | Economizer installed | Economizer installed | Economizer installed | Economizer installed | Economizer installed | Economizer installed | Economizer installed | Economizer installed | Economizer installed | Economizer installed | Economizer installed | Economizer installed | Economizer installed | 10.35 | 10.35 | 10.35 | 10.35 | 10.35 | 10.35 | 10.35 | 10.35 | 10.35 | 10.35 | 10.35 | 10.35 | 10.35 | 10.35 | 10.35 | 10.35 | 10.35 | 10.35 | 10.35 | 10.35 | 10.35 | 10.35 | 10.35 | 10.35 | 10.35 | 10.35 | 10.35 | 0 | 0 | 0 | 0 | 0 | 0 | 0 | 0 | 0 | 0 | 0 | 0 | 0 | 0 | 0 | 0 | 0 | 0 | 0 | 0 | 0 | 0 | 0 | 0 | 0 | 0 | 0 | 0 | 0 | 0 | 0 | 0 | 0 | 0 | 0 | 0 | 0 | 0 | 0 | 0 | 0 | 0 | 0 | 0 | 0 | 0 | 0 | 0 | 0 | 0 | 0 | 0 | 0 | 0 | 0 | 0 | 0 | 0 | 0 | 0 | 0 | 0 | 0 | 0 | 0 | 0 | 0 | 0 | 0 | 0 | 0 | 0 | 0 | 0 | 0 | 0 | 0 | 0 | 0 | 0 | 0 | 0 | 0 | 0 | 0 | 0 | 0 | 0 | 0 | 0 | 0 | 0 | 0 | 0 | 0 | 0 | 0 | 0 | 0 | 0 | 0 | 0 | 0 | 0 | 0 | 0 | 0 | 0 | 0 | 0 | 0 | 0 | 0 | 0 | 0 | 0 | 0 | 0 | 0 | 0 | 0 | 0 | 0 | 0 | 0 | 0 | 0 | 0 | 0 | 0 | 0 | 0 | 0 | 0 | 0 | 0 | 0 | 0 | 0 | 0 | 0 | 0 | 0 | 0 | 0 | 0 | 0 | 0 | 0 | 0 | 0 | 0 | 0 | 0 | 0 | 0 | 0 | 0 | 0 | 0 | 0 | 0 | 0 | 0 | 0 | 0 | 0 | 0 | 0 | 0 | 0 | 0 | 0 | 0 | 0 | 0 | 0 | 0 | 0 | 0 | 0 | 0 | 0 | 0 | 0 | 0 | 0 | 0 | 0 | 0 | 0 | 0 | 0 | 0 | 0 | 0 | 0 | 0 | 0 | 0 | 0 | 0 | 0 | 0 | 0 | 0 | 0 | 0 | 0 | 0 | 0 | 0 | 0 | 0 | 0 | 0 | 0 | 0 | 0 | 0 | 0 | 0 | 0 | 0 | 0 | 0 | 0 | 0 | 0 | 0 | 0 | 0 | 0 | 0 | 0 | 0 | 0 | 0 | 0 | 0 | 0 | 0 | 0 | 0 | 0 | 0 | 0 | 0 | 0 | 0 | 0 | 0 | 0 | 0 | 0 | 0 | 0 | 0 | 0 | 0 | 0 | 0 | 0 | 0 | 0 | 0 | 0 | 0 | 0 | 0 | 0 | 0 | 0 | 0 | 0 | 0 | 0 | 0 | 0 | 0 | 0 | 0 | 0 | 0 | 0 | 0 | 0 | 0 | 0 | 0 | 0 | 0 | 0 | 0 | 0 | 0 | 0 | 0 | 0 | 0 | 0 | 0 | 0 | 0 | 0 | 0 | 0 | 0 | 0 | 0 | 0 | 0 | 0 | 0 | 0 | 0 | 0 | 0 | 0 | 0 | 0 | 0 | 0 | 0 | 0 | 0 | 0 | 0 | 0 | 0 | 0 | 0 | 0 | 0 | 0 | 0 | 0 | 0 | 0 | 0 | 0 | 0 | 0 | 0 | 0 | 0 | 0 | 0 | 0 | 0 | 0 | 0 | 0 | 0 | 0 | 0 | 0 | 0 | 0 | 0 | 0 | 0 | 0 | 0 | 0 | 0 | 0 | 0 | 0 | 0 | 0 | 0 | 0 | 0 | 0 | 0 | 0 | 0 | 0 | 0 | 0 | 0 | 0 | 0 | 0 | 0 | 0 | 0 | 0 | 0 | 0 | 0 | 0 | 0 | 0 | 0 | 0 | 0 | 0 | 0 | 0 | 0 | 0 | 0 | 0 | 0 | 0 | 0 | 0 | 0 | 0 | 0 | 0 | 0 | 0 | 0 | 0 | 0 | 0 | 0 | 0 | 0 | 0 | 0 | 0 | 0 | 0 | 0 | 0 | 0 | 0 | 0 | 0 | 0 | 0 | 0 | 0 | 0 | 0 | 0 | 0 | 0 | 0 | 0 | 0 | 0 | 0 | 0 | 0 | 0 | 0 | 0 | 0 | 0 | 0 | 0 | 0 | 0 | 0 | 0 | 0 | 0 | 0 | 0 | 0 | 0 | 0 | 0 | 0 | 0 | 0 | 0 | 0 | 0 | 0 | 0 | 0
WA_Commercial_WA - College_New_Space Heating_Natural Gas_Gas Boiler - Thermostatic Radiator Valves_A | WA | Commercial | WA - College | New | Space Heating | Natural Gas | Gas Boiler - Thermostatic Radiator Valves | A | WCM73 | TBD | TBD | 15 | 5.25 | 0 | 0 | 61.19 | 0 | 0 | 0 | 0.28365 | 0.25 | radiator | 100% | 100% | Discretionary | RetroEven20_WA | 85% | Boiler | 0% | 0 |  | 0 |  | 0 | IL TRM - 5.3.19 - RS-HVC-TRVS-V01-210101 | AEG Cost Characterization, 2021 | IL TRM - 5.3.19 - RS-HVC-TRVS-V01-210101 | TBD | TBD | TBD | TBD | TBD | TBD | TBD | TBD | TBD | TBD | TBD | TBD | TBD | TBD | TBD | TBD | TBD | TBD | TBD | TBD | TBD | TBD | TBD | TBD | TBD | TBD | TBD | TBD | TBD | TBD | TBD | TBD | TBD | TBD | TBD | TBD | TBD | TBD | TBD | TBD | TBD | TBD | TBD | TBD | TBD | TBD | TBD | TBD | TBD | TBD | TBD | TBD | TBD | TBD | 61.19 | 61.19 | 61.19 | 61.19 | 61.19 | 61.19 | 61.19 | 61.19 | 61.19 | 61.19 | 61.19 | 61.19 | 61.19 | 61.19 | 61.19 | 61.19 | 61.19 | 61.19 | 61.19 | 61.19 | 61.19 | 61.19 | 61.19 | 61.19 | 61.19 | 61.19 | 61.19 | 0 | 0 | 0 | 0 | 0 | 0 | 0 | 0 | 0 | 0 | 0 | 0 | 0 | 0 | 0 | 0 | 0 | 0 | 0 | 0 | 0 | 0 | 0 | 0 | 0 | 0 | 0 | 0 | 0 | 0 | 0 | 0 | 0 | 0 | 0 | 0 | 0 | 0 | 0 | 0 | 0 | 0 | 0 | 0 | 0 | 0 | 0 | 0 | 0 | 0 | 0 | 0 | 0 | 0 | 0 | 0 | 0 | 0 | 0 | 0 | 0 | 0 | 0 | 0 | 0 | 0 | 0 | 0 | 0 | 0 | 0 | 0 | 0 | 0 | 0 | 0 | 0 | 0 | 0 | 0 | 0 | 0 | 0 | 0 | 0 | 0 | 0 | 0 | 0 | 0 | 0 | 0 | 0 | 0 | 0 | 0 | 0 | 0 | 0 | 0 | 0 | 0 | 0 | 0 | 0 | 0 | 0 | 0 | 0 | 0 | 0 | 0 | 0 | 0 | 0 | 0 | 0 | 0 | 0 | 0 | 0 | 0 | 0 | 0 | 0 | 0 | 0 | 0 | 0 | 0 | 0 | 0 | 0 | 0 | 0 | 0 | 0 | 0 | 0 | 0 | 0 | 0 | 0 | 0 | 0 | 0 | 0 | 0 | 0 | 0 | 0 | 0 | 0 | 0 | 0 | 0 | 0 | 0 | 0 | 0 | 0 | 0 | 0 | 0 | 0 | 0 | 0 | 0 | 0 | 0 | 0 | 0 | 0 | 0 | 0 | 0 | 0 | 0 | 0 | 0 | 0 | 0 | 0 | 0 | 0 | 0 | 0 | 0 | 0 | 0 | 0 | 0 | 0 | 0 | 0 | 0 | 0 | 0 | 0 | 0 | 0 | 0 | 0 | 0 | 0 | 0 | 0 | 0 | 0 | 0 | 0 | 0 | 0 | 0 | 0 | 0 | 0 | 0 | 0 | 0 | 0 | 0 | 0 | 0 | 0 | 0 | 0 | 0 | 0 | 0 | 0 | 0 | 0 | 0 | 0 | 0 | 0 | 0 | 0 | 0 | 0 | 0 | 0 | 0 | 0 | 0 | 0 | 0 | 0 | 0 | 0 | 0 | 0 | 0 | 0 | 0 | 0 | 0 | 0 | 0 | 0 | 0 | 0 | 0 | 0 | 0 | 0 | 0 | 0 | 0 | 0 | 0 | 0 | 0 | 0 | 0 | 0 | 0 | 0 | 0 | 0 | 0 | 0 | 0 | 0 | 0 | 0 | 0 | 0 | 0 | 0 | 0 | 0 | 0 | 0 | 0 | 0 | 0 | 0 | 0 | 0 | 0 | 0 | 0 | 0 | 0 | 0 | 0 | 0 | 0 | 0 | 0 | 0 | 0 | 0 | 0 | 0 | 0 | 0 | 0 | 0 | 0 | 0 | 0 | 0 | 0 | 0 | 0 | 0 | 0 | 0 | 0 | 0 | 0 | 0 | 0 | 0 | 0 | 0 | 0 | 0 | 0 | 0 | 0 | 0 | 0 | 0 | 0 | 0 | 0 | 0 | 0 | 0 | 0 | 0 | 0 | 0 | 0 | 0 | 0 | 0 | 0 | 0 | 0 | 0 | 0 | 0 | 0 | 0 | 0 | 0 | 0 | 0 | 0 | 0 | 0 | 0 | 0 | 0 | 0 | 0 | 0 | 0 | 0 | 0 | 0 | 0 | 0 | 0 | 0 | 0 | 0 | 0 | 0 | 0 | 0 | 0 | 0 | 0 | 0 | 0 | 0 | 0 | 0 | 0 | 0 | 0 | 0 | 0 | 0 | 0 | 0 | 0 | 0 | 0 | 0 | 0 | 0 | 0 | 0 | 0 | 0 | 0 | 0 | 0 | 0 | 0 | 0 | 0 | 0 | 0 | 0 | 0 | 0 | 0 | 0 | 0 | 0 | 0 | 0 | 0 | 0 | 0 | 0 | 0 | 0 | 0 | 0 | 0 | 0 | 0 | 0 | 0 | 0 | 0 | 0 | 0 | 0 | 0 | 0 | 0 | 0 | 0 | 0 | 0 | 0 | 0 | 0 | 0 | 0 | 0 | 0 | 0 | 0 | 0 | 0 | 0
WA_Commercial_WA - College_New_Space Heating_Natural Gas_HVAC - Shut Off Damper_A | WA | Commercial | WA - College | New | Space Heating | Natural Gas | HVAC - Shut Off Damper | A | WCM74 | No damper | Damper installed | 15 | 0 | 0 | 0 | 1657.67 | 0 | 123.77 | 0 | 0.28365 | 0.25 | BoilerCtrl | 0% | 75% | Discretionary | Retro5Med_WA | 85% | Central Systems | 0% | 0 |  | 0 |  | 0 | HVAC_DMPROFF-Heating-ILTRM-v4.0-1 | HVAC_DMPROFF-Heating-ILTRM-v4.0-1 | HVAC_DMPROFF-Heating-ILTRM-v4.0-1 | No damper | No damper | No damper | No damper | No damper | No damper | No damper | No damper | No damper | No damper | No damper | No damper | No damper | No damper | No damper | No damper | No damper | No damper | No damper | No damper | No damper | No damper | No damper | No damper | No damper | No damper | No damper | Damper installed | Damper installed | Damper installed | Damper installed | Damper installed | Damper installed | Damper installed | Damper installed | Damper installed | Damper installed | Damper installed | Damper installed | Damper installed | Damper installed | Damper installed | Damper installed | Damper installed | Damper installed | Damper installed | Damper installed | Damper installed | Damper installed | Damper installed | Damper installed | Damper installed | Damper installed | Damper installed | 1657.67 | 1657.67 | 1657.67 | 1657.67 | 1657.67 | 1657.67 | 1657.67 | 1657.67 | 1657.67 | 1657.67 | 1657.67 | 1657.67 | 1657.67 | 1657.67 | 1657.67 | 1657.67 | 1657.67 | 1657.67 | 1657.67 | 1657.67 | 1657.67 | 1657.67 | 1657.67 | 1657.67 | 1657.67 | 1657.67 | 1657.67 | 0 | 0 | 0 | 0 | 0 | 0 | 0 | 0 | 0 | 0 | 0 | 0 | 0 | 0 | 0 | 0 | 0 | 0 | 0 | 0 | 0 | 0 | 0 | 0 | 0 | 0 | 0 | 0 | 0 | 0 | 0 | 0 | 0 | 0 | 0 | 0 | 0 | 0 | 0 | 0 | 0 | 0 | 0 | 0 | 0 | 0 | 0 | 0 | 0 | 0 | 0 | 0 | 0 | 0 | 0 | 0 | 0 | 0 | 0 | 0 | 0 | 0 | 0 | 0 | 0 | 0 | 0 | 0 | 0 | 0 | 0 | 0 | 0 | 0 | 0 | 0 | 0 | 0 | 0 | 0 | 0 | 0 | 0 | 0 | 0 | 0 | 0 | 0 | 0 | 0 | 0 | 0 | 0 | 0 | 0 | 0 | 0 | 0 | 0 | 0 | 0 | 0 | 0 | 0 | 0 | 0 | 0 | 0 | 0 | 0 | 0 | 0 | 0 | 0 | 0 | 0 | 0 | 0 | 0 | 0 | 0 | 0 | 0 | 0 | 0 | 0 | 0 | 0 | 0 | 0 | 0 | 0 | 0 | 0 | 0 | 0 | 0 | 0 | 0 | 0 | 0 | 0 | 0 | 0 | 0 | 0 | 0 | 0 | 0 | 0 | 0 | 0 | 0 | 0 | 0 | 0 | 0 | 0 | 0 | 0 | 0 | 0 | 0 | 0 | 0 | 0 | 0 | 0 | 0 | 0 | 0 | 0 | 0 | 0 | 0 | 0 | 0 | 0 | 0 | 0 | 0 | 0 | 0 | 0 | 0 | 0 | 0 | 0 | 0 | 0 | 0 | 0 | 0 | 0 | 0 | 0 | 0 | 0 | 0 | 0 | 0 | 0 | 0 | 0 | 0 | 0 | 0 | 0 | 0 | 0 | 0 | 0 | 0 | 0 | 0 | 0 | 0 | 0 | 0 | 0 | 0 | 0 | 0 | 0 | 0 | 0 | 0 | 0 | 0 | 0 | 0 | 0 | 0 | 0 | 0 | 0 | 0 | 0 | 0 | 0 | 0 | 0 | 0 | 0 | 0 | 0 | 0 | 0 | 0 | 0 | 0 | 0 | 0 | 0 | 0 | 0 | 0 | 0 | 0 | 0 | 0 | 0 | 0 | 0 | 0 | 0 | 0 | 0 | 0 | 0 | 0 | 0 | 0 | 0 | 0 | 0 | 0 | 0 | 0 | 0 | 0 | 0 | 0 | 0 | 0 | 0 | 0 | 0 | 0 | 0 | 0 | 0 | 0 | 0 | 0 | 0 | 0 | 0 | 0 | 0 | 0 | 0 | 0 | 0 | 0 | 0 | 0 | 0 | 0 | 0 | 0 | 0 | 0 | 0 | 0 | 0 | 0 | 0 | 0 | 0 | 0 | 0 | 0 | 0 | 0 | 0 | 0 | 0 | 0 | 0 | 0 | 0 | 0 | 0 | 0 | 0 | 0 | 0 | 0 | 0 | 0 | 0 | 0 | 0 | 0 | 0 | 0 | 0 | 0 | 0 | 0 | 0 | 0 | 0 | 0 | 0 | 0 | 0 | 0 | 0 | 0 | 0 | 0 | 0 | 0 | 0 | 0 | 0 | 0 | 0 | 0 | 0 | 0 | 0 | 0 | 0 | 0 | 0 | 0 | 0 | 0 | 0 | 0 | 0 | 0 | 0 | 0 | 0 | 0 | 0 | 0 | 0 | 0 | 0 | 0 | 0 | 0 | 0 | 0 | 0 | 0 | 0 | 0 | 0 | 0 | 0 | 0 | 0 | 0 | 0 | 0 | 0 | 0 | 0 | 0 | 0 | 0 | 0 | 0 | 0 | 0 | 0 | 0 | 0 | 0 | 0 | 0 | 0 | 0 | 0 | 0 | 0 | 0 | 0 | 0 | 0 | 0 | 0 | 0 | 0 | 0 | 0 | 0 | 0 | 0 | 0 | 0 | 0 | 0 | 0 | 0 | 0 | 0 | 0 | 0 | 0 | 0 | 0 | 0 | 0 | 0 | 0 | 0 | 0 | 0 | 0 | 0 | 0 | 0 | 0 | 0 | 0 | 0 | 0 | 0 | 0 | 0
WA_Commercial_WA - College_New_Space Heating_Natural Gas_Gas Furnace - Tube Inserts_A | WA | Commercial | WA - College | New | Space Heating | Natural Gas | Gas Furnace - Tube Inserts | A | WCM75 | None | Tube inserts installed | 5 | 0 | 0 | 0 | 1 | 0 | 0 | 0 | 0.28365 | 0.25 | sqft | 0% | 10% | Discretionary | Retro1Slow_WA | 84.66% | Furnace | 0% | 0 |  | 0 |  | 0 | n/a | n/a | n/a | None | None | None | None | None | None | None | None | None | None | None | None | None | None | None | None | None | None | None | None | None | None | None | None | None | None | None | Tube inserts installed | Tube inserts installed | Tube inserts installed | Tube inserts installed | Tube inserts installed | Tube inserts installed | Tube inserts installed | Tube inserts installed | Tube inserts installed | Tube inserts installed | Tube inserts installed | Tube inserts installed | Tube inserts installed | Tube inserts installed | Tube inserts installed | Tube inserts installed | Tube inserts installed | Tube inserts installed | Tube inserts installed | Tube inserts installed | Tube inserts installed | Tube inserts installed | Tube inserts installed | Tube inserts installed | Tube inserts installed | Tube inserts installed | Tube inserts installed | 1 | 1 | 1 | 1 | 1 | 1 | 1 | 1 | 1 | 1 | 1 | 1 | 1 | 1 | 1 | 1 | 1 | 1 | 1 | 1 | 1 | 1 | 1 | 1 | 1 | 1 | 1 | 0 | 0 | 0 | 0 | 0 | 0 | 0 | 0 | 0 | 0 | 0 | 0 | 0 | 0 | 0 | 0 | 0 | 0 | 0 | 0 | 0 | 0 | 0 | 0 | 0 | 0 | 0 | 0 | 0 | 0 | 0 | 0 | 0 | 0 | 0 | 0 | 0 | 0 | 0 | 0 | 0 | 0 | 0 | 0 | 0 | 0 | 0 | 0 | 0 | 0 | 0 | 0 | 0 | 0 | 0 | 0 | 0 | 0 | 0 | 0 | 0 | 0 | 0 | 0 | 0 | 0 | 0 | 0 | 0 | 0 | 0 | 0 | 0 | 0 | 0 | 0 | 0 | 0 | 0 | 0 | 0 | 0 | 0 | 0 | 0 | 0 | 0 | 0 | 0 | 0 | 0 | 0 | 0 | 0 | 0 | 0 | 0 | 0 | 0 | 0 | 0 | 0 | 0 | 0 | 0 | 0 | 0 | 0 | 0 | 0 | 0 | 0 | 0 | 0 | 0 | 0 | 0 | 0 | 0 | 0 | 0 | 0 | 0 | 0 | 0 | 0 | 0 | 0 | 0 | 0 | 0 | 0 | 0 | 0 | 0 | 0 | 0 | 0 | 0 | 0 | 0 | 0 | 0 | 0 | 0 | 0 | 0 | 0 | 0 | 0 | 0 | 0 | 0 | 0 | 0 | 0 | 0 | 0 | 0 | 0 | 0 | 0 | 0 | 0 | 0 | 0 | 0 | 0 | 0 | 0 | 0 | 0 | 0 | 0 | 0 | 0 | 0 | 0 | 0 | 0 | 0 | 0 | 0 | 0 | 0 | 0 | 0 | 0 | 0 | 0 | 0 | 0 | 0 | 0 | 0 | 0 | 0 | 0 | 0 | 0 | 0 | 0 | 0 | 0 | 0 | 0 | 0 | 0 | 0 | 0 | 0 | 0 | 0 | 0 | 0 | 0 | 0 | 0 | 0 | 0 | 0 | 0 | 0 | 0 | 0 | 0 | 0 | 0 | 0 | 0 | 0 | 0 | 0 | 0 | 0 | 0 | 0 | 0 | 0 | 0 | 0 | 0 | 0 | 0 | 0 | 0 | 0 | 0 | 0 | 0 | 0 | 0 | 0 | 0 | 0 | 0 | 0 | 0 | 0 | 0 | 0 | 0 | 0 | 0 | 0 | 0 | 0 | 0 | 0 | 0 | 0 | 0 | 0 | 0 | 0 | 0 | 0 | 0 | 0 | 0 | 0 | 0 | 0 | 0 | 0 | 0 | 0 | 0 | 0 | 0 | 0 | 0 | 0 | 0 | 0 | 0 | 0 | 0 | 0 | 0 | 0 | 0 | 0 | 0 | 0 | 0 | 0 | 0 | 0 | 0 | 0 | 0 | 0 | 0 | 0 | 0 | 0 | 0 | 0 | 0 | 0 | 0 | 0 | 0 | 0 | 0 | 0 | 0 | 0 | 0 | 0 | 0 | 0 | 0 | 0 | 0 | 0 | 0 | 0 | 0 | 0 | 0 | 0 | 0 | 0 | 0 | 0 | 0 | 0 | 0 | 0 | 0 | 0 | 0 | 0 | 0 | 0 | 0 | 0 | 0 | 0 | 0 | 0 | 0 | 0 | 0 | 0 | 0 | 0 | 0 | 0 | 0 | 0 | 0 | 0 | 0 | 0 | 0 | 0 | 0 | 0 | 0 | 0 | 0 | 0 | 0 | 0 | 0 | 0 | 0 | 0 | 0 | 0 | 0 | 0 | 0 | 0 | 0 | 0 | 0 | 0 | 0 | 0 | 0 | 0 | 0 | 0 | 0 | 0 | 0 | 0 | 0 | 0 | 0 | 0 | 0 | 0 | 0 | 0 | 0 | 0 | 0 | 0 | 0 | 0 | 0 | 0 | 0 | 0 | 0 | 0 | 0 | 0 | 0 | 0 | 0 | 0 | 0 | 0 | 0 | 0 | 0 | 0 | 0 | 0 | 0 | 0 | 0 | 0 | 0 | 0 | 0 | 0 | 0 | 0 | 0 | 0 | 0 | 0 | 0 | 0 | 0 | 0 | 0 | 0 | 0 | 0 | 0 | 0 | 0 | 0 | 0 | 0 | 0 | 0 | 0 | 0
WA_Commercial_WA - College_New_Space Heating_Natural Gas_Gas Boiler - Insulate Steam Lines/Condensate Tank_A | WA | Commercial | WA - College | New | Space Heating | Natural Gas | Gas Boiler - Insulate Steam Lines/Condensate Tank | A | WCM76 | No insulation | Lines and condenstate tank insulated | 15 | 5.99 | 0 | 0 | 13.96 | 0 | 0 | 0 | 0.28365 | 0.25 | boiler pipe | 100% | 100% | Discretionary | RetroEven20_WA | 85% | Boiler | 0% | 0 |  | 0 |  | 0 | GBLR_PINS-Heating-ILTRM-v4.0-1 | GBLR_PINS_STM-Heating-PGE-R7-1 | GBLR_PINS_STM-Heating-PGE-R7-1 | No insulation | No insulation | No insulation | No insulation | No insulation | No insulation | No insulation | No insulation | No insulation | No insulation | No insulation | No insulation | No insulation | No insulation | No insulation | No insulation | No insulation | No insulation | No insulation | No insulation | No insulation | No insulation | No insulation | No insulation | No insulation | No insulation | No insulation | Lines and condenstate tank insulated | Lines and condenstate tank insulated | Lines and condenstate tank insulated | Lines and condenstate tank insulated | Lines and condenstate tank insulated | Lines and condenstate tank insulated | Lines and condenstate tank insulated | Lines and condenstate tank insulated | Lines and condenstate tank insulated | Lines and condenstate tank insulated | Lines and condenstate tank insulated | Lines and condenstate tank insulated | Lines and condenstate tank insulated | Lines and condenstate tank insulated | Lines and condenstate tank insulated | Lines and condenstate tank insulated | Lines and condenstate tank insulated | Lines and condenstate tank insulated | Lines and condenstate tank insulated | Lines and condenstate tank insulated | Lines and condenstate tank insulated | Lines and condenstate tank insulated | Lines and condenstate tank insulated | Lines and condenstate tank insulated | Lines and condenstate tank insulated | Lines and condenstate tank insulated | Lines and condenstate tank insulated | 13.96 | 13.96 | 13.96 | 13.96 | 13.96 | 13.96 | 13.96 | 13.96 | 13.96 | 13.96 | 13.96 | 13.96 | 13.96 | 13.96 | 13.96 | 13.96 | 13.96 | 13.96 | 13.96 | 13.96 | 13.96 | 13.96 | 13.96 | 13.96 | 13.96 | 13.96 | 13.96 | 0 | 0 | 0 | 0 | 0 | 0 | 0 | 0 | 0 | 0 | 0 | 0 | 0 | 0 | 0 | 0 | 0 | 0 | 0 | 0 | 0 | 0 | 0 | 0 | 0 | 0 | 0 | 0 | 0 | 0 | 0 | 0 | 0 | 0 | 0 | 0 | 0 | 0 | 0 | 0 | 0 | 0 | 0 | 0 | 0 | 0 | 0 | 0 | 0 | 0 | 0 | 0 | 0 | 0 | 0 | 0 | 0 | 0 | 0 | 0 | 0 | 0 | 0 | 0 | 0 | 0 | 0 | 0 | 0 | 0 | 0 | 0 | 0 | 0 | 0 | 0 | 0 | 0 | 0 | 0 | 0 | 0 | 0 | 0 | 0 | 0 | 0 | 0 | 0 | 0 | 0 | 0 | 0 | 0 | 0 | 0 | 0 | 0 | 0 | 0 | 0 | 0 | 0 | 0 | 0 | 0 | 0 | 0 | 0 | 0 | 0 | 0 | 0 | 0 | 0 | 0 | 0 | 0 | 0 | 0 | 0 | 0 | 0 | 0 | 0 | 0 | 0 | 0 | 0 | 0 | 0 | 0 | 0 | 0 | 0 | 0 | 0 | 0 | 0 | 0 | 0 | 0 | 0 | 0 | 0 | 0 | 0 | 0 | 0 | 0 | 0 | 0 | 0 | 0 | 0 | 0 | 0 | 0 | 0 | 0 | 0 | 0 | 0 | 0 | 0 | 0 | 0 | 0 | 0 | 0 | 0 | 0 | 0 | 0 | 0 | 0 | 0 | 0 | 0 | 0 | 0 | 0 | 0 | 0 | 0 | 0 | 0 | 0 | 0 | 0 | 0 | 0 | 0 | 0 | 0 | 0 | 0 | 0 | 0 | 0 | 0 | 0 | 0 | 0 | 0 | 0 | 0 | 0 | 0 | 0 | 0 | 0 | 0 | 0 | 0 | 0 | 0 | 0 | 0 | 0 | 0 | 0 | 0 | 0 | 0 | 0 | 0 | 0 | 0 | 0 | 0 | 0 | 0 | 0 | 0 | 0 | 0 | 0 | 0 | 0 | 0 | 0 | 0 | 0 | 0 | 0 | 0 | 0 | 0 | 0 | 0 | 0 | 0 | 0 | 0 | 0 | 0 | 0 | 0 | 0 | 0 | 0 | 0 | 0 | 0 | 0 | 0 | 0 | 0 | 0 | 0 | 0 | 0 | 0 | 0 | 0 | 0 | 0 | 0 | 0 | 0 | 0 | 0 | 0 | 0 | 0 | 0 | 0 | 0 | 0 | 0 | 0 | 0 | 0 | 0 | 0 | 0 | 0 | 0 | 0 | 0 | 0 | 0 | 0 | 0 | 0 | 0 | 0 | 0 | 0 | 0 | 0 | 0 | 0 | 0 | 0 | 0 | 0 | 0 | 0 | 0 | 0 | 0 | 0 | 0 | 0 | 0 | 0 | 0 | 0 | 0 | 0 | 0 | 0 | 0 | 0 | 0 | 0 | 0 | 0 | 0 | 0 | 0 | 0 | 0 | 0 | 0 | 0 | 0 | 0 | 0 | 0 | 0 | 0 | 0 | 0 | 0 | 0 | 0 | 0 | 0 | 0 | 0 | 0 | 0 | 0 | 0 | 0 | 0 | 0 | 0 | 0 | 0 | 0 | 0 | 0 | 0 | 0 | 0 | 0 | 0 | 0 | 0 | 0 | 0 | 0 | 0 | 0 | 0 | 0 | 0 | 0 | 0 | 0 | 0 | 0 | 0 | 0 | 0 | 0 | 0 | 0 | 0 | 0 | 0 | 0 | 0 | 0 | 0 | 0 | 0 | 0 | 0 | 0 | 0 | 0 | 0 | 0 | 0 | 0 | 0 | 0 | 0 | 0 | 0 | 0 | 0 | 0 | 0 | 0 | 0 | 0 | 0 | 0 | 0 | 0 | 0 | 0 | 0 | 0 | 0 | 0 | 0 | 0 | 0 | 0 | 0 | 0 | 0 | 0 | 0 | 0 | 0 | 0 | 0 | 0 | 0 | 0 | 0 | 0 | 0 | 0 | 0 | 0 | 0 | 0 | 0 | 0 | 0 | 0 | 0 | 0 | 0 | 0 | 0 | 0 | 0
WA_Commercial_WA - College_New_Space Heating_Natural Gas_Gas Boiler - Insulate Hot Water Lines_A | WA | Commercial | WA - College | New | Space Heating | Natural Gas | Gas Boiler - Insulate Hot Water Lines | A | WCM77 | No insulation | Insulated water lines | 11 | 4.01 | 0 | 0 | 26.08 | 0 | 0 | 0 | 0.28365 | 0.25 | boiler pipe | 100% | 100% | Discretionary | RetroEven20_WA | 85% | Boiler | 0% | 0 |  | 0 |  | 0 | GBLR_PINS_HW-Heating-PGE-R7-1 | GBLR_PINS_HW-Heating-PGE-R7-1 | GBLR_PINS_HW-Heating-PGE-R7-1 | No insulation | No insulation | No insulation | No insulation | No insulation | No insulation | No insulation | No insulation | No insulation | No insulation | No insulation | No insulation | No insulation | No insulation | No insulation | No insulation | No insulation | No insulation | No insulation | No insulation | No insulation | No insulation | No insulation | No insulation | No insulation | No insulation | No insulation | Insulated water lines | Insulated water lines | Insulated water lines | Insulated water lines | Insulated water lines | Insulated water lines | Insulated water lines | Insulated water lines | Insulated water lines | Insulated water lines | Insulated water lines | Insulated water lines | Insulated water lines | Insulated water lines | Insulated water lines | Insulated water lines | Insulated water lines | Insulated water lines | Insulated water lines | Insulated water lines | Insulated water lines | Insulated water lines | Insulated water lines | Insulated water lines | Insulated water lines | Insulated water lines | Insulated water lines | 26.08 | 26.08 | 26.08 | 26.08 | 26.08 | 26.08 | 26.08 | 26.08 | 26.08 | 26.08 | 26.08 | 26.08 | 26.08 | 26.08 | 26.08 | 26.08 | 26.08 | 26.08 | 26.08 | 26.08 | 26.08 | 26.08 | 26.08 | 26.08 | 26.08 | 26.08 | 26.08 | 0 | 0 | 0 | 0 | 0 | 0 | 0 | 0 | 0 | 0 | 0 | 0 | 0 | 0 | 0 | 0 | 0 | 0 | 0 | 0 | 0 | 0 | 0 | 0 | 0 | 0 | 0 | 0 | 0 | 0 | 0 | 0 | 0 | 0 | 0 | 0 | 0 | 0 | 0 | 0 | 0 | 0 | 0 | 0 | 0 | 0 | 0 | 0 | 0 | 0 | 0 | 0 | 0 | 0 | 0 | 0 | 0 | 0 | 0 | 0 | 0 | 0 | 0 | 0 | 0 | 0 | 0 | 0 | 0 | 0 | 0 | 0 | 0 | 0 | 0 | 0 | 0 | 0 | 0 | 0 | 0 | 0 | 0 | 0 | 0 | 0 | 0 | 0 | 0 | 0 | 0 | 0 | 0 | 0 | 0 | 0 | 0 | 0 | 0 | 0 | 0 | 0 | 0 | 0 | 0 | 0 | 0 | 0 | 0 | 0 | 0 | 0 | 0 | 0 | 0 | 0 | 0 | 0 | 0 | 0 | 0 | 0 | 0 | 0 | 0 | 0 | 0 | 0 | 0 | 0 | 0 | 0 | 0 | 0 | 0 | 0 | 0 | 0 | 0 | 0 | 0 | 0 | 0 | 0 | 0 | 0 | 0 | 0 | 0 | 0 | 0 | 0 | 0 | 0 | 0 | 0 | 0 | 0 | 0 | 0 | 0 | 0 | 0 | 0 | 0 | 0 | 0 | 0 | 0 | 0 | 0 | 0 | 0 | 0 | 0 | 0 | 0 | 0 | 0 | 0 | 0 | 0 | 0 | 0 | 0 | 0 | 0 | 0 | 0 | 0 | 0 | 0 | 0 | 0 | 0 | 0 | 0 | 0 | 0 | 0 | 0 | 0 | 0 | 0 | 0 | 0 | 0 | 0 | 0 | 0 | 0 | 0 | 0 | 0 | 0 | 0 | 0 | 0 | 0 | 0 | 0 | 0 | 0 | 0 | 0 | 0 | 0 | 0 | 0 | 0 | 0 | 0 | 0 | 0 | 0 | 0 | 0 | 0 | 0 | 0 | 0 | 0 | 0 | 0 | 0 | 0 | 0 | 0 | 0 | 0 | 0 | 0 | 0 | 0 | 0 | 0 | 0 | 0 | 0 | 0 | 0 | 0 | 0 | 0 | 0 | 0 | 0 | 0 | 0 | 0 | 0 | 0 | 0 | 0 | 0 | 0 | 0 | 0 | 0 | 0 | 0 | 0 | 0 | 0 | 0 | 0 | 0 | 0 | 0 | 0 | 0 | 0 | 0 | 0 | 0 | 0 | 0 | 0 | 0 | 0 | 0 | 0 | 0 | 0 | 0 | 0 | 0 | 0 | 0 | 0 | 0 | 0 | 0 | 0 | 0 | 0 | 0 | 0 | 0 | 0 | 0 | 0 | 0 | 0 | 0 | 0 | 0 | 0 | 0 | 0 | 0 | 0 | 0 | 0 | 0 | 0 | 0 | 0 | 0 | 0 | 0 | 0 | 0 | 0 | 0 | 0 | 0 | 0 | 0 | 0 | 0 | 0 | 0 | 0 | 0 | 0 | 0 | 0 | 0 | 0 | 0 | 0 | 0 | 0 | 0 | 0 | 0 | 0 | 0 | 0 | 0 | 0 | 0 | 0 | 0 | 0 | 0 | 0 | 0 | 0 | 0 | 0 | 0 | 0 | 0 | 0 | 0 | 0 | 0 | 0 | 0 | 0 | 0 | 0 | 0 | 0 | 0 | 0 | 0 | 0 | 0 | 0 | 0 | 0 | 0 | 0 | 0 | 0 | 0 | 0 | 0 | 0 | 0 | 0 | 0 | 0 | 0 | 0 | 0 | 0 | 0 | 0 | 0 | 0 | 0 | 0 | 0 | 0 | 0 | 0 | 0 | 0 | 0 | 0 | 0 | 0 | 0 | 0 | 0 | 0 | 0 | 0 | 0 | 0 | 0 | 0 | 0 | 0 | 0 | 0 | 0 | 0 | 0 | 0 | 0 | 0 | 0 | 0 | 0 | 0 | 0 | 0 | 0 | 0 | 0 | 0 | 0 | 0 | 0 | 0 | 0 | 0 | 0 | 0 | 0 | 0 | 0
WA_Commercial_WA - College_New_Space Heating_Natural Gas_Condensing RTU_A | WA | Commercial | WA - College | New | Space Heating | Natural Gas | Condensing RTU | A | WCM78 | TBD | TBD | 5 | 0.026472 | 0 | 0 | 0.28 | 0 | 0 | 0 | 0.28365 | 0.25 | sqft cond | 100% | 100% | Discretionary | RetroEven20_WA | 85% | Furnace | 0% | 0 |  | 0 |  | 0 | NEEA Condensing Rooftop Unit Field Study - October 28, 2019 | NEEA Condensing Rooftop Unit Field Study - October 28, 2019 | NEEA Condensing Rooftop Unit Field Study - October 28, 2019 | TBD | TBD | TBD | TBD | TBD | TBD | TBD | TBD | TBD | TBD | TBD | TBD | TBD | TBD | TBD | TBD | TBD | TBD | TBD | TBD | TBD | TBD | TBD | TBD | TBD | TBD | TBD | TBD | TBD | TBD | TBD | TBD | TBD | TBD | TBD | TBD | TBD | TBD | TBD | TBD | TBD | TBD | TBD | TBD | TBD | TBD | TBD | TBD | TBD | TBD | TBD | TBD | TBD | TBD | 0.28 | 0.28 | 0.28 | 0.28 | 0.28 | 0.28 | 0.28 | 0.28 | 0.28 | 0.28 | 0.28 | 0.28 | 0.28 | 0.28 | 0.28 | 0.28 | 0.28 | 0.28 | 0.28 | 0.28 | 0.28 | 0.28 | 0.28 | 0.28 | 0.28 | 0.28 | 0.28 | 0 | 0 | 0 | 0 | 0 | 0 | 0 | 0 | 0 | 0 | 0 | 0 | 0 | 0 | 0 | 0 | 0 | 0 | 0 | 0 | 0 | 0 | 0 | 0 | 0 | 0 | 0 | 0 | 0 | 0 | 0 | 0 | 0 | 0 | 0 | 0 | 0 | 0 | 0 | 0 | 0 | 0 | 0 | 0 | 0 | 0 | 0 | 0 | 0 | 0 | 0 | 0 | 0 | 0 | 0 | 0 | 0 | 0 | 0 | 0 | 0 | 0 | 0 | 0 | 0 | 0 | 0 | 0 | 0 | 0 | 0 | 0 | 0 | 0 | 0 | 0 | 0 | 0 | 0 | 0 | 0 | 0 | 0 | 0 | 0 | 0 | 0 | 0 | 0 | 0 | 0 | 0 | 0 | 0 | 0 | 0 | 0 | 0 | 0 | 0 | 0 | 0 | 0 | 0 | 0 | 0 | 0 | 0 | 0 | 0 | 0 | 0 | 0 | 0 | 0 | 0 | 0 | 0 | 0 | 0 | 0 | 0 | 0 | 0 | 0 | 0 | 0 | 0 | 0 | 0 | 0 | 0 | 0 | 0 | 0 | 0 | 0 | 0 | 0 | 0 | 0 | 0 | 0 | 0 | 0 | 0 | 0 | 0 | 0 | 0 | 0 | 0 | 0 | 0 | 0 | 0 | 0 | 0 | 0 | 0 | 0 | 0 | 0 | 0 | 0 | 0 | 0 | 0 | 0 | 0 | 0 | 0 | 0 | 0 | 0 | 0 | 0 | 0 | 0 | 0 | 0 | 0 | 0 | 0 | 0 | 0 | 0 | 0 | 0 | 0 | 0 | 0 | 0 | 0 | 0 | 0 | 0 | 0 | 0 | 0 | 0 | 0 | 0 | 0 | 0 | 0 | 0 | 0 | 0 | 0 | 0 | 0 | 0 | 0 | 0 | 0 | 0 | 0 | 0 | 0 | 0 | 0 | 0 | 0 | 0 | 0 | 0 | 0 | 0 | 0 | 0 | 0 | 0 | 0 | 0 | 0 | 0 | 0 | 0 | 0 | 0 | 0 | 0 | 0 | 0 | 0 | 0 | 0 | 0 | 0 | 0 | 0 | 0 | 0 | 0 | 0 | 0 | 0 | 0 | 0 | 0 | 0 | 0 | 0 | 0 | 0 | 0 | 0 | 0 | 0 | 0 | 0 | 0 | 0 | 0 | 0 | 0 | 0 | 0 | 0 | 0 | 0 | 0 | 0 | 0 | 0 | 0 | 0 | 0 | 0 | 0 | 0 | 0 | 0 | 0 | 0 | 0 | 0 | 0 | 0 | 0 | 0 | 0 | 0 | 0 | 0 | 0 | 0 | 0 | 0 | 0 | 0 | 0 | 0 | 0 | 0 | 0 | 0 | 0 | 0 | 0 | 0 | 0 | 0 | 0 | 0 | 0 | 0 | 0 | 0 | 0 | 0 | 0 | 0 | 0 | 0 | 0 | 0 | 0 | 0 | 0 | 0 | 0 | 0 | 0 | 0 | 0 | 0 | 0 | 0 | 0 | 0 | 0 | 0 | 0 | 0 | 0 | 0 | 0 | 0 | 0 | 0 | 0 | 0 | 0 | 0 | 0 | 0 | 0 | 0 | 0 | 0 | 0 | 0 | 0 | 0 | 0 | 0 | 0 | 0 | 0 | 0 | 0 | 0 | 0 | 0 | 0 | 0 | 0 | 0 | 0 | 0 | 0 | 0 | 0 | 0 | 0 | 0 | 0 | 0 | 0 | 0 | 0 | 0 | 0 | 0 | 0 | 0 | 0 | 0 | 0 | 0 | 0 | 0 | 0 | 0 | 0 | 0 | 0 | 0 | 0 | 0 | 0 | 0 | 0 | 0 | 0 | 0 | 0 | 0 | 0 | 0 | 0 | 0 | 0 | 0 | 0 | 0 | 0 | 0 | 0 | 0 | 0 | 0 | 0 | 0 | 0 | 0 | 0 | 0 | 0 | 0 | 0 | 0 | 0 | 0 | 0 | 0 | 0 | 0 | 0 | 0 | 0 | 0 | 0 | 0 | 0 | 0 | 0 | 0 | 0 | 0 | 0 | 0 | 0 | 0 | 0
WA_Commercial_WA - College_New_Space Heating_Natural Gas_Hydronic Heating Radiator Replacement_A | WA | Commercial | WA - College | New | Space Heating | Natural Gas | Hydronic Heating Radiator Replacement | A | WCM79 | TBD | TBD | 25 | 34 | 0 | 0 | 624.75 | 0 | 0 | 0 | 0.28365 | 0.25 | radiator | 100% | 100% | Discretionary | RetroEven20_WA | 85% | Boiler | 0% | 0 |  | 0 |  | 0 | IL TRM - 4.4.52 - CI-HVC-HHRR-V01-210101 | IL TRM - 4.4.52 - CI-HVC-HHRR-V01-210101 | IL TRM - 4.4.52 - CI-HVC-HHRR-V01-210101 | TBD | TBD | TBD | TBD | TBD | TBD | TBD | TBD | TBD | TBD | TBD | TBD | TBD | TBD | TBD | TBD | TBD | TBD | TBD | TBD | TBD | TBD | TBD | TBD | TBD | TBD | TBD | TBD | TBD | TBD | TBD | TBD | TBD | TBD | TBD | TBD | TBD | TBD | TBD | TBD | TBD | TBD | TBD | TBD | TBD | TBD | TBD | TBD | TBD | TBD | TBD | TBD | TBD | TBD | 624.75 | 624.75 | 624.75 | 624.75 | 624.75 | 624.75 | 624.75 | 624.75 | 624.75 | 624.75 | 624.75 | 624.75 | 624.75 | 624.75 | 624.75 | 624.75 | 624.75 | 624.75 | 624.75 | 624.75 | 624.75 | 624.75 | 624.75 | 624.75 | 624.75 | 624.75 | 624.75 | 0 | 0 | 0 | 0 | 0 | 0 | 0 | 0 | 0 | 0 | 0 | 0 | 0 | 0 | 0 | 0 | 0 | 0 | 0 | 0 | 0 | 0 | 0 | 0 | 0 | 0 | 0 | 0 | 0 | 0 | 0 | 0 | 0 | 0 | 0 | 0 | 0 | 0 | 0 | 0 | 0 | 0 | 0 | 0 | 0 | 0 | 0 | 0 | 0 | 0 | 0 | 0 | 0 | 0 | 0 | 0 | 0 | 0 | 0 | 0 | 0 | 0 | 0 | 0 | 0 | 0 | 0 | 0 | 0 | 0 | 0 | 0 | 0 | 0 | 0 | 0 | 0 | 0 | 0 | 0 | 0 | 0 | 0 | 0 | 0 | 0 | 0 | 0 | 0 | 0 | 0 | 0 | 0 | 0 | 0 | 0 | 0 | 0 | 0 | 0 | 0 | 0 | 0 | 0 | 0 | 0 | 0 | 0 | 0 | 0 | 0 | 0 | 0 | 0 | 0 | 0 | 0 | 0 | 0 | 0 | 0 | 0 | 0 | 0 | 0 | 0 | 0 | 0 | 0 | 0 | 0 | 0 | 0 | 0 | 0 | 0 | 0 | 0 | 0 | 0 | 0 | 0 | 0 | 0 | 0 | 0 | 0 | 0 | 0 | 0 | 0 | 0 | 0 | 0 | 0 | 0 | 0 | 0 | 0 | 0 | 0 | 0 | 0 | 0 | 0 | 0 | 0 | 0 | 0 | 0 | 0 | 0 | 0 | 0 | 0 | 0 | 0 | 0 | 0 | 0 | 0 | 0 | 0 | 0 | 0 | 0 | 0 | 0 | 0 | 0 | 0 | 0 | 0 | 0 | 0 | 0 | 0 | 0 | 0 | 0 | 0 | 0 | 0 | 0 | 0 | 0 | 0 | 0 | 0 | 0 | 0 | 0 | 0 | 0 | 0 | 0 | 0 | 0 | 0 | 0 | 0 | 0 | 0 | 0 | 0 | 0 | 0 | 0 | 0 | 0 | 0 | 0 | 0 | 0 | 0 | 0 | 0 | 0 | 0 | 0 | 0 | 0 | 0 | 0 | 0 | 0 | 0 | 0 | 0 | 0 | 0 | 0 | 0 | 0 | 0 | 0 | 0 | 0 | 0 | 0 | 0 | 0 | 0 | 0 | 0 | 0 | 0 | 0 | 0 | 0 | 0 | 0 | 0 | 0 | 0 | 0 | 0 | 0 | 0 | 0 | 0 | 0 | 0 | 0 | 0 | 0 | 0 | 0 | 0 | 0 | 0 | 0 | 0 | 0 | 0 | 0 | 0 | 0 | 0 | 0 | 0 | 0 | 0 | 0 | 0 | 0 | 0 | 0 | 0 | 0 | 0 | 0 | 0 | 0 | 0 | 0 | 0 | 0 | 0 | 0 | 0 | 0 | 0 | 0 | 0 | 0 | 0 | 0 | 0 | 0 | 0 | 0 | 0 | 0 | 0 | 0 | 0 | 0 | 0 | 0 | 0 | 0 | 0 | 0 | 0 | 0 | 0 | 0 | 0 | 0 | 0 | 0 | 0 | 0 | 0 | 0 | 0 | 0 | 0 | 0 | 0 | 0 | 0 | 0 | 0 | 0 | 0 | 0 | 0 | 0 | 0 | 0 | 0 | 0 | 0 | 0 | 0 | 0 | 0 | 0 | 0 | 0 | 0 | 0 | 0 | 0 | 0 | 0 | 0 | 0 | 0 | 0 | 0 | 0 | 0 | 0 | 0 | 0 | 0 | 0 | 0 | 0 | 0 | 0 | 0 | 0 | 0 | 0 | 0 | 0 | 0 | 0 | 0 | 0 | 0 | 0 | 0 | 0 | 0 | 0 | 0 | 0 | 0 | 0 | 0 | 0 | 0 | 0 | 0 | 0 | 0 | 0 | 0 | 0 | 0 | 0 | 0 | 0 | 0 | 0 | 0 | 0 | 0 | 0 | 0 | 0 | 0 | 0 | 0 | 0 | 0 | 0 | 0 | 0 | 0 | 0 | 0 | 0 | 0 | 0 | 0 | 0 | 0 | 0 | 0 | 0 | 0 | 0 | 0 | 0 | 0 | 0 | 0 | 0 | 0 | 0 | 0
WA_Commercial_WA - College_New_Space Heating_Natural Gas_Thermostat - Connected_A | WA | Commercial | WA - College | New | Space Heating | Natural Gas | Thermostat - Connected | A | WCM80 | Standard thermostat. | Thermostat connected to building management control system. | 5 | 0 | 0 | 0 | 222.91 | 0 | 0 | 0 | 0.28365 | 0.25 | Stat Unit | 30% | 53.33% | Discretionary | Retro5Med_WA | 85% | Space Heating | 0% | 0 |  | 0 |  | 0 | DL20_CSTAT_SMRT-Cool-RTF-v1.1-5 | IL TRM - CI-HVC-THST-V01-200101 | DL20_CSTAT_SMRT-Heat-RTF-v1.1-1 | Standard thermostat. | Standard thermostat. | Standard thermostat. | Standard thermostat. | Standard thermostat. | Standard thermostat. | Standard thermostat. | Standard thermostat. | Standard thermostat. | Standard thermostat. | Standard thermostat. | Standard thermostat. | Standard thermostat. | Standard thermostat. | Standard thermostat. | Standard thermostat. | Standard thermostat. | Standard thermostat. | Standard thermostat. | Standard thermostat. | Standard thermostat. | Standard thermostat. | Standard thermostat. | Standard thermostat. | Standard thermostat. | Standard thermostat. | Standard thermostat. | Thermostat connected to building management control system. | Thermostat connected to building management control system. | Thermostat connected to building management control system. | Thermostat connected to building management control system. | Thermostat connected to building management control system. | Thermostat connected to building management control system. | Thermostat connected to building management control system. | Thermostat connected to building management control system. | Thermostat connected to building management control system. | Thermostat connected to building management control system. | Thermostat connected to building management control system. | Thermostat connected to building management control system. | Thermostat connected to building management control system. | Thermostat connected to building management control system. | Thermostat connected to building management control system. | Thermostat connected to building management control system. | Thermostat connected to building management control system. | Thermostat connected to building management control system. | Thermostat connected to building management control system. | Thermostat connected to building management control system. | Thermostat connected to building management control system. | Thermostat connected to building management control system. | Thermostat connected to building management control system. | Thermostat connected to building management control system. | Thermostat connected to building management control system. | Thermostat connected to building management control system. | Thermostat connected to building management control system. | 222.91 | 222.91 | 222.91 | 222.91 | 222.91 | 222.91 | 222.91 | 222.91 | 222.91 | 222.91 | 222.91 | 222.91 | 222.91 | 222.91 | 222.91 | 222.91 | 222.91 | 222.91 | 222.91 | 222.91 | 222.91 | 222.91 | 222.91 | 222.91 | 222.91 | 222.91 | 222.91 | 0 | 0 | 0 | 0 | 0 | 0 | 0 | 0 | 0 | 0 | 0 | 0 | 0 | 0 | 0 | 0 | 0 | 0 | 0 | 0 | 0 | 0 | 0 | 0 | 0 | 0 | 0 | 0 | 0 | 0 | 0 | 0 | 0 | 0 | 0 | 0 | 0 | 0 | 0 | 0 | 0 | 0 | 0 | 0 | 0 | 0 | 0 | 0 | 0 | 0 | 0 | 0 | 0 | 0 | 0 | 0 | 0 | 0 | 0 | 0 | 0 | 0 | 0 | 0 | 0 | 0 | 0 | 0 | 0 | 0 | 0 | 0 | 0 | 0 | 0 | 0 | 0 | 0 | 0 | 0 | 0 | 0 | 0 | 0 | 0 | 0 | 0 | 0 | 0 | 0 | 0 | 0 | 0 | 0 | 0 | 0 | 0 | 0 | 0 | 0 | 0 | 0 | 0 | 0 | 0 | 0 | 0 | 0 | 0 | 0 | 0 | 0 | 0 | 0 | 0 | 0 | 0 | 0 | 0 | 0 | 0 | 0 | 0 | 0 | 0 | 0 | 0 | 0 | 0 | 0 | 0 | 0 | 0 | 0 | 0 | 0 | 0 | 0 | 0 | 0 | 0 | 0 | 0 | 0 | 0 | 0 | 0 | 0 | 0 | 0 | 0 | 0 | 0 | 0 | 0 | 0 | 0 | 0 | 0 | 0 | 0 | 0 | 0 | 0 | 0 | 0 | 0 | 0 | 0 | 0 | 0 | 0 | 0 | 0 | 0 | 0 | 0 | 0 | 0 | 0 | 0 | 0 | 0 | 0 | 0 | 0 | 0 | 0 | 0 | 0 | 0 | 0 | 0 | 0 | 0 | 0 | 0 | 0 | 0 | 0 | 0 | 0 | 0 | 0 | 0 | 0 | 0 | 0 | 0 | 0 | 0 | 0 | 0 | 0 | 0 | 0 | 0 | 0 | 0 | 0 | 0 | 0 | 0 | 0 | 0 | 0 | 0 | 0 | 0 | 0 | 0 | 0 | 0 | 0 | 0 | 0 | 0 | 0 | 0 | 0 | 0 | 0 | 0 | 0 | 0 | 0 | 0 | 0 | 0 | 0 | 0 | 0 | 0 | 0 | 0 | 0 | 0 | 0 | 0 | 0 | 0 | 0 | 0 | 0 | 0 | 0 | 0 | 0 | 0 | 0 | 0 | 0 | 0 | 0 | 0 | 0 | 0 | 0 | 0 | 0 | 0 | 0 | 0 | 0 | 0 | 0 | 0 | 0 | 0 | 0 | 0 | 0 | 0 | 0 | 0 | 0 | 0 | 0 | 0 | 0 | 0 | 0 | 0 | 0 | 0 | 0 | 0 | 0 | 0 | 0 | 0 | 0 | 0 | 0 | 0 | 0 | 0 | 0 | 0 | 0 | 0 | 0 | 0 | 0 | 0 | 0 | 0 | 0 | 0 | 0 | 0 | 0 | 0 | 0 | 0 | 0 | 0 | 0 | 0 | 0 | 0 | 0 | 0 | 0 | 0 | 0 | 0 | 0 | 0 | 0 | 0 | 0 | 0 | 0 | 0 | 0 | 0 | 0 | 0 | 0 | 0 | 0 | 0 | 0 | 0 | 0 | 0 | 0 | 0 | 0 | 0 | 0 | 0 | 0 | 0 | 0 | 0 | 0 | 0 | 0 | 0 | 0 | 0 | 0 | 0 | 0 | 0 | 0 | 0 | 0 | 0 | 0 | 0 | 0 | 0 | 0 | 0 | 0 | 0 | 0 | 0 | 0 | 0 | 0 | 0 | 0 | 0 | 0 | 0 | 0 | 0 | 0 | 0 | 0 | 0 | 0 | 0 | 0 | 0 | 0 | 0 | 0 | 0 | 0 | 0 | 0 | 0 | 0 | 0 | 0 | 0 | 0 | 0 | 0 | 0 | 0 | 0 | 0 | 0 | 0 | 0 | 0 | 0 | 0 | 0 | 0 | 0 | 0 | 0 | 0 | 0 | 0 | 0 | 0 | 0 | 0 | 0 | 0 | 0 | 0 | 0 | 0 | 0 | 0 | 0 | 0 | 0 | 0 | 0 | 0 | 0 | 0 | 0 | 0 | 0 | 0 | 0
WA_Commercial_WA - College_New_Water Heating_Natural Gas_Water Heater - Thermostatic Shower Restriction Valve_A | WA | Commercial | WA - College | New | Water Heating | Natural Gas | Water Heater - Thermostatic Shower Restriction Valve | A | WCM81 | No thermostatic control on shower. | Thermostatic shower restriction valve. | 10 | 2.1605 | 0 | 0 | 24.46 | 6.84 | 0 | 0 | 0.28365 | 0.25 | showerhead | 86.67% | 86.67% | Discretionary | Retro5Med_WA | 85% | Water Heater | 0% | 0 |  | 0 |  | 0 | ThermostaticShowerRestrictionValve_v4_2 | ThermostaticShowerRestrictionValve_v4_2 | ThermostaticShowerRestrictionValve_v4_2 | No thermostatic control on shower. | No thermostatic control on shower. | No thermostatic control on shower. | No thermostatic control on shower. | No thermostatic control on shower. | No thermostatic control on shower. | No thermostatic control on shower. | No thermostatic control on shower. | No thermostatic control on shower. | No thermostatic control on shower. | No thermostatic control on shower. | No thermostatic control on shower. | No thermostatic control on shower. | No thermostatic control on shower. | No thermostatic control on shower. | No thermostatic control on shower. | No thermostatic control on shower. | No thermostatic control on shower. | No thermostatic control on shower. | No thermostatic control on shower. | No thermostatic control on shower. | No thermostatic control on shower. | No thermostatic control on shower. | No thermostatic control on shower. | No thermostatic control on shower. | No thermostatic control on shower. | No thermostatic control on shower. | Thermostatic shower restriction valve. | Thermostatic shower restriction valve. | Thermostatic shower restriction valve. | Thermostatic shower restriction valve. | Thermostatic shower restriction valve. | Thermostatic shower restriction valve. | Thermostatic shower restriction valve. | Thermostatic shower restriction valve. | Thermostatic shower restriction valve. | Thermostatic shower restriction valve. | Thermostatic shower restriction valve. | Thermostatic shower restriction valve. | Thermostatic shower restriction valve. | Thermostatic shower restriction valve. | Thermostatic shower restriction valve. | Thermostatic shower restriction valve. | Thermostatic shower restriction valve. | Thermostatic shower restriction valve. | Thermostatic shower restriction valve. | Thermostatic shower restriction valve. | Thermostatic shower restriction valve. | Thermostatic shower restriction valve. | Thermostatic shower restriction valve. | Thermostatic shower restriction valve. | Thermostatic shower restriction valve. | Thermostatic shower restriction valve. | Thermostatic shower restriction valve. | 24.46 | 24.46 | 24.46 | 24.46 | 24.46 | 24.46 | 24.46 | 24.46 | 24.46 | 24.46 | 24.46 | 24.46 | 24.46 | 24.46 | 24.46 | 24.46 | 24.46 | 24.46 | 24.46 | 24.46 | 24.46 | 24.46 | 24.46 | 24.46 | 24.46 | 24.46 | 24.46 | 0 | 0 | 0 | 0 | 0 | 0 | 0 | 0 | 0 | 0 | 0 | 0 | 0 | 0 | 0 | 0 | 0 | 0 | 0 | 0 | 0 | 0 | 0 | 0 | 0 | 0 | 0 | 0 | 0 | 0 | 0 | 0 | 0 | 0 | 0 | 0 | 0 | 0 | 0 | 0 | 0 | 0 | 0 | 0 | 0 | 0 | 0 | 0 | 0 | 0 | 0 | 0 | 0 | 0 | 0 | 0 | 0 | 0 | 0 | 0 | 0 | 0 | 0 | 0 | 0 | 0 | 0 | 0 | 0 | 0 | 0 | 0 | 0 | 0 | 0 | 0 | 0 | 0 | 0 | 0 | 0 | 0 | 0 | 0 | 0 | 0 | 0 | 0 | 0 | 0 | 0 | 0 | 0 | 0 | 0 | 0 | 0 | 0 | 0 | 0 | 0 | 0 | 0 | 0 | 0 | 0 | 0 | 0 | 0 | 0 | 0 | 0 | 0 | 0 | 0 | 0 | 0 | 0 | 0 | 0 | 0 | 0 | 0 | 0 | 0 | 0 | 0 | 0 | 0 | 0 | 0 | 0 | 0 | 0 | 0 | 0 | 0 | 0 | 0 | 0 | 0 | 0 | 0 | 0 | 0 | 0 | 0 | 0 | 0 | 0 | 0 | 0 | 0 | 0 | 0 | 0 | 0 | 0 | 0 | 0 | 0 | 0 | 0 | 0 | 0 | 0 | 0 | 0 | 0 | 0 | 0 | 0 | 0 | 0 | 0 | 0 | 0 | 0 | 0 | 0 | 0 | 0 | 0 | 0 | 0 | 0 | 0 | 0 | 0 | 0 | 0 | 0 | 0 | 0 | 0 | 0 | 0 | 0 | 0 | 0 | 0 | 0 | 0 | 0 | 0 | 0 | 0 | 0 | 0 | 0 | 0 | 0 | 0 | 0 | 0 | 0 | 0 | 0 | 0 | 0 | 0 | 0 | 0 | 0 | 0 | 0 | 0 | 0 | 0 | 0 | 0 | 0 | 0 | 0 | 0 | 0 | 0 | 0 | 0 | 0 | 0 | 0 | 0 | 0 | 0 | 0 | 0 | 0 | 0 | 0 | 0 | 0 | 0 | 0 | 0 | 0 | 0 | 0 | 0 | 0 | 0 | 0 | 0 | 0 | 0 | 0 | 0 | 0 | 0 | 0 | 0 | 0 | 0 | 0 | 0 | 0 | 0 | 0 | 0 | 0 | 0 | 0 | 0 | 0 | 0 | 0 | 0 | 0 | 0 | 0 | 0 | 0 | 0 | 0 | 0 | 0 | 0 | 0 | 0 | 0 | 0 | 0 | 0 | 0 | 0 | 0 | 0 | 0 | 0 | 0 | 0 | 0 | 0 | 0 | 0 | 0 | 0 | 0 | 0 | 0 | 0 | 0 | 0 | 0 | 0 | 0 | 0 | 0 | 0 | 0 | 0 | 0 | 0 | 0 | 0 | 0 | 0 | 0 | 0 | 0 | 0 | 0 | 0 | 0 | 0 | 0 | 0 | 0 | 0 | 0 | 0 | 0 | 0 | 0 | 0 | 0 | 0 | 0 | 0 | 0 | 0 | 0 | 0 | 0 | 0 | 0 | 0 | 0 | 0 | 0 | 0 | 0 | 0 | 0 | 0 | 0 | 0 | 0 | 0 | 0 | 0 | 0 | 0 | 0 | 0 | 0 | 0 | 0 | 0 | 0 | 0 | 0 | 0 | 0 | 0 | 0 | 0 | 0 | 0 | 0 | 0 | 0 | 0 | 0 | 0 | 0 | 0 | 0 | 0 | 0 | 0 | 0 | 0 | 0 | 0 | 0 | 0 | 0 | 0 | 0 | 0 | 0 | 0 | 0 | 0 | 0 | 0 | 0 | 0 | 0 | 0 | 0 | 0 | 0 | 0 | 0 | 0 | 0 | 0 | 0 | 0 | 0 | 0 | 0 | 0 | 0 | 0 | 0 | 0 | 0 | 0 | 0 | 0 | 0 | 0 | 0 | 0 | 0 | 0 | 0 | 0 | 0 | 0 | 0 | 0 | 0 | 0 | 0 | 0 | 0 | 0 | 0 | 0 | 0 | 0 | 0 | 0
WA_Commercial_WA - College_New_Water Heating_Natural Gas_Water Heater - Pre-Rinse Spray Valve_A | WA | Commercial | WA - College | New | Water Heating | Natural Gas | Water Heater - Pre-Rinse Spray Valve | A | WCM82 | Standard pre-rinse spray valve. | Low flow pre-rinse spray valve. | 4 | 16.81 | 0 | 0 | 112.2 | 0 | 0 | 0 | 0.28365 | 0.25 | KitchenFaucet | 25% | 53.33% | Discretionary | Retro5Med_WA | 85% | Water Heater | 0% | 0 |  | 0 |  | 0 | Avista TRM | Avista TRM | Avista TRM | Standard pre-rinse spray valve. | Standard pre-rinse spray valve. | Standard pre-rinse spray valve. | Standard pre-rinse spray valve. | Standard pre-rinse spray valve. | Standard pre-rinse spray valve. | Standard pre-rinse spray valve. | Standard pre-rinse spray valve. | Standard pre-rinse spray valve. | Standard pre-rinse spray valve. | Standard pre-rinse spray valve. | Standard pre-rinse spray valve. | Standard pre-rinse spray valve. | Standard pre-rinse spray valve. | Standard pre-rinse spray valve. | Standard pre-rinse spray valve. | Standard pre-rinse spray valve. | Standard pre-rinse spray valve. | Standard pre-rinse spray valve. | Standard pre-rinse spray valve. | Standard pre-rinse spray valve. | Standard pre-rinse spray valve. | Standard pre-rinse spray valve. | Standard pre-rinse spray valve. | Standard pre-rinse spray valve. | Standard pre-rinse spray valve. | Standard pre-rinse spray valve. | Low flow pre-rinse spray valve. | Low flow pre-rinse spray valve. | Low flow pre-rinse spray valve. | Low flow pre-rinse spray valve. | Low flow pre-rinse spray valve. | Low flow pre-rinse spray valve. | Low flow pre-rinse spray valve. | Low flow pre-rinse spray valve. | Low flow pre-rinse spray valve. | Low flow pre-rinse spray valve. | Low flow pre-rinse spray valve. | Low flow pre-rinse spray valve. | Low flow pre-rinse spray valve. | Low flow pre-rinse spray valve. | Low flow pre-rinse spray valve. | Low flow pre-rinse spray valve. | Low flow pre-rinse spray valve. | Low flow pre-rinse spray valve. | Low flow pre-rinse spray valve. | Low flow pre-rinse spray valve. | Low flow pre-rinse spray valve. | Low flow pre-rinse spray valve. | Low flow pre-rinse spray valve. | Low flow pre-rinse spray valve. | Low flow pre-rinse spray valve. | Low flow pre-rinse spray valve. | Low flow pre-rinse spray valve. | 112.2 | 112.2 | 112.2 | 112.2 | 112.2 | 112.2 | 112.2 | 112.2 | 112.2 | 112.2 | 112.2 | 112.2 | 112.2 | 112.2 | 112.2 | 112.2 | 112.2 | 112.2 | 112.2 | 112.2 | 112.2 | 112.2 | 112.2 | 112.2 | 112.2 | 112.2 | 112.2 | 0 | 0 | 0 | 0 | 0 | 0 | 0 | 0 | 0 | 0 | 0 | 0 | 0 | 0 | 0 | 0 | 0 | 0 | 0 | 0 | 0 | 0 | 0 | 0 | 0 | 0 | 0 | 0 | 0 | 0 | 0 | 0 | 0 | 0 | 0 | 0 | 0 | 0 | 0 | 0 | 0 | 0 | 0 | 0 | 0 | 0 | 0 | 0 | 0 | 0 | 0 | 0 | 0 | 0 | 0 | 0 | 0 | 0 | 0 | 0 | 0 | 0 | 0 | 0 | 0 | 0 | 0 | 0 | 0 | 0 | 0 | 0 | 0 | 0 | 0 | 0 | 0 | 0 | 0 | 0 | 0 | 0 | 0 | 0 | 0 | 0 | 0 | 0 | 0 | 0 | 0 | 0 | 0 | 0 | 0 | 0 | 0 | 0 | 0 | 0 | 0 | 0 | 0 | 0 | 0 | 0 | 0 | 0 | 0 | 0 | 0 | 0 | 0 | 0 | 0 | 0 | 0 | 0 | 0 | 0 | 0 | 0 | 0 | 0 | 0 | 0 | 0 | 0 | 0 | 0 | 0 | 0 | 0 | 0 | 0 | 0 | 0 | 0 | 0 | 0 | 0 | 0 | 0 | 0 | 0 | 0 | 0 | 0 | 0 | 0 | 0 | 0 | 0 | 0 | 0 | 0 | 0 | 0 | 0 | 0 | 0 | 0 | 0 | 0 | 0 | 0 | 0 | 0 | 0 | 0 | 0 | 0 | 0 | 0 | 0 | 0 | 0 | 0 | 0 | 0 | 0 | 0 | 0 | 0 | 0 | 0 | 0 | 0 | 0 | 0 | 0 | 0 | 0 | 0 | 0 | 0 | 0 | 0 | 0 | 0 | 0 | 0 | 0 | 0 | 0 | 0 | 0 | 0 | 0 | 0 | 0 | 0 | 0 | 0 | 0 | 0 | 0 | 0 | 0 | 0 | 0 | 0 | 0 | 0 | 0 | 0 | 0 | 0 | 0 | 0 | 0 | 0 | 0 | 0 | 0 | 0 | 0 | 0 | 0 | 0 | 0 | 0 | 0 | 0 | 0 | 0 | 0 | 0 | 0 | 0 | 0 | 0 | 0 | 0 | 0 | 0 | 0 | 0 | 0 | 0 | 0 | 0 | 0 | 0 | 0 | 0 | 0 | 0 | 0 | 0 | 0 | 0 | 0 | 0 | 0 | 0 | 0 | 0 | 0 | 0 | 0 | 0 | 0 | 0 | 0 | 0 | 0 | 0 | 0 | 0 | 0 | 0 | 0 | 0 | 0 | 0 | 0 | 0 | 0 | 0 | 0 | 0 | 0 | 0 | 0 | 0 | 0 | 0 | 0 | 0 | 0 | 0 | 0 | 0 | 0 | 0 | 0 | 0 | 0 | 0 | 0 | 0 | 0 | 0 | 0 | 0 | 0 | 0 | 0 | 0 | 0 | 0 | 0 | 0 | 0 | 0 | 0 | 0 | 0 | 0 | 0 | 0 | 0 | 0 | 0 | 0 | 0 | 0 | 0 | 0 | 0 | 0 | 0 | 0 | 0 | 0 | 0 | 0 | 0 | 0 | 0 | 0 | 0 | 0 | 0 | 0 | 0 | 0 | 0 | 0 | 0 | 0 | 0 | 0 | 0 | 0 | 0 | 0 | 0 | 0 | 0 | 0 | 0 | 0 | 0 | 0 | 0 | 0 | 0 | 0 | 0 | 0 | 0 | 0 | 0 | 0 | 0 | 0 | 0 | 0 | 0 | 0 | 0 | 0 | 0 | 0 | 0 | 0 | 0 | 0 | 0 | 0 | 0 | 0 | 0 | 0 | 0 | 0 | 0 | 0 | 0 | 0 | 0 | 0 | 0 | 0 | 0 | 0 | 0 | 0 | 0 | 0 | 0 | 0 | 0 | 0 | 0 | 0 | 0 | 0 | 0 | 0 | 0 | 0 | 0 | 0 | 0 | 0 | 0 | 0 | 0 | 0 | 0 | 0 | 0 | 0 | 0 | 0 | 0 | 0 | 0 | 0 | 0 | 0 | 0 | 0 | 0 | 0 | 0 | 0 | 0 | 0 | 0 | 0 | 0 | 0 | 0
WA_Commercial_WA - College_New_Water Heating_Natural Gas_Water Heater - Temperature Setback_A | WA | Commercial | WA - College | New | Water Heating | Natural Gas | Water Heater - Temperature Setback | A | WCM83 | No water heater temperature setback. | Water heater temperature setback. | 2 | 103.9223 | 0 | 0 | 5 | 0 | 0 | 0 | 0.28365 | 0.25 | WHunits | 15% | 100% | Discretionary | Retro5Med_WA | 85% | Water Heater | 0% | 0 |  | 0 |  | 0 | IL TRM - RS-HWE-TMPS-V08-210101 | IL TRM - RS-HWE-TMPS-V08-210101 | IL TRM - RS-HWE-TMPS-V08-210101 | No water heater temperature setback. | No water heater temperature setback. | No water heater temperature setback. | No water heater temperature setback. | No water heater temperature setback. | No water heater temperature setback. | No water heater temperature setback. | No water heater temperature setback. | No water heater temperature setback. | No water heater temperature setback. | No water heater temperature setback. | No water heater temperature setback. | No water heater temperature setback. | No water heater temperature setback. | No water heater temperature setback. | No water heater temperature setback. | No water heater temperature setback. | No water heater temperature setback. | No water heater temperature setback. | No water heater temperature setback. | No water heater temperature setback. | No water heater temperature setback. | No water heater temperature setback. | No water heater temperature setback. | No water heater temperature setback. | No water heater temperature setback. | No water heater temperature setback. | Water heater temperature setback. | Water heater temperature setback. | Water heater temperature setback. | Water heater temperature setback. | Water heater temperature setback. | Water heater temperature setback. | Water heater temperature setback. | Water heater temperature setback. | Water heater temperature setback. | Water heater temperature setback. | Water heater temperature setback. | Water heater temperature setback. | Water heater temperature setback. | Water heater temperature setback. | Water heater temperature setback. | Water heater temperature setback. | Water heater temperature setback. | Water heater temperature setback. | Water heater temperature setback. | Water heater temperature setback. | Water heater temperature setback. | Water heater temperature setback. | Water heater temperature setback. | Water heater temperature setback. | Water heater temperature setback. | Water heater temperature setback. | Water heater temperature setback. | 5 | 5 | 5 | 5 | 5 | 5 | 5 | 5 | 5 | 5 | 5 | 5 | 5 | 5 | 5 | 5 | 5 | 5 | 5 | 5 | 5 | 5 | 5 | 5 | 5 | 5 | 5 | 0 | 0 | 0 | 0 | 0 | 0 | 0 | 0 | 0 | 0 | 0 | 0 | 0 | 0 | 0 | 0 | 0 | 0 | 0 | 0 | 0 | 0 | 0 | 0 | 0 | 0 | 0 | 0 | 0 | 0 | 0 | 0 | 0 | 0 | 0 | 0 | 0 | 0 | 0 | 0 | 0 | 0 | 0 | 0 | 0 | 0 | 0 | 0 | 0 | 0 | 0 | 0 | 0 | 0 | 0 | 0 | 0 | 0 | 0 | 0 | 0 | 0 | 0 | 0 | 0 | 0 | 0 | 0 | 0 | 0 | 0 | 0 | 0 | 0 | 0 | 0 | 0 | 0 | 0 | 0 | 0 | 0 | 0 | 0 | 0 | 0 | 0 | 0 | 0 | 0 | 0 | 0 | 0 | 0 | 0 | 0 | 0 | 0 | 0 | 0 | 0 | 0 | 0 | 0 | 0 | 0 | 0 | 0 | 0 | 0 | 0 | 0 | 0 | 0 | 0 | 0 | 0 | 0 | 0 | 0 | 0 | 0 | 0 | 0 | 0 | 0 | 0 | 0 | 0 | 0 | 0 | 0 | 0 | 0 | 0 | 0 | 0 | 0 | 0 | 0 | 0 | 0 | 0 | 0 | 0 | 0 | 0 | 0 | 0 | 0 | 0 | 0 | 0 | 0 | 0 | 0 | 0 | 0 | 0 | 0 | 0 | 0 | 0 | 0 | 0 | 0 | 0 | 0 | 0 | 0 | 0 | 0 | 0 | 0 | 0 | 0 | 0 | 0 | 0 | 0 | 0 | 0 | 0 | 0 | 0 | 0 | 0 | 0 | 0 | 0 | 0 | 0 | 0 | 0 | 0 | 0 | 0 | 0 | 0 | 0 | 0 | 0 | 0 | 0 | 0 | 0 | 0 | 0 | 0 | 0 | 0 | 0 | 0 | 0 | 0 | 0 | 0 | 0 | 0 | 0 | 0 | 0 | 0 | 0 | 0 | 0 | 0 | 0 | 0 | 0 | 0 | 0 | 0 | 0 | 0 | 0 | 0 | 0 | 0 | 0 | 0 | 0 | 0 | 0 | 0 | 0 | 0 | 0 | 0 | 0 | 0 | 0 | 0 | 0 | 0 | 0 | 0 | 0 | 0 | 0 | 0 | 0 | 0 | 0 | 0 | 0 | 0 | 0 | 0 | 0 | 0 | 0 | 0 | 0 | 0 | 0 | 0 | 0 | 0 | 0 | 0 | 0 | 0 | 0 | 0 | 0 | 0 | 0 | 0 | 0 | 0 | 0 | 0 | 0 | 0 | 0 | 0 | 0 | 0 | 0 | 0 | 0 | 0 | 0 | 0 | 0 | 0 | 0 | 0 | 0 | 0 | 0 | 0 | 0 | 0 | 0 | 0 | 0 | 0 | 0 | 0 | 0 | 0 | 0 | 0 | 0 | 0 | 0 | 0 | 0 | 0 | 0 | 0 | 0 | 0 | 0 | 0 | 0 | 0 | 0 | 0 | 0 | 0 | 0 | 0 | 0 | 0 | 0 | 0 | 0 | 0 | 0 | 0 | 0 | 0 | 0 | 0 | 0 | 0 | 0 | 0 | 0 | 0 | 0 | 0 | 0 | 0 | 0 | 0 | 0 | 0 | 0 | 0 | 0 | 0 | 0 | 0 | 0 | 0 | 0 | 0 | 0 | 0 | 0 | 0 | 0 | 0 | 0 | 0 | 0 | 0 | 0 | 0 | 0 | 0 | 0 | 0 | 0 | 0 | 0 | 0 | 0 | 0 | 0 | 0 | 0 | 0 | 0 | 0 | 0 | 0 | 0 | 0 | 0 | 0 | 0 | 0 | 0 | 0 | 0 | 0 | 0 | 0 | 0 | 0 | 0 | 0 | 0 | 0 | 0 | 0 | 0 | 0 | 0 | 0 | 0 | 0 | 0 | 0 | 0 | 0 | 0 | 0 | 0 | 0 | 0 | 0 | 0 | 0 | 0 | 0 | 0 | 0 | 0 | 0 | 0 | 0 | 0 | 0 | 0 | 0 | 0 | 0 | 0 | 0 | 0 | 0 | 0 | 0 | 0 | 0 | 0 | 0 | 0 | 0 | 0 | 0
WA_Commercial_WA - College_New_Water Heating_Natural Gas_Water Heater - Faucet Aerators_A | WA | Commercial | WA - College | New | Water Heating | Natural Gas | Water Heater - Faucet Aerators | A | WCM84 | 0 | 0 | 10 | 13.3737 | 0 | 0 | 7.44 | 14.88 | 0 | 0 | 0.28365 | 0.25 | faucet | 86.67% | 86.67% | Discretionary | Retro5Med_WA | 85% | Water Heater | 0% | 0 |  | 0 |  | 0 | DHW_AER-Water Heating-XCELCO-2017-18-6 | DHW_AER-Water Heating-XCELCO-2017-18-6 | DHW_AER-Water Heating-ILTRM-v5.0-23 | 0 | 0 | 0 | 0 | 0 | 0 | 0 | 0 | 0 | 0 | 0 | 0 | 0 | 0 | 0 | 0 | 0 | 0 | 0 | 0 | 0 | 0 | 0 | 0 | 0 | 0 | 0 | 0 | 0 | 0 | 0 | 0 | 0 | 0 | 0 | 0 | 0 | 0 | 0 | 0 | 0 | 0 | 0 | 0 | 0 | 0 | 0 | 0 | 0 | 0 | 0 | 0 | 0 | 0 | 7.44 | 7.44 | 7.44 | 7.44 | 7.44 | 7.44 | 7.44 | 7.44 | 7.44 | 7.44 | 7.44 | 7.44 | 7.44 | 7.44 | 7.44 | 7.44 | 7.44 | 7.44 | 7.44 | 7.44 | 7.44 | 7.44 | 7.44 | 7.44 | 7.44 | 7.44 | 7.44 | 0 | 0 | 0 | 0 | 0 | 0 | 0 | 0 | 0 | 0 | 0 | 0 | 0 | 0 | 0 | 0 | 0 | 0 | 0 | 0 | 0 | 0 | 0 | 0 | 0 | 0 | 0 | 0 | 0 | 0 | 0 | 0 | 0 | 0 | 0 | 0 | 0 | 0 | 0 | 0 | 0 | 0 | 0 | 0 | 0 | 0 | 0 | 0 | 0 | 0 | 0 | 0 | 0 | 0 | 0 | 0 | 0 | 0 | 0 | 0 | 0 | 0 | 0 | 0 | 0 | 0 | 0 | 0 | 0 | 0 | 0 | 0 | 0 | 0 | 0 | 0 | 0 | 0 | 0 | 0 | 0 | 0 | 0 | 0 | 0 | 0 | 0 | 0 | 0 | 0 | 0 | 0 | 0 | 0 | 0 | 0 | 0 | 0 | 0 | 0 | 0 | 0 | 0 | 0 | 0 | 0 | 0 | 0 | 0 | 0 | 0 | 0 | 0 | 0 | 0 | 0 | 0 | 0 | 0 | 0 | 0 | 0 | 0 | 0 | 0 | 0 | 0 | 0 | 0 | 0 | 0 | 0 | 0 | 0 | 0 | 0 | 0 | 0 | 0 | 0 | 0 | 0 | 0 | 0 | 0 | 0 | 0 | 0 | 0 | 0 | 0 | 0 | 0 | 0 | 0 | 0 | 0 | 0 | 0 | 0 | 0 | 0 | 0 | 0 | 0 | 0 | 0 | 0 | 0 | 0 | 0 | 0 | 0 | 0 | 0 | 0 | 0 | 0 | 0 | 0 | 0 | 0 | 0 | 0 | 0 | 0 | 0 | 0 | 0 | 0 | 0 | 0 | 0 | 0 | 0 | 0 | 0 | 0 | 0 | 0 | 0 | 0 | 0 | 0 | 0 | 0 | 0 | 0 | 0 | 0 | 0 | 0 | 0 | 0 | 0 | 0 | 0 | 0 | 0 | 0 | 0 | 0 | 0 | 0 | 0 | 0 | 0 | 0 | 0 | 0 | 0 | 0 | 0 | 0 | 0 | 0 | 0 | 0 | 0 | 0 | 0 | 0 | 0 | 0 | 0 | 0 | 0 | 0 | 0 | 0 | 0 | 0 | 0 | 0 | 0 | 0 | 0 | 0 | 0 | 0 | 0 | 0 | 0 | 0 | 0 | 0 | 0 | 0 | 0 | 0 | 0 | 0 | 0 | 0 | 0 | 0 | 0 | 0 | 0 | 0 | 0 | 0 | 0 | 0 | 0 | 0 | 0 | 0 | 0 | 0 | 0 | 0 | 0 | 0 | 0 | 0 | 0 | 0 | 0 | 0 | 0 | 0 | 0 | 0 | 0 | 0 | 0 | 0 | 0 | 0 | 0 | 0 | 0 | 0 | 0 | 0 | 0 | 0 | 0 | 0 | 0 | 0 | 0 | 0 | 0 | 0 | 0 | 0 | 0 | 0 | 0 | 0 | 0 | 0 | 0 | 0 | 0 | 0 | 0 | 0 | 0 | 0 | 0 | 0 | 0 | 0 | 0 | 0 | 0 | 0 | 0 | 0 | 0 | 0 | 0 | 0 | 0 | 0 | 0 | 0 | 0 | 0 | 0 | 0 | 0 | 0 | 0 | 0 | 0 | 0 | 0 | 0 | 0 | 0 | 0 | 0 | 0 | 0 | 0 | 0 | 0 | 0 | 0 | 0 | 0 | 0 | 0 | 0 | 0 | 0 | 0 | 0 | 0 | 0 | 0 | 0 | 0 | 0 | 0 | 0 | 0 | 0 | 0 | 0 | 0 | 0 | 0 | 0 | 0 | 0 | 0 | 0 | 0 | 0 | 0 | 0 | 0 | 0 | 0 | 0 | 0 | 0 | 0 | 0 | 0 | 0 | 0 | 0 | 0 | 0 | 0 | 0 | 0 | 0 | 0 | 0 | 0 | 0 | 0 | 0 | 0 | 0 | 0 | 0 | 0 | 0 | 0 | 0 | 0 | 0 | 0 | 0 | 0 | 0 | 0 | 0 | 0 | 0 | 0 | 0 | 0 | 0 | 0 | 0 | 0 | 0 | 0 | 0 | 0 | 0 | 0 | 0 | 0 | 0 | 0 | 0 | 0
WA_Commercial_WA - College_New_Water Heating_Natural Gas_Water Heater - Low-Flow Showerheads_A | WA | Commercial | WA - College | New | Water Heating | Natural Gas | Water Heater - Low-Flow Showerheads | A | WCM85 | 0 | 0 | 10 | 4.1869 | 0 | 0 | 19.75 | 18.21 | 0 | 0 | 0.28365 | 0.25 | Showerhead | 86.67% | 86.67% | Discretionary | Retro5Med_WA | 85% | Water Heater | 0% | 0 |  | 0 |  | 0 | Com-Showerheads-2021P_V2 | Com-Showerheads-2021P_V2 | Com-Showerheads-2021P_V2 | 0 | 0 | 0 | 0 | 0 | 0 | 0 | 0 | 0 | 0 | 0 | 0 | 0 | 0 | 0 | 0 | 0 | 0 | 0 | 0 | 0 | 0 | 0 | 0 | 0 | 0 | 0 | 0 | 0 | 0 | 0 | 0 | 0 | 0 | 0 | 0 | 0 | 0 | 0 | 0 | 0 | 0 | 0 | 0 | 0 | 0 | 0 | 0 | 0 | 0 | 0 | 0 | 0 | 0 | 19.75 | 19.75 | 19.75 | 19.75 | 19.75 | 19.75 | 19.75 | 19.75 | 19.75 | 19.75 | 19.75 | 19.75 | 19.75 | 19.75 | 19.75 | 19.75 | 19.75 | 19.75 | 19.75 | 19.75 | 19.75 | 19.75 | 19.75 | 19.75 | 19.75 | 19.75 | 19.75 | 0 | 0 | 0 | 0 | 0 | 0 | 0 | 0 | 0 | 0 | 0 | 0 | 0 | 0 | 0 | 0 | 0 | 0 | 0 | 0 | 0 | 0 | 0 | 0 | 0 | 0 | 0 | 0 | 0 | 0 | 0 | 0 | 0 | 0 | 0 | 0 | 0 | 0 | 0 | 0 | 0 | 0 | 0 | 0 | 0 | 0 | 0 | 0 | 0 | 0 | 0 | 0 | 0 | 0 | 0 | 0 | 0 | 0 | 0 | 0 | 0 | 0 | 0 | 0 | 0 | 0 | 0 | 0 | 0 | 0 | 0 | 0 | 0 | 0 | 0 | 0 | 0 | 0 | 0 | 0 | 0 | 0 | 0 | 0 | 0 | 0 | 0 | 0 | 0 | 0 | 0 | 0 | 0 | 0 | 0 | 0 | 0 | 0 | 0 | 0 | 0 | 0 | 0 | 0 | 0 | 0 | 0 | 0 | 0 | 0 | 0 | 0 | 0 | 0 | 0 | 0 | 0 | 0 | 0 | 0 | 0 | 0 | 0 | 0 | 0 | 0 | 0 | 0 | 0 | 0 | 0 | 0 | 0 | 0 | 0 | 0 | 0 | 0 | 0 | 0 | 0 | 0 | 0 | 0 | 0 | 0 | 0 | 0 | 0 | 0 | 0 | 0 | 0 | 0 | 0 | 0 | 0 | 0 | 0 | 0 | 0 | 0 | 0 | 0 | 0 | 0 | 0 | 0 | 0 | 0 | 0 | 0 | 0 | 0 | 0 | 0 | 0 | 0 | 0 | 0 | 0 | 0 | 0 | 0 | 0 | 0 | 0 | 0 | 0 | 0 | 0 | 0 | 0 | 0 | 0 | 0 | 0 | 0 | 0 | 0 | 0 | 0 | 0 | 0 | 0 | 0 | 0 | 0 | 0 | 0 | 0 | 0 | 0 | 0 | 0 | 0 | 0 | 0 | 0 | 0 | 0 | 0 | 0 | 0 | 0 | 0 | 0 | 0 | 0 | 0 | 0 | 0 | 0 | 0 | 0 | 0 | 0 | 0 | 0 | 0 | 0 | 0 | 0 | 0 | 0 | 0 | 0 | 0 | 0 | 0 | 0 | 0 | 0 | 0 | 0 | 0 | 0 | 0 | 0 | 0 | 0 | 0 | 0 | 0 | 0 | 0 | 0 | 0 | 0 | 0 | 0 | 0 | 0 | 0 | 0 | 0 | 0 | 0 | 0 | 0 | 0 | 0 | 0 | 0 | 0 | 0 | 0 | 0 | 0 | 0 | 0 | 0 | 0 | 0 | 0 | 0 | 0 | 0 | 0 | 0 | 0 | 0 | 0 | 0 | 0 | 0 | 0 | 0 | 0 | 0 | 0 | 0 | 0 | 0 | 0 | 0 | 0 | 0 | 0 | 0 | 0 | 0 | 0 | 0 | 0 | 0 | 0 | 0 | 0 | 0 | 0 | 0 | 0 | 0 | 0 | 0 | 0 | 0 | 0 | 0 | 0 | 0 | 0 | 0 | 0 | 0 | 0 | 0 | 0 | 0 | 0 | 0 | 0 | 0 | 0 | 0 | 0 | 0 | 0 | 0 | 0 | 0 | 0 | 0 | 0 | 0 | 0 | 0 | 0 | 0 | 0 | 0 | 0 | 0 | 0 | 0 | 0 | 0 | 0 | 0 | 0 | 0 | 0 | 0 | 0 | 0 | 0 | 0 | 0 | 0 | 0 | 0 | 0 | 0 | 0 | 0 | 0 | 0 | 0 | 0 | 0 | 0 | 0 | 0 | 0 | 0 | 0 | 0 | 0 | 0 | 0 | 0 | 0 | 0 | 0 | 0 | 0 | 0 | 0 | 0 | 0 | 0 | 0 | 0 | 0 | 0 | 0 | 0 | 0 | 0 | 0 | 0 | 0 | 0 | 0 | 0 | 0 | 0 | 0 | 0 | 0 | 0 | 0 | 0 | 0 | 0 | 0 | 0 | 0 | 0 | 0 | 0 | 0 | 0 | 0 | 0 | 0 | 0 | 0 | 0 | 0 | 0 | 0 | 0 | 0 | 0 | 0 | 0 | 0 | 0 | 0 | 0 | 0 | 0 | 0 | 0 | 0
WA_Commercial_WA - College_New_Water Heating_Natural Gas_Water Heater - Tank Blanket/Insulation_A | WA | Commercial | WA - College | New | Water Heating | Natural Gas | Water Heater - Tank Blanket/Insulation | A | WCM86 | 0 | 0 | 15 | 200.7769 | 0 | 0 | 1.47 | 0 | 0 | 0 | 0.28365 | 0.25 | WHUnits | 100% | 100% | Discretionary | Retro5Med_WA | 85% | Water Heater | 0% | 0 |  | 0 |  | 0 | IL TRM - 4.3.12 Tank Insulation - CI-HWE-TKIN-V01-210101 / PA TRM - 2.3.4 - State of Pennsylvania TRM, Volume 2: Residential Measures, 2021 Final Order. August 8, 2019. | IL TRM - 4.3.12 Tank Insulation - CI-HWE-TKIN-V01-210101 / PA TRM - 2.3.4 - State of Pennsylvania TRM, Volume 2: Residential Measures, 2021 Final Order. August 8, 2019. | IL TRM - 4.3.12 Tank Insulation - CI-HWE-TKIN-V01-210101 / PA TRM - 2.3.4 - State of Pennsylvania TRM, Volume 2: Residential Measures, 2021 Final Order. August 8, 2019. | 0 | 0 | 0 | 0 | 0 | 0 | 0 | 0 | 0 | 0 | 0 | 0 | 0 | 0 | 0 | 0 | 0 | 0 | 0 | 0 | 0 | 0 | 0 | 0 | 0 | 0 | 0 | 0 | 0 | 0 | 0 | 0 | 0 | 0 | 0 | 0 | 0 | 0 | 0 | 0 | 0 | 0 | 0 | 0 | 0 | 0 | 0 | 0 | 0 | 0 | 0 | 0 | 0 | 0 | 1.47 | 1.47 | 1.47 | 1.47 | 1.47 | 1.47 | 1.47 | 1.47 | 1.47 | 1.47 | 1.47 | 1.47 | 1.47 | 1.47 | 1.47 | 1.47 | 1.47 | 1.47 | 1.47 | 1.47 | 1.47 | 1.47 | 1.47 | 1.47 | 1.47 | 1.47 | 1.47 | 0 | 0 | 0 | 0 | 0 | 0 | 0 | 0 | 0 | 0 | 0 | 0 | 0 | 0 | 0 | 0 | 0 | 0 | 0 | 0 | 0 | 0 | 0 | 0 | 0 | 0 | 0 | 0 | 0 | 0 | 0 | 0 | 0 | 0 | 0 | 0 | 0 | 0 | 0 | 0 | 0 | 0 | 0 | 0 | 0 | 0 | 0 | 0 | 0 | 0 | 0 | 0 | 0 | 0 | 0 | 0 | 0 | 0 | 0 | 0 | 0 | 0 | 0 | 0 | 0 | 0 | 0 | 0 | 0 | 0 | 0 | 0 | 0 | 0 | 0 | 0 | 0 | 0 | 0 | 0 | 0 | 0 | 0 | 0 | 0 | 0 | 0 | 0 | 0 | 0 | 0 | 0 | 0 | 0 | 0 | 0 | 0 | 0 | 0 | 0 | 0 | 0 | 0 | 0 | 0 | 0 | 0 | 0 | 0 | 0 | 0 | 0 | 0 | 0 | 0 | 0 | 0 | 0 | 0 | 0 | 0 | 0 | 0 | 0 | 0 | 0 | 0 | 0 | 0 | 0 | 0 | 0 | 0 | 0 | 0 | 0 | 0 | 0 | 0 | 0 | 0 | 0 | 0 | 0 | 0 | 0 | 0 | 0 | 0 | 0 | 0 | 0 | 0 | 0 | 0 | 0 | 0 | 0 | 0 | 0 | 0 | 0 | 0 | 0 | 0 | 0 | 0 | 0 | 0 | 0 | 0 | 0 | 0 | 0 | 0 | 0 | 0 | 0 | 0 | 0 | 0 | 0 | 0 | 0 | 0 | 0 | 0 | 0 | 0 | 0 | 0 | 0 | 0 | 0 | 0 | 0 | 0 | 0 | 0 | 0 | 0 | 0 | 0 | 0 | 0 | 0 | 0 | 0 | 0 | 0 | 0 | 0 | 0 | 0 | 0 | 0 | 0 | 0 | 0 | 0 | 0 | 0 | 0 | 0 | 0 | 0 | 0 | 0 | 0 | 0 | 0 | 0 | 0 | 0 | 0 | 0 | 0 | 0 | 0 | 0 | 0 | 0 | 0 | 0 | 0 | 0 | 0 | 0 | 0 | 0 | 0 | 0 | 0 | 0 | 0 | 0 | 0 | 0 | 0 | 0 | 0 | 0 | 0 | 0 | 0 | 0 | 0 | 0 | 0 | 0 | 0 | 0 | 0 | 0 | 0 | 0 | 0 | 0 | 0 | 0 | 0 | 0 | 0 | 0 | 0 | 0 | 0 | 0 | 0 | 0 | 0 | 0 | 0 | 0 | 0 | 0 | 0 | 0 | 0 | 0 | 0 | 0 | 0 | 0 | 0 | 0 | 0 | 0 | 0 | 0 | 0 | 0 | 0 | 0 | 0 | 0 | 0 | 0 | 0 | 0 | 0 | 0 | 0 | 0 | 0 | 0 | 0 | 0 | 0 | 0 | 0 | 0 | 0 | 0 | 0 | 0 | 0 | 0 | 0 | 0 | 0 | 0 | 0 | 0 | 0 | 0 | 0 | 0 | 0 | 0 | 0 | 0 | 0 | 0 | 0 | 0 | 0 | 0 | 0 | 0 | 0 | 0 | 0 | 0 | 0 | 0 | 0 | 0 | 0 | 0 | 0 | 0 | 0 | 0 | 0 | 0 | 0 | 0 | 0 | 0 | 0 | 0 | 0 | 0 | 0 | 0 | 0 | 0 | 0 | 0 | 0 | 0 | 0 | 0 | 0 | 0 | 0 | 0 | 0 | 0 | 0 | 0 | 0 | 0 | 0 | 0 | 0 | 0 | 0 | 0 | 0 | 0 | 0 | 0 | 0 | 0 | 0 | 0 | 0 | 0 | 0 | 0 | 0 | 0 | 0 | 0 | 0 | 0 | 0 | 0 | 0 | 0 | 0 | 0 | 0 | 0 | 0 | 0 | 0 | 0 | 0 | 0 | 0 | 0 | 0 | 0 | 0 | 0 | 0 | 0 | 0 | 0 | 0 | 0 | 0 | 0 | 0 | 0 | 0 | 0 | 0 | 0 | 0 | 0 | 0 | 0 | 0 | 0 | 0 | 0 | 0 | 0 | 0 | 0 | 0 | 0 | 0
WA_Commercial_WA - College_New_Water Heating_Natural Gas_Water Heater - Drainwater Heat Recovery_A | WA | Commercial | WA - College | New | Water Heating | Natural Gas | Water Heater - Drainwater Heat Recovery | A | WCM87 | 0 | 0 | 40 | 24.0613 | 0 | 0 | 948.56 | 0 | 0 | 0 | 0.28365 | 0.25 | faucet | 86.67% | 86.67% | Discretionary | Retro5Med_WA | 85% | Water Heater | 0% | 0 |  | 0 |  | 0 | DHW_DWHR-Water Heating-OPATRM-v1-1 | DHW_DWHR-Water Heating-OPATRM-v1-1 | DHW_DWHR-Water Heating-MNTRM-v1.0-7 | 0 | 0 | 0 | 0 | 0 | 0 | 0 | 0 | 0 | 0 | 0 | 0 | 0 | 0 | 0 | 0 | 0 | 0 | 0 | 0 | 0 | 0 | 0 | 0 | 0 | 0 | 0 | 0 | 0 | 0 | 0 | 0 | 0 | 0 | 0 | 0 | 0 | 0 | 0 | 0 | 0 | 0 | 0 | 0 | 0 | 0 | 0 | 0 | 0 | 0 | 0 | 0 | 0 | 0 | 948.56 | 948.56 | 948.56 | 948.56 | 948.56 | 948.56 | 948.56 | 948.56 | 948.56 | 948.56 | 948.56 | 948.56 | 948.56 | 948.56 | 948.56 | 948.56 | 948.56 | 948.56 | 948.56 | 948.56 | 948.56 | 948.56 | 948.56 | 948.56 | 948.56 | 948.56 | 948.56 | 0 | 0 | 0 | 0 | 0 | 0 | 0 | 0 | 0 | 0 | 0 | 0 | 0 | 0 | 0 | 0 | 0 | 0 | 0 | 0 | 0 | 0 | 0 | 0 | 0 | 0 | 0 | 0 | 0 | 0 | 0 | 0 | 0 | 0 | 0 | 0 | 0 | 0 | 0 | 0 | 0 | 0 | 0 | 0 | 0 | 0 | 0 | 0 | 0 | 0 | 0 | 0 | 0 | 0 | 0 | 0 | 0 | 0 | 0 | 0 | 0 | 0 | 0 | 0 | 0 | 0 | 0 | 0 | 0 | 0 | 0 | 0 | 0 | 0 | 0 | 0 | 0 | 0 | 0 | 0 | 0 | 0 | 0 | 0 | 0 | 0 | 0 | 0 | 0 | 0 | 0 | 0 | 0 | 0 | 0 | 0 | 0 | 0 | 0 | 0 | 0 | 0 | 0 | 0 | 0 | 0 | 0 | 0 | 0 | 0 | 0 | 0 | 0 | 0 | 0 | 0 | 0 | 0 | 0 | 0 | 0 | 0 | 0 | 0 | 0 | 0 | 0 | 0 | 0 | 0 | 0 | 0 | 0 | 0 | 0 | 0 | 0 | 0 | 0 | 0 | 0 | 0 | 0 | 0 | 0 | 0 | 0 | 0 | 0 | 0 | 0 | 0 | 0 | 0 | 0 | 0 | 0 | 0 | 0 | 0 | 0 | 0 | 0 | 0 | 0 | 0 | 0 | 0 | 0 | 0 | 0 | 0 | 0 | 0 | 0 | 0 | 0 | 0 | 0 | 0 | 0 | 0 | 0 | 0 | 0 | 0 | 0 | 0 | 0 | 0 | 0 | 0 | 0 | 0 | 0 | 0 | 0 | 0 | 0 | 0 | 0 | 0 | 0 | 0 | 0 | 0 | 0 | 0 | 0 | 0 | 0 | 0 | 0 | 0 | 0 | 0 | 0 | 0 | 0 | 0 | 0 | 0 | 0 | 0 | 0 | 0 | 0 | 0 | 0 | 0 | 0 | 0 | 0 | 0 | 0 | 0 | 0 | 0 | 0 | 0 | 0 | 0 | 0 | 0 | 0 | 0 | 0 | 0 | 0 | 0 | 0 | 0 | 0 | 0 | 0 | 0 | 0 | 0 | 0 | 0 | 0 | 0 | 0 | 0 | 0 | 0 | 0 | 0 | 0 | 0 | 0 | 0 | 0 | 0 | 0 | 0 | 0 | 0 | 0 | 0 | 0 | 0 | 0 | 0 | 0 | 0 | 0 | 0 | 0 | 0 | 0 | 0 | 0 | 0 | 0 | 0 | 0 | 0 | 0 | 0 | 0 | 0 | 0 | 0 | 0 | 0 | 0 | 0 | 0 | 0 | 0 | 0 | 0 | 0 | 0 | 0 | 0 | 0 | 0 | 0 | 0 | 0 | 0 | 0 | 0 | 0 | 0 | 0 | 0 | 0 | 0 | 0 | 0 | 0 | 0 | 0 | 0 | 0 | 0 | 0 | 0 | 0 | 0 | 0 | 0 | 0 | 0 | 0 | 0 | 0 | 0 | 0 | 0 | 0 | 0 | 0 | 0 | 0 | 0 | 0 | 0 | 0 | 0 | 0 | 0 | 0 | 0 | 0 | 0 | 0 | 0 | 0 | 0 | 0 | 0 | 0 | 0 | 0 | 0 | 0 | 0 | 0 | 0 | 0 | 0 | 0 | 0 | 0 | 0 | 0 | 0 | 0 | 0 | 0 | 0 | 0 | 0 | 0 | 0 | 0 | 0 | 0 | 0 | 0 | 0 | 0 | 0 | 0 | 0 | 0 | 0 | 0 | 0 | 0 | 0 | 0 | 0 | 0 | 0 | 0 | 0 | 0 | 0 | 0 | 0 | 0 | 0 | 0 | 0 | 0 | 0 | 0 | 0 | 0 | 0 | 0 | 0 | 0 | 0 | 0 | 0 | 0 | 0 | 0 | 0 | 0 | 0 | 0 | 0 | 0 | 0 | 0 | 0 | 0 | 0 | 0 | 0 | 0 | 0 | 0 | 0 | 0 | 0 | 0 | 0 | 0 | 0 | 0 | 0 | 0 | 0 | 0 | 0 | 0 | 0 | 0 | 0
WA_Commercial_WA - College_New_Water Heating_Natural Gas_Water Heater - Circulation Pump Controls_A | WA | Commercial | WA - College | New | Water Heating | Natural Gas | Water Heater - Circulation Pump Controls | A | WCM88 | Circulation pump with no controls. | Controlled circulation pump. | 11.5 | 1263.3763 | 0 | 0 | 913.56 | 0 | 0 | 0 | 0.28365 | 0.25 | perbldg | 15% | 26.67% | Discretionary | Retro5Med_WA | 85% | Water Heater | 0% | 0 |  | 0 |  | 0 | RTF - ComResCirculatorPumps_2_3 - AEG Edited | RTF - ComResCirculatorPumps_2_3 - AEG Edited | RTF - ComResCirculatorPumps_2_3 - AEG Edited | Circulation pump with no controls. | Circulation pump with no controls. | Circulation pump with no controls. | Circulation pump with no controls. | Circulation pump with no controls. | Circulation pump with no controls. | Circulation pump with no controls. | Circulation pump with no controls. | Circulation pump with no controls. | Circulation pump with no controls. | Circulation pump with no controls. | Circulation pump with no controls. | Circulation pump with no controls. | Circulation pump with no controls. | Circulation pump with no controls. | Circulation pump with no controls. | Circulation pump with no controls. | Circulation pump with no controls. | Circulation pump with no controls. | Circulation pump with no controls. | Circulation pump with no controls. | Circulation pump with no controls. | Circulation pump with no controls. | Circulation pump with no controls. | Circulation pump with no controls. | Circulation pump with no controls. | Circulation pump with no controls. | Controlled circulation pump. | Controlled circulation pump. | Controlled circulation pump. | Controlled circulation pump. | Controlled circulation pump. | Controlled circulation pump. | Controlled circulation pump. | Controlled circulation pump. | Controlled circulation pump. | Controlled circulation pump. | Controlled circulation pump. | Controlled circulation pump. | Controlled circulation pump. | Controlled circulation pump. | Controlled circulation pump. | Controlled circulation pump. | Controlled circulation pump. | Controlled circulation pump. | Controlled circulation pump. | Controlled circulation pump. | Controlled circulation pump. | Controlled circulation pump. | Controlled circulation pump. | Controlled circulation pump. | Controlled circulation pump. | Controlled circulation pump. | Controlled circulation pump. | 913.56 | 913.56 | 913.56 | 913.56 | 913.56 | 913.56 | 913.56 | 913.56 | 913.56 | 913.56 | 913.56 | 913.56 | 913.56 | 913.56 | 913.56 | 913.56 | 913.56 | 913.56 | 913.56 | 913.56 | 913.56 | 913.56 | 913.56 | 913.56 | 913.56 | 913.56 | 913.56 | 0 | 0 | 0 | 0 | 0 | 0 | 0 | 0 | 0 | 0 | 0 | 0 | 0 | 0 | 0 | 0 | 0 | 0 | 0 | 0 | 0 | 0 | 0 | 0 | 0 | 0 | 0 | 0 | 0 | 0 | 0 | 0 | 0 | 0 | 0 | 0 | 0 | 0 | 0 | 0 | 0 | 0 | 0 | 0 | 0 | 0 | 0 | 0 | 0 | 0 | 0 | 0 | 0 | 0 | 0 | 0 | 0 | 0 | 0 | 0 | 0 | 0 | 0 | 0 | 0 | 0 | 0 | 0 | 0 | 0 | 0 | 0 | 0 | 0 | 0 | 0 | 0 | 0 | 0 | 0 | 0 | 0 | 0 | 0 | 0 | 0 | 0 | 0 | 0 | 0 | 0 | 0 | 0 | 0 | 0 | 0 | 0 | 0 | 0 | 0 | 0 | 0 | 0 | 0 | 0 | 0 | 0 | 0 | 0 | 0 | 0 | 0 | 0 | 0 | 0 | 0 | 0 | 0 | 0 | 0 | 0 | 0 | 0 | 0 | 0 | 0 | 0 | 0 | 0 | 0 | 0 | 0 | 0 | 0 | 0 | 0 | 0 | 0 | 0 | 0 | 0 | 0 | 0 | 0 | 0 | 0 | 0 | 0 | 0 | 0 | 0 | 0 | 0 | 0 | 0 | 0 | 0 | 0 | 0 | 0 | 0 | 0 | 0 | 0 | 0 | 0 | 0 | 0 | 0 | 0 | 0 | 0 | 0 | 0 | 0 | 0 | 0 | 0 | 0 | 0 | 0 | 0 | 0 | 0 | 0 | 0 | 0 | 0 | 0 | 0 | 0 | 0 | 0 | 0 | 0 | 0 | 0 | 0 | 0 | 0 | 0 | 0 | 0 | 0 | 0 | 0 | 0 | 0 | 0 | 0 | 0 | 0 | 0 | 0 | 0 | 0 | 0 | 0 | 0 | 0 | 0 | 0 | 0 | 0 | 0 | 0 | 0 | 0 | 0 | 0 | 0 | 0 | 0 | 0 | 0 | 0 | 0 | 0 | 0 | 0 | 0 | 0 | 0 | 0 | 0 | 0 | 0 | 0 | 0 | 0 | 0 | 0 | 0 | 0 | 0 | 0 | 0 | 0 | 0 | 0 | 0 | 0 | 0 | 0 | 0 | 0 | 0 | 0 | 0 | 0 | 0 | 0 | 0 | 0 | 0 | 0 | 0 | 0 | 0 | 0 | 0 | 0 | 0 | 0 | 0 | 0 | 0 | 0 | 0 | 0 | 0 | 0 | 0 | 0 | 0 | 0 | 0 | 0 | 0 | 0 | 0 | 0 | 0 | 0 | 0 | 0 | 0 | 0 | 0 | 0 | 0 | 0 | 0 | 0 | 0 | 0 | 0 | 0 | 0 | 0 | 0 | 0 | 0 | 0 | 0 | 0 | 0 | 0 | 0 | 0 | 0 | 0 | 0 | 0 | 0 | 0 | 0 | 0 | 0 | 0 | 0 | 0 | 0 | 0 | 0 | 0 | 0 | 0 | 0 | 0 | 0 | 0 | 0 | 0 | 0 | 0 | 0 | 0 | 0 | 0 | 0 | 0 | 0 | 0 | 0 | 0 | 0 | 0 | 0 | 0 | 0 | 0 | 0 | 0 | 0 | 0 | 0 | 0 | 0 | 0 | 0 | 0 | 0 | 0 | 0 | 0 | 0 | 0 | 0 | 0 | 0 | 0 | 0 | 0 | 0 | 0 | 0 | 0 | 0 | 0 | 0 | 0 | 0 | 0 | 0 | 0 | 0 | 0 | 0 | 0 | 0 | 0 | 0 | 0 | 0 | 0 | 0 | 0 | 0 | 0 | 0 | 0 | 0 | 0 | 0 | 0 | 0 | 0 | 0 | 0 | 0 | 0 | 0 | 0 | 0 | 0 | 0 | 0 | 0 | 0 | 0 | 0 | 0 | 0 | 0 | 0 | 0 | 0 | 0 | 0 | 0 | 0 | 0 | 0 | 0 | 0 | 0 | 0 | 0 | 0 | 0 | 0 | 0 | 0 | 0 | 0 | 0 | 0 | 0 | 0 | 0 | 0 | 0 | 0 | 0 | 0 | 0
WA_Commercial_WA - College_New_Water Heating_Natural Gas_Water Heater - Pipe Insulation_A | WA | Commercial | WA - College | New | Water Heating | Natural Gas | Water Heater - Pipe Insulation | A | WCM89 | No insulation. | Water heater pipe insulation. | 15 | 5.02 | 0 | 0 | 19.39 | 0 | 0 | 0 | 0.28365 | 0.25 | PipeFeet | 1.124% | 100% | Discretionary | Retro5Med_WA | 85% | Water Heater | 0% | 0 |  | 0 |  | 0 | IL TRM v10 - 4.4.14 Pipe Insulation - CI-HVC-PINS-V07-220101 | IL TRM v10 - 4.4.14 Pipe Insulation - CI-HVC-PINS-V07-220101 | IL TRM v10 - 4.4.14 Pipe Insulation - CI-HVC-PINS-V07-220101 | No insulation. | No insulation. | No insulation. | No insulation. | No insulation. | No insulation. | No insulation. | No insulation. | No insulation. | No insulation. | No insulation. | No insulation. | No insulation. | No insulation. | No insulation. | No insulation. | No insulation. | No insulation. | No insulation. | No insulation. | No insulation. | No insulation. | No insulation. | No insulation. | No insulation. | No insulation. | No insulation. | Water heater pipe insulation. | Water heater pipe insulation. | Water heater pipe insulation. | Water heater pipe insulation. | Water heater pipe insulation. | Water heater pipe insulation. | Water heater pipe insulation. | Water heater pipe insulation. | Water heater pipe insulation. | Water heater pipe insulation. | Water heater pipe insulation. | Water heater pipe insulation. | Water heater pipe insulation. | Water heater pipe insulation. | Water heater pipe insulation. | Water heater pipe insulation. | Water heater pipe insulation. | Water heater pipe insulation. | Water heater pipe insulation. | Water heater pipe insulation. | Water heater pipe insulation. | Water heater pipe insulation. | Water heater pipe insulation. | Water heater pipe insulation. | Water heater pipe insulation. | Water heater pipe insulation. | Water heater pipe insulation. | 19.39 | 19.39 | 19.39 | 19.39 | 19.39 | 19.39 | 19.39 | 19.39 | 19.39 | 19.39 | 19.39 | 19.39 | 19.39 | 19.39 | 19.39 | 19.39 | 19.39 | 19.39 | 19.39 | 19.39 | 19.39 | 19.39 | 19.39 | 19.39 | 19.39 | 19.39 | 19.39 | 0 | 0 | 0 | 0 | 0 | 0 | 0 | 0 | 0 | 0 | 0 | 0 | 0 | 0 | 0 | 0 | 0 | 0 | 0 | 0 | 0 | 0 | 0 | 0 | 0 | 0 | 0 | 0 | 0 | 0 | 0 | 0 | 0 | 0 | 0 | 0 | 0 | 0 | 0 | 0 | 0 | 0 | 0 | 0 | 0 | 0 | 0 | 0 | 0 | 0 | 0 | 0 | 0 | 0 | 0 | 0 | 0 | 0 | 0 | 0 | 0 | 0 | 0 | 0 | 0 | 0 | 0 | 0 | 0 | 0 | 0 | 0 | 0 | 0 | 0 | 0 | 0 | 0 | 0 | 0 | 0 | 0 | 0 | 0 | 0 | 0 | 0 | 0 | 0 | 0 | 0 | 0 | 0 | 0 | 0 | 0 | 0 | 0 | 0 | 0 | 0 | 0 | 0 | 0 | 0 | 0 | 0 | 0 | 0 | 0 | 0 | 0 | 0 | 0 | 0 | 0 | 0 | 0 | 0 | 0 | 0 | 0 | 0 | 0 | 0 | 0 | 0 | 0 | 0 | 0 | 0 | 0 | 0 | 0 | 0 | 0 | 0 | 0 | 0 | 0 | 0 | 0 | 0 | 0 | 0 | 0 | 0 | 0 | 0 | 0 | 0 | 0 | 0 | 0 | 0 | 0 | 0 | 0 | 0 | 0 | 0 | 0 | 0 | 0 | 0 | 0 | 0 | 0 | 0 | 0 | 0 | 0 | 0 | 0 | 0 | 0 | 0 | 0 | 0 | 0 | 0 | 0 | 0 | 0 | 0 | 0 | 0 | 0 | 0 | 0 | 0 | 0 | 0 | 0 | 0 | 0 | 0 | 0 | 0 | 0 | 0 | 0 | 0 | 0 | 0 | 0 | 0 | 0 | 0 | 0 | 0 | 0 | 0 | 0 | 0 | 0 | 0 | 0 | 0 | 0 | 0 | 0 | 0 | 0 | 0 | 0 | 0 | 0 | 0 | 0 | 0 | 0 | 0 | 0 | 0 | 0 | 0 | 0 | 0 | 0 | 0 | 0 | 0 | 0 | 0 | 0 | 0 | 0 | 0 | 0 | 0 | 0 | 0 | 0 | 0 | 0 | 0 | 0 | 0 | 0 | 0 | 0 | 0 | 0 | 0 | 0 | 0 | 0 | 0 | 0 | 0 | 0 | 0 | 0 | 0 | 0 | 0 | 0 | 0 | 0 | 0 | 0 | 0 | 0 | 0 | 0 | 0 | 0 | 0 | 0 | 0 | 0 | 0 | 0 | 0 | 0 | 0 | 0 | 0 | 0 | 0 | 0 | 0 | 0 | 0 | 0 | 0 | 0 | 0 | 0 | 0 | 0 | 0 | 0 | 0 | 0 | 0 | 0 | 0 | 0 | 0 | 0 | 0 | 0 | 0 | 0 | 0 | 0 | 0 | 0 | 0 | 0 | 0 | 0 | 0 | 0 | 0 | 0 | 0 | 0 | 0 | 0 | 0 | 0 | 0 | 0 | 0 | 0 | 0 | 0 | 0 | 0 | 0 | 0 | 0 | 0 | 0 | 0 | 0 | 0 | 0 | 0 | 0 | 0 | 0 | 0 | 0 | 0 | 0 | 0 | 0 | 0 | 0 | 0 | 0 | 0 | 0 | 0 | 0 | 0 | 0 | 0 | 0 | 0 | 0 | 0 | 0 | 0 | 0 | 0 | 0 | 0 | 0 | 0 | 0 | 0 | 0 | 0 | 0 | 0 | 0 | 0 | 0 | 0 | 0 | 0 | 0 | 0 | 0 | 0 | 0 | 0 | 0 | 0 | 0 | 0 | 0 | 0 | 0 | 0 | 0 | 0 | 0 | 0 | 0 | 0 | 0 | 0 | 0 | 0 | 0 | 0 | 0 | 0 | 0 | 0 | 0 | 0 | 0 | 0 | 0 | 0 | 0 | 0 | 0 | 0 | 0 | 0 | 0 | 0 | 0 | 0 | 0 | 0 | 0 | 0 | 0 | 0 | 0 | 0 | 0 | 0 | 0 | 0 | 0 | 0 | 0 | 0 | 0 | 0 | 0 | 0 | 0 | 0 | 0 | 0 | 0
WA_Commercial_WA - College_New_Water Heating_Natural Gas_Water Heater - Motion Control Faucet_A | WA | Commercial | WA - College | New | Water Heating | Natural Gas | Water Heater - Motion Control Faucet | A | WCM90 | 1.39 gpm w/o motion sensor | 0.35 gpm w/ motion sensor | 5 | 0 | 0 | 0 | 1.07 | 0 | 0 | 0 | 0.28365 | 0.25 | sqft | 30% | 75% | Discretionary | Retro5Med_WA | 85% | Water Heater | 0% | 0 |  | 0 |  | 0 | n/a | n/a | n/a | 1.39 gpm w/o motion sensor | 1.39 gpm w/o motion sensor | 1.39 gpm w/o motion sensor | 1.39 gpm w/o motion sensor | 1.39 gpm w/o motion sensor | 1.39 gpm w/o motion sensor | 1.39 gpm w/o motion sensor | 1.39 gpm w/o motion sensor | 1.39 gpm w/o motion sensor | 1.39 gpm w/o motion sensor | 1.39 gpm w/o motion sensor | 1.39 gpm w/o motion sensor | 1.39 gpm w/o motion sensor | 1.39 gpm w/o motion sensor | 1.39 gpm w/o motion sensor | 1.39 gpm w/o motion sensor | 1.39 gpm w/o motion sensor | 1.39 gpm w/o motion sensor | 1.39 gpm w/o motion sensor | 1.39 gpm w/o motion sensor | 1.39 gpm w/o motion sensor | 1.39 gpm w/o motion sensor | 1.39 gpm w/o motion sensor | 1.39 gpm w/o motion sensor | 1.39 gpm w/o motion sensor | 1.39 gpm w/o motion sensor | 1.39 gpm w/o motion sensor | 0.35 gpm w/ motion sensor | 0.35 gpm w/ motion sensor | 0.35 gpm w/ motion sensor | 0.35 gpm w/ motion sensor | 0.35 gpm w/ motion sensor | 0.35 gpm w/ motion sensor | 0.35 gpm w/ motion sensor | 0.35 gpm w/ motion sensor | 0.35 gpm w/ motion sensor | 0.35 gpm w/ motion sensor | 0.35 gpm w/ motion sensor | 0.35 gpm w/ motion sensor | 0.35 gpm w/ motion sensor | 0.35 gpm w/ motion sensor | 0.35 gpm w/ motion sensor | 0.35 gpm w/ motion sensor | 0.35 gpm w/ motion sensor | 0.35 gpm w/ motion sensor | 0.35 gpm w/ motion sensor | 0.35 gpm w/ motion sensor | 0.35 gpm w/ motion sensor | 0.35 gpm w/ motion sensor | 0.35 gpm w/ motion sensor | 0.35 gpm w/ motion sensor | 0.35 gpm w/ motion sensor | 0.35 gpm w/ motion sensor | 0.35 gpm w/ motion sensor | 1.07 | 1.07 | 1.07 | 1.07 | 1.07 | 1.07 | 1.07 | 1.07 | 1.07 | 1.07 | 1.07 | 1.07 | 1.07 | 1.07 | 1.07 | 1.07 | 1.07 | 1.07 | 1.07 | 1.07 | 1.07 | 1.07 | 1.07 | 1.07 | 1.07 | 1.07 | 1.07 | 0 | 0 | 0 | 0 | 0 | 0 | 0 | 0 | 0 | 0 | 0 | 0 | 0 | 0 | 0 | 0 | 0 | 0 | 0 | 0 | 0 | 0 | 0 | 0 | 0 | 0 | 0 | 0 | 0 | 0 | 0 | 0 | 0 | 0 | 0 | 0 | 0 | 0 | 0 | 0 | 0 | 0 | 0 | 0 | 0 | 0 | 0 | 0 | 0 | 0 | 0 | 0 | 0 | 0 | 0 | 0 | 0 | 0 | 0 | 0 | 0 | 0 | 0 | 0 | 0 | 0 | 0 | 0 | 0 | 0 | 0 | 0 | 0 | 0 | 0 | 0 | 0 | 0 | 0 | 0 | 0 | 0 | 0 | 0 | 0 | 0 | 0 | 0 | 0 | 0 | 0 | 0 | 0 | 0 | 0 | 0 | 0 | 0 | 0 | 0 | 0 | 0 | 0 | 0 | 0 | 0 | 0 | 0 | 0 | 0 | 0 | 0 | 0 | 0 | 0 | 0 | 0 | 0 | 0 | 0 | 0 | 0 | 0 | 0 | 0 | 0 | 0 | 0 | 0 | 0 | 0 | 0 | 0 | 0 | 0 | 0 | 0 | 0 | 0 | 0 | 0 | 0 | 0 | 0 | 0 | 0 | 0 | 0 | 0 | 0 | 0 | 0 | 0 | 0 | 0 | 0 | 0 | 0 | 0 | 0 | 0 | 0 | 0 | 0 | 0 | 0 | 0 | 0 | 0 | 0 | 0 | 0 | 0 | 0 | 0 | 0 | 0 | 0 | 0 | 0 | 0 | 0 | 0 | 0 | 0 | 0 | 0 | 0 | 0 | 0 | 0 | 0 | 0 | 0 | 0 | 0 | 0 | 0 | 0 | 0 | 0 | 0 | 0 | 0 | 0 | 0 | 0 | 0 | 0 | 0 | 0 | 0 | 0 | 0 | 0 | 0 | 0 | 0 | 0 | 0 | 0 | 0 | 0 | 0 | 0 | 0 | 0 | 0 | 0 | 0 | 0 | 0 | 0 | 0 | 0 | 0 | 0 | 0 | 0 | 0 | 0 | 0 | 0 | 0 | 0 | 0 | 0 | 0 | 0 | 0 | 0 | 0 | 0 | 0 | 0 | 0 | 0 | 0 | 0 | 0 | 0 | 0 | 0 | 0 | 0 | 0 | 0 | 0 | 0 | 0 | 0 | 0 | 0 | 0 | 0 | 0 | 0 | 0 | 0 | 0 | 0 | 0 | 0 | 0 | 0 | 0 | 0 | 0 | 0 | 0 | 0 | 0 | 0 | 0 | 0 | 0 | 0 | 0 | 0 | 0 | 0 | 0 | 0 | 0 | 0 | 0 | 0 | 0 | 0 | 0 | 0 | 0 | 0 | 0 | 0 | 0 | 0 | 0 | 0 | 0 | 0 | 0 | 0 | 0 | 0 | 0 | 0 | 0 | 0 | 0 | 0 | 0 | 0 | 0 | 0 | 0 | 0 | 0 | 0 | 0 | 0 | 0 | 0 | 0 | 0 | 0 | 0 | 0 | 0 | 0 | 0 | 0 | 0 | 0 | 0 | 0 | 0 | 0 | 0 | 0 | 0 | 0 | 0 | 0 | 0 | 0 | 0 | 0 | 0 | 0 | 0 | 0 | 0 | 0 | 0 | 0 | 0 | 0 | 0 | 0 | 0 | 0 | 0 | 0 | 0 | 0 | 0 | 0 | 0 | 0 | 0 | 0 | 0 | 0 | 0 | 0 | 0 | 0 | 0 | 0 | 0 | 0 | 0 | 0 | 0 | 0 | 0 | 0 | 0 | 0 | 0 | 0 | 0 | 0 | 0 | 0 | 0 | 0 | 0 | 0 | 0 | 0 | 0 | 0 | 0 | 0 | 0 | 0 | 0 | 0 | 0 | 0 | 0 | 0 | 0 | 0 | 0 | 0 | 0 | 0 | 0 | 0 | 0 | 0 | 0 | 0 | 0 | 0 | 0 | 0 | 0 | 0 | 0 | 0 | 0 | 0 | 0 | 0 | 0 | 0 | 0 | 0 | 0 | 0 | 0 | 0 | 0 | 0 | 0 | 0 | 0 | 0 | 0 | 0 | 0 | 0 | 0
WA_Commercial_WA - College_New_Water Heating_Natural Gas_Water Heater - Solar System_A | WA | Commercial | WA - College | New | Water Heating | Natural Gas | Water Heater - Solar System | A | WCM91 | 0 | Solar water heater with electric backup unit | 20 | 40.1544 | 0 | 0 | 278.76 | 0 | 0 | 0 | 0.28365 | 0.25 | DHW kbtuh | 1% | 40% | Discretionary | Retro5Med_WA | 85% | Water Heater | 0% | 0 |  | 0 |  | 0 | DHW_WH-Water Heating-AEO17-8 | DHW_WH-Water Heating-AEO17-8 | DHW_WH-Water Heating-DOE-PTool2014-1 | 0 | 0 | 0 | 0 | 0 | 0 | 0 | 0 | 0 | 0 | 0 | 0 | 0 | 0 | 0 | 0 | 0 | 0 | 0 | 0 | 0 | 0 | 0 | 0 | 0 | 0 | 0 | Solar water heater with electric backup unit | Solar water heater with electric backup unit | Solar water heater with electric backup unit | Solar water heater with electric backup unit | Solar water heater with electric backup unit | Solar water heater with electric backup unit | Solar water heater with electric backup unit | Solar water heater with electric backup unit | Solar water heater with electric backup unit | Solar water heater with electric backup unit | Solar water heater with electric backup unit | Solar water heater with electric backup unit | Solar water heater with electric backup unit | Solar water heater with electric backup unit | Solar water heater with electric backup unit | Solar water heater with electric backup unit | Solar water heater with electric backup unit | Solar water heater with electric backup unit | Solar water heater with electric backup unit | Solar water heater with electric backup unit | Solar water heater with electric backup unit | Solar water heater with electric backup unit | Solar water heater with electric backup unit | Solar water heater with electric backup unit | Solar water heater with electric backup unit | Solar water heater with electric backup unit | Solar water heater with electric backup unit | 278.76 | 278.76 | 278.76 | 278.76 | 278.76 | 278.76 | 278.76 | 278.76 | 278.76 | 278.76 | 278.76 | 278.76 | 278.76 | 278.76 | 278.76 | 278.76 | 278.76 | 278.76 | 278.76 | 278.76 | 278.76 | 278.76 | 278.76 | 278.76 | 278.76 | 278.76 | 278.76 | 0 | 0 | 0 | 0 | 0 | 0 | 0 | 0 | 0 | 0 | 0 | 0 | 0 | 0 | 0 | 0 | 0 | 0 | 0 | 0 | 0 | 0 | 0 | 0 | 0 | 0 | 0 | 0 | 0 | 0 | 0 | 0 | 0 | 0 | 0 | 0 | 0 | 0 | 0 | 0 | 0 | 0 | 0 | 0 | 0 | 0 | 0 | 0 | 0 | 0 | 0 | 0 | 0 | 0 | 0 | 0 | 0 | 0 | 0 | 0 | 0 | 0 | 0 | 0 | 0 | 0 | 0 | 0 | 0 | 0 | 0 | 0 | 0 | 0 | 0 | 0 | 0 | 0 | 0 | 0 | 0 | 0 | 0 | 0 | 0 | 0 | 0 | 0 | 0 | 0 | 0 | 0 | 0 | 0 | 0 | 0 | 0 | 0 | 0 | 0 | 0 | 0 | 0 | 0 | 0 | 0 | 0 | 0 | 0 | 0 | 0 | 0 | 0 | 0 | 0 | 0 | 0 | 0 | 0 | 0 | 0 | 0 | 0 | 0 | 0 | 0 | 0 | 0 | 0 | 0 | 0 | 0 | 0 | 0 | 0 | 0 | 0 | 0 | 0 | 0 | 0 | 0 | 0 | 0 | 0 | 0 | 0 | 0 | 0 | 0 | 0 | 0 | 0 | 0 | 0 | 0 | 0 | 0 | 0 | 0 | 0 | 0 | 0 | 0 | 0 | 0 | 0 | 0 | 0 | 0 | 0 | 0 | 0 | 0 | 0 | 0 | 0 | 0 | 0 | 0 | 0 | 0 | 0 | 0 | 0 | 0 | 0 | 0 | 0 | 0 | 0 | 0 | 0 | 0 | 0 | 0 | 0 | 0 | 0 | 0 | 0 | 0 | 0 | 0 | 0 | 0 | 0 | 0 | 0 | 0 | 0 | 0 | 0 | 0 | 0 | 0 | 0 | 0 | 0 | 0 | 0 | 0 | 0 | 0 | 0 | 0 | 0 | 0 | 0 | 0 | 0 | 0 | 0 | 0 | 0 | 0 | 0 | 0 | 0 | 0 | 0 | 0 | 0 | 0 | 0 | 0 | 0 | 0 | 0 | 0 | 0 | 0 | 0 | 0 | 0 | 0 | 0 | 0 | 0 | 0 | 0 | 0 | 0 | 0 | 0 | 0 | 0 | 0 | 0 | 0 | 0 | 0 | 0 | 0 | 0 | 0 | 0 | 0 | 0 | 0 | 0 | 0 | 0 | 0 | 0 | 0 | 0 | 0 | 0 | 0 | 0 | 0 | 0 | 0 | 0 | 0 | 0 | 0 | 0 | 0 | 0 | 0 | 0 | 0 | 0 | 0 | 0 | 0 | 0 | 0 | 0 | 0 | 0 | 0 | 0 | 0 | 0 | 0 | 0 | 0 | 0 | 0 | 0 | 0 | 0 | 0 | 0 | 0 | 0 | 0 | 0 | 0 | 0 | 0 | 0 | 0 | 0 | 0 | 0 | 0 | 0 | 0 | 0 | 0 | 0 | 0 | 0 | 0 | 0 | 0 | 0 | 0 | 0 | 0 | 0 | 0 | 0 | 0 | 0 | 0 | 0 | 0 | 0 | 0 | 0 | 0 | 0 | 0 | 0 | 0 | 0 | 0 | 0 | 0 | 0 | 0 | 0 | 0 | 0 | 0 | 0 | 0 | 0 | 0 | 0 | 0 | 0 | 0 | 0 | 0 | 0 | 0 | 0 | 0 | 0 | 0 | 0 | 0 | 0 | 0 | 0 | 0 | 0 | 0 | 0 | 0 | 0 | 0 | 0 | 0 | 0 | 0 | 0 | 0 | 0 | 0 | 0 | 0 | 0 | 0 | 0 | 0 | 0 | 0 | 0 | 0 | 0 | 0 | 0 | 0 | 0 | 0 | 0 | 0 | 0 | 0 | 0 | 0 | 0 | 0 | 0 | 0 | 0 | 0 | 0 | 0 | 0 | 0 | 0 | 0 | 0 | 0 | 0 | 0 | 0 | 0 | 0 | 0 | 0 | 0 | 0 | 0 | 0 | 0 | 0 | 0 | 0 | 0 | 0 | 0 | 0 | 0 | 0 | 0 | 0 | 0 | 0
WA_Commercial_WA - College_New_Water Heating_Natural Gas_Commercial Laundry - Ozone Treatment_A | WA | Commercial | WA - College | New | Water Heating | Natural Gas | Commercial Laundry - Ozone Treatment | A | WCM92 | Standard commercial washer. | Ozone laundry treatment system. | 10 | 345.2823 | 0 | 0 | 10064.67 | 0 | 222.08 | 0 | 0.28365 | 0.25 | perBldg | 0% | 6.667% | Discretionary | Retro5Med_WA | 85% | Water Heater | 0% | 0 |  | 0 |  | 0 | CW_OZON-Water Heating-ILTRM-v4.0-4 | CW_OZON-Water Heating-ILTRM-v4.0-4 | CW_OZON-Water Heating-ILTRM-v4.0-4 | Standard commercial washer. | Standard commercial washer. | Standard commercial washer. | Standard commercial washer. | Standard commercial washer. | Standard commercial washer. | Standard commercial washer. | Standard commercial washer. | Standard commercial washer. | Standard commercial washer. | Standard commercial washer. | Standard commercial washer. | Standard commercial washer. | Standard commercial washer. | Standard commercial washer. | Standard commercial washer. | Standard commercial washer. | Standard commercial washer. | Standard commercial washer. | Standard commercial washer. | Standard commercial washer. | Standard commercial washer. | Standard commercial washer. | Standard commercial washer. | Standard commercial washer. | Standard commercial washer. | Standard commercial washer. | Ozone laundry treatment system. | Ozone laundry treatment system. | Ozone laundry treatment system. | Ozone laundry treatment system. | Ozone laundry treatment system. | Ozone laundry treatment system. | Ozone laundry treatment system. | Ozone laundry treatment system. | Ozone laundry treatment system. | Ozone laundry treatment system. | Ozone laundry treatment system. | Ozone laundry treatment system. | Ozone laundry treatment system. | Ozone laundry treatment system. | Ozone laundry treatment system. | Ozone laundry treatment system. | Ozone laundry treatment system. | Ozone laundry treatment system. | Ozone laundry treatment system. | Ozone laundry treatment system. | Ozone laundry treatment system. | Ozone laundry treatment system. | Ozone laundry treatment system. | Ozone laundry treatment system. | Ozone laundry treatment system. | Ozone laundry treatment system. | Ozone laundry treatment system. | 10064.67 | 10064.67 | 10064.67 | 10064.67 | 10064.67 | 10064.67 | 10064.67 | 10064.67 | 10064.67 | 10064.67 | 10064.67 | 10064.67 | 10064.67 | 10064.67 | 10064.67 | 10064.67 | 10064.67 | 10064.67 | 10064.67 | 10064.67 | 10064.67 | 10064.67 | 10064.67 | 10064.67 | 10064.67 | 10064.67 | 10064.67 | 0 | 0 | 0 | 0 | 0 | 0 | 0 | 0 | 0 | 0 | 0 | 0 | 0 | 0 | 0 | 0 | 0 | 0 | 0 | 0 | 0 | 0 | 0 | 0 | 0 | 0 | 0 | 0 | 0 | 0 | 0 | 0 | 0 | 0 | 0 | 0 | 0 | 0 | 0 | 0 | 0 | 0 | 0 | 0 | 0 | 0 | 0 | 0 | 0 | 0 | 0 | 0 | 0 | 0 | 0 | 0 | 0 | 0 | 0 | 0 | 0 | 0 | 0 | 0 | 0 | 0 | 0 | 0 | 0 | 0 | 0 | 0 | 0 | 0 | 0 | 0 | 0 | 0 | 0 | 0 | 0 | 0 | 0 | 0 | 0 | 0 | 0 | 0 | 0 | 0 | 0 | 0 | 0 | 0 | 0 | 0 | 0 | 0 | 0 | 0 | 0 | 0 | 0 | 0 | 0 | 0 | 0 | 0 | 0 | 0 | 0 | 0 | 0 | 0 | 0 | 0 | 0 | 0 | 0 | 0 | 0 | 0 | 0 | 0 | 0 | 0 | 0 | 0 | 0 | 0 | 0 | 0 | 0 | 0 | 0 | 0 | 0 | 0 | 0 | 0 | 0 | 0 | 0 | 0 | 0 | 0 | 0 | 0 | 0 | 0 | 0 | 0 | 0 | 0 | 0 | 0 | 0 | 0 | 0 | 0 | 0 | 0 | 0 | 0 | 0 | 0 | 0 | 0 | 0 | 0 | 0 | 0 | 0 | 0 | 0 | 0 | 0 | 0 | 0 | 0 | 0 | 0 | 0 | 0 | 0 | 0 | 0 | 0 | 0 | 0 | 0 | 0 | 0 | 0 | 0 | 0 | 0 | 0 | 0 | 0 | 0 | 0 | 0 | 0 | 0 | 0 | 0 | 0 | 0 | 0 | 0 | 0 | 0 | 0 | 0 | 0 | 0 | 0 | 0 | 0 | 0 | 0 | 0 | 0 | 0 | 0 | 0 | 0 | 0 | 0 | 0 | 0 | 0 | 0 | 0 | 0 | 0 | 0 | 0 | 0 | 0 | 0 | 0 | 0 | 0 | 0 | 0 | 0 | 0 | 0 | 0 | 0 | 0 | 0 | 0 | 0 | 0 | 0 | 0 | 0 | 0 | 0 | 0 | 0 | 0 | 0 | 0 | 0 | 0 | 0 | 0 | 0 | 0 | 0 | 0 | 0 | 0 | 0 | 0 | 0 | 0 | 0 | 0 | 0 | 0 | 0 | 0 | 0 | 0 | 0 | 0 | 0 | 0 | 0 | 0 | 0 | 0 | 0 | 0 | 0 | 0 | 0 | 0 | 0 | 0 | 0 | 0 | 0 | 0 | 0 | 0 | 0 | 0 | 0 | 0 | 0 | 0 | 0 | 0 | 0 | 0 | 0 | 0 | 0 | 0 | 0 | 0 | 0 | 0 | 0 | 0 | 0 | 0 | 0 | 0 | 0 | 0 | 0 | 0 | 0 | 0 | 0 | 0 | 0 | 0 | 0 | 0 | 0 | 0 | 0 | 0 | 0 | 0 | 0 | 0 | 0 | 0 | 0 | 0 | 0 | 0 | 0 | 0 | 0 | 0 | 0 | 0 | 0 | 0 | 0 | 0 | 0 | 0 | 0 | 0 | 0 | 0 | 0 | 0 | 0 | 0 | 0 | 0 | 0 | 0 | 0 | 0 | 0 | 0 | 0 | 0 | 0 | 0 | 0 | 0 | 0 | 0 | 0 | 0 | 0 | 0 | 0 | 0 | 0 | 0 | 0 | 0 | 0 | 0 | 0 | 0 | 0 | 0 | 0 | 0 | 0 | 0 | 0 | 0 | 0 | 0 | 0 | 0 | 0 | 0 | 0 | 0 | 0 | 0 | 0 | 0 | 0 | 0 | 0 | 0 | 0 | 0 | 0 | 0 | 0 | 0 | 0 | 0 | 0 | 0 | 0 | 0 | 0 | 0 | 0 | 0 | 0 | 0 | 0 | 0 | 0 | 0 | 0 | 0 | 0 | 0 | 0 | 0 | 0 | 0 | 0 | 0 | 0 | 0 | 0 | 0 | 0 | 0 | 0 | 0 | 0 | 0
WA_Commercial_WA - College_New_Water Heating_Natural Gas_Commercial Laundry - ENERGY STAR Washer_A | WA | Commercial | WA - College | New | Water Heating | Natural Gas | Commercial Laundry - ENERGY STAR Washer | A | WCM93 | Standard efficiency washer. | ENERGY STAR rated washer. | 7 | 35.5089 | 0 | 0 | 458.11 | 200.17 | 0 | 0 | 0.28365 | 0.25 | ClothesWashers | 0% | 6.667% | Discretionary | Retro5Med_WA | 95% | Water Heater | 0% | 0 |  | 0 |  | 0 | CW-Miscellaneous-RTF-v5.1-21 | CW-Miscellaneous-RTF-v5.1-21 | CW-Miscellaneous-RTF-PreQCv5.0-8 | Standard efficiency washer. | Standard efficiency washer. | Standard efficiency washer. | Standard efficiency washer. | Standard efficiency washer. | Standard efficiency washer. | Standard efficiency washer. | Standard efficiency washer. | Standard efficiency washer. | Standard efficiency washer. | Standard efficiency washer. | Standard efficiency washer. | Standard efficiency washer. | Standard efficiency washer. | Standard efficiency washer. | Standard efficiency washer. | Standard efficiency washer. | Standard efficiency washer. | Standard efficiency washer. | Standard efficiency washer. | Standard efficiency washer. | Standard efficiency washer. | Standard efficiency washer. | Standard efficiency washer. | Standard efficiency washer. | Standard efficiency washer. | Standard efficiency washer. | ENERGY STAR rated washer. | ENERGY STAR rated washer. | ENERGY STAR rated washer. | ENERGY STAR rated washer. | ENERGY STAR rated washer. | ENERGY STAR rated washer. | ENERGY STAR rated washer. | ENERGY STAR rated washer. | ENERGY STAR rated washer. | ENERGY STAR rated washer. | ENERGY STAR rated washer. | ENERGY STAR rated washer. | ENERGY STAR rated washer. | ENERGY STAR rated washer. | ENERGY STAR rated washer. | ENERGY STAR rated washer. | ENERGY STAR rated washer. | ENERGY STAR rated washer. | ENERGY STAR rated washer. | ENERGY STAR rated washer. | ENERGY STAR rated washer. | ENERGY STAR rated washer. | ENERGY STAR rated washer. | ENERGY STAR rated washer. | ENERGY STAR rated washer. | ENERGY STAR rated washer. | ENERGY STAR rated washer. | 458.11 | 458.11 | 458.11 | 458.11 | 458.11 | 458.11 | 458.11 | 458.11 | 458.11 | 458.11 | 458.11 | 458.11 | 458.11 | 458.11 | 458.11 | 458.11 | 458.11 | 458.11 | 458.11 | 458.11 | 458.11 | 458.11 | 458.11 | 458.11 | 458.11 | 458.11 | 458.11 | 0 | 0 | 0 | 0 | 0 | 0 | 0 | 0 | 0 | 0 | 0 | 0 | 0 | 0 | 0 | 0 | 0 | 0 | 0 | 0 | 0 | 0 | 0 | 0 | 0 | 0 | 0 | 0 | 0 | 0 | 0 | 0 | 0 | 0 | 0 | 0 | 0 | 0 | 0 | 0 | 0 | 0 | 0 | 0 | 0 | 0 | 0 | 0 | 0 | 0 | 0 | 0 | 0 | 0 | 0 | 0 | 0 | 0 | 0 | 0 | 0 | 0 | 0 | 0 | 0 | 0 | 0 | 0 | 0 | 0 | 0 | 0 | 0 | 0 | 0 | 0 | 0 | 0 | 0 | 0 | 0 | 0 | 0 | 0 | 0 | 0 | 0 | 0 | 0 | 0 | 0 | 0 | 0 | 0 | 0 | 0 | 0 | 0 | 0 | 0 | 0 | 0 | 0 | 0 | 0 | 0 | 0 | 0 | 0 | 0 | 0 | 0 | 0 | 0 | 0 | 0 | 0 | 0 | 0 | 0 | 0 | 0 | 0 | 0 | 0 | 0 | 0 | 0 | 0 | 0 | 0 | 0 | 0 | 0 | 0 | 0 | 0 | 0 | 0 | 0 | 0 | 0 | 0 | 0 | 0 | 0 | 0 | 0 | 0 | 0 | 0 | 0 | 0 | 0 | 0 | 0 | 0 | 0 | 0 | 0 | 0 | 0 | 0 | 0 | 0 | 0 | 0 | 0 | 0 | 0 | 0 | 0 | 0 | 0 | 0 | 0 | 0 | 0 | 0 | 0 | 0 | 0 | 0 | 0 | 0 | 0 | 0 | 0 | 0 | 0 | 0 | 0 | 0 | 0 | 0 | 0 | 0 | 0 | 0 | 0 | 0 | 0 | 0 | 0 | 0 | 0 | 0 | 0 | 0 | 0 | 0 | 0 | 0 | 0 | 0 | 0 | 0 | 0 | 0 | 0 | 0 | 0 | 0 | 0 | 0 | 0 | 0 | 0 | 0 | 0 | 0 | 0 | 0 | 0 | 0 | 0 | 0 | 0 | 0 | 0 | 0 | 0 | 0 | 0 | 0 | 0 | 0 | 0 | 0 | 0 | 0 | 0 | 0 | 0 | 0 | 0 | 0 | 0 | 0 | 0 | 0 | 0 | 0 | 0 | 0 | 0 | 0 | 0 | 0 | 0 | 0 | 0 | 0 | 0 | 0 | 0 | 0 | 0 | 0 | 0 | 0 | 0 | 0 | 0 | 0 | 0 | 0 | 0 | 0 | 0 | 0 | 0 | 0 | 0 | 0 | 0 | 0 | 0 | 0 | 0 | 0 | 0 | 0 | 0 | 0 | 0 | 0 | 0 | 0 | 0 | 0 | 0 | 0 | 0 | 0 | 0 | 0 | 0 | 0 | 0 | 0 | 0 | 0 | 0 | 0 | 0 | 0 | 0 | 0 | 0 | 0 | 0 | 0 | 0 | 0 | 0 | 0 | 0 | 0 | 0 | 0 | 0 | 0 | 0 | 0 | 0 | 0 | 0 | 0 | 0 | 0 | 0 | 0 | 0 | 0 | 0 | 0 | 0 | 0 | 0 | 0 | 0 | 0 | 0 | 0 | 0 | 0 | 0 | 0 | 0 | 0 | 0 | 0 | 0 | 0 | 0 | 0 | 0 | 0 | 0 | 0 | 0 | 0 | 0 | 0 | 0 | 0 | 0 | 0 | 0 | 0 | 0 | 0 | 0 | 0 | 0 | 0 | 0 | 0 | 0 | 0 | 0 | 0 | 0 | 0 | 0 | 0 | 0 | 0 | 0 | 0 | 0 | 0 | 0 | 0 | 0 | 0 | 0 | 0 | 0 | 0 | 0 | 0 | 0 | 0 | 0 | 0 | 0 | 0 | 0 | 0 | 0 | 0 | 0 | 0 | 0 | 0 | 0 | 0 | 0 | 0 | 0 | 0 | 0 | 0 | 0 | 0 | 0 | 0 | 0 | 0 | 0 | 0 | 0 | 0 | 0 | 0 | 0 | 0 | 0 | 0 | 0 | 0 | 0 | 0 | 0 | 0 | 0 | 0 | 0 | 0 | 0 | 0 | 0 | 0 | 0 | 0
WA_Commercial_WA - College_New_Water Heating_Natural Gas_Water Heater - Efficient Dishwasher_A | WA | Commercial | WA - College | New | Water Heating | Natural Gas | Water Heater - Efficient Dishwasher | A | WCM94 | 0 | ENERGY STAR | 12 | 102.8166 | 0 | 0 | 2377 | 1319.92 | 0 | 0 | 0.28365 | 0.25 | perBldg | 0% | 6.667% | Discretionary | Retro5Med_WA | 85% | Water Heater | 0% | 0 |  | 0 |  | 0 | Avista TRM | Avista TRM | Avista TRM | 0 | 0 | 0 | 0 | 0 | 0 | 0 | 0 | 0 | 0 | 0 | 0 | 0 | 0 | 0 | 0 | 0 | 0 | 0 | 0 | 0 | 0 | 0 | 0 | 0 | 0 | 0 | ENERGY STAR | ENERGY STAR | ENERGY STAR | ENERGY STAR | ENERGY STAR | ENERGY STAR | ENERGY STAR | ENERGY STAR | ENERGY STAR | ENERGY STAR | ENERGY STAR | ENERGY STAR | ENERGY STAR | ENERGY STAR | ENERGY STAR | ENERGY STAR | ENERGY STAR | ENERGY STAR | ENERGY STAR | ENERGY STAR | ENERGY STAR | ENERGY STAR | ENERGY STAR | ENERGY STAR | ENERGY STAR | ENERGY STAR | ENERGY STAR | 2377 | 2377 | 2377 | 2377 | 2377 | 2377 | 2377 | 2377 | 2377 | 2377 | 2377 | 2377 | 2377 | 2377 | 2377 | 2377 | 2377 | 2377 | 2377 | 2377 | 2377 | 2377 | 2377 | 2377 | 2377 | 2377 | 2377 | 0 | 0 | 0 | 0 | 0 | 0 | 0 | 0 | 0 | 0 | 0 | 0 | 0 | 0 | 0 | 0 | 0 | 0 | 0 | 0 | 0 | 0 | 0 | 0 | 0 | 0 | 0 | 0 | 0 | 0 | 0 | 0 | 0 | 0 | 0 | 0 | 0 | 0 | 0 | 0 | 0 | 0 | 0 | 0 | 0 | 0 | 0 | 0 | 0 | 0 | 0 | 0 | 0 | 0 | 0 | 0 | 0 | 0 | 0 | 0 | 0 | 0 | 0 | 0 | 0 | 0 | 0 | 0 | 0 | 0 | 0 | 0 | 0 | 0 | 0 | 0 | 0 | 0 | 0 | 0 | 0 | 0 | 0 | 0 | 0 | 0 | 0 | 0 | 0 | 0 | 0 | 0 | 0 | 0 | 0 | 0 | 0 | 0 | 0 | 0 | 0 | 0 | 0 | 0 | 0 | 0 | 0 | 0 | 0 | 0 | 0 | 0 | 0 | 0 | 0 | 0 | 0 | 0 | 0 | 0 | 0 | 0 | 0 | 0 | 0 | 0 | 0 | 0 | 0 | 0 | 0 | 0 | 0 | 0 | 0 | 0 | 0 | 0 | 0 | 0 | 0 | 0 | 0 | 0 | 0 | 0 | 0 | 0 | 0 | 0 | 0 | 0 | 0 | 0 | 0 | 0 | 0 | 0 | 0 | 0 | 0 | 0 | 0 | 0 | 0 | 0 | 0 | 0 | 0 | 0 | 0 | 0 | 0 | 0 | 0 | 0 | 0 | 0 | 0 | 0 | 0 | 0 | 0 | 0 | 0 | 0 | 0 | 0 | 0 | 0 | 0 | 0 | 0 | 0 | 0 | 0 | 0 | 0 | 0 | 0 | 0 | 0 | 0 | 0 | 0 | 0 | 0 | 0 | 0 | 0 | 0 | 0 | 0 | 0 | 0 | 0 | 0 | 0 | 0 | 0 | 0 | 0 | 0 | 0 | 0 | 0 | 0 | 0 | 0 | 0 | 0 | 0 | 0 | 0 | 0 | 0 | 0 | 0 | 0 | 0 | 0 | 0 | 0 | 0 | 0 | 0 | 0 | 0 | 0 | 0 | 0 | 0 | 0 | 0 | 0 | 0 | 0 | 0 | 0 | 0 | 0 | 0 | 0 | 0 | 0 | 0 | 0 | 0 | 0 | 0 | 0 | 0 | 0 | 0 | 0 | 0 | 0 | 0 | 0 | 0 | 0 | 0 | 0 | 0 | 0 | 0 | 0 | 0 | 0 | 0 | 0 | 0 | 0 | 0 | 0 | 0 | 0 | 0 | 0 | 0 | 0 | 0 | 0 | 0 | 0 | 0 | 0 | 0 | 0 | 0 | 0 | 0 | 0 | 0 | 0 | 0 | 0 | 0 | 0 | 0 | 0 | 0 | 0 | 0 | 0 | 0 | 0 | 0 | 0 | 0 | 0 | 0 | 0 | 0 | 0 | 0 | 0 | 0 | 0 | 0 | 0 | 0 | 0 | 0 | 0 | 0 | 0 | 0 | 0 | 0 | 0 | 0 | 0 | 0 | 0 | 0 | 0 | 0 | 0 | 0 | 0 | 0 | 0 | 0 | 0 | 0 | 0 | 0 | 0 | 0 | 0 | 0 | 0 | 0 | 0 | 0 | 0 | 0 | 0 | 0 | 0 | 0 | 0 | 0 | 0 | 0 | 0 | 0 | 0 | 0 | 0 | 0 | 0 | 0 | 0 | 0 | 0 | 0 | 0 | 0 | 0 | 0 | 0 | 0 | 0 | 0 | 0 | 0 | 0 | 0 | 0 | 0 | 0 | 0 | 0 | 0 | 0 | 0 | 0 | 0 | 0 | 0 | 0 | 0 | 0 | 0 | 0 | 0 | 0 | 0 | 0 | 0 | 0 | 0 | 0 | 0 | 0 | 0 | 0 | 0 | 0 | 0 | 0 | 0 | 0 | 0 | 0 | 0 | 0 | 0 | 0 | 0 | 0 | 0 | 0 | 0 | 0 | 0 | 0 | 0 | 0 | 0 | 0 | 0 | 0 | 0 | 0 | 0 | 0 | 0 | 0 | 0 | 0 | 0 | 0 | 0 | 0
WA_Commercial_WA - College_New_Water Heating_Natural Gas_Commercial Laundry - Alternative Dry-Cleaning Methods_A | WA | Commercial | WA - College | New | Water Heating | Natural Gas | Commercial Laundry - Alternative Dry-Cleaning Methods | A | WCM95 | Standard efficiency dryer. | High efficiency alternative dry-cleaning methods. | 15 | 0 | 0 | 0 | 66246.84 | 0 | 0 | 0 | 0.28365 | 0.25 | perBldg | 0% | 6.667% | Discretionary | Retro5Med_WA | 85% | Water Heater | 0% | 0 |  | 0 |  | 0 | CW_ALTDRYCLN-Miscellaneous-SCE-ET05.01-6 | CW_ALTDRYCLN-Miscellaneous-SCE-ET05.01-6 | CW_ALTDRYCLN-Miscellaneous-SCE-ET05.01-6 | Standard efficiency dryer. | Standard efficiency dryer. | Standard efficiency dryer. | Standard efficiency dryer. | Standard efficiency dryer. | Standard efficiency dryer. | Standard efficiency dryer. | Standard efficiency dryer. | Standard efficiency dryer. | Standard efficiency dryer. | Standard efficiency dryer. | Standard efficiency dryer. | Standard efficiency dryer. | Standard efficiency dryer. | Standard efficiency dryer. | Standard efficiency dryer. | Standard efficiency dryer. | Standard efficiency dryer. | Standard efficiency dryer. | Standard efficiency dryer. | Standard efficiency dryer. | Standard efficiency dryer. | Standard efficiency dryer. | Standard efficiency dryer. | Standard efficiency dryer. | Standard efficiency dryer. | Standard efficiency dryer. | High efficiency alternative dry-cleaning methods. | High efficiency alternative dry-cleaning methods. | High efficiency alternative dry-cleaning methods. | High efficiency alternative dry-cleaning methods. | High efficiency alternative dry-cleaning methods. | High efficiency alternative dry-cleaning methods. | High efficiency alternative dry-cleaning methods. | High efficiency alternative dry-cleaning methods. | High efficiency alternative dry-cleaning methods. | High efficiency alternative dry-cleaning methods. | High efficiency alternative dry-cleaning methods. | High efficiency alternative dry-cleaning methods. | High efficiency alternative dry-cleaning methods. | High efficiency alternative dry-cleaning methods. | High efficiency alternative dry-cleaning methods. | High efficiency alternative dry-cleaning methods. | High efficiency alternative dry-cleaning methods. | High efficiency alternative dry-cleaning methods. | High efficiency alternative dry-cleaning methods. | High efficiency alternative dry-cleaning methods. | High efficiency alternative dry-cleaning methods. | High efficiency alternative dry-cleaning methods. | High efficiency alternative dry-cleaning methods. | High efficiency alternative dry-cleaning methods. | High efficiency alternative dry-cleaning methods. | High efficiency alternative dry-cleaning methods. | High efficiency alternative dry-cleaning methods. | 66246.84 | 66246.84 | 66246.84 | 66246.84 | 66246.84 | 66246.84 | 66246.84 | 66246.84 | 66246.84 | 66246.84 | 66246.84 | 66246.84 | 66246.84 | 66246.84 | 66246.84 | 66246.84 | 66246.84 | 66246.84 | 66246.84 | 66246.84 | 66246.84 | 66246.84 | 66246.84 | 66246.84 | 66246.84 | 66246.84 | 66246.84 | 0 | 0 | 0 | 0 | 0 | 0 | 0 | 0 | 0 | 0 | 0 | 0 | 0 | 0 | 0 | 0 | 0 | 0 | 0 | 0 | 0 | 0 | 0 | 0 | 0 | 0 | 0 | 0 | 0 | 0 | 0 | 0 | 0 | 0 | 0 | 0 | 0 | 0 | 0 | 0 | 0 | 0 | 0 | 0 | 0 | 0 | 0 | 0 | 0 | 0 | 0 | 0 | 0 | 0 | 0 | 0 | 0 | 0 | 0 | 0 | 0 | 0 | 0 | 0 | 0 | 0 | 0 | 0 | 0 | 0 | 0 | 0 | 0 | 0 | 0 | 0 | 0 | 0 | 0 | 0 | 0 | 0 | 0 | 0 | 0 | 0 | 0 | 0 | 0 | 0 | 0 | 0 | 0 | 0 | 0 | 0 | 0 | 0 | 0 | 0 | 0 | 0 | 0 | 0 | 0 | 0 | 0 | 0 | 0 | 0 | 0 | 0 | 0 | 0 | 0 | 0 | 0 | 0 | 0 | 0 | 0 | 0 | 0 | 0 | 0 | 0 | 0 | 0 | 0 | 0 | 0 | 0 | 0 | 0 | 0 | 0 | 0 | 0 | 0 | 0 | 0 | 0 | 0 | 0 | 0 | 0 | 0 | 0 | 0 | 0 | 0 | 0 | 0 | 0 | 0 | 0 | 0 | 0 | 0 | 0 | 0 | 0 | 0 | 0 | 0 | 0 | 0 | 0 | 0 | 0 | 0 | 0 | 0 | 0 | 0 | 0 | 0 | 0 | 0 | 0 | 0 | 0 | 0 | 0 | 0 | 0 | 0 | 0 | 0 | 0 | 0 | 0 | 0 | 0 | 0 | 0 | 0 | 0 | 0 | 0 | 0 | 0 | 0 | 0 | 0 | 0 | 0 | 0 | 0 | 0 | 0 | 0 | 0 | 0 | 0 | 0 | 0 | 0 | 0 | 0 | 0 | 0 | 0 | 0 | 0 | 0 | 0 | 0 | 0 | 0 | 0 | 0 | 0 | 0 | 0 | 0 | 0 | 0 | 0 | 0 | 0 | 0 | 0 | 0 | 0 | 0 | 0 | 0 | 0 | 0 | 0 | 0 | 0 | 0 | 0 | 0 | 0 | 0 | 0 | 0 | 0 | 0 | 0 | 0 | 0 | 0 | 0 | 0 | 0 | 0 | 0 | 0 | 0 | 0 | 0 | 0 | 0 | 0 | 0 | 0 | 0 | 0 | 0 | 0 | 0 | 0 | 0 | 0 | 0 | 0 | 0 | 0 | 0 | 0 | 0 | 0 | 0 | 0 | 0 | 0 | 0 | 0 | 0 | 0 | 0 | 0 | 0 | 0 | 0 | 0 | 0 | 0 | 0 | 0 | 0 | 0 | 0 | 0 | 0 | 0 | 0 | 0 | 0 | 0 | 0 | 0 | 0 | 0 | 0 | 0 | 0 | 0 | 0 | 0 | 0 | 0 | 0 | 0 | 0 | 0 | 0 | 0 | 0 | 0 | 0 | 0 | 0 | 0 | 0 | 0 | 0 | 0 | 0 | 0 | 0 | 0 | 0 | 0 | 0 | 0 | 0 | 0 | 0 | 0 | 0 | 0 | 0 | 0 | 0 | 0 | 0 | 0 | 0 | 0 | 0 | 0 | 0 | 0 | 0 | 0 | 0 | 0 | 0 | 0 | 0 | 0 | 0 | 0 | 0 | 0 | 0 | 0 | 0 | 0 | 0 | 0 | 0 | 0 | 0 | 0 | 0 | 0 | 0 | 0 | 0 | 0 | 0 | 0 | 0 | 0 | 0 | 0 | 0 | 0 | 0 | 0 | 0 | 0 | 0 | 0 | 0 | 0 | 0 | 0 | 0 | 0 | 0 | 0 | 0 | 0 | 0 | 0 | 0 | 0 | 0 | 0 | 0 | 0 | 0 | 0 | 0 | 0 | 0 | 0 | 0 | 0 | 0 | 0 | 0 | 0 | 0 | 0 | 0 | 0 | 0 | 0 | 0 | 0 | 0 | 0 | 0 | 0 | 0 | 0 | 0 | 0 | 0 | 0 | 0 | 0 | 0 | 0 | 0 | 0 | 0 | 0 | 0
WA_Commercial_WA - College_New_Space Heating_Natural Gas_Advanced Kitchen Ventilation Controls_A | WA | Commercial | WA - College | New | Space Heating | Natural Gas | Advanced Kitchen Ventilation Controls | A | WCM96 | No controls on exhaust hoods. | Variable exhaust hood flow based on temperature or grease sensor. | 15 | 0 | 0 | 0 | 0.12 | 0 | 0 | 0 | 0.28365 | 0.25 | sqft | 10% | 20% | Discretionary | RetroEven20_WA | 85% | Space Heating | 0% | 0 |  | 0 |  | 0 | IL TRM - CI-FSE-VENT-V03-160601 | COOK_EXHD-Ventilation-XCELCO-2017-18-2 | COOK_EXHD-Ventilation-XCELCO-2017-18-2 | No controls on exhaust hoods. | No controls on exhaust hoods. | No controls on exhaust hoods. | No controls on exhaust hoods. | No controls on exhaust hoods. | No controls on exhaust hoods. | No controls on exhaust hoods. | No controls on exhaust hoods. | No controls on exhaust hoods. | No controls on exhaust hoods. | No controls on exhaust hoods. | No controls on exhaust hoods. | No controls on exhaust hoods. | No controls on exhaust hoods. | No controls on exhaust hoods. | No controls on exhaust hoods. | No controls on exhaust hoods. | No controls on exhaust hoods. | No controls on exhaust hoods. | No controls on exhaust hoods. | No controls on exhaust hoods. | No controls on exhaust hoods. | No controls on exhaust hoods. | No controls on exhaust hoods. | No controls on exhaust hoods. | No controls on exhaust hoods. | No controls on exhaust hoods. | Variable exhaust hood flow based on temperature or grease sensor. | Variable exhaust hood flow based on temperature or grease sensor. | Variable exhaust hood flow based on temperature or grease sensor. | Variable exhaust hood flow based on temperature or grease sensor. | Variable exhaust hood flow based on temperature or grease sensor. | Variable exhaust hood flow based on temperature or grease sensor. | Variable exhaust hood flow based on temperature or grease sensor. | Variable exhaust hood flow based on temperature or grease sensor. | Variable exhaust hood flow based on temperature or grease sensor. | Variable exhaust hood flow based on temperature or grease sensor. | Variable exhaust hood flow based on temperature or grease sensor. | Variable exhaust hood flow based on temperature or grease sensor. | Variable exhaust hood flow based on temperature or grease sensor. | Variable exhaust hood flow based on temperature or grease sensor. | Variable exhaust hood flow based on temperature or grease sensor. | Variable exhaust hood flow based on temperature or grease sensor. | Variable exhaust hood flow based on temperature or grease sensor. | Variable exhaust hood flow based on temperature or grease sensor. | Variable exhaust hood flow based on temperature or grease sensor. | Variable exhaust hood flow based on temperature or grease sensor. | Variable exhaust hood flow based on temperature or grease sensor. | Variable exhaust hood flow based on temperature or grease sensor. | Variable exhaust hood flow based on temperature or grease sensor. | Variable exhaust hood flow based on temperature or grease sensor. | Variable exhaust hood flow based on temperature or grease sensor. | Variable exhaust hood flow based on temperature or grease sensor. | Variable exhaust hood flow based on temperature or grease sensor. | 0.12 | 0.12 | 0.12 | 0.12 | 0.12 | 0.12 | 0.12 | 0.12 | 0.12 | 0.12 | 0.12 | 0.12 | 0.12 | 0.12 | 0.12 | 0.12 | 0.12 | 0.12 | 0.12 | 0.12 | 0.12 | 0.12 | 0.12 | 0.12 | 0.12 | 0.12 | 0.12 | 0 | 0 | 0 | 0 | 0 | 0 | 0 | 0 | 0 | 0 | 0 | 0 | 0 | 0 | 0 | 0 | 0 | 0 | 0 | 0 | 0 | 0 | 0 | 0 | 0 | 0 | 0 | 0 | 0 | 0 | 0 | 0 | 0 | 0 | 0 | 0 | 0 | 0 | 0 | 0 | 0 | 0 | 0 | 0 | 0 | 0 | 0 | 0 | 0 | 0 | 0 | 0 | 0 | 0 | 0 | 0 | 0 | 0 | 0 | 0 | 0 | 0 | 0 | 0 | 0 | 0 | 0 | 0 | 0 | 0 | 0 | 0 | 0 | 0 | 0 | 0 | 0 | 0 | 0 | 0 | 0 | 0 | 0 | 0 | 0 | 0 | 0 | 0 | 0 | 0 | 0 | 0 | 0 | 0 | 0 | 0 | 0 | 0 | 0 | 0 | 0 | 0 | 0 | 0 | 0 | 0 | 0 | 0 | 0 | 0 | 0 | 0 | 0 | 0 | 0 | 0 | 0 | 0 | 0 | 0 | 0 | 0 | 0 | 0 | 0 | 0 | 0 | 0 | 0 | 0 | 0 | 0 | 0 | 0 | 0 | 0 | 0 | 0 | 0 | 0 | 0 | 0 | 0 | 0 | 0 | 0 | 0 | 0 | 0 | 0 | 0 | 0 | 0 | 0 | 0 | 0 | 0 | 0 | 0 | 0 | 0 | 0 | 0 | 0 | 0 | 0 | 0 | 0 | 0 | 0 | 0 | 0 | 0 | 0 | 0 | 0 | 0 | 0 | 0 | 0 | 0 | 0 | 0 | 0 | 0 | 0 | 0 | 0 | 0 | 0 | 0 | 0 | 0 | 0 | 0 | 0 | 0 | 0 | 0 | 0 | 0 | 0 | 0 | 0 | 0 | 0 | 0 | 0 | 0 | 0 | 0 | 0 | 0 | 0 | 0 | 0 | 0 | 0 | 0 | 0 | 0 | 0 | 0 | 0 | 0 | 0 | 0 | 0 | 0 | 0 | 0 | 0 | 0 | 0 | 0 | 0 | 0 | 0 | 0 | 0 | 0 | 0 | 0 | 0 | 0 | 0 | 0 | 0 | 0 | 0 | 0 | 0 | 0 | 0 | 0 | 0 | 0 | 0 | 0 | 0 | 0 | 0 | 0 | 0 | 0 | 0 | 0 | 0 | 0 | 0 | 0 | 0 | 0 | 0 | 0 | 0 | 0 | 0 | 0 | 0 | 0 | 0 | 0 | 0 | 0 | 0 | 0 | 0 | 0 | 0 | 0 | 0 | 0 | 0 | 0 | 0 | 0 | 0 | 0 | 0 | 0 | 0 | 0 | 0 | 0 | 0 | 0 | 0 | 0 | 0 | 0 | 0 | 0 | 0 | 0 | 0 | 0 | 0 | 0 | 0 | 0 | 0 | 0 | 0 | 0 | 0 | 0 | 0 | 0 | 0 | 0 | 0 | 0 | 0 | 0 | 0 | 0 | 0 | 0 | 0 | 0 | 0 | 0 | 0 | 0 | 0 | 0 | 0 | 0 | 0 | 0 | 0 | 0 | 0 | 0 | 0 | 0 | 0 | 0 | 0 | 0 | 0 | 0 | 0 | 0 | 0 | 0 | 0 | 0 | 0 | 0 | 0 | 0 | 0 | 0 | 0 | 0 | 0 | 0 | 0 | 0 | 0 | 0 | 0 | 0 | 0 | 0 | 0 | 0 | 0 | 0 | 0 | 0 | 0 | 0 | 0 | 0 | 0 | 0 | 0 | 0 | 0 | 0 | 0 | 0 | 0 | 0 | 0 | 0 | 0 | 0 | 0 | 0 | 0 | 0 | 0 | 0 | 0 | 0 | 0 | 0 | 0 | 0 | 0 | 0 | 0 | 0 | 0 | 0 | 0 | 0 | 0 | 0 | 0 | 0 | 0 | 0 | 0 | 0 | 0 | 0 | 0 | 0 | 0 | 0 | 0 | 0 | 0 | 0 | 0 | 0 | 0 | 0 | 0 | 0 | 0 | 0 | 0 | 0 | 0 | 0 | 0 | 0 | 0 | 0 | 0 | 0 | 0 | 0 | 0 | 0 | 0 | 0 | 0 | 0 | 0 | 0
WA_Commercial_WA - College_New_Space Heating_Natural Gas_Infiltration Control - Loading Dock Sealing_A | WA | Commercial | WA - College | New | Space Heating | Natural Gas | Infiltration Control - Loading Dock Sealing | A | WCM97 | 0 | 0 | 10 | 0 | 0 | 0 | 3106.52 | 0 | 0 | 0 | 0.28365 | 0.25 | perBldg | 0% | 0% | Discretionary | RetroEven20_WA | 85% | Space Heating | 0% | 0 |  | 0 |  | 0 | MEMD - Truck Loading Dock Seals - 8.10.01.FES-E10.v01 | MEMD - Truck Loading Dock Seals - 8.10.01.FES-E10.v01 | MEMD - Truck Loading Dock Seals - 8.10.01.FES-E10.v01 | 0 | 0 | 0 | 0 | 0 | 0 | 0 | 0 | 0 | 0 | 0 | 0 | 0 | 0 | 0 | 0 | 0 | 0 | 0 | 0 | 0 | 0 | 0 | 0 | 0 | 0 | 0 | 0 | 0 | 0 | 0 | 0 | 0 | 0 | 0 | 0 | 0 | 0 | 0 | 0 | 0 | 0 | 0 | 0 | 0 | 0 | 0 | 0 | 0 | 0 | 0 | 0 | 0 | 0 | 3106.52 | 3106.52 | 3106.52 | 3106.52 | 3106.52 | 3106.52 | 3106.52 | 3106.52 | 3106.52 | 3106.52 | 3106.52 | 3106.52 | 3106.52 | 3106.52 | 3106.52 | 3106.52 | 3106.52 | 3106.52 | 3106.52 | 3106.52 | 3106.52 | 3106.52 | 3106.52 | 3106.52 | 3106.52 | 3106.52 | 3106.52 | 0 | 0 | 0 | 0 | 0 | 0 | 0 | 0 | 0 | 0 | 0 | 0 | 0 | 0 | 0 | 0 | 0 | 0 | 0 | 0 | 0 | 0 | 0 | 0 | 0 | 0 | 0 | 0 | 0 | 0 | 0 | 0 | 0 | 0 | 0 | 0 | 0 | 0 | 0 | 0 | 0 | 0 | 0 | 0 | 0 | 0 | 0 | 0 | 0 | 0 | 0 | 0 | 0 | 0 | 0 | 0 | 0 | 0 | 0 | 0 | 0 | 0 | 0 | 0 | 0 | 0 | 0 | 0 | 0 | 0 | 0 | 0 | 0 | 0 | 0 | 0 | 0 | 0 | 0 | 0 | 0 | 0 | 0 | 0 | 0 | 0 | 0 | 0 | 0 | 0 | 0 | 0 | 0 | 0 | 0 | 0 | 0 | 0 | 0 | 0 | 0 | 0 | 0 | 0 | 0 | 0 | 0 | 0 | 0 | 0 | 0 | 0 | 0 | 0 | 0 | 0 | 0 | 0 | 0 | 0 | 0 | 0 | 0 | 0 | 0 | 0 | 0 | 0 | 0 | 0 | 0 | 0 | 0 | 0 | 0 | 0 | 0 | 0 | 0 | 0 | 0 | 0 | 0 | 0 | 0 | 0 | 0 | 0 | 0 | 0 | 0 | 0 | 0 | 0 | 0 | 0 | 0 | 0 | 0 | 0 | 0 | 0 | 0 | 0 | 0 | 0 | 0 | 0 | 0 | 0 | 0 | 0 | 0 | 0 | 0 | 0 | 0 | 0 | 0 | 0 | 0 | 0 | 0 | 0 | 0 | 0 | 0 | 0 | 0 | 0 | 0 | 0 | 0 | 0 | 0 | 0 | 0 | 0 | 0 | 0 | 0 | 0 | 0 | 0 | 0 | 0 | 0 | 0 | 0 | 0 | 0 | 0 | 0 | 0 | 0 | 0 | 0 | 0 | 0 | 0 | 0 | 0 | 0 | 0 | 0 | 0 | 0 | 0 | 0 | 0 | 0 | 0 | 0 | 0 | 0 | 0 | 0 | 0 | 0 | 0 | 0 | 0 | 0 | 0 | 0 | 0 | 0 | 0 | 0 | 0 | 0 | 0 | 0 | 0 | 0 | 0 | 0 | 0 | 0 | 0 | 0 | 0 | 0 | 0 | 0 | 0 | 0 | 0 | 0 | 0 | 0 | 0 | 0 | 0 | 0 | 0 | 0 | 0 | 0 | 0 | 0 | 0 | 0 | 0 | 0 | 0 | 0 | 0 | 0 | 0 | 0 | 0 | 0 | 0 | 0 | 0 | 0 | 0 | 0 | 0 | 0 | 0 | 0 | 0 | 0 | 0 | 0 | 0 | 0 | 0 | 0 | 0 | 0 | 0 | 0 | 0 | 0 | 0 | 0 | 0 | 0 | 0 | 0 | 0 | 0 | 0 | 0 | 0 | 0 | 0 | 0 | 0 | 0 | 0 | 0 | 0 | 0 | 0 | 0 | 0 | 0 | 0 | 0 | 0 | 0 | 0 | 0 | 0 | 0 | 0 | 0 | 0 | 0 | 0 | 0 | 0 | 0 | 0 | 0 | 0 | 0 | 0 | 0 | 0 | 0 | 0 | 0 | 0 | 0 | 0 | 0 | 0 | 0 | 0 | 0 | 0 | 0 | 0 | 0 | 0 | 0 | 0 | 0 | 0 | 0 | 0 | 0 | 0 | 0 | 0 | 0 | 0 | 0 | 0 | 0 | 0 | 0 | 0 | 0 | 0 | 0 | 0 | 0 | 0 | 0 | 0 | 0 | 0 | 0 | 0 | 0 | 0 | 0 | 0 | 0 | 0 | 0 | 0 | 0 | 0 | 0 | 0 | 0 | 0 | 0 | 0 | 0 | 0 | 0 | 0 | 0 | 0 | 0 | 0 | 0 | 0 | 0 | 0 | 0 | 0 | 0 | 0 | 0 | 0 | 0 | 0 | 0 | 0 | 0 | 0 | 0 | 0 | 0 | 0 | 0 | 0 | 0 | 0 | 0 | 0 | 0 | 0 | 0 | 0 | 0 | 0 | 0 | 0 | 0 | 0 | 0 | 0 | 0 | 0 | 0 | 0 | 0
WA_Commercial_WA - College_New_Space Heating_Natural Gas_Greenhouse Heat Curtain_A | WA | Commercial | WA - College | New | Space Heating | Natural Gas | Greenhouse Heat Curtain | A | WCM98 | No heat curtain. | 0 | 5 | 0 | 0 | 0 | 408.76 | 0 | 0 | 0 | 0.28365 | 0.25 | perBldg | 0% | 0% | Discretionary | RetroEven20_WA | 85% | Space Heating | 0% | 0 |  | 0 |  | 0 | CA eTRM https://www.caetrm.com/measure/SWBE001/01/ | CA eTRM https://www.caetrm.com/measure/SWBE001/01/ | CA eTRM https://www.caetrm.com/measure/SWBE001/01/ | No heat curtain. | No heat curtain. | No heat curtain. | No heat curtain. | No heat curtain. | No heat curtain. | No heat curtain. | No heat curtain. | No heat curtain. | No heat curtain. | No heat curtain. | No heat curtain. | No heat curtain. | No heat curtain. | No heat curtain. | No heat curtain. | No heat curtain. | No heat curtain. | No heat curtain. | No heat curtain. | No heat curtain. | No heat curtain. | No heat curtain. | No heat curtain. | No heat curtain. | No heat curtain. | No heat curtain. | 0 | 0 | 0 | 0 | 0 | 0 | 0 | 0 | 0 | 0 | 0 | 0 | 0 | 0 | 0 | 0 | 0 | 0 | 0 | 0 | 0 | 0 | 0 | 0 | 0 | 0 | 0 | 408.76 | 408.76 | 408.76 | 408.76 | 408.76 | 408.76 | 408.76 | 408.76 | 408.76 | 408.76 | 408.76 | 408.76 | 408.76 | 408.76 | 408.76 | 408.76 | 408.76 | 408.76 | 408.76 | 408.76 | 408.76 | 408.76 | 408.76 | 408.76 | 408.76 | 408.76 | 408.76 | 0 | 0 | 0 | 0 | 0 | 0 | 0 | 0 | 0 | 0 | 0 | 0 | 0 | 0 | 0 | 0 | 0 | 0 | 0 | 0 | 0 | 0 | 0 | 0 | 0 | 0 | 0 | 0 | 0 | 0 | 0 | 0 | 0 | 0 | 0 | 0 | 0 | 0 | 0 | 0 | 0 | 0 | 0 | 0 | 0 | 0 | 0 | 0 | 0 | 0 | 0 | 0 | 0 | 0 | 0 | 0 | 0 | 0 | 0 | 0 | 0 | 0 | 0 | 0 | 0 | 0 | 0 | 0 | 0 | 0 | 0 | 0 | 0 | 0 | 0 | 0 | 0 | 0 | 0 | 0 | 0 | 0 | 0 | 0 | 0 | 0 | 0 | 0 | 0 | 0 | 0 | 0 | 0 | 0 | 0 | 0 | 0 | 0 | 0 | 0 | 0 | 0 | 0 | 0 | 0 | 0 | 0 | 0 | 0 | 0 | 0 | 0 | 0 | 0 | 0 | 0 | 0 | 0 | 0 | 0 | 0 | 0 | 0 | 0 | 0 | 0 | 0 | 0 | 0 | 0 | 0 | 0 | 0 | 0 | 0 | 0 | 0 | 0 | 0 | 0 | 0 | 0 | 0 | 0 | 0 | 0 | 0 | 0 | 0 | 0 | 0 | 0 | 0 | 0 | 0 | 0 | 0 | 0 | 0 | 0 | 0 | 0 | 0 | 0 | 0 | 0 | 0 | 0 | 0 | 0 | 0 | 0 | 0 | 0 | 0 | 0 | 0 | 0 | 0 | 0 | 0 | 0 | 0 | 0 | 0 | 0 | 0 | 0 | 0 | 0 | 0 | 0 | 0 | 0 | 0 | 0 | 0 | 0 | 0 | 0 | 0 | 0 | 0 | 0 | 0 | 0 | 0 | 0 | 0 | 0 | 0 | 0 | 0 | 0 | 0 | 0 | 0 | 0 | 0 | 0 | 0 | 0 | 0 | 0 | 0 | 0 | 0 | 0 | 0 | 0 | 0 | 0 | 0 | 0 | 0 | 0 | 0 | 0 | 0 | 0 | 0 | 0 | 0 | 0 | 0 | 0 | 0 | 0 | 0 | 0 | 0 | 0 | 0 | 0 | 0 | 0 | 0 | 0 | 0 | 0 | 0 | 0 | 0 | 0 | 0 | 0 | 0 | 0 | 0 | 0 | 0 | 0 | 0 | 0 | 0 | 0 | 0 | 0 | 0 | 0 | 0 | 0 | 0 | 0 | 0 | 0 | 0 | 0 | 0 | 0 | 0 | 0 | 0 | 0 | 0 | 0 | 0 | 0 | 0 | 0 | 0 | 0 | 0 | 0 | 0 | 0 | 0 | 0 | 0 | 0 | 0 | 0 | 0 | 0 | 0 | 0 | 0 | 0 | 0 | 0 | 0 | 0 | 0 | 0 | 0 | 0 | 0 | 0 | 0 | 0 | 0 | 0 | 0 | 0 | 0 | 0 | 0 | 0 | 0 | 0 | 0 | 0 | 0 | 0 | 0 | 0 | 0 | 0 | 0 | 0 | 0 | 0 | 0 | 0 | 0 | 0 | 0 | 0 | 0 | 0 | 0 | 0 | 0 | 0 | 0 | 0 | 0 | 0 | 0 | 0 | 0 | 0 | 0 | 0 | 0 | 0 | 0 | 0 | 0 | 0 | 0 | 0 | 0 | 0 | 0 | 0 | 0 | 0 | 0 | 0 | 0 | 0 | 0 | 0 | 0 | 0 | 0 | 0 | 0 | 0 | 0 | 0 | 0 | 0 | 0 | 0 | 0 | 0 | 0 | 0 | 0 | 0 | 0 | 0 | 0 | 0 | 0 | 0 | 0 | 0 | 0 | 0 | 0 | 0 | 0 | 0 | 0 | 0 | 0 | 0 | 0 | 0 | 0 | 0 | 0 | 0 | 0 | 0 | 0 | 0 | 0 | 0 | 0 | 0 | 0 | 0 | 0 | 0 | 0 | 0 | 0 | 0 | 0 | 0 | 0 | 0 | 0 | 0 | 0 | 0 | 0 | 0 | 0 | 0 | 0 | 0 | 0 | 0 | 0 | 0 | 0 | 0 | 0 | 0 | 0 | 0 | 0
WA_Commercial_WA - College_New_Space Heating_Natural Gas_Ventilation - Parking Garages, Demand Controlled_A | WA | Commercial | WA - College | New | Space Heating | Natural Gas | Ventilation - Parking Garages, Demand Controlled | A | WCM99 | 0 | 0 | 5 | 0 | 0 | 0 | 843.06 | 0 | 0 | 0 | 0.28365 | 0.25 | garage | 0% | 0% | Discretionary | RetroEven20_WA | 85% | Central Systems | 0% | 0 |  | 0 |  | 0 | FOE - Parking Garage Ventilation Controls - W0047 | FOE - Parking Garage Ventilation Controls - W0047 | FOE - Parking Garage Ventilation Controls - W0047 | 0 | 0 | 0 | 0 | 0 | 0 | 0 | 0 | 0 | 0 | 0 | 0 | 0 | 0 | 0 | 0 | 0 | 0 | 0 | 0 | 0 | 0 | 0 | 0 | 0 | 0 | 0 | 0 | 0 | 0 | 0 | 0 | 0 | 0 | 0 | 0 | 0 | 0 | 0 | 0 | 0 | 0 | 0 | 0 | 0 | 0 | 0 | 0 | 0 | 0 | 0 | 0 | 0 | 0 | 843.06 | 843.06 | 843.06 | 843.06 | 843.06 | 843.06 | 843.06 | 843.06 | 843.06 | 843.06 | 843.06 | 843.06 | 843.06 | 843.06 | 843.06 | 843.06 | 843.06 | 843.06 | 843.06 | 843.06 | 843.06 | 843.06 | 843.06 | 843.06 | 843.06 | 843.06 | 843.06 | 0 | 0 | 0 | 0 | 0 | 0 | 0 | 0 | 0 | 0 | 0 | 0 | 0 | 0 | 0 | 0 | 0 | 0 | 0 | 0 | 0 | 0 | 0 | 0 | 0 | 0 | 0 | 0 | 0 | 0 | 0 | 0 | 0 | 0 | 0 | 0 | 0 | 0 | 0 | 0 | 0 | 0 | 0 | 0 | 0 | 0 | 0 | 0 | 0 | 0 | 0 | 0 | 0 | 0 | 0 | 0 | 0 | 0 | 0 | 0 | 0 | 0 | 0 | 0 | 0 | 0 | 0 | 0 | 0 | 0 | 0 | 0 | 0 | 0 | 0 | 0 | 0 | 0 | 0 | 0 | 0 | 0 | 0 | 0 | 0 | 0 | 0 | 0 | 0 | 0 | 0 | 0 | 0 | 0 | 0 | 0 | 0 | 0 | 0 | 0 | 0 | 0 | 0 | 0 | 0 | 0 | 0 | 0 | 0 | 0 | 0 | 0 | 0 | 0 | 0 | 0 | 0 | 0 | 0 | 0 | 0 | 0 | 0 | 0 | 0 | 0 | 0 | 0 | 0 | 0 | 0 | 0 | 0 | 0 | 0 | 0 | 0 | 0 | 0 | 0 | 0 | 0 | 0 | 0 | 0 | 0 | 0 | 0 | 0 | 0 | 0 | 0 | 0 | 0 | 0 | 0 | 0 | 0 | 0 | 0 | 0 | 0 | 0 | 0 | 0 | 0 | 0 | 0 | 0 | 0 | 0 | 0 | 0 | 0 | 0 | 0 | 0 | 0 | 0 | 0 | 0 | 0 | 0 | 0 | 0 | 0 | 0 | 0 | 0 | 0 | 0 | 0 | 0 | 0 | 0 | 0 | 0 | 0 | 0 | 0 | 0 | 0 | 0 | 0 | 0 | 0 | 0 | 0 | 0 | 0 | 0 | 0 | 0 | 0 | 0 | 0 | 0 | 0 | 0 | 0 | 0 | 0 | 0 | 0 | 0 | 0 | 0 | 0 | 0 | 0 | 0 | 0 | 0 | 0 | 0 | 0 | 0 | 0 | 0 | 0 | 0 | 0 | 0 | 0 | 0 | 0 | 0 | 0 | 0 | 0 | 0 | 0 | 0 | 0 | 0 | 0 | 0 | 0 | 0 | 0 | 0 | 0 | 0 | 0 | 0 | 0 | 0 | 0 | 0 | 0 | 0 | 0 | 0 | 0 | 0 | 0 | 0 | 0 | 0 | 0 | 0 | 0 | 0 | 0 | 0 | 0 | 0 | 0 | 0 | 0 | 0 | 0 | 0 | 0 | 0 | 0 | 0 | 0 | 0 | 0 | 0 | 0 | 0 | 0 | 0 | 0 | 0 | 0 | 0 | 0 | 0 | 0 | 0 | 0 | 0 | 0 | 0 | 0 | 0 | 0 | 0 | 0 | 0 | 0 | 0 | 0 | 0 | 0 | 0 | 0 | 0 | 0 | 0 | 0 | 0 | 0 | 0 | 0 | 0 | 0 | 0 | 0 | 0 | 0 | 0 | 0 | 0 | 0 | 0 | 0 | 0 | 0 | 0 | 0 | 0 | 0 | 0 | 0 | 0 | 0 | 0 | 0 | 0 | 0 | 0 | 0 | 0 | 0 | 0 | 0 | 0 | 0 | 0 | 0 | 0 | 0 | 0 | 0 | 0 | 0 | 0 | 0 | 0 | 0 | 0 | 0 | 0 | 0 | 0 | 0 | 0 | 0 | 0 | 0 | 0 | 0 | 0 | 0 | 0 | 0 | 0 | 0 | 0 | 0 | 0 | 0 | 0 | 0 | 0 | 0 | 0 | 0 | 0 | 0 | 0 | 0 | 0 | 0 | 0 | 0 | 0 | 0 | 0 | 0 | 0 | 0 | 0 | 0 | 0 | 0 | 0 | 0 | 0 | 0 | 0 | 0 | 0 | 0 | 0 | 0 | 0 | 0 | 0 | 0 | 0 | 0 | 0 | 0 | 0 | 0 | 0 | 0 | 0 | 0 | 0 | 0 | 0 | 0 | 0 | 0 | 0 | 0 | 0 | 0 | 0 | 0 | 0 | 0 | 0 | 0 | 0 | 0 | 0 | 0 | 0 | 0 | 0
WA_Commercial_WA - College_New_Miscellaneous_Natural Gas_Pool Heater - Night Covers_A | WA | Commercial | WA - College | New | Miscellaneous | Natural Gas | Pool Heater - Night Covers | A | WCM100 | Uncovered. | Night covers on pool. | 5 | 0.0011799 | 0 | 0 | 1.36 | 0 | 0 | 0 | 0.28365 | 0.25 | sqft pool | 15% | 100% | Discretionary | Retro12Med_WA | 84.74% | Pool Heater | 0% | 0 |  | 0 |  | 0 | PL_COV-Water Heating-SCG-R0-62 | PL_COV-Water Heating-SCG-R0-62 | PL_COV-Water Heating-SCG-R0-1 | Uncovered. | Uncovered. | Uncovered. | Uncovered. | Uncovered. | Uncovered. | Uncovered. | Uncovered. | Uncovered. | Uncovered. | Uncovered. | Uncovered. | Uncovered. | Uncovered. | Uncovered. | Uncovered. | Uncovered. | Uncovered. | Uncovered. | Uncovered. | Uncovered. | Uncovered. | Uncovered. | Uncovered. | Uncovered. | Uncovered. | Uncovered. | Night covers on pool. | Night covers on pool. | Night covers on pool. | Night covers on pool. | Night covers on pool. | Night covers on pool. | Night covers on pool. | Night covers on pool. | Night covers on pool. | Night covers on pool. | Night covers on pool. | Night covers on pool. | Night covers on pool. | Night covers on pool. | Night covers on pool. | Night covers on pool. | Night covers on pool. | Night covers on pool. | Night covers on pool. | Night covers on pool. | Night covers on pool. | Night covers on pool. | Night covers on pool. | Night covers on pool. | Night covers on pool. | Night covers on pool. | Night covers on pool. | 1.36 | 1.36 | 1.36 | 1.36 | 1.36 | 1.36 | 1.36 | 1.36 | 1.36 | 1.36 | 1.36 | 1.36 | 1.36 | 1.36 | 1.36 | 1.36 | 1.36 | 1.36 | 1.36 | 1.36 | 1.36 | 1.36 | 1.36 | 1.36 | 1.36 | 1.36 | 1.36 | 0 | 0 | 0 | 0 | 0 | 0 | 0 | 0 | 0 | 0 | 0 | 0 | 0 | 0 | 0 | 0 | 0 | 0 | 0 | 0 | 0 | 0 | 0 | 0 | 0 | 0 | 0 | 0 | 0 | 0 | 0 | 0 | 0 | 0 | 0 | 0 | 0 | 0 | 0 | 0 | 0 | 0 | 0 | 0 | 0 | 0 | 0 | 0 | 0 | 0 | 0 | 0 | 0 | 0 | 0 | 0 | 0 | 0 | 0 | 0 | 0 | 0 | 0 | 0 | 0 | 0 | 0 | 0 | 0 | 0 | 0 | 0 | 0 | 0 | 0 | 0 | 0 | 0 | 0 | 0 | 0 | 0 | 0 | 0 | 0 | 0 | 0 | 0 | 0 | 0 | 0 | 0 | 0 | 0 | 0 | 0 | 0 | 0 | 0 | 0 | 0 | 0 | 0 | 0 | 0 | 0 | 0 | 0 | 0 | 0 | 0 | 0 | 0 | 0 | 0 | 0 | 0 | 0 | 0 | 0 | 0 | 0 | 0 | 0 | 0 | 0 | 0 | 0 | 0 | 0 | 0 | 0 | 0 | 0 | 0 | 0 | 0 | 0 | 0 | 0 | 0 | 0 | 0 | 0 | 0 | 0 | 0 | 0 | 0 | 0 | 0 | 0 | 0 | 0 | 0 | 0 | 0 | 0 | 0 | 0 | 0 | 0 | 0 | 0 | 0 | 0 | 0 | 0 | 0 | 0 | 0 | 0 | 0 | 0 | 0 | 0 | 0 | 0 | 0 | 0 | 0 | 0 | 0 | 0 | 0 | 0 | 0 | 0 | 0 | 0 | 0 | 0 | 0 | 0 | 0 | 0 | 0 | 0 | 0 | 0 | 0 | 0 | 0 | 0 | 0 | 0 | 0 | 0 | 0 | 0 | 0 | 0 | 0 | 0 | 0 | 0 | 0 | 0 | 0 | 0 | 0 | 0 | 0 | 0 | 0 | 0 | 0 | 0 | 0 | 0 | 0 | 0 | 0 | 0 | 0 | 0 | 0 | 0 | 0 | 0 | 0 | 0 | 0 | 0 | 0 | 0 | 0 | 0 | 0 | 0 | 0 | 0 | 0 | 0 | 0 | 0 | 0 | 0 | 0 | 0 | 0 | 0 | 0 | 0 | 0 | 0 | 0 | 0 | 0 | 0 | 0 | 0 | 0 | 0 | 0 | 0 | 0 | 0 | 0 | 0 | 0 | 0 | 0 | 0 | 0 | 0 | 0 | 0 | 0 | 0 | 0 | 0 | 0 | 0 | 0 | 0 | 0 | 0 | 0 | 0 | 0 | 0 | 0 | 0 | 0 | 0 | 0 | 0 | 0 | 0 | 0 | 0 | 0 | 0 | 0 | 0 | 0 | 0 | 0 | 0 | 0 | 0 | 0 | 0 | 0 | 0 | 0 | 0 | 0 | 0 | 0 | 0 | 0 | 0 | 0 | 0 | 0 | 0 | 0 | 0 | 0 | 0 | 0 | 0 | 0 | 0 | 0 | 0 | 0 | 0 | 0 | 0 | 0 | 0 | 0 | 0 | 0 | 0 | 0 | 0 | 0 | 0 | 0 | 0 | 0 | 0 | 0 | 0 | 0 | 0 | 0 | 0 | 0 | 0 | 0 | 0 | 0 | 0 | 0 | 0 | 0 | 0 | 0 | 0 | 0 | 0 | 0 | 0 | 0 | 0 | 0 | 0 | 0 | 0 | 0 | 0 | 0 | 0 | 0 | 0 | 0 | 0 | 0 | 0 | 0 | 0 | 0 | 0 | 0 | 0 | 0 | 0 | 0 | 0 | 0 | 0 | 0 | 0 | 0 | 0 | 0 | 0 | 0 | 0 | 0 | 0 | 0 | 0 | 0 | 0 | 0 | 0 | 0 | 0 | 0 | 0 | 0 | 0 | 0 | 0 | 0 | 0 | 0 | 0 | 0 | 0 | 0 | 0 | 0 | 0 | 0 | 0 | 0 | 0 | 0 | 0 | 0 | 0 | 0 | 0 | 0 | 0 | 0 | 0 | 0 | 0 | 0 | 0 | 0 | 0 | 0 | 0 | 0 | 0 | 0 | 0 | 0
WA_Commercial_WA - College_New_Space Heating_Natural Gas_Advanced New Construction Designs_A | WA | Commercial | WA - College | New | Space Heating | Natural Gas | Advanced New Construction Designs | A | WCM101 | Standard new construction design. | New construction designs exceeding ASHRAE 90.1 requirements. | 3 | 0 | 0 | 0 | 1.4 | 0 | 0 | 0 | 0.28365 | 0.25 | sqft | 10% | 40% | Discretionary | LO1Slow_WA | 84.66% | Space Heating | 0% | 0 |  | 0 |  | 0 | COM_CX-HVAC-AEG-1 | COM_CX-All-AEG-5 | COM_CX-All-AEG-5 | Standard new construction design. | Standard new construction design. | Standard new construction design. | Standard new construction design. | Standard new construction design. | Standard new construction design. | Standard new construction design. | Standard new construction design. | Standard new construction design. | Standard new construction design. | Standard new construction design. | Standard new construction design. | Standard new construction design. | Standard new construction design. | Standard new construction design. | Standard new construction design. | Standard new construction design. | Standard new construction design. | Standard new construction design. | Standard new construction design. | Standard new construction design. | Standard new construction design. | Standard new construction design. | Standard new construction design. | Standard new construction design. | Standard new construction design. | Standard new construction design. | New construction designs exceeding ASHRAE 90.1 requirements. | New construction designs exceeding ASHRAE 90.1 requirements. | New construction designs exceeding ASHRAE 90.1 requirements. | New construction designs exceeding ASHRAE 90.1 requirements. | New construction designs exceeding ASHRAE 90.1 requirements. | New construction designs exceeding ASHRAE 90.1 requirements. | New construction designs exceeding ASHRAE 90.1 requirements. | New construction designs exceeding ASHRAE 90.1 requirements. | New construction designs exceeding ASHRAE 90.1 requirements. | New construction designs exceeding ASHRAE 90.1 requirements. | New construction designs exceeding ASHRAE 90.1 requirements. | New construction designs exceeding ASHRAE 90.1 requirements. | New construction designs exceeding ASHRAE 90.1 requirements. | New construction designs exceeding ASHRAE 90.1 requirements. | New construction designs exceeding ASHRAE 90.1 requirements. | New construction designs exceeding ASHRAE 90.1 requirements. | New construction designs exceeding ASHRAE 90.1 requirements. | New construction designs exceeding ASHRAE 90.1 requirements. | New construction designs exceeding ASHRAE 90.1 requirements. | New construction designs exceeding ASHRAE 90.1 requirements. | New construction designs exceeding ASHRAE 90.1 requirements. | New construction designs exceeding ASHRAE 90.1 requirements. | New construction designs exceeding ASHRAE 90.1 requirements. | New construction designs exceeding ASHRAE 90.1 requirements. | New construction designs exceeding ASHRAE 90.1 requirements. | New construction designs exceeding ASHRAE 90.1 requirements. | New construction designs exceeding ASHRAE 90.1 requirements. | 1.4 | 1.4 | 1.4 | 1.4 | 1.4 | 1.4 | 1.4 | 1.4 | 1.4 | 1.4 | 1.4 | 1.4 | 1.4 | 1.4 | 1.4 | 1.4 | 1.4 | 1.4 | 1.4 | 1.4 | 1.4 | 1.4 | 1.4 | 1.4 | 1.4 | 1.4 | 1.4 | 0 | 0 | 0 | 0 | 0 | 0 | 0 | 0 | 0 | 0 | 0 | 0 | 0 | 0 | 0 | 0 | 0 | 0 | 0 | 0 | 0 | 0 | 0 | 0 | 0 | 0 | 0 | 0 | 0 | 0 | 0 | 0 | 0 | 0 | 0 | 0 | 0 | 0 | 0 | 0 | 0 | 0 | 0 | 0 | 0 | 0 | 0 | 0 | 0 | 0 | 0 | 0 | 0 | 0 | 0 | 0 | 0 | 0 | 0 | 0 | 0 | 0 | 0 | 0 | 0 | 0 | 0 | 0 | 0 | 0 | 0 | 0 | 0 | 0 | 0 | 0 | 0 | 0 | 0 | 0 | 0 | 0 | 0 | 0 | 0 | 0 | 0 | 0 | 0 | 0 | 0 | 0 | 0 | 0 | 0 | 0 | 0 | 0 | 0 | 0 | 0 | 0 | 0 | 0 | 0 | 0 | 0 | 0 | 0 | 0 | 0 | 0 | 0 | 0 | 0 | 0 | 0 | 0 | 0 | 0 | 0 | 0 | 0 | 0 | 0 | 0 | 0 | 0 | 0 | 0 | 0 | 0 | 0 | 0 | 0 | 0 | 0 | 0 | 0 | 0 | 0 | 0 | 0 | 0 | 0 | 0 | 0 | 0 | 0 | 0 | 0 | 0 | 0 | 0 | 0 | 0 | 0 | 0 | 0 | 0 | 0 | 0 | 0 | 0 | 0 | 0 | 0 | 0 | 0 | 0 | 0 | 0 | 0 | 0 | 0 | 0 | 0 | 0 | 0 | 0 | 0 | 0 | 0 | 0 | 0 | 0 | 0 | 0 | 0 | 0 | 0 | 0 | 0 | 0 | 0 | 0 | 0 | 0 | 0 | 0 | 0 | 0 | 0 | 0 | 0 | 0 | 0 | 0 | 0 | 0 | 0 | 0 | 0 | 0 | 0 | 0 | 0 | 0 | 0 | 0 | 0 | 0 | 0 | 0 | 0 | 0 | 0 | 0 | 0 | 0 | 0 | 0 | 0 | 0 | 0 | 0 | 0 | 0 | 0 | 0 | 0 | 0 | 0 | 0 | 0 | 0 | 0 | 0 | 0 | 0 | 0 | 0 | 0 | 0 | 0 | 0 | 0 | 0 | 0 | 0 | 0 | 0 | 0 | 0 | 0 | 0 | 0 | 0 | 0 | 0 | 0 | 0 | 0 | 0 | 0 | 0 | 0 | 0 | 0 | 0 | 0 | 0 | 0 | 0 | 0 | 0 | 0 | 0 | 0 | 0 | 0 | 0 | 0 | 0 | 0 | 0 | 0 | 0 | 0 | 0 | 0 | 0 | 0 | 0 | 0 | 0 | 0 | 0 | 0 | 0 | 0 | 0 | 0 | 0 | 0 | 0 | 0 | 0 | 0 | 0 | 0 | 0 | 0 | 0 | 0 | 0 | 0 | 0 | 0 | 0 | 0 | 0 | 0 | 0 | 0 | 0 | 0 | 0 | 0 | 0 | 0 | 0 | 0 | 0 | 0 | 0 | 0 | 0 | 0 | 0 | 0 | 0 | 0 | 0 | 0 | 0 | 0 | 0 | 0 | 0 | 0 | 0 | 0 | 0 | 0 | 0 | 0 | 0 | 0 | 0 | 0 | 0 | 0 | 0 | 0 | 0 | 0 | 0 | 0 | 0 | 0 | 0 | 0 | 0 | 0 | 0 | 0 | 0 | 0 | 0 | 0 | 0 | 0 | 0 | 0 | 0 | 0 | 0 | 0 | 0 | 0 | 0 | 0 | 0 | 0 | 0 | 0 | 0 | 0 | 0 | 0 | 0 | 0 | 0 | 0 | 0 | 0 | 0 | 0 | 0 | 0 | 0 | 0 | 0 | 0 | 0 | 0 | 0 | 0 | 0 | 0 | 0 | 0 | 0 | 0 | 0 | 0 | 0 | 0 | 0 | 0 | 0 | 0 | 0 | 0 | 0 | 0 | 0 | 0 | 0 | 0 | 0 | 0 | 0 | 0 | 0 | 0 | 0 | 0 | 0 | 0 | 0 | 0 | 0 | 0 | 0 | 0 | 0 | 0 | 0 | 0 | 0 | 0 | 0 | 0 | 0 | 0
WA_Commercial_WA - College_New_Water Heating_Natural Gas_Advanced New Construction Designs_A | WA | Commercial | WA - College | New | Water Heating | Natural Gas | Advanced New Construction Designs | A | WCM102 | Standard new construction design. | New construction designs exceeding ASHRAE 90.1 requirements. | 3 | 0 | 0 | 0 | 1.4 | 0 | 0 | 0 | 0.28365 | 0.25 | sqft | 10% | 40% | Discretionary | LO1Slow_WA | 84.66% | Water Heating | 0% | 0 |  | 0 |  | 0 | COM_CX-HVAC-AEG-1 | COM_CX-All-AEG-5 | COM_CX-All-AEG-5 | Standard new construction design. | Standard new construction design. | Standard new construction design. | Standard new construction design. | Standard new construction design. | Standard new construction design. | Standard new construction design. | Standard new construction design. | Standard new construction design. | Standard new construction design. | Standard new construction design. | Standard new construction design. | Standard new construction design. | Standard new construction design. | Standard new construction design. | Standard new construction design. | Standard new construction design. | Standard new construction design. | Standard new construction design. | Standard new construction design. | Standard new construction design. | Standard new construction design. | Standard new construction design. | Standard new construction design. | Standard new construction design. | Standard new construction design. | Standard new construction design. | New construction designs exceeding ASHRAE 90.1 requirements. | New construction designs exceeding ASHRAE 90.1 requirements. | New construction designs exceeding ASHRAE 90.1 requirements. | New construction designs exceeding ASHRAE 90.1 requirements. | New construction designs exceeding ASHRAE 90.1 requirements. | New construction designs exceeding ASHRAE 90.1 requirements. | New construction designs exceeding ASHRAE 90.1 requirements. | New construction designs exceeding ASHRAE 90.1 requirements. | New construction designs exceeding ASHRAE 90.1 requirements. | New construction designs exceeding ASHRAE 90.1 requirements. | New construction designs exceeding ASHRAE 90.1 requirements. | New construction designs exceeding ASHRAE 90.1 requirements. | New construction designs exceeding ASHRAE 90.1 requirements. | New construction designs exceeding ASHRAE 90.1 requirements. | New construction designs exceeding ASHRAE 90.1 requirements. | New construction designs exceeding ASHRAE 90.1 requirements. | New construction designs exceeding ASHRAE 90.1 requirements. | New construction designs exceeding ASHRAE 90.1 requirements. | New construction designs exceeding ASHRAE 90.1 requirements. | New construction designs exceeding ASHRAE 90.1 requirements. | New construction designs exceeding ASHRAE 90.1 requirements. | New construction designs exceeding ASHRAE 90.1 requirements. | New construction designs exceeding ASHRAE 90.1 requirements. | New construction designs exceeding ASHRAE 90.1 requirements. | New construction designs exceeding ASHRAE 90.1 requirements. | New construction designs exceeding ASHRAE 90.1 requirements. | New construction designs exceeding ASHRAE 90.1 requirements. | 1.4 | 1.4 | 1.4 | 1.4 | 1.4 | 1.4 | 1.4 | 1.4 | 1.4 | 1.4 | 1.4 | 1.4 | 1.4 | 1.4 | 1.4 | 1.4 | 1.4 | 1.4 | 1.4 | 1.4 | 1.4 | 1.4 | 1.4 | 1.4 | 1.4 | 1.4 | 1.4 | 0 | 0 | 0 | 0 | 0 | 0 | 0 | 0 | 0 | 0 | 0 | 0 | 0 | 0 | 0 | 0 | 0 | 0 | 0 | 0 | 0 | 0 | 0 | 0 | 0 | 0 | 0 | 0 | 0 | 0 | 0 | 0 | 0 | 0 | 0 | 0 | 0 | 0 | 0 | 0 | 0 | 0 | 0 | 0 | 0 | 0 | 0 | 0 | 0 | 0 | 0 | 0 | 0 | 0 | 0 | 0 | 0 | 0 | 0 | 0 | 0 | 0 | 0 | 0 | 0 | 0 | 0 | 0 | 0 | 0 | 0 | 0 | 0 | 0 | 0 | 0 | 0 | 0 | 0 | 0 | 0 | 0 | 0 | 0 | 0 | 0 | 0 | 0 | 0 | 0 | 0 | 0 | 0 | 0 | 0 | 0 | 0 | 0 | 0 | 0 | 0 | 0 | 0 | 0 | 0 | 0 | 0 | 0 | 0 | 0 | 0 | 0 | 0 | 0 | 0 | 0 | 0 | 0 | 0 | 0 | 0 | 0 | 0 | 0 | 0 | 0 | 0 | 0 | 0 | 0 | 0 | 0 | 0 | 0 | 0 | 0 | 0 | 0 | 0 | 0 | 0 | 0 | 0 | 0 | 0 | 0 | 0 | 0 | 0 | 0 | 0 | 0 | 0 | 0 | 0 | 0 | 0 | 0 | 0 | 0 | 0 | 0 | 0 | 0 | 0 | 0 | 0 | 0 | 0 | 0 | 0 | 0 | 0 | 0 | 0 | 0 | 0 | 0 | 0 | 0 | 0 | 0 | 0 | 0 | 0 | 0 | 0 | 0 | 0 | 0 | 0 | 0 | 0 | 0 | 0 | 0 | 0 | 0 | 0 | 0 | 0 | 0 | 0 | 0 | 0 | 0 | 0 | 0 | 0 | 0 | 0 | 0 | 0 | 0 | 0 | 0 | 0 | 0 | 0 | 0 | 0 | 0 | 0 | 0 | 0 | 0 | 0 | 0 | 0 | 0 | 0 | 0 | 0 | 0 | 0 | 0 | 0 | 0 | 0 | 0 | 0 | 0 | 0 | 0 | 0 | 0 | 0 | 0 | 0 | 0 | 0 | 0 | 0 | 0 | 0 | 0 | 0 | 0 | 0 | 0 | 0 | 0 | 0 | 0 | 0 | 0 | 0 | 0 | 0 | 0 | 0 | 0 | 0 | 0 | 0 | 0 | 0 | 0 | 0 | 0 | 0 | 0 | 0 | 0 | 0 | 0 | 0 | 0 | 0 | 0 | 0 | 0 | 0 | 0 | 0 | 0 | 0 | 0 | 0 | 0 | 0 | 0 | 0 | 0 | 0 | 0 | 0 | 0 | 0 | 0 | 0 | 0 | 0 | 0 | 0 | 0 | 0 | 0 | 0 | 0 | 0 | 0 | 0 | 0 | 0 | 0 | 0 | 0 | 0 | 0 | 0 | 0 | 0 | 0 | 0 | 0 | 0 | 0 | 0 | 0 | 0 | 0 | 0 | 0 | 0 | 0 | 0 | 0 | 0 | 0 | 0 | 0 | 0 | 0 | 0 | 0 | 0 | 0 | 0 | 0 | 0 | 0 | 0 | 0 | 0 | 0 | 0 | 0 | 0 | 0 | 0 | 0 | 0 | 0 | 0 | 0 | 0 | 0 | 0 | 0 | 0 | 0 | 0 | 0 | 0 | 0 | 0 | 0 | 0 | 0 | 0 | 0 | 0 | 0 | 0 | 0 | 0 | 0 | 0 | 0 | 0 | 0 | 0 | 0 | 0 | 0 | 0 | 0 | 0 | 0 | 0 | 0 | 0 | 0 | 0 | 0 | 0 | 0 | 0 | 0 | 0 | 0 | 0 | 0 | 0 | 0 | 0 | 0 | 0 | 0 | 0 | 0 | 0 | 0 | 0 | 0 | 0 | 0 | 0 | 0 | 0 | 0 | 0 | 0 | 0 | 0 | 0 | 0 | 0 | 0 | 0 | 0 | 0 | 0 | 0 | 0 | 0 | 0 | 0 | 0 | 0 | 0 | 0 | 0 | 0 | 0 | 0 | 0 | 0 | 0 | 0 | 0 | 0 | 0 | 0 | 0 | 0
WA_Commercial_WA - College_New_Space Heating_Natural Gas_Strategic Energy Management_A | WA | Commercial | WA - College | New | Space Heating | Natural Gas | Strategic Energy Management | A | WCM103 | No strategic energy management. | Implementation of strategic energy management. | 3 | 0 | 0 | 0 | 0.09 | 0 | 0 | 0 | 0.28365 | 0.25 | sqft | 63% | 100% | Discretionary | RetroEven20_WA | 85% | Space Heating | 0% | 0 |  | 0 |  | 0 | DL20_COM_SEM-Misc-2021PLN-V4-1 | BEHAV_SEM-All-CPUC-2018_PG-2 | DL20_COM_SEM-Misc-2021PLN-V4-15 | No strategic energy management. | No strategic energy management. | No strategic energy management. | No strategic energy management. | No strategic energy management. | No strategic energy management. | No strategic energy management. | No strategic energy management. | No strategic energy management. | No strategic energy management. | No strategic energy management. | No strategic energy management. | No strategic energy management. | No strategic energy management. | No strategic energy management. | No strategic energy management. | No strategic energy management. | No strategic energy management. | No strategic energy management. | No strategic energy management. | No strategic energy management. | No strategic energy management. | No strategic energy management. | No strategic energy management. | No strategic energy management. | No strategic energy management. | No strategic energy management. | Implementation of strategic energy management. | Implementation of strategic energy management. | Implementation of strategic energy management. | Implementation of strategic energy management. | Implementation of strategic energy management. | Implementation of strategic energy management. | Implementation of strategic energy management. | Implementation of strategic energy management. | Implementation of strategic energy management. | Implementation of strategic energy management. | Implementation of strategic energy management. | Implementation of strategic energy management. | Implementation of strategic energy management. | Implementation of strategic energy management. | Implementation of strategic energy management. | Implementation of strategic energy management. | Implementation of strategic energy management. | Implementation of strategic energy management. | Implementation of strategic energy management. | Implementation of strategic energy management. | Implementation of strategic energy management. | Implementation of strategic energy management. | Implementation of strategic energy management. | Implementation of strategic energy management. | Implementation of strategic energy management. | Implementation of strategic energy management. | Implementation of strategic energy management. | 0.09 | 0.09 | 0.09 | 0.09 | 0.09 | 0.09 | 0.09 | 0.09 | 0.09 | 0.09 | 0.09 | 0.09 | 0.09 | 0.09 | 0.09 | 0.09 | 0.09 | 0.09 | 0.09 | 0.09 | 0.09 | 0.09 | 0.09 | 0.09 | 0.09 | 0.09 | 0.09 | 0 | 0 | 0 | 0 | 0 | 0 | 0 | 0 | 0 | 0 | 0 | 0 | 0 | 0 | 0 | 0 | 0 | 0 | 0 | 0 | 0 | 0 | 0 | 0 | 0 | 0 | 0 | 0 | 0 | 0 | 0 | 0 | 0 | 0 | 0 | 0 | 0 | 0 | 0 | 0 | 0 | 0 | 0 | 0 | 0 | 0 | 0 | 0 | 0 | 0 | 0 | 0 | 0 | 0 | 0 | 0 | 0 | 0 | 0 | 0 | 0 | 0 | 0 | 0 | 0 | 0 | 0 | 0 | 0 | 0 | 0 | 0 | 0 | 0 | 0 | 0 | 0 | 0 | 0 | 0 | 0 | 0 | 0 | 0 | 0 | 0 | 0 | 0 | 0 | 0 | 0 | 0 | 0 | 0 | 0 | 0 | 0 | 0 | 0 | 0 | 0 | 0 | 0 | 0 | 0 | 0 | 0 | 0 | 0 | 0 | 0 | 0 | 0 | 0 | 0 | 0 | 0 | 0 | 0 | 0 | 0 | 0 | 0 | 0 | 0 | 0 | 0 | 0 | 0 | 0 | 0 | 0 | 0 | 0 | 0 | 0 | 0 | 0 | 0 | 0 | 0 | 0 | 0 | 0 | 0 | 0 | 0 | 0 | 0 | 0 | 0 | 0 | 0 | 0 | 0 | 0 | 0 | 0 | 0 | 0 | 0 | 0 | 0 | 0 | 0 | 0 | 0 | 0 | 0 | 0 | 0 | 0 | 0 | 0 | 0 | 0 | 0 | 0 | 0 | 0 | 0 | 0 | 0 | 0 | 0 | 0 | 0 | 0 | 0 | 0 | 0 | 0 | 0 | 0 | 0 | 0 | 0 | 0 | 0 | 0 | 0 | 0 | 0 | 0 | 0 | 0 | 0 | 0 | 0 | 0 | 0 | 0 | 0 | 0 | 0 | 0 | 0 | 0 | 0 | 0 | 0 | 0 | 0 | 0 | 0 | 0 | 0 | 0 | 0 | 0 | 0 | 0 | 0 | 0 | 0 | 0 | 0 | 0 | 0 | 0 | 0 | 0 | 0 | 0 | 0 | 0 | 0 | 0 | 0 | 0 | 0 | 0 | 0 | 0 | 0 | 0 | 0 | 0 | 0 | 0 | 0 | 0 | 0 | 0 | 0 | 0 | 0 | 0 | 0 | 0 | 0 | 0 | 0 | 0 | 0 | 0 | 0 | 0 | 0 | 0 | 0 | 0 | 0 | 0 | 0 | 0 | 0 | 0 | 0 | 0 | 0 | 0 | 0 | 0 | 0 | 0 | 0 | 0 | 0 | 0 | 0 | 0 | 0 | 0 | 0 | 0 | 0 | 0 | 0 | 0 | 0 | 0 | 0 | 0 | 0 | 0 | 0 | 0 | 0 | 0 | 0 | 0 | 0 | 0 | 0 | 0 | 0 | 0 | 0 | 0 | 0 | 0 | 0 | 0 | 0 | 0 | 0 | 0 | 0 | 0 | 0 | 0 | 0 | 0 | 0 | 0 | 0 | 0 | 0 | 0 | 0 | 0 | 0 | 0 | 0 | 0 | 0 | 0 | 0 | 0 | 0 | 0 | 0 | 0 | 0 | 0 | 0 | 0 | 0 | 0 | 0 | 0 | 0 | 0 | 0 | 0 | 0 | 0 | 0 | 0 | 0 | 0 | 0 | 0 | 0 | 0 | 0 | 0 | 0 | 0 | 0 | 0 | 0 | 0 | 0 | 0 | 0 | 0 | 0 | 0 | 0 | 0 | 0 | 0 | 0 | 0 | 0 | 0 | 0 | 0 | 0 | 0 | 0 | 0 | 0 | 0 | 0 | 0 | 0 | 0 | 0 | 0 | 0 | 0 | 0 | 0 | 0 | 0 | 0 | 0 | 0 | 0 | 0 | 0 | 0 | 0 | 0 | 0 | 0 | 0 | 0 | 0 | 0 | 0 | 0 | 0 | 0 | 0 | 0 | 0 | 0 | 0 | 0 | 0 | 0 | 0 | 0 | 0 | 0 | 0 | 0 | 0 | 0 | 0 | 0 | 0 | 0 | 0 | 0 | 0 | 0 | 0 | 0 | 0 | 0 | 0 | 0
WA_Commercial_WA - College_New_Water Heating_Natural Gas_Strategic Energy Management_A | WA | Commercial | WA - College | New | Water Heating | Natural Gas | Strategic Energy Management | A | WCM104 | No strategic energy management. | Implementation of strategic energy management. | 3 | 0 | 0 | 0 | 0.09 | 0 | 0 | 0 | 0.28365 | 0.25 | sqft | 63% | 100% | Discretionary | RetroEven20_WA | 85% | Water Heating | 0% | 0 |  | 0 |  | 0 | DL20_COM_SEM-Misc-2021PLN-V4-1 | BEHAV_SEM-All-CPUC-2018_PG-2 | DL20_COM_SEM-Misc-2021PLN-V4-15 | No strategic energy management. | No strategic energy management. | No strategic energy management. | No strategic energy management. | No strategic energy management. | No strategic energy management. | No strategic energy management. | No strategic energy management. | No strategic energy management. | No strategic energy management. | No strategic energy management. | No strategic energy management. | No strategic energy management. | No strategic energy management. | No strategic energy management. | No strategic energy management. | No strategic energy management. | No strategic energy management. | No strategic energy management. | No strategic energy management. | No strategic energy management. | No strategic energy management. | No strategic energy management. | No strategic energy management. | No strategic energy management. | No strategic energy management. | No strategic energy management. | Implementation of strategic energy management. | Implementation of strategic energy management. | Implementation of strategic energy management. | Implementation of strategic energy management. | Implementation of strategic energy management. | Implementation of strategic energy management. | Implementation of strategic energy management. | Implementation of strategic energy management. | Implementation of strategic energy management. | Implementation of strategic energy management. | Implementation of strategic energy management. | Implementation of strategic energy management. | Implementation of strategic energy management. | Implementation of strategic energy management. | Implementation of strategic energy management. | Implementation of strategic energy management. | Implementation of strategic energy management. | Implementation of strategic energy management. | Implementation of strategic energy management. | Implementation of strategic energy management. | Implementation of strategic energy management. | Implementation of strategic energy management. | Implementation of strategic energy management. | Implementation of strategic energy management. | Implementation of strategic energy management. | Implementation of strategic energy management. | Implementation of strategic energy management. | 0.09 | 0.09 | 0.09 | 0.09 | 0.09 | 0.09 | 0.09 | 0.09 | 0.09 | 0.09 | 0.09 | 0.09 | 0.09 | 0.09 | 0.09 | 0.09 | 0.09 | 0.09 | 0.09 | 0.09 | 0.09 | 0.09 | 0.09 | 0.09 | 0.09 | 0.09 | 0.09 | 0 | 0 | 0 | 0 | 0 | 0 | 0 | 0 | 0 | 0 | 0 | 0 | 0 | 0 | 0 | 0 | 0 | 0 | 0 | 0 | 0 | 0 | 0 | 0 | 0 | 0 | 0 | 0 | 0 | 0 | 0 | 0 | 0 | 0 | 0 | 0 | 0 | 0 | 0 | 0 | 0 | 0 | 0 | 0 | 0 | 0 | 0 | 0 | 0 | 0 | 0 | 0 | 0 | 0 | 0 | 0 | 0 | 0 | 0 | 0 | 0 | 0 | 0 | 0 | 0 | 0 | 0 | 0 | 0 | 0 | 0 | 0 | 0 | 0 | 0 | 0 | 0 | 0 | 0 | 0 | 0 | 0 | 0 | 0 | 0 | 0 | 0 | 0 | 0 | 0 | 0 | 0 | 0 | 0 | 0 | 0 | 0 | 0 | 0 | 0 | 0 | 0 | 0 | 0 | 0 | 0 | 0 | 0 | 0 | 0 | 0 | 0 | 0 | 0 | 0 | 0 | 0 | 0 | 0 | 0 | 0 | 0 | 0 | 0 | 0 | 0 | 0 | 0 | 0 | 0 | 0 | 0 | 0 | 0 | 0 | 0 | 0 | 0 | 0 | 0 | 0 | 0 | 0 | 0 | 0 | 0 | 0 | 0 | 0 | 0 | 0 | 0 | 0 | 0 | 0 | 0 | 0 | 0 | 0 | 0 | 0 | 0 | 0 | 0 | 0 | 0 | 0 | 0 | 0 | 0 | 0 | 0 | 0 | 0 | 0 | 0 | 0 | 0 | 0 | 0 | 0 | 0 | 0 | 0 | 0 | 0 | 0 | 0 | 0 | 0 | 0 | 0 | 0 | 0 | 0 | 0 | 0 | 0 | 0 | 0 | 0 | 0 | 0 | 0 | 0 | 0 | 0 | 0 | 0 | 0 | 0 | 0 | 0 | 0 | 0 | 0 | 0 | 0 | 0 | 0 | 0 | 0 | 0 | 0 | 0 | 0 | 0 | 0 | 0 | 0 | 0 | 0 | 0 | 0 | 0 | 0 | 0 | 0 | 0 | 0 | 0 | 0 | 0 | 0 | 0 | 0 | 0 | 0 | 0 | 0 | 0 | 0 | 0 | 0 | 0 | 0 | 0 | 0 | 0 | 0 | 0 | 0 | 0 | 0 | 0 | 0 | 0 | 0 | 0 | 0 | 0 | 0 | 0 | 0 | 0 | 0 | 0 | 0 | 0 | 0 | 0 | 0 | 0 | 0 | 0 | 0 | 0 | 0 | 0 | 0 | 0 | 0 | 0 | 0 | 0 | 0 | 0 | 0 | 0 | 0 | 0 | 0 | 0 | 0 | 0 | 0 | 0 | 0 | 0 | 0 | 0 | 0 | 0 | 0 | 0 | 0 | 0 | 0 | 0 | 0 | 0 | 0 | 0 | 0 | 0 | 0 | 0 | 0 | 0 | 0 | 0 | 0 | 0 | 0 | 0 | 0 | 0 | 0 | 0 | 0 | 0 | 0 | 0 | 0 | 0 | 0 | 0 | 0 | 0 | 0 | 0 | 0 | 0 | 0 | 0 | 0 | 0 | 0 | 0 | 0 | 0 | 0 | 0 | 0 | 0 | 0 | 0 | 0 | 0 | 0 | 0 | 0 | 0 | 0 | 0 | 0 | 0 | 0 | 0 | 0 | 0 | 0 | 0 | 0 | 0 | 0 | 0 | 0 | 0 | 0 | 0 | 0 | 0 | 0 | 0 | 0 | 0 | 0 | 0 | 0 | 0 | 0 | 0 | 0 | 0 | 0 | 0 | 0 | 0 | 0 | 0 | 0 | 0 | 0 | 0 | 0 | 0 | 0 | 0 | 0 | 0 | 0 | 0 | 0 | 0 | 0 | 0 | 0 | 0 | 0 | 0 | 0 | 0 | 0 | 0 | 0 | 0 | 0 | 0 | 0 | 0 | 0 | 0 | 0 | 0 | 0 | 0 | 0 | 0 | 0 | 0 | 0 | 0 | 0 | 0 | 0 | 0 | 0 | 0 | 0 | 0 | 0 | 0 | 0 | 0 | 0 | 0 | 0 | 0 | 0 | 0 | 0 | 0 | 0 | 0 | 0 | 0
WA_Commercial_WA - College_New_Space Heating_Natural Gas_Retrocommissioning_A | WA | Commercial | WA - College | New | Space Heating | Natural Gas | Retrocommissioning | A | WCM105 | No retro commissioning. | Periodic recommissioning of building systems. | 3 | 0 | 0 | 0 | 1.31 | 0 | 0 | 0 | 0.28365 | 0.25 | sqft | 0% | 0% | Discretionary | RetroEven20_WA | 85% | Space Heating | 0% | 0 |  | 0 |  | 0 | COM_RCX-HVAC-AEG-1 | N/A | COM_RCX-HVAC-AEG-1 | No retro commissioning. | No retro commissioning. | No retro commissioning. | No retro commissioning. | No retro commissioning. | No retro commissioning. | No retro commissioning. | No retro commissioning. | No retro commissioning. | No retro commissioning. | No retro commissioning. | No retro commissioning. | No retro commissioning. | No retro commissioning. | No retro commissioning. | No retro commissioning. | No retro commissioning. | No retro commissioning. | No retro commissioning. | No retro commissioning. | No retro commissioning. | No retro commissioning. | No retro commissioning. | No retro commissioning. | No retro commissioning. | No retro commissioning. | No retro commissioning. | Periodic recommissioning of building systems. | Periodic recommissioning of building systems. | Periodic recommissioning of building systems. | Periodic recommissioning of building systems. | Periodic recommissioning of building systems. | Periodic recommissioning of building systems. | Periodic recommissioning of building systems. | Periodic recommissioning of building systems. | Periodic recommissioning of building systems. | Periodic recommissioning of building systems. | Periodic recommissioning of building systems. | Periodic recommissioning of building systems. | Periodic recommissioning of building systems. | Periodic recommissioning of building systems. | Periodic recommissioning of building systems. | Periodic recommissioning of building systems. | Periodic recommissioning of building systems. | Periodic recommissioning of building systems. | Periodic recommissioning of building systems. | Periodic recommissioning of building systems. | Periodic recommissioning of building systems. | Periodic recommissioning of building systems. | Periodic recommissioning of building systems. | Periodic recommissioning of building systems. | Periodic recommissioning of building systems. | Periodic recommissioning of building systems. | Periodic recommissioning of building systems. | 1.31 | 1.31 | 1.31 | 1.31 | 1.31 | 1.31 | 1.31 | 1.31 | 1.31 | 1.31 | 1.31 | 1.31 | 1.31 | 1.31 | 1.31 | 1.31 | 1.31 | 1.31 | 1.31 | 1.31 | 1.31 | 1.31 | 1.31 | 1.31 | 1.31 | 1.31 | 1.31 | 0 | 0 | 0 | 0 | 0 | 0 | 0 | 0 | 0 | 0 | 0 | 0 | 0 | 0 | 0 | 0 | 0 | 0 | 0 | 0 | 0 | 0 | 0 | 0 | 0 | 0 | 0 | 0 | 0 | 0 | 0 | 0 | 0 | 0 | 0 | 0 | 0 | 0 | 0 | 0 | 0 | 0 | 0 | 0 | 0 | 0 | 0 | 0 | 0 | 0 | 0 | 0 | 0 | 0 | 0 | 0 | 0 | 0 | 0 | 0 | 0 | 0 | 0 | 0 | 0 | 0 | 0 | 0 | 0 | 0 | 0 | 0 | 0 | 0 | 0 | 0 | 0 | 0 | 0 | 0 | 0 | 0 | 0 | 0 | 0 | 0 | 0 | 0 | 0 | 0 | 0 | 0 | 0 | 0 | 0 | 0 | 0 | 0 | 0 | 0 | 0 | 0 | 0 | 0 | 0 | 0 | 0 | 0 | 0 | 0 | 0 | 0 | 0 | 0 | 0 | 0 | 0 | 0 | 0 | 0 | 0 | 0 | 0 | 0 | 0 | 0 | 0 | 0 | 0 | 0 | 0 | 0 | 0 | 0 | 0 | 0 | 0 | 0 | 0 | 0 | 0 | 0 | 0 | 0 | 0 | 0 | 0 | 0 | 0 | 0 | 0 | 0 | 0 | 0 | 0 | 0 | 0 | 0 | 0 | 0 | 0 | 0 | 0 | 0 | 0 | 0 | 0 | 0 | 0 | 0 | 0 | 0 | 0 | 0 | 0 | 0 | 0 | 0 | 0 | 0 | 0 | 0 | 0 | 0 | 0 | 0 | 0 | 0 | 0 | 0 | 0 | 0 | 0 | 0 | 0 | 0 | 0 | 0 | 0 | 0 | 0 | 0 | 0 | 0 | 0 | 0 | 0 | 0 | 0 | 0 | 0 | 0 | 0 | 0 | 0 | 0 | 0 | 0 | 0 | 0 | 0 | 0 | 0 | 0 | 0 | 0 | 0 | 0 | 0 | 0 | 0 | 0 | 0 | 0 | 0 | 0 | 0 | 0 | 0 | 0 | 0 | 0 | 0 | 0 | 0 | 0 | 0 | 0 | 0 | 0 | 0 | 0 | 0 | 0 | 0 | 0 | 0 | 0 | 0 | 0 | 0 | 0 | 0 | 0 | 0 | 0 | 0 | 0 | 0 | 0 | 0 | 0 | 0 | 0 | 0 | 0 | 0 | 0 | 0 | 0 | 0 | 0 | 0 | 0 | 0 | 0 | 0 | 0 | 0 | 0 | 0 | 0 | 0 | 0 | 0 | 0 | 0 | 0 | 0 | 0 | 0 | 0 | 0 | 0 | 0 | 0 | 0 | 0 | 0 | 0 | 0 | 0 | 0 | 0 | 0 | 0 | 0 | 0 | 0 | 0 | 0 | 0 | 0 | 0 | 0 | 0 | 0 | 0 | 0 | 0 | 0 | 0 | 0 | 0 | 0 | 0 | 0 | 0 | 0 | 0 | 0 | 0 | 0 | 0 | 0 | 0 | 0 | 0 | 0 | 0 | 0 | 0 | 0 | 0 | 0 | 0 | 0 | 0 | 0 | 0 | 0 | 0 | 0 | 0 | 0 | 0 | 0 | 0 | 0 | 0 | 0 | 0 | 0 | 0 | 0 | 0 | 0 | 0 | 0 | 0 | 0 | 0 | 0 | 0 | 0 | 0 | 0 | 0 | 0 | 0 | 0 | 0 | 0 | 0 | 0 | 0 | 0 | 0 | 0 | 0 | 0 | 0 | 0 | 0 | 0 | 0 | 0 | 0 | 0 | 0 | 0 | 0 | 0 | 0 | 0 | 0 | 0 | 0 | 0 | 0 | 0 | 0 | 0 | 0 | 0 | 0 | 0 | 0 | 0 | 0 | 0 | 0 | 0 | 0 | 0 | 0 | 0 | 0 | 0 | 0 | 0 | 0 | 0 | 0 | 0 | 0 | 0 | 0 | 0 | 0 | 0 | 0 | 0 | 0 | 0 | 0 | 0 | 0 | 0 | 0 | 0 | 0 | 0 | 0 | 0 | 0 | 0 | 0 | 0 | 0 | 0 | 0 | 0 | 0 | 0 | 0 | 0
WA_Commercial_WA - College_New_Water Heating_Natural Gas_Retrocommissioning_A | WA | Commercial | WA - College | New | Water Heating | Natural Gas | Retrocommissioning | A | WCM106 | No retro commissioning. | Periodic recommissioning of building systems. | 3 | 0 | 0 | 0 | 1.31 | 0 | 0 | 0 | 0.28365 | 0.25 | sqft | 0% | 0% | Discretionary | RetroEven20_WA | 85% | Water Heating | 0% | 0 |  | 0 |  | 0 | COM_RCX-HVAC-AEG-1 | N/A | COM_RCX-HVAC-AEG-1 | No retro commissioning. | No retro commissioning. | No retro commissioning. | No retro commissioning. | No retro commissioning. | No retro commissioning. | No retro commissioning. | No retro commissioning. | No retro commissioning. | No retro commissioning. | No retro commissioning. | No retro commissioning. | No retro commissioning. | No retro commissioning. | No retro commissioning. | No retro commissioning. | No retro commissioning. | No retro commissioning. | No retro commissioning. | No retro commissioning. | No retro commissioning. | No retro commissioning. | No retro commissioning. | No retro commissioning. | No retro commissioning. | No retro commissioning. | No retro commissioning. | Periodic recommissioning of building systems. | Periodic recommissioning of building systems. | Periodic recommissioning of building systems. | Periodic recommissioning of building systems. | Periodic recommissioning of building systems. | Periodic recommissioning of building systems. | Periodic recommissioning of building systems. | Periodic recommissioning of building systems. | Periodic recommissioning of building systems. | Periodic recommissioning of building systems. | Periodic recommissioning of building systems. | Periodic recommissioning of building systems. | Periodic recommissioning of building systems. | Periodic recommissioning of building systems. | Periodic recommissioning of building systems. | Periodic recommissioning of building systems. | Periodic recommissioning of building systems. | Periodic recommissioning of building systems. | Periodic recommissioning of building systems. | Periodic recommissioning of building systems. | Periodic recommissioning of building systems. | Periodic recommissioning of building systems. | Periodic recommissioning of building systems. | Periodic recommissioning of building systems. | Periodic recommissioning of building systems. | Periodic recommissioning of building systems. | Periodic recommissioning of building systems. | 1.31 | 1.31 | 1.31 | 1.31 | 1.31 | 1.31 | 1.31 | 1.31 | 1.31 | 1.31 | 1.31 | 1.31 | 1.31 | 1.31 | 1.31 | 1.31 | 1.31 | 1.31 | 1.31 | 1.31 | 1.31 | 1.31 | 1.31 | 1.31 | 1.31 | 1.31 | 1.31 | 0 | 0 | 0 | 0 | 0 | 0 | 0 | 0 | 0 | 0 | 0 | 0 | 0 | 0 | 0 | 0 | 0 | 0 | 0 | 0 | 0 | 0 | 0 | 0 | 0 | 0 | 0 | 0 | 0 | 0 | 0 | 0 | 0 | 0 | 0 | 0 | 0 | 0 | 0 | 0 | 0 | 0 | 0 | 0 | 0 | 0 | 0 | 0 | 0 | 0 | 0 | 0 | 0 | 0 | 0 | 0 | 0 | 0 | 0 | 0 | 0 | 0 | 0 | 0 | 0 | 0 | 0 | 0 | 0 | 0 | 0 | 0 | 0 | 0 | 0 | 0 | 0 | 0 | 0 | 0 | 0 | 0 | 0 | 0 | 0 | 0 | 0 | 0 | 0 | 0 | 0 | 0 | 0 | 0 | 0 | 0 | 0 | 0 | 0 | 0 | 0 | 0 | 0 | 0 | 0 | 0 | 0 | 0 | 0 | 0 | 0 | 0 | 0 | 0 | 0 | 0 | 0 | 0 | 0 | 0 | 0 | 0 | 0 | 0 | 0 | 0 | 0 | 0 | 0 | 0 | 0 | 0 | 0 | 0 | 0 | 0 | 0 | 0 | 0 | 0 | 0 | 0 | 0 | 0 | 0 | 0 | 0 | 0 | 0 | 0 | 0 | 0 | 0 | 0 | 0 | 0 | 0 | 0 | 0 | 0 | 0 | 0 | 0 | 0 | 0 | 0 | 0 | 0 | 0 | 0 | 0 | 0 | 0 | 0 | 0 | 0 | 0 | 0 | 0 | 0 | 0 | 0 | 0 | 0 | 0 | 0 | 0 | 0 | 0 | 0 | 0 | 0 | 0 | 0 | 0 | 0 | 0 | 0 | 0 | 0 | 0 | 0 | 0 | 0 | 0 | 0 | 0 | 0 | 0 | 0 | 0 | 0 | 0 | 0 | 0 | 0 | 0 | 0 | 0 | 0 | 0 | 0 | 0 | 0 | 0 | 0 | 0 | 0 | 0 | 0 | 0 | 0 | 0 | 0 | 0 | 0 | 0 | 0 | 0 | 0 | 0 | 0 | 0 | 0 | 0 | 0 | 0 | 0 | 0 | 0 | 0 | 0 | 0 | 0 | 0 | 0 | 0 | 0 | 0 | 0 | 0 | 0 | 0 | 0 | 0 | 0 | 0 | 0 | 0 | 0 | 0 | 0 | 0 | 0 | 0 | 0 | 0 | 0 | 0 | 0 | 0 | 0 | 0 | 0 | 0 | 0 | 0 | 0 | 0 | 0 | 0 | 0 | 0 | 0 | 0 | 0 | 0 | 0 | 0 | 0 | 0 | 0 | 0 | 0 | 0 | 0 | 0 | 0 | 0 | 0 | 0 | 0 | 0 | 0 | 0 | 0 | 0 | 0 | 0 | 0 | 0 | 0 | 0 | 0 | 0 | 0 | 0 | 0 | 0 | 0 | 0 | 0 | 0 | 0 | 0 | 0 | 0 | 0 | 0 | 0 | 0 | 0 | 0 | 0 | 0 | 0 | 0 | 0 | 0 | 0 | 0 | 0 | 0 | 0 | 0 | 0 | 0 | 0 | 0 | 0 | 0 | 0 | 0 | 0 | 0 | 0 | 0 | 0 | 0 | 0 | 0 | 0 | 0 | 0 | 0 | 0 | 0 | 0 | 0 | 0 | 0 | 0 | 0 | 0 | 0 | 0 | 0 | 0 | 0 | 0 | 0 | 0 | 0 | 0 | 0 | 0 | 0 | 0 | 0 | 0 | 0 | 0 | 0 | 0 | 0 | 0 | 0 | 0 | 0 | 0 | 0 | 0 | 0 | 0 | 0 | 0 | 0 | 0 | 0 | 0 | 0 | 0 | 0 | 0 | 0 | 0 | 0 | 0 | 0 | 0 | 0 | 0 | 0 | 0 | 0 | 0 | 0 | 0 | 0 | 0 | 0 | 0 | 0 | 0 | 0 | 0 | 0 | 0 | 0 | 0 | 0 | 0 | 0 | 0 | 0 | 0 | 0 | 0 | 0 | 0 | 0 | 0 | 0 | 0 | 0 | 0 | 0 | 0 | 0 | 0 | 0 | 0 | 0 | 0 | 0 | 0 | 0
WA_Commercial_WA - Health_Existing_Space Heating_Natural Gas_Insulation - Ceiling_A | WA | Commercial | WA - Health | Existing | Space Heating | Natural Gas | Insulation - Ceiling | A | WCM107 | R-13 | R-38 | 22 | 0.11792 | 0 | 0 | 1.57 | 0.05 | 0 | 0 | 0.24319 | 0.25 | sqft roof | 15% | 46.67% | Discretionary | Retro1Slow_WA | 84.66% | Space Heating | 0% | 1014.8298 |  | 569.1062 |  | 0 | Avista TRM | Avista TRM | Avista TRM | R-13 | R-13 | R-13 | R-13 | R-13 | R-13 | R-13 | R-13 | R-13 | R-13 | R-13 | R-13 | R-13 | R-13 | R-13 | R-13 | R-13 | R-13 | R-13 | R-13 | R-13 | R-13 | R-13 | R-13 | R-13 | R-13 | R-13 | R-38 | R-38 | R-38 | R-38 | R-38 | R-38 | R-38 | R-38 | R-38 | R-38 | R-38 | R-38 | R-38 | R-38 | R-38 | R-38 | R-38 | R-38 | R-38 | R-38 | R-38 | R-38 | R-38 | R-38 | R-38 | R-38 | R-38 | 1.57 | 1.57 | 1.57 | 1.57 | 1.57 | 1.57 | 1.57 | 1.57 | 1.57 | 1.57 | 1.57 | 1.57 | 1.57 | 1.57 | 1.57 | 1.57 | 1.57 | 1.57 | 1.57 | 1.57 | 1.57 | 1.57 | 1.57 | 1.57 | 1.57 | 1.57 | 1.57 | 0 | 0 | 0.098343 | 0.096712 | 0.094981 | 0.093199 | 0.091376 | 0.089501 | 0.087564 | 0.08556 | 0.083495 | 0.08138 | 0.079232 | 0.077115 | 0.075019 | 0.072965 | 0.070987 | 0.069114 | 0.067397 | 0.065842 | 0.064373 | 0.06301 | 0.061684 | 0.060511 | 0.059352 | 0.058209 | 0.057077 | 0 | 0.34023 | 0.1798 | 0.59683 | 0.95183 | 1.4151 | 1.9829 | 2.6355 | 3.3342 | 4.0193 | 4.6146 | 5.0389 | 5.2148 | 5.0932 | 4.671 | 3.9985 | 3.174 | 2.3177 | 1.6602 | 0.88668 | 0.69442 | 0 | 0 | 0 | 0 | 0 | 0.34023 | 0.51394 | 1.1011 | 2.0314 | 3.4049 | 5.314 | 7.828 | 10.9732 | 14.7145 | 18.9408 | 23.4735 | 28.0505 | 32.3758 | 36.169 | 39.2129 | 41.413 | 42.7749 | 43.4814 | 43.4473 | 43.2273 | 42.4053 | 41.5933 | 40.7921 | 39.9985 | 0 | 3517.9979 | 1893.0056 | 6403.8498 | 10416.7395 | 15811.1556 | 22644.9533 | 30803.3553 | 39932.2738 | 49389.3405 | 58241.7649 | 65343.4752 | 69513.1549 | 69803.3632 | 65801.4419 | 57854.1843 | 47094.4287 | 35200.7808 | 25790.3281 | 14071.9915 | 11257.5932 | 0 | 0 | 0 | 0 | 0 | 3517.9979 | 5411.0034 | 11814.8533 | 22231.5927 | 38042.7483 | 60687.7016 | 91491.0569 | 131423.3307 | 180812.6712 | 239054.4361 | 304397.9114 | 373911.0663 | 443714.4294 | 509515.8713 | 567370.0556 | 614464.4843 | 649665.2652 | 675455.5933 | 689527.5849 | 700785.1781 | 700785.1781 | 700785.1781 | 700785.1781 | 700785.1781 | 0 | 0.29604 | 0.15836 | 0.53222 | 0.85963 | 1.2948 | 1.8387 | 2.4779 | 3.1794 | 3.8891 | 4.5326 | 5.0255 | 5.2826 | 5.242 | 4.8854 | 4.2505 | 3.4294 | 2.5452 | 1.8534 | 1.0064 | 0.80142 | 0 | 0 | 0 | 0 | 0 | 0.29604 | 0.45265 | 0.98192 | 1.8346 | 3.1154 | 4.9277 | 7.3596 | 10.4641 | 14.238 | 18.604 | 23.411 | 28.4152 | 33.3214 | 37.8291 | 41.6843 | 44.745 | 46.9746 | 48.5413 | 49.312 | 49.8882 | 49.7578 | 49.6333 | 49.5141 | 49.3998 | 0 | 2990.2982 | 1609.0547 | 5443.2724 | 8854.2286 | 13439.4823 | 19248.2103 | 26182.852 | 33942.4328 | 41980.9394 | 49505.5002 | 55541.954 | 59086.1817 | 59332.8587 | 55931.2256 | 49176.0567 | 40030.2644 | 29920.6637 | 21921.7789 | 11961.1928 | 9568.9542 | 0 | 0 | 0 | 0 | 0 | 2990.2982 | 4599.3529 | 10042.6253 | 18896.8538 | 32336.3361 | 51584.5464 | 77767.3984 | 111709.8311 | 153690.7705 | 203196.2707 | 258738.2247 | 317824.4063 | 377157.265 | 433088.4906 | 482264.5473 | 522294.8117 | 552215.4754 | 574137.2543 | 586098.4471 | 595667.4014 | 595667.4014 | 595667.4014 | 595667.4014 | 595667.4014 | 0 | 0.2961 | 0.15844 | 0.53274 | 0.86097 | 1.2977 | 1.8442 | 2.4872 | 3.1943 | 3.9109 | 4.5625 | 5.0639 | 5.3286 | 5.2934 | 4.9389 | 4.3019 | 3.4749 | 2.582 | 1.8824 | 1.0233 | 0.8159 | 0 | 0 | 0 | 0 | 0 | 0.2961 | 0.45289 | 0.98289 | 1.8375 | 3.1223 | 4.9423 | 7.3874 | 10.5128 | 14.3178 | 18.7268 | 23.5897 | 28.6627 | 33.6483 | 38.243 | 42.1882 | 45.3383 | 47.653 | 49.3005 | 50.1431 | 50.7897 | 50.7224 | 50.6607 | 50.6041 | 50.5522 | 0 | 2990.2982 | 1609.0547 | 5443.2724 | 8854.2286 | 13439.4823 | 19248.2103 | 26182.852 | 33942.4328 | 41980.9394 | 49505.5002 | 55541.954 | 59086.1817 | 59332.8587 | 55931.2256 | 49176.0567 | 40030.2644 | 29920.6637 | 21921.7789 | 11961.1928 | 9568.9542 | 0 | 0 | 0 | 0 | 0 | 2990.2982 | 4599.3529 | 10042.6253 | 18896.8538 | 32336.3361 | 51584.5464 | 77767.3984 | 111709.8311 | 153690.7705 | 203196.2707 | 258738.2247 | 317824.4063 | 377157.265 | 433088.4906 | 482264.5473 | 522294.8117 | 552215.4754 | 574137.2543 | 586098.4471 | 595667.4014 | 595667.4014 | 595667.4014 | 595667.4014 | 595667.4014 | 0 | 0.29602 | 0.15833 | 0.53208 | 0.85933 | 1.2942 | 1.8377 | 2.4762 | 3.177 | 3.8858 | 4.5282 | 5.0202 | 5.2765 | 5.2354 | 4.8788 | 4.2443 | 3.424 | 2.541 | 1.8501 | 1.0045 | 0.79984 | 0 | 0 | 0 | 0 | 0 | 0.29602 | 0.45258 | 0.98167 | 1.834 | 3.1139 | 4.925 | 7.3548 | 10.4561 | 14.2257 | 18.5861 | 23.3861 | 28.3822 | 33.2793 | 37.7775 | 41.6231 | 44.6748 | 46.8962 | 48.4553 | 49.2197 | 49.7898 | 49.6596 | 49.5354 | 49.4164 | 49.3023 | 0 | 2990.2982 | 1609.0547 | 5443.2724 | 8854.2286 | 13439.4823 | 19248.2103 | 26182.852 | 33942.4328 | 41980.9394 | 49505.5002 | 55541.954 | 59086.1817 | 59332.8587 | 55931.2256 | 49176.0567 | 40030.2644 | 29920.6637 | 21921.7789 | 11961.1928 | 9568.9542 | 0 | 0 | 0 | 0 | 0 | 2990.2982 | 4599.3529 | 10042.6253 | 18896.8538 | 32336.3361 | 51584.5464 | 77767.3984 | 111709.8311 | 153690.7705 | 203196.2707 | 258738.2247 | 317824.4063 | 377157.265 | 433088.4906 | 482264.5473 | 522294.8117 | 552215.4754 | 574137.2543 | 586098.4471 | 595667.4014 | 595667.4014 | 595667.4014 | 595667.4014 | 595667.4014 | 983.7374 | 986.3203 | 989.0397 | 991.899 | 994.9013 | 998.0488 | 1001.3431 | 1004.7853 | 1008.3568 | 1012.0398 | 1015.818 | 1019.6758 | 1023.5988 | 1027.573 | 1031.5856 | 1035.624 | 1039.6767 | 1043.5067 | 1047.1321 | 1050.492 | 1053.6043 | 1056.4862 | 1059.1534 | 1061.6212 | 1063.9036 | 551.6699 | 553.1184 | 554.6434 | 556.2469 | 557.9305 | 559.6956 | 561.543 | 563.4734 | 565.4762 | 567.5416 | 569.6604 | 571.8238 | 574.0238 | 576.2525 | 578.5027 | 580.7674 | 583.0401 | 585.1879 | 587.221 | 589.1052 | 590.8506 | 592.4667 | 593.9625 | 595.3464 | 596.6263
WA_Commercial_WA - Health_Existing_Space Heating_Natural Gas_Insulation - Ducting_A | WA | Commercial | WA - Health | Existing | Space Heating | Natural Gas | Insulation - Ducting | A | WCM108 | R-4 | R-8 | 20 | 0 | 0 | 0 | 1.91 | 0 | 0 | 0 | 0.24319 | 0.25 | sqft duct | 15% | 46.67% | Discretionary | Retro1Slow_WA | 84.66% | Central Systems | 0% | 0 |  | 0 |  | 0 | INS_DCT-All-DEER-1 | INS_DCT-All-DEER-1 | Building Energy Simulation Tool | R-4 | R-4 | R-4 | R-4 | R-4 | R-4 | R-4 | R-4 | R-4 | R-4 | R-4 | R-4 | R-4 | R-4 | R-4 | R-4 | R-4 | R-4 | R-4 | R-4 | R-4 | R-4 | R-4 | R-4 | R-4 | R-4 | R-4 | R-8 | R-8 | R-8 | R-8 | R-8 | R-8 | R-8 | R-8 | R-8 | R-8 | R-8 | R-8 | R-8 | R-8 | R-8 | R-8 | R-8 | R-8 | R-8 | R-8 | R-8 | R-8 | R-8 | R-8 | R-8 | R-8 | R-8 | 1.91 | 1.91 | 1.91 | 1.91 | 1.91 | 1.91 | 1.91 | 1.91 | 1.91 | 1.91 | 1.91 | 1.91 | 1.91 | 1.91 | 1.91 | 1.91 | 1.91 | 1.91 | 1.91 | 1.91 | 1.91 | 1.91 | 1.91 | 1.91 | 1.91 | 1.91 | 1.91 | 0 | 0 | 0 | 0 | 0 | 0 | 0 | 0 | 0 | 0 | 0 | 0 | 0 | 0 | 0 | 0 | 0 | 0 | 0 | 0 | 0 | 0 | 0 | 0 | 0 | 0 | 0 | 0 | 0 | 0 | 0 | 0 | 0 | 0 | 0 | 0 | 0 | 0 | 0 | 0 | 0 | 0 | 0 | 0 | 0 | 0 | 0 | 0 | 0 | 0 | 0 | 0 | 0 | 0 | 0 | 0 | 0 | 0 | 0 | 0 | 0 | 0 | 0 | 0 | 0 | 0 | 0 | 0 | 0 | 0 | 0 | 0 | 0 | 0 | 0 | 0 | 0 | 0 | 1748.4767 | 940.8409 | 3182.7712 | 5177.2136 | 7858.2871 | 11254.7463 | 15309.5458 | 19846.7008 | 24546.9483 | 28946.6832 | 32476.2974 | 34548.6658 | 34692.902 | 32703.9109 | 28754.0522 | 23406.3564 | 17495.106 | 12818.026 | 6993.9069 | 5595.1255 | 0 | 0 | 0 | 0 | 0 | 1748.4767 | 2689.3176 | 5872.0888 | 11049.3024 | 18907.5895 | 30162.3358 | 45471.8816 | 65318.5824 | 89865.5307 | 118812.2139 | 151288.5113 | 185837.1772 | 220530.0791 | 253233.9901 | 281988.0422 | 305394.3986 | 322889.5047 | 335707.5307 | 342701.4376 | 348296.5631 | 348296.5631 | 348296.5631 | 348296.5631 | 348296.5631 | 0 | 0 | 0 | 0 | 0 | 0 | 0 | 0 | 0 | 0 | 0 | 0 | 0 | 0 | 0 | 0 | 0 | 0 | 0 | 0 | 0 | 0 | 0 | 0 | 0 | 0 | 0 | 0 | 0 | 0 | 0 | 0 | 0 | 0 | 0 | 0 | 0 | 0 | 0 | 0 | 0 | 0 | 0 | 0 | 0 | 0 | 0 | 0 | 0 | 0 | 0 | 1486.2052 | 799.7147 | 2705.3555 | 4400.6316 | 6679.5441 | 9566.5344 | 13013.1139 | 16869.6957 | 20864.9061 | 24604.6807 | 27604.8528 | 29366.366 | 29488.9667 | 27798.3243 | 24440.9443 | 19895.403 | 14870.8401 | 10895.3221 | 5944.8209 | 4755.8567 | 0 | 0 | 0 | 0 | 0 | 1486.2052 | 2285.9199 | 4991.2755 | 9391.907 | 16071.4511 | 25637.9855 | 38651.0994 | 55520.795 | 76385.7011 | 100990.3818 | 128595.2346 | 157961.6006 | 187450.5673 | 215248.8916 | 239689.8359 | 259585.2389 | 274456.079 | 285351.4011 | 291296.2219 | 296052.0786 | 296052.0786 | 296052.0786 | 296052.0786 | 296052.0786 | 0 | 0 | 0 | 0 | 0 | 0 | 0 | 0 | 0 | 0 | 0 | 0 | 0 | 0 | 0 | 0 | 0 | 0 | 0 | 0 | 0 | 0 | 0 | 0 | 0 | 0 | 0 | 0 | 0 | 0 | 0 | 0 | 0 | 0 | 0 | 0 | 0 | 0 | 0 | 0 | 0 | 0 | 0 | 0 | 0 | 0 | 0 | 0 | 0 | 0 | 0 | 0 | 0 | 0 | 0 | 0 | 0 | 0 | 0 | 0 | 0 | 0 | 0 | 0 | 0 | 0 | 0 | 0 | 0 | 0 | 0 | 0 | 0 | 0 | 0 | 0 | 0 | 0 | 0 | 0 | 0 | 0 | 0 | 0 | 0 | 0 | 0 | 0 | 0 | 0 | 0 | 0 | 0 | 0 | 0 | 0 | 0 | 0 | 0 | 0 | 0 | 0 | 0 | 0 | 0 | 0 | 0 | 0 | 0 | 0 | 0 | 0 | 0 | 0 | 0 | 0 | 0 | 0 | 0 | 0 | 0 | 0 | 0 | 0 | 0 | 0 | 0 | 0 | 0 | 0 | 0 | 0 | 0 | 0 | 0 | 0 | 0 | 0 | 0 | 0 | 0 | 0 | 0 | 0 | 0 | 0 | 0 | 0 | 0 | 0 | 0 | 0 | 0 | 0 | 0 | 0 | 0 | 0 | 0 | 0 | 0 | 0 | 0 | 0 | 0 | 0 | 0 | 0 | 0 | 0 | 0 | 0 | 0 | 0 | 0 | 0 | 0 | 0 | 0 | 0 | 0 | 0 | 0 | 0 | 0 | 0 | 0 | 0 | 0 | 0 | 0 | 0 | 0 | 0 | 0 | 0 | 0 | 0 | 0 | 0 | 0 | 0 | 0 | 0 | 0 | 0 | 0 | 0 | 0 | 0 | 0 | 0 | 0 | 0 | 0 | 0 | 0 | 0 | 0 | 0 | 0 | 0 | 0 | 0 | 0 | 0 | 0 | 0 | 0 | 0 | 0 | 0 | 0 | 0 | 0 | 0 | 0 | 0 | 0 | 0 | 0 | 0 | 0 | 0 | 0 | 0 | 0 | 0 | 0 | 0
WA_Commercial_WA - Health_Existing_Space Heating_Natural Gas_Insulation - Wall Cavity_A | WA | Commercial | WA - Health | Existing | Space Heating | Natural Gas | Insulation - Wall Cavity | A | WCM109 | R-9 | R-23 | 22 | 0.18869 | 0 | 0 | 0.93 | 0.14 | 0 | 0 | 0.24319 | 0.25 | sqft wall | 15% | 46.67% | Discretionary | Retro1Slow_WA | 84.66% | Space Heating | 0% | -206.597 |  | 210.6834 |  | 0 | Avista TRM | Avista TRM | Avista TRM | R-9 | R-9 | R-9 | R-9 | R-9 | R-9 | R-9 | R-9 | R-9 | R-9 | R-9 | R-9 | R-9 | R-9 | R-9 | R-9 | R-9 | R-9 | R-9 | R-9 | R-9 | R-9 | R-9 | R-9 | R-9 | R-9 | R-9 | R-23 | R-23 | R-23 | R-23 | R-23 | R-23 | R-23 | R-23 | R-23 | R-23 | R-23 | R-23 | R-23 | R-23 | R-23 | R-23 | R-23 | R-23 | R-23 | R-23 | R-23 | R-23 | R-23 | R-23 | R-23 | R-23 | R-23 | 0.93 | 0.93 | 0.93 | 0.93 | 0.93 | 0.93 | 0.93 | 0.93 | 0.93 | 0.93 | 0.93 | 0.93 | 0.93 | 0.93 | 0.93 | 0.93 | 0.93 | 0.93 | 0.93 | 0.93 | 0.93 | 0.93 | 0.93 | 0.93 | 0.93 | 0.93 | 0.93 | 0 | 0 | 0.15736 | 0.15502 | 0.15267 | 0.15031 | 0.14793 | 0.14554 | 0.14314 | 0.14073 | 0.1383 | 0.13586 | 0.13342 | 0.13099 | 0.12856 | 0.12616 | 0.12379 | 0.12146 | 0.11919 | 0.11697 | 0.11477 | 0.1126 | 0.11047 | 0.10837 | 0.10629 | 0.10425 | 0.10222 | 0 | 0.409 | 0.21675 | 0.72187 | 1.1556 | 1.7258 | 2.4309 | 3.2509 | 4.1417 | 5.0324 | 5.8278 | 6.4191 | 6.7021 | 6.6043 | 6.1087 | 5.27 | 4.2095 | 3.0878 | 2.2199 | 1.1883 | 0.93262 | 0 | 0 | 0 | 0 | 0 | 0.409 | 0.61955 | 1.3318 | 2.4664 | 4.1524 | 6.5148 | 9.6558 | 13.6311 | 18.4234 | 23.9201 | 29.9029 | 36.0506 | 41.981 | 47.3012 | 51.6823 | 54.9235 | 56.9885 | 58.1404 | 58.2285 | 58.0558 | 56.9528 | 55.8633 | 54.788 | 53.7229 | 0 | 2638.338 | 1419.6679 | 4802.5954 | 7812.0797 | 11857.6459 | 16982.6826 | 23101.1122 | 29947.3849 | 37039.7538 | 43678.6686 | 49004.6275 | 52131.6972 | 52349.3402 | 49348.0816 | 43388.0008 | 35318.6746 | 26398.9809 | 19341.5704 | 10553.3521 | 8442.6817 | 0 | 0 | 0 | 0 | 0 | 2638.338 | 4058.0059 | 8860.6013 | 16672.6811 | 28530.3269 | 45513.0096 | 68614.1218 | 98561.5067 | 135601.2605 | 179279.929 | 228284.5566 | 280416.2538 | 332765.5939 | 382113.6756 | 425501.6763 | 460820.3509 | 487219.3318 | 506560.9022 | 517114.2543 | 525556.936 | 525556.936 | 525556.936 | 525556.936 | 525556.936 | 0 | 0.35578 | 0.19076 | 0.64295 | 1.0419 | 1.5752 | 2.247 | 3.0438 | 3.9291 | 4.8384 | 5.6803 | 6.3446 | 6.7193 | 6.7181 | 6.3066 | 5.5232 | 4.4798 | 3.3377 | 2.4379 | 1.3263 | 1.0581 | 0 | 0 | 0 | 0 | 0 | 0.35578 | 0.54529 | 1.1862 | 2.2236 | 3.7901 | 6.0218 | 9.0406 | 12.9311 | 17.7132 | 23.3148 | 29.5558 | 36.1433 | 42.7045 | 48.8332 | 54.1654 | 58.4506 | 61.6 | 63.8504 | 64.9905 | 65.8672 | 65.696 | 65.5326 | 65.3761 | 65.226 | 0 | 2242.5873 | 1206.7177 | 4082.2061 | 6640.2678 | 10078.999 | 14435.2802 | 19635.9454 | 25455.2772 | 31483.7907 | 37126.8683 | 41653.9334 | 44311.9426 | 44496.9391 | 41945.8694 | 36879.8007 | 30020.8734 | 22439.1338 | 16440.3348 | 8970.3493 | 7176.2794 | 0 | 0 | 0 | 0 | 0 | 2242.5873 | 3449.305 | 7531.5111 | 14171.7789 | 24250.7779 | 38686.0581 | 58322.0035 | 83777.2807 | 115261.0714 | 152387.9397 | 194041.8731 | 238353.8157 | 282850.7548 | 324796.6242 | 361676.4249 | 391697.2983 | 414136.432 | 430576.7668 | 439547.1162 | 446723.3956 | 446723.3956 | 446723.3956 | 446723.3956 | 446723.3956 | 0 | 0.35585 | 0.19087 | 0.64359 | 1.0435 | 1.5787 | 2.2536 | 3.0553 | 3.9474 | 4.8655 | 5.7178 | 6.393 | 6.7779 | 6.784 | 6.3756 | 5.59 | 4.5392 | 3.3859 | 2.4761 | 1.3487 | 1.0772 | 0 | 0 | 0 | 0 | 0 | 0.35585 | 0.54557 | 1.1874 | 2.227 | 3.7985 | 6.0396 | 9.0747 | 12.9914 | 17.8124 | 23.4686 | 29.7815 | 36.458 | 43.1235 | 49.3674 | 54.8203 | 59.2256 | 62.4896 | 64.8491 | 66.0858 | 67.0574 | 66.9696 | 66.8891 | 66.8153 | 66.7476 | 0 | 2242.5873 | 1206.7177 | 4082.2061 | 6640.2678 | 10078.999 | 14435.2802 | 19635.9454 | 25455.2772 | 31483.7907 | 37126.8683 | 41653.9334 | 44311.9426 | 44496.9391 | 41945.8694 | 36879.8007 | 30020.8734 | 22439.1338 | 16440.3348 | 8970.3493 | 7176.2794 | 0 | 0 | 0 | 0 | 0 | 2242.5873 | 3449.305 | 7531.5111 | 14171.7789 | 24250.7779 | 38686.0581 | 58322.0035 | 83777.2807 | 115261.0714 | 152387.9397 | 194041.8731 | 238353.8157 | 282850.7548 | 324796.6242 | 361676.4249 | 391697.2983 | 414136.432 | 430576.7668 | 439547.1162 | 446723.3956 | 446723.3956 | 446723.3956 | 446723.3956 | 446723.3956 | 0 | 0.35576 | 0.19074 | 0.64279 | 1.0415 | 1.5745 | 2.2457 | 3.0418 | 3.9261 | 4.8342 | 5.6748 | 6.3378 | 6.7115 | 6.7096 | 6.2979 | 5.5151 | 4.4728 | 3.3321 | 2.4336 | 1.3239 | 1.056 | 0 | 0 | 0 | 0 | 0 | 0.35576 | 0.5452 | 1.1859 | 2.2228 | 3.7884 | 6.0184 | 9.0346 | 12.9213 | 17.6979 | 23.2924 | 29.5244 | 36.1013 | 42.6505 | 48.7665 | 54.0859 | 58.3589 | 61.4971 | 63.7373 | 64.8688 | 65.7372 | 65.5664 | 65.4033 | 65.2472 | 65.0973 | 0 | 2242.5873 | 1206.7177 | 4082.2061 | 6640.2678 | 10078.999 | 14435.2802 | 19635.9454 | 25455.2772 | 31483.7907 | 37126.8683 | 41653.9334 | 44311.9426 | 44496.9391 | 41945.8694 | 36879.8007 | 30020.8734 | 22439.1338 | 16440.3348 | 8970.3493 | 7176.2794 | 0 | 0 | 0 | 0 | 0 | 2242.5873 | 3449.305 | 7531.5111 | 14171.7789 | 24250.7779 | 38686.0581 | 58322.0035 | 83777.2807 | 115261.0714 | 152387.9397 | 194041.8731 | 238353.8157 | 282850.7548 | 324796.6242 | 361676.4249 | 391697.2983 | 414136.432 | 430576.7668 | 439547.1162 | 446723.3956 | 446723.3956 | 446723.3956 | 446723.3956 | 446723.3956 | -200.2672 | -200.7931 | -201.3467 | -201.9288 | -202.54 | -203.1807 | -203.8514 | -204.5521 | -205.2792 | -206.029 | -206.7981 | -207.5835 | -208.3821 | -209.1912 | -210.0081 | -210.8302 | -211.6552 | -212.4349 | -213.173 | -213.857 | -214.4906 | -215.0773 | -215.6203 | -216.1227 | -216.5873 | 204.2284 | 204.7647 | 205.3292 | 205.9228 | 206.5461 | 207.1995 | 207.8835 | 208.5981 | 209.3395 | 210.1041 | 210.8885 | 211.6894 | 212.5038 | 213.3289 | 214.1619 | 215.0003 | 215.8417 | 216.6368 | 217.3895 | 218.087 | 218.7331 | 219.3314 | 219.8852 | 220.3975 | 220.8713
WA_Commercial_WA - Health_Existing_Space Heating_Natural Gas_Green Roof - Vegetated Rooftop_A | WA | Commercial | WA - Health | Existing | Space Heating | Natural Gas | Green Roof - Vegetated Rooftop | A | WCM110 | No vegetation on roof | Green roof | 25 | 0.0067242 | 0 | 0 | 30.55 | 0 | 2.29 | 0 | 0.28365 | 0.25 | sqft roof | 0% | 0% | Discretionary | Retro1Slow_WA | 84.66% | Space Heating | 0% | 796030.4897 |  | 199327.6905 |  | 0 | Measure Cost Research v1.1 - Sep 2020.xlsx | Measure Cost Research v1.1 - Sep 2020.xlsx | Measure Cost Research v1.1 - Sep 2020.xlsx | No vegetation on roof | No vegetation on roof | No vegetation on roof | No vegetation on roof | No vegetation on roof | No vegetation on roof | No vegetation on roof | No vegetation on roof | No vegetation on roof | No vegetation on roof | No vegetation on roof | No vegetation on roof | No vegetation on roof | No vegetation on roof | No vegetation on roof | No vegetation on roof | No vegetation on roof | No vegetation on roof | No vegetation on roof | No vegetation on roof | No vegetation on roof | No vegetation on roof | No vegetation on roof | No vegetation on roof | No vegetation on roof | No vegetation on roof | No vegetation on roof | Green roof | Green roof | Green roof | Green roof | Green roof | Green roof | Green roof | Green roof | Green roof | Green roof | Green roof | Green roof | Green roof | Green roof | Green roof | Green roof | Green roof | Green roof | Green roof | Green roof | Green roof | Green roof | Green roof | Green roof | Green roof | Green roof | Green roof | 30.55 | 30.55 | 30.55 | 30.55 | 30.55 | 30.55 | 30.55 | 30.55 | 30.55 | 30.55 | 30.55 | 30.55 | 30.55 | 30.55 | 30.55 | 30.55 | 30.55 | 30.55 | 30.55 | 30.55 | 30.55 | 30.55 | 30.55 | 30.55 | 30.55 | 30.55 | 30.55 | 0 | 0 | 0.0056076 | 0.0055058 | 0.0053957 | 0.0052802 | 0.0051608 | 0.0050364 | 0.0049083 | 0.0047747 | 0.0046365 | 0.004495 | 0.0043525 | 0.0042121 | 0.0040745 | 0.0039416 | 0.0038155 | 0.0036985 | 0.0035937 | 0.0035012 | 0.003416 | 0.0033391 | 0.0032651 | 0.0032029 | 0.0031415 | 0.0030809 | 0.0030209 | 0 | 0 | 0 | 0 | 0 | 0 | 0 | 0 | 0 | 0 | 0 | 0 | 0 | 0 | 0 | 0 | 0 | 0 | 0 | 0 | 0 | 0 | 0 | 0 | 0 | 0 | 0 | 0 | 0 | 0 | 0 | 0 | 0 | 0 | 0 | 0 | 0 | 0 | 0 | 0 | 0 | 0 | 0 | 0 | 0 | 0 | 0 | 0 | 0 | 0 | 0 | 0 | 0 | 0 | 0 | 0 | 0 | 0 | 0 | 0 | 0 | 0 | 0 | 0 | 0 | 0 | 0 | 0 | 0 | 0 | 0 | 0 | 0 | 0 | 0 | 0 | 0 | 0 | 0 | 0 | 0 | 0 | 0 | 0 | 0 | 0 | 0 | 0 | 0 | 0 | 0 | 0 | 0 | 0 | 0 | 0 | 0 | 0 | 0 | 0 | 0 | 0 | 0 | 0 | 0 | 0 | 0 | 0 | 0 | 0 | 0 | 0 | 0 | 0 | 0 | 0 | 0 | 0 | 0 | 0 | 0 | 0 | 0 | 0 | 0 | 0 | 0 | 0 | 0 | 0 | 0 | 0 | 0 | 0 | 0 | 0 | 0 | 0 | 0 | 0 | 0 | 0 | 0 | 0 | 0 | 0 | 0 | 0 | 0 | 0 | 0 | 0 | 0 | 0 | 0 | 0 | 0 | 0 | 0 | 0 | 0 | 0 | 0 | 0 | 0 | 0 | 0 | 0 | 0 | 0 | 0 | 0 | 0 | 0 | 0 | 0 | 0 | 0 | 0 | 0 | 0 | 0 | 0 | 0 | 0 | 0 | 0 | 0 | 0 | 0 | 0 | 0 | 0 | 0 | 0 | 0 | 0 | 0 | 0 | 0 | 0 | 0 | 0 | 0 | 0 | 0 | 0 | 0 | 0 | 0 | 0 | 0 | 0 | 0 | 0 | 0 | 0 | 0 | 0 | 0 | 0 | 0 | 0 | 0 | 0 | 0 | 0 | 0 | 0 | 0 | 0 | 0 | 0 | 0 | 0 | 0 | 0 | 0 | 0 | 0 | 0 | 0 | 0 | 0 | 0 | 0 | 0 | 0 | 0 | 0 | 0 | 0 | 0 | 0 | 0 | 0 | 0 | 0 | 0 | 0 | 0 | 0 | 0 | 0 | 0 | 0 | 0 | 0 | 0 | 0 | 0 | 0 | 0 | 0 | 0 | 0 | 0 | 0 | 0 | 0 | 0 | 0 | 0 | 0 | 0 | 0 | 0 | 0 | 0 | 0 | 0 | 0 | 0 | 0 | 0 | 0 | 0 | 0 | 0 | 0 | 0 | 0 | 0 | 0 | 0 | 0 | 0 | 0 | 0 | 0 | 0 | 0 | 0 | 0 | 0 | 0 | 0 | 0 | 0 | 0 | 0 | 0 | 0 | 0 | 0 | 0 | 0 | 0 | 0 | 0 | 0 | 0 | 0 | 0 | 0 | 0 | 0 | 0 | 0 | 0 | 0 | 0 | 0 | 0 | 0 | 0 | 0 | 0 | 0 | 0 | 0 | 0 | 0 | 0 | 0 | 0 | 0 | 0 | 0 | 0 | 0 | 0 | 0 | 0 | 0 | 0 | 0 | 0 | 0 | 0 | 0 | 0 | 0 | 0 | 0 | 0 | 0 | 0 | 0 | 0 | 0 | 0 | 0 | 0 | 0 | 0 | 0 | 0 | 0 | 0 | 0 | 0 | 0 | 0 | 0 | 0 | 0 | 0 | 0 | 0 | 771641.6361 | 773667.7075 | 775800.758 | 778043.626 | 780398.6039 | 782867.4727 | 785451.5334 | 788151.6334 | 790953.0486 | 793842.0096 | 796805.6049 | 799831.6962 | 802908.8451 | 806026.2479 | 809173.6792 | 812341.4423 | 815520.3248 | 818524.5807 | 821368.3188 | 824003.8145 | 826445.1541 | 828705.6487 | 830797.8491 | 832733.5652 | 834523.8894 | 193220.6708 | 193728.0033 | 194262.1236 | 194823.7424 | 195413.4338 | 196031.6437 | 196678.6978 | 197354.8085 | 198056.2887 | 198779.6905 | 199521.7809 | 200279.5205 | 201050.045 | 201830.6491 | 202618.7725 | 203411.9869 | 204207.9857 | 204960.2577 | 205672.3356 | 206332.2692 | 206943.5857 | 207509.6183 | 208033.5096 | 208518.2169 | 208966.5179
WA_Commercial_WA - Health_Existing_Space Heating_Natural Gas_Ducting - Repair and Sealing_A | WA | Commercial | WA - Health | Existing | Space Heating | Natural Gas | Ducting - Repair and Sealing | A | WCM111 | 20% Leakage | Sealed | 18 | 0.19212 | 0 | 0 | 1.31 | 0.08 | 0 | 0 | 0.19525 | 0.25 | sqft duct | 15% | 66.67% | Discretionary | Retro1Slow_WA | 84.66% | Central Systems | 0% | 402.8907 |  | 289.6581 |  | 0 | DCT_RPR-All-DEER-1 | DCT_RPR-Cooling-RTF-1 | Building Energy Simulation Tool | 20% Leakage | 20% Leakage | 20% Leakage | 20% Leakage | 20% Leakage | 20% Leakage | 20% Leakage | 20% Leakage | 20% Leakage | 20% Leakage | 20% Leakage | 20% Leakage | 20% Leakage | 20% Leakage | 20% Leakage | 20% Leakage | 20% Leakage | 20% Leakage | 20% Leakage | 20% Leakage | 20% Leakage | 20% Leakage | 20% Leakage | 20% Leakage | 20% Leakage | 20% Leakage | 20% Leakage | Sealed | Sealed | Sealed | Sealed | Sealed | Sealed | Sealed | Sealed | Sealed | Sealed | Sealed | Sealed | Sealed | Sealed | Sealed | Sealed | Sealed | Sealed | Sealed | Sealed | Sealed | Sealed | Sealed | Sealed | Sealed | Sealed | Sealed | 1.31 | 1.31 | 1.31 | 1.31 | 1.31 | 1.31 | 1.31 | 1.31 | 1.31 | 1.31 | 1.31 | 1.31 | 1.31 | 1.31 | 1.31 | 1.31 | 1.31 | 1.31 | 1.31 | 1.31 | 1.31 | 1.31 | 1.31 | 1.31 | 1.31 | 1.31 | 1.31 | 0 | 0 | 0.16022 | 0.15779 | 0.15534 | 0.15285 | 0.15031 | 0.14774 | 0.14511 | 0.14242 | 0.13967 | 0.13686 | 0.13401 | 0.13113 | 0.12825 | 0.12541 | 0.12264 | 0.11998 | 0.11746 | 0.11508 | 0.11279 | 0.11058 | 0.10842 | 0.10636 | 0.10432 | 0.10232 | 0.10033 | 0 | 0.45014 | 0.23846 | 0.79372 | 1.2697 | 1.8942 | 2.6646 | 3.5575 | 4.5227 | 5.4813 | 6.3289 | 6.9482 | 7.2293 | 7.0987 | 6.5442 | 5.6289 | 4.4856 | 3.2849 | 2.3588 | 0.94636 | 0.82333 | 0 | 0 | 0 | 0 | 0 | 0.45014 | 0.68161 | 1.4644 | 2.7098 | 4.5576 | 7.1411 | 10.5663 | 14.8849 | 20.067 | 25.9772 | 32.3678 | 38.8861 | 45.1241 | 50.673 | 55.2017 | 58.5261 | 60.6262 | 61.7766 | 61.5135 | 61.1368 | 59.9748 | 58.8271 | 57.6944 | 56.5725 | 0 | 2852.7778 | 1535.0561 | 5192.9425 | 8447.0327 | 12821.4159 | 18363.0072 | 24978.7326 | 32381.4591 | 40050.2841 | 47228.7989 | 52987.6431 | 56368.8759 | 56604.2085 | 53359.0126 | 46914.5061 | 38189.3184 | 28544.6467 | 20913.6214 | 8558.3334 | 7593.8329 | 0 | 0 | 0 | 0 | 0 | 2852.7778 | 4387.8339 | 9580.7764 | 18027.8092 | 30849.225 | 49212.2322 | 74190.9648 | 106572.4239 | 146622.708 | 193851.5069 | 246839.15 | 303208.0259 | 359812.2344 | 413171.2469 | 460085.7531 | 498275.0715 | 526819.7181 | 547733.3396 | 556291.673 | 563885.5058 | 563885.5058 | 563885.5058 | 563885.5058 | 563885.5058 | 0 | 0.39158 | 0.20989 | 0.70708 | 1.145 | 1.7297 | 2.4646 | 3.3338 | 4.2957 | 5.2784 | 6.1814 | 6.885 | 7.2701 | 7.2471 | 6.784 | 5.9263 | 4.7972 | 3.5691 | 2.6043 | 1.062 | 0.9393 | 0 | 0 | 0 | 0 | 0 | 0.39158 | 0.59997 | 1.3045 | 2.4438 | 4.1618 | 6.605 | 9.9019 | 14.1378 | 19.3242 | 25.3716 | 32.0734 | 39.106 | 46.0674 | 52.5297 | 58.1186 | 62.5918 | 65.872 | 68.2083 | 69.0329 | 69.7483 | 69.5665 | 69.393 | 69.2269 | 69.0675 | 0 | 2424.8611 | 1304.7977 | 4414.0011 | 7179.9778 | 10898.2035 | 15608.5561 | 21231.9227 | 27524.2403 | 34042.7415 | 40144.4791 | 45039.4966 | 47913.5445 | 48113.5772 | 45355.1607 | 39877.3302 | 32460.9206 | 24262.9497 | 17776.5782 | 7274.5834 | 6454.7579 | 0 | 0 | 0 | 0 | 0 | 2424.8611 | 3729.6589 | 8143.66 | 15323.6378 | 26221.8413 | 41830.3973 | 63062.3201 | 90586.5603 | 124629.3018 | 164773.7809 | 209813.2775 | 257726.822 | 305840.3992 | 351195.5599 | 391072.8901 | 423533.8108 | 447796.7604 | 465573.3386 | 472847.922 | 479302.68 | 479302.68 | 479302.68 | 479302.68 | 479302.68 | 0 | 0.39166 | 0.21001 | 0.70778 | 1.1468 | 1.7336 | 2.4719 | 3.3464 | 4.3157 | 5.308 | 6.2222 | 6.9376 | 7.3334 | 7.3182 | 6.8582 | 5.9979 | 4.8608 | 3.6207 | 2.6451 | 1.0799 | 0.95627 | 0 | 0 | 0 | 0 | 0 | 0.39166 | 0.60029 | 1.3058 | 2.4476 | 4.1711 | 6.6245 | 9.9393 | 14.2037 | 19.4325 | 25.5389 | 32.3183 | 39.4465 | 46.5194 | 53.1044 | 58.8212 | 63.4217 | 66.8234 | 69.2751 | 70.1964 | 71.0086 | 70.9152 | 70.8295 | 70.7509 | 70.6787 | 0 | 2424.8611 | 1304.7977 | 4414.0011 | 7179.9778 | 10898.2035 | 15608.5561 | 21231.9227 | 27524.2403 | 34042.7415 | 40144.4791 | 45039.4966 | 47913.5445 | 48113.5772 | 45355.1607 | 39877.3302 | 32460.9206 | 24262.9497 | 17776.5782 | 7274.5834 | 6454.7579 | 0 | 0 | 0 | 0 | 0 | 2424.8611 | 3729.6589 | 8143.66 | 15323.6378 | 26221.8413 | 41830.3973 | 63062.3201 | 90586.5603 | 124629.3018 | 164773.7809 | 209813.2775 | 257726.822 | 305840.3992 | 351195.5599 | 391072.8901 | 423533.8108 | 447796.7604 | 465573.3386 | 472847.922 | 479302.68 | 479302.68 | 479302.68 | 479302.68 | 479302.68 | 0 | 0.39157 | 0.20986 | 0.7069 | 1.1446 | 1.7289 | 2.4632 | 3.3316 | 4.2924 | 5.2739 | 6.1754 | 6.8777 | 7.2617 | 7.238 | 6.7747 | 5.9176 | 4.7897 | 3.5632 | 2.5997 | 1.0601 | 0.93745 | 0 | 0 | 0 | 0 | 0 | 0.39157 | 0.59988 | 1.3042 | 2.4429 | 4.1599 | 6.6013 | 9.8954 | 14.1271 | 19.3076 | 25.3472 | 32.0393 | 39.0605 | 46.0091 | 52.458 | 58.0333 | 62.4937 | 65.7621 | 68.0875 | 68.9037 | 69.6107 | 69.4293 | 69.2561 | 69.0903 | 68.9312 | 0 | 2424.8611 | 1304.7977 | 4414.0011 | 7179.9778 | 10898.2035 | 15608.5561 | 21231.9227 | 27524.2403 | 34042.7415 | 40144.4791 | 45039.4966 | 47913.5445 | 48113.5772 | 45355.1607 | 39877.3302 | 32460.9206 | 24262.9497 | 17776.5782 | 7274.5834 | 6454.7579 | 0 | 0 | 0 | 0 | 0 | 2424.8611 | 3729.6589 | 8143.66 | 15323.6378 | 26221.8413 | 41830.3973 | 63062.3201 | 90586.5603 | 124629.3018 | 164773.7809 | 209813.2775 | 257726.822 | 305840.3992 | 351195.5599 | 391072.8901 | 423533.8108 | 447796.7604 | 465573.3386 | 472847.922 | 479302.68 | 479302.68 | 479302.68 | 479302.68 | 479302.68 | 390.5156 | 391.5435 | 392.6258 | 393.7638 | 394.9587 | 396.2114 | 397.5226 | 398.8926 | 400.3142 | 401.7801 | 403.284 | 404.8196 | 406.3811 | 407.9631 | 409.5604 | 411.1681 | 412.7814 | 414.3061 | 415.7494 | 417.087 | 418.3261 | 419.4734 | 420.5353 | 421.5178 | 422.4265 | 280.761 | 281.5001 | 282.2782 | 283.0963 | 283.9554 | 284.856 | 285.7987 | 286.7837 | 287.8057 | 288.8597 | 289.9409 | 291.0449 | 292.1676 | 293.305 | 294.4533 | 295.6091 | 296.769 | 297.8652 | 298.9029 | 299.8645 | 300.7554 | 301.5802 | 302.3437 | 303.0501 | 303.7034
WA_Commercial_WA - Health_Existing_Space Heating_Natural Gas_Windows - High Efficiency Glazing_A | WA | Commercial | WA - Health | Existing | Space Heating | Natural Gas | Windows - High Efficiency Glazing | A | WCM112 | Single Glaze | High Efficiency Glaze | 45 | 3.8426 | 0 | 0 | 305.37 | 1.1 | 0 | 0 | 0.28365 | 0.25 | sqft window | 47.83% | 63.78% | Discretionary | Retro1Slow_WA | 84.66% | Space Heating | 0% | 6698.7014 |  | 2977.7417 |  | 0 | WND_HE-Heating-RTF-v2.1-1 | WND_HE-Heating-RTF-v2.1-1 | Building Energy Simulation Tool | Single Glaze | Single Glaze | Single Glaze | Single Glaze | Single Glaze | Single Glaze | Single Glaze | Single Glaze | Single Glaze | Single Glaze | Single Glaze | Single Glaze | Single Glaze | Single Glaze | Single Glaze | Single Glaze | Single Glaze | Single Glaze | Single Glaze | Single Glaze | Single Glaze | Single Glaze | Single Glaze | Single Glaze | Single Glaze | Single Glaze | Single Glaze | High Efficiency Glaze | High Efficiency Glaze | High Efficiency Glaze | High Efficiency Glaze | High Efficiency Glaze | High Efficiency Glaze | High Efficiency Glaze | High Efficiency Glaze | High Efficiency Glaze | High Efficiency Glaze | High Efficiency Glaze | High Efficiency Glaze | High Efficiency Glaze | High Efficiency Glaze | High Efficiency Glaze | High Efficiency Glaze | High Efficiency Glaze | High Efficiency Glaze | High Efficiency Glaze | High Efficiency Glaze | High Efficiency Glaze | High Efficiency Glaze | High Efficiency Glaze | High Efficiency Glaze | High Efficiency Glaze | High Efficiency Glaze | High Efficiency Glaze | 305.37 | 305.37 | 305.37 | 305.37 | 305.37 | 305.37 | 305.37 | 305.37 | 305.37 | 305.37 | 305.37 | 305.37 | 305.37 | 305.37 | 305.37 | 305.37 | 305.37 | 305.37 | 305.37 | 305.37 | 305.37 | 305.37 | 305.37 | 305.37 | 305.37 | 305.37 | 305.37 | 0 | 0 | 3.2046 | 3.1466 | 3.0838 | 3.0183 | 2.9507 | 2.8807 | 2.8089 | 2.7344 | 2.6577 | 2.5796 | 2.5012 | 2.4242 | 2.3489 | 2.2759 | 2.2065 | 2.1418 | 2.0834 | 2.0315 | 1.9832 | 1.9393 | 1.8968 | 1.8606 | 1.825 | 1.7898 | 1.7549 | 0 | 0.20901 | 0.11022 | 0.36494 | 0.58034 | 0.85995 | 1.2009 | 1.5903 | 2.0038 | 2.4055 | 2.7504 | 2.9908 | 3.0828 | 2.9995 | 2.7413 | 2.3395 | 1.8525 | 1.3502 | 0.96571 | 0.51524 | 0.40316 | 0 | 0 | 0 | 0 | 0 | 0.20901 | 0.31505 | 0.67329 | 1.2386 | 2.0691 | 3.2184 | 4.7234 | 6.5947 | 8.8063 | 11.2891 | 13.9326 | 16.5821 | 19.0669 | 21.2269 | 22.9437 | 24.1708 | 24.9187 | 25.2922 | 25.2469 | 25.0966 | 24.6187 | 24.1467 | 23.6809 | 23.2197 | 0 | 66.4221 | 35.7412 | 120.9088 | 196.6748 | 298.5249 | 427.5514 | 581.5874 | 753.9473 | 932.5028 | 1099.6424 | 1233.7273 | 1312.4535 | 1317.9329 | 1242.374 | 1092.3246 | 889.1734 | 664.6136 | 486.9382 | 265.6883 | 212.5507 | 0 | 0 | 0 | 0 | 0 | 66.4221 | 102.1633 | 223.0721 | 419.7469 | 718.2718 | 1145.8232 | 1727.4106 | 2481.3579 | 3413.8607 | 4513.5031 | 5747.2304 | 7059.6839 | 8377.6168 | 9619.9908 | 10712.3154 | 11601.4888 | 12266.1024 | 12753.0406 | 13018.7289 | 13231.2796 | 13231.2796 | 13231.2796 | 13231.2796 | 13231.2796 | 0 | 0.1819 | 0.097127 | 0.32573 | 0.52483 | 0.78829 | 1.1163 | 1.4995 | 1.9175 | 2.3372 | 2.7144 | 2.999 | 3.1417 | 3.1075 | 2.8876 | 2.5059 | 2.0175 | 1.495 | 1.0873 | 0.58985 | 0.46937 | 0 | 0 | 0 | 0 | 0 | 0.1819 | 0.27763 | 0.60095 | 1.1201 | 1.8967 | 2.9915 | 4.4537 | 6.3108 | 8.5565 | 11.1414 | 13.9707 | 16.899 | 19.7534 | 22.3596 | 24.575 | 26.3239 | 27.5915 | 28.4755 | 28.9029 | 29.2184 | 29.1413 | 29.0678 | 28.9974 | 28.9299 | 0 | 56.4588 | 30.38 | 102.7725 | 167.1736 | 253.7462 | 363.4187 | 494.3493 | 640.8552 | 792.6274 | 934.696 | 1048.6682 | 1115.5855 | 1120.2429 | 1056.0179 | 928.4759 | 755.7974 | 564.9216 | 413.8974 | 225.8351 | 180.6681 | 0 | 0 | 0 | 0 | 0 | 56.4588 | 86.8388 | 189.6113 | 356.7849 | 610.531 | 973.9498 | 1468.299 | 2109.1542 | 2901.7816 | 3836.4777 | 4885.1458 | 6000.7314 | 7120.9743 | 8176.9922 | 9105.4681 | 9861.2655 | 10426.1871 | 10840.0845 | 11065.9196 | 11246.5877 | 11246.5877 | 11246.5877 | 11246.5877 | 11246.5877 | 0 | 0 | 0 | 0 | 0 | 0 | 0 | 0 | 0 | 0 | 0 | 0 | 0 | 0 | 0 | 0 | 0 | 0 | 0 | 0 | 0 | 0 | 0 | 0 | 0 | 0 | 0 | 0 | 0 | 0 | 0 | 0 | 0 | 0 | 0 | 0 | 0 | 0 | 0 | 0 | 0 | 0 | 0 | 0 | 0 | 0 | 0 | 0 | 0 | 0 | 0 | 0 | 0 | 0 | 0 | 0 | 0 | 0 | 0 | 0 | 0 | 0 | 0 | 0 | 0 | 0 | 0 | 0 | 0 | 0 | 0 | 0 | 0 | 0 | 0 | 0 | 0 | 0 | 0 | 0 | 0 | 0 | 0 | 0 | 0 | 0 | 0 | 0 | 0 | 0 | 0 | 0 | 0 | 0 | 0 | 0 | 0 | 0 | 0 | 0 | 0 | 0 | 0 | 0 | 0 | 0 | 0 | 0 | 0 | 0 | 0 | 0 | 0 | 0 | 0 | 0 | 0 | 0 | 0 | 0 | 0 | 0 | 0 | 0 | 0 | 0 | 0 | 0 | 0 | 0 | 0 | 0 | 0 | 0 | 0 | 0 | 0 | 0 | 0 | 0 | 0 | 0 | 0 | 0 | 0 | 0 | 0 | 0 | 0 | 0 | 0 | 0 | 0 | 0 | 0 | 0 | 0 | 0 | 0 | 0 | 0 | 0 | 0 | 0 | 0 | 0 | 0 | 0 | 0 | 0 | 0 | 0 | 0 | 0 | 0 | 0 | 0 | 0 | 0 | 0 | 0 | 0 | 0 | 0 | 0 | 0 | 0 | 0 | 0 | 0 | 0 | 0 | 0 | 0 | 0 | 0 | 0 | 0 | 0 | 0 | 6493.466 | 6510.5157 | 6528.4656 | 6547.3396 | 6567.157 | 6587.9329 | 6609.6781 | 6632.3998 | 6655.9741 | 6680.2851 | 6705.2241 | 6730.6891 | 6756.5837 | 6782.817 | 6809.3031 | 6835.9602 | 6862.7109 | 6887.9922 | 6911.9226 | 6934.1006 | 6954.6448 | 6973.6672 | 6991.2733 | 7007.5626 | 7022.6284 | 2886.5094 | 2894.0884 | 2902.0676 | 2910.4576 | 2919.2669 | 2928.5023 | 2938.1686 | 2948.269 | 2958.7484 | 2969.5552 | 2980.6412 | 2991.9611 | 3003.4719 | 3015.1333 | 3026.907 | 3038.7567 | 3050.6481 | 3061.8863 | 3072.5239 | 3082.3826 | 3091.515 | 3099.971 | 3107.7973 | 3115.0383 | 3121.7355
WA_Commercial_WA - Health_Existing_Space Heating_Natural Gas_Windows - Secondary Glazing Systems_A | WA | Commercial | WA - Health | Existing | Space Heating | Natural Gas | Windows - Secondary Glazing Systems | A | WCM113 | Windows rated to U-Factor 0.62 and SHGC 0.27. | Windows rated to U-Factor 0.4 and SHGC 0.2. | 30 | 10.3519 | 0 | 0 | 522.31 | 4.39 | 0 | 0 | 0.28365 | 0.25 | sqft window | 47.83% | 63.78% | Discretionary | Retro1Slow_WA | 84.66% | Space Heating | 0% | 4455.2139 |  | 2076.9107 |  | 0 | RTF - ComSecondaryGlazingSystems_v1_1 | RTF - ComSecondaryGlazingSystems_v1_1 | RTF - ComSecondaryGlazingSystems_v1_1 | Windows rated to U-Factor 0.62 and SHGC 0.27. | Windows rated to U-Factor 0.62 and SHGC 0.27. | Windows rated to U-Factor 0.62 and SHGC 0.27. | Windows rated to U-Factor 0.62 and SHGC 0.27. | Windows rated to U-Factor 0.62 and SHGC 0.27. | Windows rated to U-Factor 0.62 and SHGC 0.27. | Windows rated to U-Factor 0.62 and SHGC 0.27. | Windows rated to U-Factor 0.62 and SHGC 0.27. | Windows rated to U-Factor 0.62 and SHGC 0.27. | Windows rated to U-Factor 0.62 and SHGC 0.27. | Windows rated to U-Factor 0.62 and SHGC 0.27. | Windows rated to U-Factor 0.62 and SHGC 0.27. | Windows rated to U-Factor 0.62 and SHGC 0.27. | Windows rated to U-Factor 0.62 and SHGC 0.27. | Windows rated to U-Factor 0.62 and SHGC 0.27. | Windows rated to U-Factor 0.62 and SHGC 0.27. | Windows rated to U-Factor 0.62 and SHGC 0.27. | Windows rated to U-Factor 0.62 and SHGC 0.27. | Windows rated to U-Factor 0.62 and SHGC 0.27. | Windows rated to U-Factor 0.62 and SHGC 0.27. | Windows rated to U-Factor 0.62 and SHGC 0.27. | Windows rated to U-Factor 0.62 and SHGC 0.27. | Windows rated to U-Factor 0.62 and SHGC 0.27. | Windows rated to U-Factor 0.62 and SHGC 0.27. | Windows rated to U-Factor 0.62 and SHGC 0.27. | Windows rated to U-Factor 0.62 and SHGC 0.27. | Windows rated to U-Factor 0.62 and SHGC 0.27. | Windows rated to U-Factor 0.4 and SHGC 0.2. | Windows rated to U-Factor 0.4 and SHGC 0.2. | Windows rated to U-Factor 0.4 and SHGC 0.2. | Windows rated to U-Factor 0.4 and SHGC 0.2. | Windows rated to U-Factor 0.4 and SHGC 0.2. | Windows rated to U-Factor 0.4 and SHGC 0.2. | Windows rated to U-Factor 0.4 and SHGC 0.2. | Windows rated to U-Factor 0.4 and SHGC 0.2. | Windows rated to U-Factor 0.4 and SHGC 0.2. | Windows rated to U-Factor 0.4 and SHGC 0.2. | Windows rated to U-Factor 0.4 and SHGC 0.2. | Windows rated to U-Factor 0.4 and SHGC 0.2. | Windows rated to U-Factor 0.4 and SHGC 0.2. | Windows rated to U-Factor 0.4 and SHGC 0.2. | Windows rated to U-Factor 0.4 and SHGC 0.2. | Windows rated to U-Factor 0.4 and SHGC 0.2. | Windows rated to U-Factor 0.4 and SHGC 0.2. | Windows rated to U-Factor 0.4 and SHGC 0.2. | Windows rated to U-Factor 0.4 and SHGC 0.2. | Windows rated to U-Factor 0.4 and SHGC 0.2. | Windows rated to U-Factor 0.4 and SHGC 0.2. | Windows rated to U-Factor 0.4 and SHGC 0.2. | Windows rated to U-Factor 0.4 and SHGC 0.2. | Windows rated to U-Factor 0.4 and SHGC 0.2. | Windows rated to U-Factor 0.4 and SHGC 0.2. | Windows rated to U-Factor 0.4 and SHGC 0.2. | Windows rated to U-Factor 0.4 and SHGC 0.2. | 522.31 | 522.31 | 522.31 | 522.31 | 522.31 | 522.31 | 522.31 | 522.31 | 522.31 | 522.31 | 522.31 | 522.31 | 522.31 | 522.31 | 522.31 | 522.31 | 522.31 | 522.31 | 522.31 | 522.31 | 522.31 | 522.31 | 522.31 | 522.31 | 522.31 | 522.31 | 522.31 | 0 | 0 | 8.633 | 8.4759 | 8.3059 | 8.1278 | 7.944 | 7.7525 | 7.5552 | 7.3496 | 7.1368 | 6.9191 | 6.6997 | 6.4837 | 6.2718 | 6.0672 | 5.8731 | 5.693 | 5.5317 | 5.3894 | 5.2581 | 5.1399 | 5.0259 | 4.9301 | 4.8356 | 4.7424 | 4.65 | 0 | 0.56298 | 0.29686 | 0.98272 | 1.5624 | 2.3143 | 3.2302 | 4.2744 | 5.3808 | 6.4521 | 7.3673 | 7.9991 | 8.2315 | 7.9962 | 7.2966 | 6.2187 | 4.9187 | 3.5819 | 2.5604 | 1.3656 | 1.0682 | 0 | 0 | 0 | 0 | 0 | 0.56298 | 0.84855 | 1.8131 | 3.3345 | 5.5684 | 8.6569 | 12.6958 | 17.709 | 23.6208 | 30.2391 | 37.2631 | 44.2772 | 50.8286 | 56.4992 | 60.9857 | 64.1761 | 66.1069 | 67.0571 | 66.9147 | 66.4985 | 65.2321 | 63.9815 | 62.7475 | 61.5254 | 0 | 66.4221 | 35.7412 | 120.9088 | 196.6748 | 298.5249 | 427.5514 | 581.5874 | 753.9473 | 932.5028 | 1099.6424 | 1233.7273 | 1312.4535 | 1317.9329 | 1242.374 | 1092.3246 | 889.1734 | 664.6136 | 486.9382 | 265.6883 | 212.5507 | 0 | 0 | 0 | 0 | 0 | 66.4221 | 102.1633 | 223.0721 | 419.7469 | 718.2718 | 1145.8232 | 1727.4106 | 2481.3579 | 3413.8607 | 4513.5031 | 5747.2304 | 7059.6839 | 8377.6168 | 9619.9908 | 10712.3154 | 11601.4888 | 12266.1024 | 12753.0406 | 13018.7289 | 13231.2796 | 13231.2796 | 13231.2796 | 13231.2796 | 13231.2796 | 0 | 0.48998 | 0.26161 | 0.87719 | 1.4131 | 2.1218 | 3.0032 | 4.0318 | 5.1517 | 6.2732 | 7.2771 | 8.0297 | 8.4 | 8.2972 | 7.6999 | 6.6743 | 5.3686 | 3.9753 | 2.8896 | 1.5672 | 1.2468 | 0 | 0 | 0 | 0 | 0 | 0.48998 | 0.74778 | 1.6184 | 3.0158 | 5.1051 | 8.0484 | 11.9751 | 16.955 | 22.9659 | 29.8691 | 37.4057 | 45.1835 | 52.742 | 59.6223 | 65.4541 | 70.0463 | 73.3676 | 75.6791 | 76.7933 | 77.614 | 77.4093 | 77.2139 | 77.027 | 76.8477 | 0 | 56.4588 | 30.38 | 102.7725 | 167.1736 | 253.7462 | 363.4187 | 494.3493 | 640.8552 | 792.6274 | 934.696 | 1048.6682 | 1115.5855 | 1120.2429 | 1056.0179 | 928.4759 | 755.7974 | 564.9216 | 413.8974 | 225.8351 | 180.6681 | 0 | 0 | 0 | 0 | 0 | 56.4588 | 86.8388 | 189.6113 | 356.7849 | 610.531 | 973.9498 | 1468.299 | 2109.1542 | 2901.7816 | 3836.4777 | 4885.1458 | 6000.7314 | 7120.9743 | 8176.9922 | 9105.4681 | 9861.2655 | 10426.1871 | 10840.0845 | 11065.9196 | 11246.5877 | 11246.5877 | 11246.5877 | 11246.5877 | 11246.5877 | 0 | 0 | 0 | 0 | 0 | 0 | 0 | 0 | 0 | 0 | 0 | 0 | 0 | 0 | 0 | 0 | 0 | 0 | 0 | 0 | 0 | 0 | 0 | 0 | 0 | 0 | 0 | 0 | 0 | 0 | 0 | 0 | 0 | 0 | 0 | 0 | 0 | 0 | 0 | 0 | 0 | 0 | 0 | 0 | 0 | 0 | 0 | 0 | 0 | 0 | 0 | 0 | 0 | 0 | 0 | 0 | 0 | 0 | 0 | 0 | 0 | 0 | 0 | 0 | 0 | 0 | 0 | 0 | 0 | 0 | 0 | 0 | 0 | 0 | 0 | 0 | 0 | 0 | 0 | 0 | 0 | 0 | 0 | 0 | 0 | 0 | 0 | 0 | 0 | 0 | 0 | 0 | 0 | 0 | 0 | 0 | 0 | 0 | 0 | 0 | 0 | 0 | 0 | 0 | 0 | 0 | 0 | 0 | 0 | 0 | 0 | 0 | 0 | 0 | 0 | 0 | 0 | 0 | 0 | 0 | 0 | 0 | 0 | 0 | 0 | 0 | 0 | 0 | 0 | 0 | 0 | 0 | 0 | 0 | 0 | 0 | 0 | 0 | 0 | 0 | 0 | 0 | 0 | 0 | 0 | 0 | 0 | 0 | 0 | 0 | 0 | 0 | 0 | 0 | 0 | 0 | 0 | 0 | 0 | 0 | 0 | 0 | 0 | 0 | 0 | 0 | 0 | 0 | 0 | 0 | 0 | 0 | 0 | 0 | 0 | 0 | 0 | 0 | 0 | 0 | 0 | 0 | 0 | 0 | 0 | 0 | 0 | 0 | 0 | 0 | 0 | 0 | 0 | 0 | 0 | 0 | 0 | 0 | 0 | 0 | 4318.7147 | 4330.0542 | 4341.9924 | 4354.5453 | 4367.7256 | 4381.5433 | 4396.0058 | 4411.1177 | 4426.7966 | 4442.9655 | 4459.5521 | 4476.4885 | 4493.7106 | 4511.1581 | 4528.7736 | 4546.5029 | 4564.2944 | 4581.1086 | 4597.0244 | 4611.7747 | 4625.4384 | 4638.0899 | 4649.7995 | 4660.6333 | 4670.6533 | 2013.2781 | 2018.5643 | 2024.1296 | 2029.9814 | 2036.1257 | 2042.5672 | 2049.3093 | 2056.3541 | 2063.6632 | 2071.2007 | 2078.933 | 2086.8283 | 2094.8569 | 2102.9904 | 2111.2023 | 2119.4673 | 2127.7613 | 2135.5996 | 2143.0192 | 2149.8954 | 2156.2651 | 2162.1629 | 2167.6216 | 2172.6721 | 2177.3432
WA_Commercial_WA - Health_Existing_Space Heating_Natural Gas_HVAC - Energy Recovery Ventilator_A | WA | Commercial | WA - Health | Existing | Space Heating | Natural Gas | HVAC - Energy Recovery Ventilator | A | WCM114 | No ERV | ERV | 20 | 0.14409 | 0 | 0 | 1.09 | 0 | 0 | 0 | 0.28365 | 0.25 | sqft | 5% | 15% | Discretionary | RetroEven20_WA | 85% | Space Heating | 0% | 856.1144 |  | 365.489 |  | 0 | HRV-Cooling/Heating-E3T-1 | HRV-Cooling/Heating-E3T-1 | HRV-Cooling/Heating-E3T-1 | No ERV | No ERV | No ERV | No ERV | No ERV | No ERV | No ERV | No ERV | No ERV | No ERV | No ERV | No ERV | No ERV | No ERV | No ERV | No ERV | No ERV | No ERV | No ERV | No ERV | No ERV | No ERV | No ERV | No ERV | No ERV | No ERV | No ERV | ERV | ERV | ERV | ERV | ERV | ERV | ERV | ERV | ERV | ERV | ERV | ERV | ERV | ERV | ERV | ERV | ERV | ERV | ERV | ERV | ERV | ERV | ERV | ERV | ERV | ERV | ERV | 1.09 | 1.09 | 1.09 | 1.09 | 1.09 | 1.09 | 1.09 | 1.09 | 1.09 | 1.09 | 1.09 | 1.09 | 1.09 | 1.09 | 1.09 | 1.09 | 1.09 | 1.09 | 1.09 | 1.09 | 1.09 | 1.09 | 1.09 | 1.09 | 1.09 | 1.09 | 1.09 | 0 | 0 | 0.12016 | 0.11832 | 0.11648 | 0.11457 | 0.11261 | 0.1106 | 0.10851 | 0.10633 | 0.10407 | 0.10173 | 0.099314 | 0.096863 | 0.094403 | 0.091986 | 0.089656 | 0.087451 | 0.085405 | 0.083525 | 0.081753 | 0.080109 | 0.078509 | 0.077017 | 0.075544 | 0.07409 | 0.07265 | 0 | 1.3145 | 2.6561 | 2.6126 | 2.568 | 2.522 | 2.4744 | 2.4248 | 2.3732 | 2.3198 | 2.2647 | 2.2088 | 2.1527 | 2.0976 | 2.0445 | 1.9942 | 1.9475 | 1.9047 | 1.8643 | 1.8268 | 1.7903 | 0 | 0 | 0 | 0 | 0 | 1.3145 | 3.9501 | 6.498 | 8.9552 | 11.3169 | 13.5773 | 15.7301 | 17.7689 | 19.6883 | 21.4859 | 23.1643 | 24.7287 | 26.1934 | 27.5744 | 28.8903 | 30.162 | 31.4029 | 32.6006 | 33.7719 | 34.8877 | 34.2249 | 33.5701 | 32.924 | 32.284 | 0 | 11109.467 | 22803.6428 | 22803.6428 | 22803.6428 | 22803.6428 | 22803.6428 | 22803.6428 | 22803.6428 | 22803.6428 | 22803.6428 | 22803.6428 | 22803.6428 | 22803.6428 | 22803.6428 | 22803.6428 | 22803.6428 | 22803.6428 | 22803.6428 | 22803.6428 | 22803.6428 | 0 | 0 | 0 | 0 | 0 | 11109.467 | 33913.1098 | 56716.7526 | 79520.3953 | 102324.0381 | 125127.6809 | 147931.3237 | 170734.9665 | 193538.6092 | 216342.252 | 239145.8948 | 261949.5376 | 284753.1804 | 307556.8231 | 330360.4659 | 353164.1087 | 375967.7515 | 398771.3943 | 421575.037 | 444378.6798 | 444378.6798 | 444378.6798 | 444378.6798 | 444378.6798 | 0 | 1.1435 | 2.338 | 2.3276 | 2.3163 | 2.3037 | 2.2896 | 2.2739 | 2.2563 | 2.237 | 2.2159 | 2.1938 | 2.1711 | 2.1487 | 2.1277 | 2.1087 | 2.0927 | 2.0799 | 2.0691 | 2.061 | 2.0535 | 0 | 0 | 0 | 0 | 0 | 1.1435 | 3.4771 | 5.7893 | 8.0773 | 10.3371 | 12.5637 | 14.7513 | 16.8937 | 18.9855 | 21.023 | 23.0068 | 24.9395 | 26.8318 | 28.6966 | 30.5498 | 32.4104 | 34.2915 | 36.183 | 38.1018 | 40.0164 | 39.9124 | 39.8132 | 39.7181 | 39.6269 | 0 | 9443.0469 | 19383.0964 | 19383.0964 | 19383.0964 | 19383.0964 | 19383.0964 | 19383.0964 | 19383.0964 | 19383.0964 | 19383.0964 | 19383.0964 | 19383.0964 | 19383.0964 | 19383.0964 | 19383.0964 | 19383.0964 | 19383.0964 | 19383.0964 | 19383.0964 | 19383.0964 | 0 | 0 | 0 | 0 | 0 | 9443.0469 | 28826.1433 | 48209.2397 | 67592.336 | 86975.4324 | 106358.5288 | 125741.6251 | 145124.7215 | 164507.8179 | 183890.9142 | 203274.0106 | 222657.1069 | 242040.2033 | 261423.2997 | 280806.396 | 300189.4924 | 319572.5888 | 338955.6851 | 358338.7815 | 377721.8778 | 377721.8778 | 377721.8778 | 377721.8778 | 377721.8778 | 0 | 1.1438 | 2.3393 | 2.3299 | 2.3199 | 2.3088 | 2.2964 | 2.2825 | 2.2669 | 2.2495 | 2.2306 | 2.2105 | 2.19 | 2.1698 | 2.151 | 2.1342 | 2.1205 | 2.1099 | 2.1015 | 2.0957 | 2.0906 | 0 | 0 | 0 | 0 | 0 | 1.1438 | 3.4789 | 5.795 | 8.0898 | 10.36 | 12.6009 | 14.807 | 16.9725 | 19.0919 | 21.1617 | 23.1824 | 25.1566 | 27.095 | 29.0105 | 30.9191 | 32.8401 | 34.7868 | 36.7489 | 38.7439 | 40.7395 | 40.6862 | 40.6373 | 40.5925 | 40.5513 | 0 | 9443.0469 | 19383.0964 | 19383.0964 | 19383.0964 | 19383.0964 | 19383.0964 | 19383.0964 | 19383.0964 | 19383.0964 | 19383.0964 | 19383.0964 | 19383.0964 | 19383.0964 | 19383.0964 | 19383.0964 | 19383.0964 | 19383.0964 | 19383.0964 | 19383.0964 | 19383.0964 | 0 | 0 | 0 | 0 | 0 | 9443.0469 | 28826.1433 | 48209.2397 | 67592.336 | 86975.4324 | 106358.5288 | 125741.6251 | 145124.7215 | 164507.8179 | 183890.9142 | 203274.0106 | 222657.1069 | 242040.2033 | 261423.2997 | 280806.396 | 300189.4924 | 319572.5888 | 338955.6851 | 358338.7815 | 377721.8778 | 377721.8778 | 377721.8778 | 377721.8778 | 377721.8778 | 0 | 1.1435 | 2.3377 | 2.3271 | 2.3155 | 2.3026 | 2.2884 | 2.2724 | 2.2546 | 2.235 | 2.2138 | 2.1915 | 2.1685 | 2.146 | 2.1248 | 2.1057 | 2.0894 | 2.0764 | 2.0655 | 2.0571 | 2.0494 | 0 | 0 | 0 | 0 | 0 | 1.1435 | 3.4766 | 5.7878 | 8.0744 | 10.3324 | 12.5567 | 14.7416 | 16.8809 | 18.9691 | 21.0028 | 22.9823 | 24.9104 | 26.7978 | 28.6574 | 30.505 | 32.3595 | 34.2343 | 36.1189 | 38.0304 | 39.9375 | 39.8337 | 39.7346 | 39.6398 | 39.5487 | 0 | 9443.0469 | 19383.0964 | 19383.0964 | 19383.0964 | 19383.0964 | 19383.0964 | 19383.0964 | 19383.0964 | 19383.0964 | 19383.0964 | 19383.0964 | 19383.0964 | 19383.0964 | 19383.0964 | 19383.0964 | 19383.0964 | 19383.0964 | 19383.0964 | 19383.0964 | 19383.0964 | 0 | 0 | 0 | 0 | 0 | 9443.0469 | 28826.1433 | 48209.2397 | 67592.336 | 86975.4324 | 106358.5288 | 125741.6251 | 145124.7215 | 164507.8179 | 183890.9142 | 203274.0106 | 222657.1069 | 242040.2033 | 261423.2997 | 280806.396 | 300189.4924 | 319572.5888 | 338955.6851 | 358338.7815 | 377721.8778 | 377721.8778 | 377721.8778 | 377721.8778 | 377721.8778 | 829.8847 | 832.0637 | 834.3578 | 836.7699 | 839.3027 | 841.9579 | 844.737 | 847.6409 | 850.6538 | 853.7608 | 856.9481 | 860.2026 | 863.512 | 866.8647 | 870.2497 | 873.6565 | 877.0754 | 880.3064 | 883.3648 | 886.1992 | 888.8248 | 891.2559 | 893.506 | 895.5878 | 897.5133 | 354.2911 | 355.2214 | 356.2008 | 357.2305 | 358.3118 | 359.4454 | 360.6318 | 361.8715 | 363.1578 | 364.4842 | 365.8449 | 367.2343 | 368.6471 | 370.0785 | 371.5236 | 372.978 | 374.4376 | 375.8169 | 377.1226 | 378.3327 | 379.4536 | 380.4915 | 381.4521 | 382.3409 | 383.1629
WA_Commercial_WA - Health_Existing_Space Heating_Natural Gas_Building Shell - Air Sealing (Infiltration Control)_A | WA | Commercial | WA - Health | Existing | Space Heating | Natural Gas | Building Shell - Air Sealing (Infiltration Control) | A | WCM115 | Building with air infiltration. | Air sealing to reduce air infiltration. | 10 | 130.4724 | 0 | 0 | 174.08 | 25.85 | 0 | 0 | 0.28365 | 0.25 | foot door | 45% | 66.67% | Discretionary | Retro1Slow_WA | 84.66% | Space Heating | 0% | 37.065 |  | 97.5095 |  | 0 | IL TRM - CI-MSC-WTST-V01-200101 | IL TRM - CI-MSC-WTST-V01-200101 | IL TRM - CI-MSC-WTST-V01-200101 | Building with air infiltration. | Building with air infiltration. | Building with air infiltration. | Building with air infiltration. | Building with air infiltration. | Building with air infiltration. | Building with air infiltration. | Building with air infiltration. | Building with air infiltration. | Building with air infiltration. | Building with air infiltration. | Building with air infiltration. | Building with air infiltration. | Building with air infiltration. | Building with air infiltration. | Building with air infiltration. | Building with air infiltration. | Building with air infiltration. | Building with air infiltration. | Building with air infiltration. | Building with air infiltration. | Building with air infiltration. | Building with air infiltration. | Building with air infiltration. | Building with air infiltration. | Building with air infiltration. | Building with air infiltration. | Air sealing to reduce air infiltration. | Air sealing to reduce air infiltration. | Air sealing to reduce air infiltration. | Air sealing to reduce air infiltration. | Air sealing to reduce air infiltration. | Air sealing to reduce air infiltration. | Air sealing to reduce air infiltration. | Air sealing to reduce air infiltration. | Air sealing to reduce air infiltration. | Air sealing to reduce air infiltration. | Air sealing to reduce air infiltration. | Air sealing to reduce air infiltration. | Air sealing to reduce air infiltration. | Air sealing to reduce air infiltration. | Air sealing to reduce air infiltration. | Air sealing to reduce air infiltration. | Air sealing to reduce air infiltration. | Air sealing to reduce air infiltration. | Air sealing to reduce air infiltration. | Air sealing to reduce air infiltration. | Air sealing to reduce air infiltration. | Air sealing to reduce air infiltration. | Air sealing to reduce air infiltration. | Air sealing to reduce air infiltration. | Air sealing to reduce air infiltration. | Air sealing to reduce air infiltration. | Air sealing to reduce air infiltration. | 174.08 | 174.08 | 174.08 | 174.08 | 174.08 | 174.08 | 174.08 | 174.08 | 174.08 | 174.08 | 174.08 | 174.08 | 174.08 | 174.08 | 174.08 | 174.08 | 174.08 | 174.08 | 174.08 | 174.08 | 174.08 | 174.08 | 174.08 | 174.08 | 174.08 | 174.08 | 174.08 | 0 | 0 | 108.8078 | 107.2083 | 105.6069 | 104.0011 | 102.3923 | 100.782 | 99.1716 | 97.5624 | 95.9558 | 94.3534 | 92.7565 | 91.1661 | 89.5834 | 88.0093 | 86.4448 | 84.8907 | 83.3477 | 81.8179 | 80.3012 | 78.798 | 77.3183 | 75.8499 | 74.3993 | 72.9676 | 71.5496 | 0 | 0.13282 | 0.070403 | 0.23455 | 0.37562 | 0.56117 | 0.79087 | 1.0583 | 1.3494 | 1.6411 | 1.9025 | 1.985 | 2.1333 | 1.965 | 1.6861 | 1.2569 | 0.71765 | 0.12671 | 0 | 0 | 0 | 0 | 0 | 0 | 0 | 0 | 0.13282 | 0.20124 | 0.43273 | 0.80165 | 1.3502 | 2.1195 | 3.1435 | 4.4411 | 6.0081 | 7.8089 | 9.66 | 11.6256 | 13.3863 | 14.8344 | 15.8246 | 16.2546 | 16.083 | 15.7849 | 15.4894 | 15.1985 | 14.9099 | 14.6247 | 14.3433 | 14.0645 | 0 | 1.2389 | 0.66665 | 2.2552 | 3.6684 | 5.5682 | 7.9748 | 10.8479 | 14.0628 | 17.3933 | 20.5108 | 21.7729 | 23.8136 | 22.3272 | 19.5047 | 14.8062 | 8.6103 | 1.5486 | 0 | 0 | 0 | 0 | 0 | 0 | 0 | 0 | 1.2389 | 1.9056 | 4.1608 | 7.8292 | 13.3974 | 21.3722 | 32.2201 | 46.283 | 63.6763 | 84.1871 | 105.96 | 129.7736 | 152.1009 | 171.6055 | 186.4117 | 195.022 | 196.5706 | 196.5706 | 196.5706 | 196.5706 | 196.5706 | 196.5706 | 196.5706 | 196.5706 | 0 | 0.11554 | 0.061961 | 0.20888 | 0.33859 | 0.5121 | 0.73081 | 0.99053 | 1.2795 | 1.5768 | 1.8529 | 1.96 | 2.1363 | 1.9962 | 1.7381 | 1.3152 | 0.76244 | 0.13672 | 0 | 0 | 0 | 0 | 0 | 0 | 0 | 0 | 0.11554 | 0.17711 | 0.38538 | 0.72262 | 1.2321 | 1.9585 | 2.942 | 4.2109 | 5.7727 | 7.6051 | 9.5385 | 11.642 | 13.5989 | 15.2921 | 16.5582 | 17.2692 | 17.3542 | 17.3044 | 17.257 | 17.2119 | 17.1673 | 17.1247 | 17.0839 | 17.0447 | 0 | 1.0531 | 0.56666 | 1.9169 | 3.1182 | 4.7329 | 6.7786 | 9.2207 | 11.9534 | 14.7843 | 17.4342 | 18.507 | 20.2416 | 18.9781 | 16.579 | 12.5852 | 7.3188 | 1.3163 | 0 | 0 | 0 | 0 | 0 | 0 | 0 | 0 | 1.0531 | 1.6197 | 3.5367 | 6.6549 | 11.3878 | 18.1664 | 27.3871 | 39.3405 | 54.1248 | 71.5591 | 90.066 | 110.3076 | 129.2857 | 145.8647 | 158.45 | 165.7687 | 167.085 | 167.085 | 167.085 | 167.085 | 167.085 | 167.085 | 167.085 | 167.085 | 0 | 0.11556 | 0.061994 | 0.20909 | 0.33911 | 0.51323 | 0.73297 | 0.99427 | 1.2854 | 1.5857 | 1.8651 | 1.975 | 2.1549 | 2.0158 | 1.7571 | 1.3311 | 0.77255 | 0.1387 | 0 | 0 | 0 | 0 | 0 | 0 | 0 | 0 | 0.11556 | 0.1772 | 0.38577 | 0.72374 | 1.2349 | 1.9643 | 2.9531 | 4.2306 | 5.8051 | 7.6553 | 9.6113 | 11.7433 | 13.7323 | 15.4594 | 16.7584 | 17.4981 | 17.6049 | 17.5751 | 17.5479 | 17.5229 | 17.5001 | 17.4791 | 17.4599 | 17.4423 | 0 | 1.0531 | 0.56666 | 1.9169 | 3.1182 | 4.7329 | 6.7786 | 9.2207 | 11.9534 | 14.7843 | 17.4342 | 18.507 | 20.2416 | 18.9781 | 16.579 | 12.5852 | 7.3188 | 1.3163 | 0 | 0 | 0 | 0 | 0 | 0 | 0 | 0 | 1.0531 | 1.6197 | 3.5367 | 6.6549 | 11.3878 | 18.1664 | 27.3871 | 39.3405 | 54.1248 | 71.5591 | 90.066 | 110.3076 | 129.2857 | 145.8647 | 158.45 | 165.7687 | 167.085 | 167.085 | 167.085 | 167.085 | 167.085 | 167.085 | 167.085 | 167.085 | 0 | 0.11553 | 0.061951 | 0.20883 | 0.33847 | 0.51187 | 0.7304 | 0.98987 | 1.2785 | 1.5755 | 1.8511 | 1.9579 | 2.1338 | 1.9937 | 1.7357 | 1.3132 | 0.76124 | 0.13649 | 0 | 0 | 0 | 0 | 0 | 0 | 0 | 0 | 0.11553 | 0.17708 | 0.38529 | 0.72236 | 1.2316 | 1.9575 | 2.9401 | 4.2077 | 5.7677 | 7.5978 | 9.5284 | 11.6284 | 13.5817 | 15.2712 | 16.5339 | 17.2421 | 17.3253 | 17.2738 | 17.2247 | 17.1779 | 17.1334 | 17.0909 | 17.0502 | 17.0111 | 0 | 1.0531 | 0.56666 | 1.9169 | 3.1182 | 4.7329 | 6.7786 | 9.2207 | 11.9534 | 14.7843 | 17.4342 | 18.507 | 20.2416 | 18.9781 | 16.579 | 12.5852 | 7.3188 | 1.3163 | 0 | 0 | 0 | 0 | 0 | 0 | 0 | 0 | 1.0531 | 1.6197 | 3.5367 | 6.6549 | 11.3878 | 18.1664 | 27.3871 | 39.3405 | 54.1248 | 71.5591 | 90.066 | 110.3076 | 129.2857 | 145.8647 | 158.45 | 165.7687 | 167.085 | 167.085 | 167.085 | 167.085 | 167.085 | 167.085 | 167.085 | 167.085 | 35.9294 | 36.0237 | 36.123 | 36.2275 | 36.3371 | 36.4521 | 36.5724 | 36.6981 | 36.8286 | 36.9631 | 37.1011 | 37.242 | 37.3853 | 37.5304 | 37.677 | 37.8245 | 37.9725 | 38.1124 | 38.2448 | 38.3675 | 38.4812 | 38.5864 | 38.6838 | 38.774 | 38.8573 | 94.522 | 94.7702 | 95.0315 | 95.3062 | 95.5947 | 95.8971 | 96.2137 | 96.5444 | 96.8876 | 97.2415 | 97.6045 | 97.9752 | 98.3521 | 98.734 | 99.1195 | 99.5075 | 99.8969 | 100.2649 | 100.6133 | 100.9361 | 101.2352 | 101.5121 | 101.7683 | 102.0055 | 102.2248
WA_Commercial_WA - Health_Existing_Space Heating_Natural Gas_Ventilation - Demand Controlled_A | WA | Commercial | WA - Health | Existing | Space Heating | Natural Gas | Ventilation - Demand Controlled | A | WCM116 | No occupancy based outdoor air controls. | Outdoor air controlled based on occupancy to meet ASHRAE 62.1 | 10 | 0.035459 | 0 | 0 | 0.25 | 0.02 | 0 | 0 | 0.28365 | 0.25 | sqft | 55% | 75% | Discretionary | Retro5Med_WA | 85% | Central Systems | 0% | 796.7478 |  | 515.3112 |  | 0 | IL TRM - CI-HVC-DCV-V05-190101 | VENT_DCV-Heating-7PLN-v5-8 | IL TRM - CI-HVC-DCV-V05-190101 | No occupancy based outdoor air controls. | No occupancy based outdoor air controls. | No occupancy based outdoor air controls. | No occupancy based outdoor air controls. | No occupancy based outdoor air controls. | No occupancy based outdoor air controls. | No occupancy based outdoor air controls. | No occupancy based outdoor air controls. | No occupancy based outdoor air controls. | No occupancy based outdoor air controls. | No occupancy based outdoor air controls. | No occupancy based outdoor air controls. | No occupancy based outdoor air controls. | No occupancy based outdoor air controls. | No occupancy based outdoor air controls. | No occupancy based outdoor air controls. | No occupancy based outdoor air controls. | No occupancy based outdoor air controls. | No occupancy based outdoor air controls. | No occupancy based outdoor air controls. | No occupancy based outdoor air controls. | No occupancy based outdoor air controls. | No occupancy based outdoor air controls. | No occupancy based outdoor air controls. | No occupancy based outdoor air controls. | No occupancy based outdoor air controls. | No occupancy based outdoor air controls. | Outdoor air controlled based on occupancy to meet ASHRAE 62.1 | Outdoor air controlled based on occupancy to meet ASHRAE 62.1 | Outdoor air controlled based on occupancy to meet ASHRAE 62.1 | Outdoor air controlled based on occupancy to meet ASHRAE 62.1 | Outdoor air controlled based on occupancy to meet ASHRAE 62.1 | Outdoor air controlled based on occupancy to meet ASHRAE 62.1 | Outdoor air controlled based on occupancy to meet ASHRAE 62.1 | Outdoor air controlled based on occupancy to meet ASHRAE 62.1 | Outdoor air controlled based on occupancy to meet ASHRAE 62.1 | Outdoor air controlled based on occupancy to meet ASHRAE 62.1 | Outdoor air controlled based on occupancy to meet ASHRAE 62.1 | Outdoor air controlled based on occupancy to meet ASHRAE 62.1 | Outdoor air controlled based on occupancy to meet ASHRAE 62.1 | Outdoor air controlled based on occupancy to meet ASHRAE 62.1 | Outdoor air controlled based on occupancy to meet ASHRAE 62.1 | Outdoor air controlled based on occupancy to meet ASHRAE 62.1 | Outdoor air controlled based on occupancy to meet ASHRAE 62.1 | Outdoor air controlled based on occupancy to meet ASHRAE 62.1 | Outdoor air controlled based on occupancy to meet ASHRAE 62.1 | Outdoor air controlled based on occupancy to meet ASHRAE 62.1 | Outdoor air controlled based on occupancy to meet ASHRAE 62.1 | Outdoor air controlled based on occupancy to meet ASHRAE 62.1 | Outdoor air controlled based on occupancy to meet ASHRAE 62.1 | Outdoor air controlled based on occupancy to meet ASHRAE 62.1 | Outdoor air controlled based on occupancy to meet ASHRAE 62.1 | Outdoor air controlled based on occupancy to meet ASHRAE 62.1 | Outdoor air controlled based on occupancy to meet ASHRAE 62.1 | 0.25 | 0.25 | 0.25 | 0.25 | 0.25 | 0.25 | 0.25 | 0.25 | 0.25 | 0.25 | 0.25 | 0.25 | 0.25 | 0.25 | 0.25 | 0.25 | 0.25 | 0.25 | 0.25 | 0.25 | 0.25 | 0.25 | 0.25 | 0.25 | 0.25 | 0.25 | 0.25 | 0 | 0 | 0.029571 | 0.029093 | 0.028587 | 0.028069 | 0.02754 | 0.026998 | 0.02644 | 0.025863 | 0.025268 | 0.024653 | 0.024025 | 0.023389 | 0.022753 | 0.02213 | 0.02153 | 0.020961 | 0.02044 | 0.019968 | 0.019523 | 0.019109 | 0.018707 | 0.018351 | 0.018 | 0.017653 | 0.017309 | 0 | 1.1052 | 1.3334 | 1.6021 | 1.8247 | 2.0404 | 2.3362 | 2.5069 | 2.502 | 2.3005 | 1.9271 | 0.56328 | 0 | 0 | 0 | 0 | 0 | 0 | 0 | 0 | 0 | 0 | 0 | 0 | 0 | 0 | 1.1052 | 2.4193 | 3.9776 | 5.7274 | 7.6551 | 9.833 | 12.1255 | 14.3481 | 16.2999 | 17.8112 | 17.9031 | 17.4165 | 16.9395 | 16.48 | 16.0449 | 15.6462 | 15.285 | 14.944 | 14.6274 | 14.3195 | 14.047 | 13.778 | 13.5125 | 13.2495 | 0 | 37987.9574 | 46643.1533 | 57077.5699 | 66258.0653 | 75575.7139 | 88357.094 | 96929.1042 | 99019.9267 | 93314.3975 | 80211.6286 | 24083.1874 | 0 | 0 | 0 | 0 | 0 | 0 | 0 | 0 | 0 | 0 | 0 | 0 | 0 | 0 | 37987.9574 | 84631.1107 | 141708.6806 | 207966.7459 | 283542.4598 | 371899.5538 | 468828.658 | 567848.5847 | 661162.9822 | 741374.6108 | 765457.7982 | 765457.7982 | 765457.7982 | 765457.7982 | 765457.7982 | 765457.7982 | 765457.7982 | 765457.7982 | 765457.7982 | 765457.7982 | 765457.7982 | 765457.7982 | 765457.7982 | 765457.7982 | 0 | 0.96155 | 1.1742 | 1.4283 | 1.6474 | 1.866 | 2.1649 | 2.355 | 2.3836 | 2.2235 | 1.8904 | 0.56104 | 0 | 0 | 0 | 0 | 0 | 0 | 0 | 0 | 0 | 0 | 0 | 0 | 0 | 0 | 0.96155 | 2.1305 | 3.5461 | 5.1707 | 7.0008 | 9.1124 | 11.3909 | 13.669 | 15.7541 | 17.4723 | 17.8319 | 17.6197 | 17.4113 | 17.2138 | 17.0337 | 16.8829 | 16.7636 | 16.6611 | 16.5801 | 16.5042 | 16.461 | 16.4197 | 16.3801 | 16.3422 | 0 | 32289.7638 | 39646.6803 | 48515.9344 | 56319.3555 | 64239.3568 | 75103.5299 | 82389.7386 | 84166.9377 | 79317.2379 | 68179.8843 | 20470.7093 | 0 | 0 | 0 | 0 | 0 | 0 | 0 | 0 | 0 | 0 | 0 | 0 | 0 | 0 | 32289.7638 | 71936.4441 | 120452.3785 | 176771.734 | 241011.0908 | 316114.6207 | 398504.3593 | 482671.297 | 561988.5349 | 630168.4192 | 650639.1285 | 650639.1285 | 650639.1285 | 650639.1285 | 650639.1285 | 650639.1285 | 650639.1285 | 650639.1285 | 650639.1285 | 650639.1285 | 650639.1285 | 650639.1285 | 650639.1285 | 650639.1285 | 0 | 0.96174 | 1.1748 | 1.4297 | 1.65 | 1.8701 | 2.1714 | 2.3639 | 2.3947 | 2.236 | 1.9029 | 0.56532 | 0 | 0 | 0 | 0 | 0 | 0 | 0 | 0 | 0 | 0 | 0 | 0 | 0 | 0 | 0.96174 | 2.1316 | 3.5496 | 5.1788 | 7.0163 | 9.1393 | 11.4339 | 13.7328 | 15.8424 | 17.5876 | 17.9681 | 17.7731 | 17.5821 | 17.4021 | 17.2396 | 17.1067 | 17.0057 | 16.9217 | 16.8595 | 16.8025 | 16.7801 | 16.7596 | 16.7407 | 16.7234 | 0 | 32289.7638 | 39646.6803 | 48515.9344 | 56319.3555 | 64239.3568 | 75103.5299 | 82389.7386 | 84166.9377 | 79317.2379 | 68179.8843 | 20470.7093 | 0 | 0 | 0 | 0 | 0 | 0 | 0 | 0 | 0 | 0 | 0 | 0 | 0 | 0 | 32289.7638 | 71936.4441 | 120452.3785 | 176771.734 | 241011.0908 | 316114.6207 | 398504.3593 | 482671.297 | 561988.5349 | 630168.4192 | 650639.1285 | 650639.1285 | 650639.1285 | 650639.1285 | 650639.1285 | 650639.1285 | 650639.1285 | 650639.1285 | 650639.1285 | 650639.1285 | 650639.1285 | 650639.1285 | 650639.1285 | 650639.1285 | 0 | 0.9615 | 1.174 | 1.4279 | 1.6468 | 1.8651 | 2.1637 | 2.3535 | 2.3818 | 2.2216 | 1.8886 | 0.56044 | 0 | 0 | 0 | 0 | 0 | 0 | 0 | 0 | 0 | 0 | 0 | 0 | 0 | 0 | 0.9615 | 2.1302 | 3.5452 | 5.1689 | 6.9976 | 9.1073 | 11.3834 | 13.6587 | 15.7406 | 17.4555 | 17.813 | 17.5992 | 17.3893 | 17.1902 | 17.0087 | 16.8564 | 16.7356 | 16.6316 | 16.5491 | 16.4717 | 16.4285 | 16.3873 | 16.3478 | 16.31 | 0 | 32289.7638 | 39646.6803 | 48515.9344 | 56319.3555 | 64239.3568 | 75103.5299 | 82389.7386 | 84166.9377 | 79317.2379 | 68179.8843 | 20470.7093 | 0 | 0 | 0 | 0 | 0 | 0 | 0 | 0 | 0 | 0 | 0 | 0 | 0 | 0 | 32289.7638 | 71936.4441 | 120452.3785 | 176771.734 | 241011.0908 | 316114.6207 | 398504.3593 | 482671.297 | 561988.5349 | 630168.4192 | 650639.1285 | 650639.1285 | 650639.1285 | 650639.1285 | 650639.1285 | 650639.1285 | 650639.1285 | 650639.1285 | 650639.1285 | 650639.1285 | 650639.1285 | 650639.1285 | 650639.1285 | 650639.1285 | 772.2751 | 774.308 | 776.4482 | 778.6987 | 781.0617 | 783.539 | 786.132 | 788.8414 | 791.6526 | 794.5516 | 797.5256 | 800.5624 | 803.6505 | 806.779 | 809.9378 | 813.117 | 816.3074 | 819.3227 | 822.1769 | 824.8221 | 827.2725 | 829.5414 | 831.6415 | 833.5844 | 835.3815 | 499.483 | 500.7978 | 502.1821 | 503.6376 | 505.1659 | 506.7682 | 508.4452 | 510.1976 | 512.0158 | 513.8908 | 515.8143 | 517.7784 | 519.7756 | 521.7991 | 523.8421 | 525.8983 | 527.9617 | 529.9119 | 531.7579 | 533.4688 | 535.0536 | 536.5211 | 537.8793 | 539.136 | 540.2982
WA_Commercial_WA - Health_Existing_Space Heating_Natural Gas_HVAC - Dedicated Outdoor Air System (DOAS)_A | WA | Commercial | WA - Health | Existing | Space Heating | Natural Gas | HVAC - Dedicated Outdoor Air System (DOAS) | A | WCM117 | No DOAS. | Outdoor air supplied by a DOAS. | 20 | -0.03069 | 0 | 0 | 8.16 | 0 | 0 | 0 | 0.28365 | 0.25 | sqft | 3.406% | 8.762% | Discretionary | RetroEven20_WA | 85% | Central Systems | 0% | 9999 |  | 9999 |  | 0 | 2021P_Com-VRF-DOAS-2021P_V2 | 2021P_Com-VRF-DOAS-2021P_V2 | 2021P_Com-VRF-DOAS-2021P_V2 | No DOAS. | No DOAS. | No DOAS. | No DOAS. | No DOAS. | No DOAS. | No DOAS. | No DOAS. | No DOAS. | No DOAS. | No DOAS. | No DOAS. | No DOAS. | No DOAS. | No DOAS. | No DOAS. | No DOAS. | No DOAS. | No DOAS. | No DOAS. | No DOAS. | No DOAS. | No DOAS. | No DOAS. | No DOAS. | No DOAS. | No DOAS. | Outdoor air supplied by a DOAS. | Outdoor air supplied by a DOAS. | Outdoor air supplied by a DOAS. | Outdoor air supplied by a DOAS. | Outdoor air supplied by a DOAS. | Outdoor air supplied by a DOAS. | Outdoor air supplied by a DOAS. | Outdoor air supplied by a DOAS. | Outdoor air supplied by a DOAS. | Outdoor air supplied by a DOAS. | Outdoor air supplied by a DOAS. | Outdoor air supplied by a DOAS. | Outdoor air supplied by a DOAS. | Outdoor air supplied by a DOAS. | Outdoor air supplied by a DOAS. | Outdoor air supplied by a DOAS. | Outdoor air supplied by a DOAS. | Outdoor air supplied by a DOAS. | Outdoor air supplied by a DOAS. | Outdoor air supplied by a DOAS. | Outdoor air supplied by a DOAS. | Outdoor air supplied by a DOAS. | Outdoor air supplied by a DOAS. | Outdoor air supplied by a DOAS. | Outdoor air supplied by a DOAS. | Outdoor air supplied by a DOAS. | Outdoor air supplied by a DOAS. | 8.16 | 8.16 | 8.16 | 8.16 | 8.16 | 8.16 | 8.16 | 8.16 | 8.16 | 8.16 | 8.16 | 8.16 | 8.16 | 8.16 | 8.16 | 8.16 | 8.16 | 8.16 | 8.16 | 8.16 | 8.16 | 8.16 | 8.16 | 8.16 | 8.16 | 8.16 | 8.16 | 0 | 0 | -0.025594 | -0.025216 | -0.024836 | -0.024455 | -0.024074 | -0.023692 | -0.023311 | -0.02293 | -0.022549 | -0.02217 | -0.021792 | -0.021415 | -0.021041 | -0.020668 | -0.020298 | -0.019931 | -0.019566 | -0.019204 | -0.018846 | -0.018491 | -0.018141 | -0.017797 | -0.017456 | -0.01712 | -0.016787 | 0 | -0.14915 | -0.30154 | -0.29692 | -0.29229 | -0.28765 | -0.28302 | -0.27839 | -0.27377 | -0.26917 | -0.26458 | -0.26001 | -0.25546 | -0.25094 | -0.24645 | -0.24198 | -0.23756 | -0.23317 | -0.22881 | -0.2245 | -0.22026 | 0 | 0 | 0 | 0 | 0 | -0.14915 | -0.44845 | -0.73849 | -1.0193 | -1.2908 | -1.553 | -1.806 | -2.0498 | -2.2845 | -2.5101 | -2.7267 | -2.9345 | -3.1335 | -3.3239 | -3.5057 | -3.6791 | -3.8442 | -4.0013 | -4.1504 | -4.2922 | -4.2107 | -4.1301 | -4.0506 | -3.9719 | 0 | 5914.9566 | 12141.2268 | 12141.2268 | 12141.2268 | 12141.2268 | 12141.2268 | 12141.2268 | 12141.2268 | 12141.2268 | 12141.2268 | 12141.2268 | 12141.2268 | 12141.2268 | 12141.2268 | 12141.2268 | 12141.2268 | 12141.2268 | 12141.2268 | 12141.2268 | 12141.2268 | 0 | 0 | 0 | 0 | 0 | 5914.9566 | 18056.1834 | 30197.4102 | 42338.637 | 54479.8637 | 66621.0905 | 78762.3173 | 90903.5441 | 103044.7709 | 115185.9976 | 127327.2244 | 139468.4512 | 151609.678 | 163750.9047 | 175892.1315 | 188033.3583 | 200174.5851 | 212315.8119 | 224457.0386 | 236598.2654 | 236598.2654 | 236598.2654 | 236598.2654 | 236598.2654 | 0 | -0.12974 | -0.26539 | -0.26444 | -0.26349 | -0.26252 | -0.26155 | -0.26058 | -0.25962 | -0.25866 | -0.25772 | -0.25679 | -0.25587 | -0.25498 | -0.25411 | -0.25327 | -0.25245 | -0.25167 | -0.25092 | -0.2502 | -0.24952 | 0 | 0 | 0 | 0 | 0 | -0.12974 | -0.39468 | -0.65772 | -0.91883 | -1.178 | -1.4352 | -1.6905 | -1.9438 | -2.1953 | -2.445 | -2.693 | -2.9393 | -3.184 | -3.4273 | -3.6691 | -3.9098 | -4.1493 | -4.3879 | -4.6256 | -4.8625 | -4.8499 | -4.8378 | -4.8262 | -4.8151 | 0 | 5027.7131 | 10320.0428 | 10320.0428 | 10320.0428 | 10320.0428 | 10320.0428 | 10320.0428 | 10320.0428 | 10320.0428 | 10320.0428 | 10320.0428 | 10320.0428 | 10320.0428 | 10320.0428 | 10320.0428 | 10320.0428 | 10320.0428 | 10320.0428 | 10320.0428 | 10320.0428 | 0 | 0 | 0 | 0 | 0 | 5027.7131 | 15347.7559 | 25667.7987 | 35987.8414 | 46307.8842 | 56627.9269 | 66947.9697 | 77268.0125 | 87588.0552 | 97908.098 | 108228.1408 | 118548.1835 | 128868.2263 | 139188.269 | 149508.3118 | 159828.3546 | 170148.3973 | 180468.4401 | 190788.4828 | 201108.5256 | 201108.5256 | 201108.5256 | 201108.5256 | 201108.5256 | 0 | 0 | 0 | 0 | 0 | 0 | 0 | 0 | 0 | 0 | 0 | 0 | 0 | 0 | 0 | 0 | 0 | 0 | 0 | 0 | 0 | 0 | 0 | 0 | 0 | 0 | 0 | 0 | 0 | 0 | 0 | 0 | 0 | 0 | 0 | 0 | 0 | 0 | 0 | 0 | 0 | 0 | 0 | 0 | 0 | 0 | 0 | 0 | 0 | 0 | 0 | 0 | 0 | 0 | 0 | 0 | 0 | 0 | 0 | 0 | 0 | 0 | 0 | 0 | 0 | 0 | 0 | 0 | 0 | 0 | 0 | 0 | 0 | 0 | 0 | 0 | 0 | 0 | 0 | 0 | 0 | 0 | 0 | 0 | 0 | 0 | 0 | 0 | 0 | 0 | 0 | 0 | 0 | 0 | 0 | 0 | 0 | 0 | 0 | 0 | 0 | 0 | 0 | 0 | 0 | 0 | 0 | 0 | 0 | 0 | 0 | 0 | 0 | 0 | 0 | 0 | 0 | 0 | 0 | 0 | 0 | 0 | 0 | 0 | 0 | 0 | 0 | 0 | 0 | 0 | 0 | 0 | 0 | 0 | 0 | 0 | 0 | 0 | 0 | 0 | 0 | 0 | 0 | 0 | 0 | 0 | 0 | 0 | 0 | 0 | 0 | 0 | 0 | 0 | 0 | 0 | 0 | 0 | 0 | 0 | 0 | 0 | 0 | 0 | 0 | 0 | 0 | 0 | 0 | 0 | 0 | 0 | 0 | 0 | 0 | 0 | 0 | 0 | 0 | 0 | 0 | 0 | 0 | 0 | 0 | 0 | 0 | 0 | 0 | 0 | 0 | 0 | 0 | 0 | 0 | 0 | 0 | 0 | 0 | 0 | 9999 | 9999 | 9999 | 9999 | 9999 | 9999 | 9999 | 9999 | 9999 | 9999 | 9999 | 9999 | 9999 | 9999 | 9999 | 9999 | 9999 | 9999 | 9999 | 9999 | 9999 | 9999 | 9999 | 9999 | 9999 | 9999 | 9999 | 9999 | 9999 | 9999 | 9999 | 9999 | 9999 | 9999 | 9999 | 9999 | 9999 | 9999 | 9999 | 9999 | 9999 | 9999 | 9999 | 9999 | 9999 | 9999 | 9999 | 9999 | 9999 | 9999
WA_Commercial_WA - Health_Existing_Space Heating_Natural Gas_Destratification Fans (HVLS)_A | WA | Commercial | WA - Health | Existing | Space Heating | Natural Gas | Destratification Fans (HVLS) | A | WCM118 | No destratification fans. | High volume low speed destratification fans. | 15 | 718.9258 | 0 | 0 | 9799.26 | 0 | 0 | 0 | 0.28365 | 0.25 | Strat Fan | 15% | 20% | Discretionary | RetroEven20_WA | 85% | Space Heating | 0% | 1796.6331 |  | 767.0116 |  | 0 | DL20_IHVLS-Ag-2021PLN-v2-8 | DL20_IHVLS-Ag-2021PLN-v2-8 | HVLS-Heating-AEG-v5.0-121 | No destratification fans. | No destratification fans. | No destratification fans. | No destratification fans. | No destratification fans. | No destratification fans. | No destratification fans. | No destratification fans. | No destratification fans. | No destratification fans. | No destratification fans. | No destratification fans. | No destratification fans. | No destratification fans. | No destratification fans. | No destratification fans. | No destratification fans. | No destratification fans. | No destratification fans. | No destratification fans. | No destratification fans. | No destratification fans. | No destratification fans. | No destratification fans. | No destratification fans. | No destratification fans. | No destratification fans. | High volume low speed destratification fans. | High volume low speed destratification fans. | High volume low speed destratification fans. | High volume low speed destratification fans. | High volume low speed destratification fans. | High volume low speed destratification fans. | High volume low speed destratification fans. | High volume low speed destratification fans. | High volume low speed destratification fans. | High volume low speed destratification fans. | High volume low speed destratification fans. | High volume low speed destratification fans. | High volume low speed destratification fans. | High volume low speed destratification fans. | High volume low speed destratification fans. | High volume low speed destratification fans. | High volume low speed destratification fans. | High volume low speed destratification fans. | High volume low speed destratification fans. | High volume low speed destratification fans. | High volume low speed destratification fans. | High volume low speed destratification fans. | High volume low speed destratification fans. | High volume low speed destratification fans. | High volume low speed destratification fans. | High volume low speed destratification fans. | High volume low speed destratification fans. | 9799.26 | 9799.26 | 9799.26 | 9799.26 | 9799.26 | 9799.26 | 9799.26 | 9799.26 | 9799.26 | 9799.26 | 9799.26 | 9799.26 | 9799.26 | 9799.26 | 9799.26 | 9799.26 | 9799.26 | 9799.26 | 9799.26 | 9799.26 | 9799.26 | 9799.26 | 9799.26 | 9799.26 | 9799.26 | 9799.26 | 9799.26 | 0 | 0 | 599.5502 | 589.4736 | 578.8282 | 567.7547 | 556.3385 | 544.4972 | 532.1291 | 519.2081 | 505.7596 | 491.8686 | 477.6812 | 463.6245 | 449.7128 | 436.1335 | 423.1556 | 411.0097 | 400.0243 | 390.2245 | 381.1161 | 372.8301 | 364.8136 | 357.8739 | 351.0195 | 344.2556 | 337.5566 | 0 | 0.28227 | 0.56894 | 0.55805 | 0.54683 | 0.53519 | 0.52304 | 0.51034 | 0.49712 | 0.48347 | 0.46952 | 0.4557 | 0.44203 | 0.42868 | 0.41593 | 0.40399 | 0.20164 | 0 | 7.1931e-16 | 0 | 0 | 0 | 0 | 0 | 0 | 0 | 0.28227 | 0.84611 | 1.388 | 1.9069 | 2.4015 | 2.87 | 3.3107 | 3.722 | 4.1033 | 4.4544 | 4.779 | 5.0777 | 5.353 | 5.6097 | 5.8526 | 5.8979 | 5.7534 | 5.6191 | 5.4969 | 5.3787 | 5.2764 | 5.1753 | 5.0756 | 4.9768 | 0 | 0.47886 | 0.98292 | 0.98292 | 0.98292 | 0.98292 | 0.98292 | 0.98292 | 0.98292 | 0.98292 | 0.98292 | 0.98292 | 0.98292 | 0.98292 | 0.98292 | 0.98292 | 0.50406 | 0 | 1.8874e-15 | 0 | 0 | 0 | 0 | 0 | 0 | 0 | 0.47886 | 1.4618 | 2.4447 | 3.4276 | 4.4105 | 5.3934 | 6.3764 | 7.3593 | 8.3422 | 9.3251 | 10.308 | 11.2909 | 12.2738 | 13.2568 | 14.2397 | 14.7437 | 14.7437 | 14.7437 | 14.7437 | 14.7437 | 14.7437 | 14.7437 | 14.7437 | 14.7437 | 0 | 0.24562 | 0.50111 | 0.49769 | 0.49396 | 0.48984 | 0.48525 | 0.48014 | 0.47451 | 0.46841 | 0.46195 | 0.45544 | 0.44892 | 0.44252 | 0.4365 | 0.43107 | 0.21874 | 0 | 7.8147e-16 | 0 | 0 | 0 | 0 | 0 | 0 | 0 | 0.24562 | 0.74525 | 1.2379 | 1.7225 | 2.198 | 2.6626 | 3.1147 | 3.5527 | 3.9755 | 4.3826 | 4.7763 | 5.1568 | 5.5258 | 5.8871 | 6.2449 | 6.3983 | 6.3453 | 6.3009 | 6.2672 | 6.2361 | 6.2198 | 6.2042 | 6.1893 | 6.175 | 0 | 0.40703 | 0.83548 | 0.83548 | 0.83548 | 0.83548 | 0.83548 | 0.83548 | 0.83548 | 0.83548 | 0.83548 | 0.83548 | 0.83548 | 0.83548 | 0.83548 | 0.83548 | 0.42845 | 0 | 1.5543e-15 | 0 | 0 | 0 | 0 | 0 | 0 | 0 | 0.40703 | 1.2425 | 2.078 | 2.9135 | 3.7489 | 4.5844 | 5.4199 | 6.2554 | 7.0909 | 7.9263 | 8.7618 | 9.5973 | 10.4328 | 11.2682 | 12.1037 | 12.5322 | 12.5322 | 12.5322 | 12.5322 | 12.5322 | 12.5322 | 12.5322 | 12.5322 | 12.5322 | 0 | 0 | 0 | 0 | 0 | 0 | 0 | 0 | 0 | 0 | 0 | 0 | 0 | 0 | 0 | 0 | 0 | 0 | 0 | 0 | 0 | 0 | 0 | 0 | 0 | 0 | 0 | 0 | 0 | 0 | 0 | 0 | 0 | 0 | 0 | 0 | 0 | 0 | 0 | 0 | 0 | 0 | 0 | 0 | 0 | 0 | 0 | 0 | 0 | 0 | 0 | 0 | 0 | 0 | 0 | 0 | 0 | 0 | 0 | 0 | 0 | 0 | 0 | 0 | 0 | 0 | 0 | 0 | 0 | 0 | 0 | 0 | 0 | 0 | 0 | 0 | 0 | 0 | 0 | 0 | 0 | 0 | 0 | 0 | 0 | 0 | 0 | 0 | 0 | 0 | 0 | 0 | 0 | 0 | 0 | 0 | 0 | 0 | 0 | 0 | 0 | 0.2456 | 0.50104 | 0.49757 | 0.49379 | 0.48962 | 0.48498 | 0.47982 | 0.47415 | 0.46801 | 0.4615 | 0.45496 | 0.44839 | 0.44196 | 0.4359 | 0.43043 | 0.2184 | 0 | 7.8009e-16 | 0 | 0 | 0 | 0 | 0 | 0 | 0 | 0.2456 | 0.74513 | 1.2375 | 1.7219 | 2.197 | 2.6612 | 3.1127 | 3.55 | 3.9721 | 4.3784 | 4.7713 | 5.1508 | 5.5188 | 5.8791 | 6.2358 | 6.3882 | 6.3347 | 6.2897 | 6.2555 | 6.2238 | 6.2075 | 6.192 | 6.1771 | 6.1628 | 0 | 0.40703 | 0.83548 | 0.83548 | 0.83548 | 0.83548 | 0.83548 | 0.83548 | 0.83548 | 0.83548 | 0.83548 | 0.83548 | 0.83548 | 0.83548 | 0.83548 | 0.83548 | 0.42845 | 0 | 1.5543e-15 | 0 | 0 | 0 | 0 | 0 | 0 | 0 | 0.40703 | 1.2425 | 2.078 | 2.9135 | 3.7489 | 4.5844 | 5.4199 | 6.2554 | 7.0909 | 7.9263 | 8.7618 | 9.5973 | 10.4328 | 11.2682 | 12.1037 | 12.5322 | 12.5322 | 12.5322 | 12.5322 | 12.5322 | 12.5322 | 12.5322 | 12.5322 | 12.5322 | 1741.5877 | 1746.1605 | 1750.9748 | 1756.0369 | 1761.3521 | 1766.9243 | 1772.7565 | 1778.8506 | 1785.1733 | 1791.6937 | 1798.3825 | 1805.2124 | 1812.1575 | 1819.1934 | 1826.2971 | 1833.4467 | 1840.6214 | 1847.402 | 1853.8203 | 1859.7686 | 1865.2787 | 1870.3806 | 1875.1027 | 1879.4716 | 1883.5123 | 743.5118 | 745.464 | 747.5193 | 749.6804 | 751.9495 | 754.3284 | 756.8182 | 759.4199 | 762.1192 | 764.9029 | 767.7584 | 770.6742 | 773.6392 | 776.6429 | 779.6756 | 782.7279 | 785.7909 | 788.6856 | 791.4257 | 793.9651 | 796.3175 | 798.4956 | 800.5115 | 802.3766 | 804.1017
WA_Commercial_WA - Health_Existing_Space Heating_Natural Gas_Gas Boiler - Maintenance_A | WA | Commercial | WA - Health | Existing | Space Heating | Natural Gas | Gas Boiler - Maintenance | A | WCM119 | Degrade performance | General cleaning and maintenance | 3 | 0.16138 | 0 | 0 | 1.05 | 0 | 0 | 0 | 0.28365 | 0.25 | kBtuh Heat | 20% | 30% | Discretionary | Retro12Med_WA | 84.74% | Boiler | 0% | 2976.0678 |  | 1270.5312 |  | 0 | GBLR_MNT-Heating-ILTRM-v4.0-43 | GBLR_MNT-Heating-ILTRM-v4.0-43 | GBLR_MNT-Heating-ILTRM-v4.0-1 | Degrade performance | Degrade performance | Degrade performance | Degrade performance | Degrade performance | Degrade performance | Degrade performance | Degrade performance | Degrade performance | Degrade performance | Degrade performance | Degrade performance | Degrade performance | Degrade performance | Degrade performance | Degrade performance | Degrade performance | Degrade performance | Degrade performance | Degrade performance | Degrade performance | Degrade performance | Degrade performance | Degrade performance | Degrade performance | Degrade performance | Degrade performance | General cleaning and maintenance | General cleaning and maintenance | General cleaning and maintenance | General cleaning and maintenance | General cleaning and maintenance | General cleaning and maintenance | General cleaning and maintenance | General cleaning and maintenance | General cleaning and maintenance | General cleaning and maintenance | General cleaning and maintenance | General cleaning and maintenance | General cleaning and maintenance | General cleaning and maintenance | General cleaning and maintenance | General cleaning and maintenance | General cleaning and maintenance | General cleaning and maintenance | General cleaning and maintenance | General cleaning and maintenance | General cleaning and maintenance | General cleaning and maintenance | General cleaning and maintenance | General cleaning and maintenance | General cleaning and maintenance | General cleaning and maintenance | General cleaning and maintenance | 1.05 | 1.05 | 1.05 | 1.05 | 1.05 | 1.05 | 1.05 | 1.05 | 1.05 | 1.05 | 1.05 | 1.05 | 1.05 | 1.05 | 1.05 | 1.05 | 1.05 | 1.05 | 1.05 | 1.05 | 1.05 | 1.05 | 1.05 | 1.05 | 1.05 | 1.05 | 1.05 | 0 | 0 | 0.13421 | 0.13172 | 0.12906 | 0.12629 | 0.12346 | 0.12053 | 0.11753 | 0.11443 | 0.11123 | 0.10797 | 0.10469 | 0.10148 | 0.098333 | 0.095303 | 0.09244 | 0.089798 | 0.08745 | 0.085384 | 0.083476 | 0.081756 | 0.080086 | 0.078693 | 0.077304 | 0.075923 | 0.074545 | 0 | 0.12023 | 0.1178 | 0.11528 | 0 | 1.3703e-17 | 0 | 0 | 0 | 0 | 0 | 0 | 0 | 0 | 0 | 0 | 0 | 0 | 0 | 0 | 0 | 0 | 0 | 0 | 0 | 0 | 0.12023 | 0.2356 | 0.34583 | 0.33807 | 0.33005 | 0.32185 | 0.31335 | 0.30459 | 0.29566 | 0.28669 | 0.27788 | 0.26927 | 0.26097 | 0.25313 | 0.2459 | 0.23947 | 0.23381 | 0.22859 | 0.22388 | 0.21931 | 0.21549 | 0.21169 | 0.20791 | 0.20413 | 0 | 912.7891 | 912.7891 | 912.7891 | 0 | 1.1369e-13 | 0 | 0 | 0 | 0 | 0 | 0 | 0 | 0 | 0 | 0 | 0 | 0 | 0 | 0 | 0 | 0 | 0 | 0 | 0 | 0 | 912.7891 | 1825.5782 | 2738.3673 | 2738.3673 | 2738.3673 | 2738.3673 | 2738.3673 | 2738.3673 | 2738.3673 | 2738.3673 | 2738.3673 | 2738.3673 | 2738.3673 | 2738.3673 | 2738.3673 | 2738.3673 | 2738.3673 | 2738.3673 | 2738.3673 | 2738.3673 | 2738.3673 | 2738.3673 | 2738.3673 | 2738.3673 | 0 | 0.10464 | 0.10381 | 0.1029 | 0 | 1.4779e-17 | 0 | 0 | 0 | 0 | 0 | 0 | 0 | 0 | 0 | 0 | 0 | 0 | 0 | 0 | 0 | 0 | 0 | 0 | 0 | 0 | 0.10464 | 0.20762 | 0.30869 | 0.30576 | 0.30259 | 0.29922 | 0.29556 | 0.29162 | 0.28746 | 0.28318 | 0.27894 | 0.27478 | 0.27079 | 0.26712 | 0.26391 | 0.26137 | 0.25949 | 0.25797 | 0.25692 | 0.25596 | 0.25571 | 0.25546 | 0.25521 | 0.25496 | 0 | 775.8707 | 775.8707 | 775.8707 | 0 | 1.1369e-13 | 0 | 0 | 0 | 0 | 0 | 0 | 0 | 0 | 0 | 0 | 0 | 0 | 0 | 0 | 0 | 0 | 0 | 0 | 0 | 0 | 775.8707 | 1551.7415 | 2327.6122 | 2327.6122 | 2327.6122 | 2327.6122 | 2327.6122 | 2327.6122 | 2327.6122 | 2327.6122 | 2327.6122 | 2327.6122 | 2327.6122 | 2327.6122 | 2327.6122 | 2327.6122 | 2327.6122 | 2327.6122 | 2327.6122 | 2327.6122 | 2327.6122 | 2327.6122 | 2327.6122 | 2327.6122 | 0 | 0 | 0 | 0 | 0 | 0 | 0 | 0 | 0 | 0 | 0 | 0 | 0 | 0 | 0 | 0 | 0 | 0 | 0 | 0 | 0 | 0 | 0 | 0 | 0 | 0 | 0 | 0 | 0 | 0 | 0 | 0 | 0 | 0 | 0 | 0 | 0 | 0 | 0 | 0 | 0 | 0 | 0 | 0 | 0 | 0 | 0 | 0 | 0 | 0 | 0 | 0 | 0 | 0 | 0 | 0 | 0 | 0 | 0 | 0 | 0 | 0 | 0 | 0 | 0 | 0 | 0 | 0 | 0 | 0 | 0 | 0 | 0 | 0 | 0 | 0 | 0 | 0 | 0 | 0 | 0 | 0 | 0 | 0 | 0 | 0 | 0 | 0 | 0 | 0 | 0 | 0 | 0 | 0 | 0 | 0 | 0 | 0 | 0 | 0 | 0 | 0 | 0 | 0.10312 | 0.10225 | 0.10131 | 0 | 0 | 0 | 0 | 0 | 0 | 0 | 0 | 0 | 0 | 0 | 0 | 0 | 0 | 0 | 0 | 0 | 0 | 0 | 0 | 0 | 0 | 0.10312 | 0.20451 | 0.30394 | 0.30098 | 0.29777 | 0.29432 | 0.29069 | 0.28693 | 0.28321 | 0.27953 | 0.27598 | 0.27269 | 0.2698 | 0.26752 | 0.26585 | 0.2645 | 0.26357 | 0.26271 | 0.26246 | 0.26221 | 0.26196 | 0.2617 | 0 | 0 | 0 | 775.8707 | 775.8707 | 775.8707 | 0 | 0 | 0 | 0 | 0 | 0 | 0 | 0 | 0 | 0 | 0 | 0 | 0 | 0 | 0 | 0 | 0 | 0 | 0 | 0 | 0 | 0 | 775.8707 | 1551.7415 | 2327.6122 | 2327.6122 | 2327.6122 | 2327.6122 | 2327.6122 | 2327.6122 | 2327.6122 | 2327.6122 | 2327.6122 | 2327.6122 | 2327.6122 | 2327.6122 | 2327.6122 | 2327.6122 | 2327.6122 | 2327.6122 | 2327.6122 | 2327.6122 | 2327.6122 | 2327.6122 | 2905.0109 | 2913.811 | 2922.4813 | 2930.9989 | 2939.3424 | 2947.4913 | 2955.4266 | 2963.1306 | 2970.5862 | 2977.7777 | 2984.6903 | 2991.3101 | 2997.6239 | 3003.6195 | 3009.2855 | 3014.6112 | 3019.5867 | 3024.2028 | 3028.4509 | 3032.3232 | 3035.8521 | 3039.0673 | 3041.9962 | 3044.6636 | 3047.0927 | 1240.1959 | 1243.9528 | 1247.6543 | 1251.2906 | 1254.8525 | 1258.3314 | 1261.7192 | 1265.0081 | 1268.191 | 1271.2612 | 1274.2123 | 1277.0384 | 1279.7338 | 1282.2935 | 1284.7124 | 1286.986 | 1289.1101 | 1291.0808 | 1292.8944 | 1294.5476 | 1296.0541 | 1297.4267 | 1298.6771 | 1299.8159 | 1300.8529
WA_Commercial_WA - Health_Existing_Space Heating_Natural Gas_Gas Furnace - Maintenance_A | WA | Commercial | WA - Health | Existing | Space Heating | Natural Gas | Gas Furnace - Maintenance | A | WCM120 | Degrade performance | General cleaning and maintenance | 3 | 0.064331 | 0 | 0 | 1.05 | 0 | 0 | 0 | 0.28365 | 0.25 | kBtuh Heat | 20% | 30% | Discretionary | Retro12Med_WA | 84.74% | Furnace | 0% | 7521.5276 |  | 3211.0611 |  | 0 | IL TRM - CI-HVC-FTUN-V03-200101 | GBLR_MNT-Heating-ILTRM-v4.0-43 | IL TRM - CI-HVC-FTUN-V03-200101 | Degrade performance | Degrade performance | Degrade performance | Degrade performance | Degrade performance | Degrade performance | Degrade performance | Degrade performance | Degrade performance | Degrade performance | Degrade performance | Degrade performance | Degrade performance | Degrade performance | Degrade performance | Degrade performance | Degrade performance | Degrade performance | Degrade performance | Degrade performance | Degrade performance | Degrade performance | Degrade performance | Degrade performance | Degrade performance | Degrade performance | Degrade performance | General cleaning and maintenance | General cleaning and maintenance | General cleaning and maintenance | General cleaning and maintenance | General cleaning and maintenance | General cleaning and maintenance | General cleaning and maintenance | General cleaning and maintenance | General cleaning and maintenance | General cleaning and maintenance | General cleaning and maintenance | General cleaning and maintenance | General cleaning and maintenance | General cleaning and maintenance | General cleaning and maintenance | General cleaning and maintenance | General cleaning and maintenance | General cleaning and maintenance | General cleaning and maintenance | General cleaning and maintenance | General cleaning and maintenance | General cleaning and maintenance | General cleaning and maintenance | General cleaning and maintenance | General cleaning and maintenance | General cleaning and maintenance | General cleaning and maintenance | 1.05 | 1.05 | 1.05 | 1.05 | 1.05 | 1.05 | 1.05 | 1.05 | 1.05 | 1.05 | 1.05 | 1.05 | 1.05 | 1.05 | 1.05 | 1.05 | 1.05 | 1.05 | 1.05 | 1.05 | 1.05 | 1.05 | 1.05 | 1.05 | 1.05 | 1.05 | 1.05 | 0 | 0 | 0.053762 | 0.052808 | 0.051763 | 0.050665 | 0.049524 | 0.048334 | 0.047106 | 0.045828 | 0.044507 | 0.043159 | 0.041802 | 0.040467 | 0.039156 | 0.037886 | 0.036673 | 0.035538 | 0.034509 | 0.033592 | 0.032741 | 0.031967 | 0.031222 | 0.030587 | 0.029963 | 0.029351 | 0.028749 | 0 | 0.10209 | 0.10007 | 0.097951 | 0 | 0 | 0 | 0 | 0 | 0 | 0 | 0 | 0 | 0 | 0 | 0 | 0 | 0 | 0 | 0 | 0 | 0 | 0 | 0 | 0 | 0 | 0.10209 | 0.20015 | 0.29385 | 0.28723 | 0.28033 | 0.27321 | 0.2658 | 0.25814 | 0.25031 | 0.24244 | 0.2347 | 0.2271 | 0.21973 | 0.2127 | 0.20612 | 0.20015 | 0.19483 | 0.18989 | 0.1854 | 0.18108 | 0.1774 | 0.17378 | 0.17023 | 0.16674 | 0 | 1933.2854 | 1933.2854 | 1933.2854 | 0 | 0 | 0 | 0 | 0 | 0 | 0 | 0 | 0 | 0 | 0 | 0 | 0 | 0 | 0 | 0 | 0 | 0 | 0 | 0 | 0 | 0 | 1933.2854 | 3866.5709 | 5799.8563 | 5799.8563 | 5799.8563 | 5799.8563 | 5799.8563 | 5799.8563 | 5799.8563 | 5799.8563 | 5799.8563 | 5799.8563 | 5799.8563 | 5799.8563 | 5799.8563 | 5799.8563 | 5799.8563 | 5799.8563 | 5799.8563 | 5799.8563 | 5799.8563 | 5799.8563 | 5799.8563 | 5799.8563 | 0 | 0.088851 | 0.088185 | 0.087425 | 0 | 0 | 0 | 0 | 0 | 0 | 0 | 0 | 0 | 0 | 0 | 0 | 0 | 0 | 0 | 0 | 0 | 0 | 0 | 0 | 0 | 0 | 0.088851 | 0.17637 | 0.26228 | 0.25976 | 0.25696 | 0.25394 | 0.25062 | 0.24702 | 0.24321 | 0.23927 | 0.23534 | 0.23143 | 0.22764 | 0.22405 | 0.22077 | 0.21797 | 0.21573 | 0.21379 | 0.21225 | 0.21082 | 0.20998 | 0.20919 | 0.20845 | 0.20774 | 0 | 1643.2926 | 1643.2926 | 1643.2926 | 0 | 0 | 0 | 0 | 0 | 0 | 0 | 0 | 0 | 0 | 0 | 0 | 0 | 0 | 0 | 0 | 0 | 0 | 0 | 0 | 0 | 0 | 1643.2926 | 3286.5852 | 4929.8779 | 4929.8779 | 4929.8779 | 4929.8779 | 4929.8779 | 4929.8779 | 4929.8779 | 4929.8779 | 4929.8779 | 4929.8779 | 4929.8779 | 4929.8779 | 4929.8779 | 4929.8779 | 4929.8779 | 4929.8779 | 4929.8779 | 4929.8779 | 4929.8779 | 4929.8779 | 4929.8779 | 4929.8779 | 0 | 0 | 0 | 0 | 0 | 0 | 0 | 0 | 0 | 0 | 0 | 0 | 0 | 0 | 0 | 0 | 0 | 0 | 0 | 0 | 0 | 0 | 0 | 0 | 0 | 0 | 0 | 0 | 0 | 0 | 0 | 0 | 0 | 0 | 0 | 0 | 0 | 0 | 0 | 0 | 0 | 0 | 0 | 0 | 0 | 0 | 0 | 0 | 0 | 0 | 0 | 0 | 0 | 0 | 0 | 0 | 0 | 0 | 0 | 0 | 0 | 0 | 0 | 0 | 0 | 0 | 0 | 0 | 0 | 0 | 0 | 0 | 0 | 0 | 0 | 0 | 0 | 0 | 0 | 0 | 0 | 0 | 0 | 0 | 0 | 0 | 0 | 0 | 0 | 0 | 0 | 0 | 0 | 0 | 0 | 0 | 0 | 0 | 0 | 0 | 0 | 0 | 0 | 0 | 0 | 0 | 0 | 0 | 0 | 0 | 0 | 0 | 0 | 0 | 0 | 0 | 0 | 0 | 0 | 0 | 0 | 0 | 0 | 0 | 0 | 0 | 0 | 0 | 0 | 0 | 0 | 0 | 0 | 0 | 0 | 0 | 0 | 0 | 0 | 0 | 0 | 0 | 0 | 0 | 0 | 0 | 0 | 0 | 0 | 0 | 0 | 0 | 0 | 0 | 0 | 0 | 0 | 0 | 0 | 0 | 0 | 0 | 0 | 0 | 0 | 0 | 0 | 0 | 0 | 0 | 0 | 0 | 0 | 0 | 0 | 0 | 0 | 0 | 0 | 0 | 0 | 0 | 0 | 0 | 0 | 0 | 0 | 0 | 0 | 0 | 0 | 0 | 0 | 0 | 0 | 0 | 0 | 0 | 0 | 0 | 7251.9249 | 7268.8576 | 7287.7979 | 7308.8331 | 7332.0413 | 7357.4921 | 7385.2475 | 7415.3632 | 7447.6383 | 7481.8876 | 7517.9392 | 7555.6337 | 7594.8218 | 7635.364 | 7677.1286 | 7719.9917 | 7763.8358 | 7805.5445 | 7845.362 | 7882.4789 | 7917.0537 | 7949.2392 | 7979.1821 | 8007.0226 | 8032.8945 | 3095.9634 | 3103.1922 | 3111.2781 | 3120.2584 | 3130.1664 | 3141.0317 | 3152.8809 | 3165.7378 | 3179.5166 | 3194.1381 | 3209.5292 | 3225.6215 | 3242.3516 | 3259.6597 | 3277.4897 | 3295.7886 | 3314.5064 | 3332.3125 | 3349.3112 | 3365.157 | 3379.9176 | 3393.6581 | 3406.4412 | 3418.3267 | 3429.3718
WA_Commercial_WA - Health_Existing_Space Heating_Natural Gas_Gas Boiler - Hot Water Reset_A | WA | Commercial | WA - Health | Existing | Space Heating | Natural Gas | Gas Boiler - Hot Water Reset | A | WCM121 | No control | Reset control installed | 20 | 286.9026 | 0 | 0 | 879.32 | 0 | 0 | 0 | 0.28365 | 0.25 | BoilerCtrl | 35% | 55% | Discretionary | RetroEven20_WA | 85% | Boiler | 0% | 345.4214 |  | 147.466 |  | 0 | GBLR_HWRST-Heating-ILTRM-v4.0-43 | GBLR_HWRST-Heating-ILTRM-v4.0-1 | GBLR_HWRST-Heating-ILTRM-v4.0-1 | No control | No control | No control | No control | No control | No control | No control | No control | No control | No control | No control | No control | No control | No control | No control | No control | No control | No control | No control | No control | No control | No control | No control | No control | No control | No control | No control | Reset control installed | Reset control installed | Reset control installed | Reset control installed | Reset control installed | Reset control installed | Reset control installed | Reset control installed | Reset control installed | Reset control installed | Reset control installed | Reset control installed | Reset control installed | Reset control installed | Reset control installed | Reset control installed | Reset control installed | Reset control installed | Reset control installed | Reset control installed | Reset control installed | Reset control installed | Reset control installed | Reset control installed | Reset control installed | Reset control installed | Reset control installed | 879.32 | 879.32 | 879.32 | 879.32 | 879.32 | 879.32 | 879.32 | 879.32 | 879.32 | 879.32 | 879.32 | 879.32 | 879.32 | 879.32 | 879.32 | 879.32 | 879.32 | 879.32 | 879.32 | 879.32 | 879.32 | 879.32 | 879.32 | 879.32 | 879.32 | 879.32 | 879.32 | 0 | 0 | 238.5928 | 234.9787 | 231.4119 | 227.8663 | 224.3473 | 220.8538 | 217.3841 | 213.9368 | 210.508 | 207.096 | 203.7023 | 200.3422 | 197.0081 | 193.7282 | 190.5113 | 187.37 | 184.3131 | 181.3075 | 178.3144 | 175.3137 | 172.3306 | 169.3408 | 166.3612 | 163.3969 | 160.4378 | 0 | 0.24513 | 0.49552 | 0.48793 | 0.48039 | 0.47291 | 0.46548 | 0.4581 | 0.45076 | 0.44345 | 0.43619 | 0.42899 | 0.42185 | 0.41483 | 0.40794 | 0.40121 | 0.39467 | 0.38823 | 0.38182 | 0.3754 | 0.36901 | 0 | 0 | 0 | 0 | 0 | 0.24513 | 0.73693 | 1.2136 | 1.6752 | 2.122 | 2.5542 | 2.9718 | 3.3749 | 3.7637 | 4.1382 | 4.4989 | 4.8459 | 5.18 | 5.502 | 5.8124 | 6.1123 | 6.4008 | 6.677 | 6.94 | 7.191 | 7.0662 | 6.9419 | 6.8182 | 6.6947 | 0 | 1.0432 | 2.1413 | 2.1413 | 2.1413 | 2.1413 | 2.1413 | 2.1413 | 2.1413 | 2.1413 | 2.1413 | 2.1413 | 2.1413 | 2.1413 | 2.1413 | 2.1413 | 2.1413 | 2.1413 | 2.1413 | 2.1413 | 2.1413 | 0 | 0 | 0 | 0 | 0 | 1.0432 | 3.1845 | 5.3258 | 7.4671 | 9.6083 | 11.7496 | 13.8909 | 16.0322 | 18.1735 | 20.3148 | 22.4561 | 24.5974 | 26.7386 | 28.8799 | 31.0212 | 33.1625 | 35.3038 | 37.4451 | 39.5864 | 41.7277 | 41.7277 | 41.7277 | 41.7277 | 41.7277 | 0 | 0.21323 | 0.4361 | 0.43455 | 0.43305 | 0.43159 | 0.43019 | 0.42883 | 0.42752 | 0.42625 | 0.42503 | 0.42388 | 0.42279 | 0.42182 | 0.42098 | 0.42031 | 0.41982 | 0.41944 | 0.4191 | 0.41876 | 0.41841 | 0 | 0 | 0 | 0 | 0 | 0.21323 | 0.64856 | 1.0808 | 1.5101 | 1.9366 | 2.3605 | 2.7819 | 3.2009 | 3.6177 | 4.0323 | 4.4453 | 4.8567 | 5.2673 | 5.6779 | 6.0891 | 6.5018 | 6.9154 | 7.3289 | 7.7416 | 8.1537 | 8.1462 | 8.1386 | 8.131 | 8.1233 | 0 | 0.88671 | 1.8201 | 1.8201 | 1.8201 | 1.8201 | 1.8201 | 1.8201 | 1.8201 | 1.8201 | 1.8201 | 1.8201 | 1.8201 | 1.8201 | 1.8201 | 1.8201 | 1.8201 | 1.8201 | 1.8201 | 1.8201 | 1.8201 | 0 | 0 | 0 | 0 | 0 | 0.88671 | 2.7068 | 4.5269 | 6.347 | 8.1671 | 9.9872 | 11.8073 | 13.6274 | 15.4475 | 17.2676 | 19.0877 | 20.9078 | 22.7278 | 24.5479 | 26.368 | 28.1881 | 30.0082 | 31.8283 | 33.6484 | 35.4685 | 35.4685 | 35.4685 | 35.4685 | 35.4685 | 0 | 0.21327 | 0.43634 | 0.43499 | 0.43372 | 0.43255 | 0.43146 | 0.43045 | 0.42951 | 0.42864 | 0.42783 | 0.42711 | 0.42647 | 0.42596 | 0.42559 | 0.42539 | 0.42538 | 0.4255 | 0.42566 | 0.42581 | 0.42597 | 0 | 0 | 0 | 0 | 0 | 0.21327 | 0.64891 | 1.0819 | 1.5125 | 1.9409 | 2.3675 | 2.7924 | 3.2158 | 3.6379 | 4.0589 | 4.4792 | 4.899 | 5.319 | 5.74 | 6.1627 | 6.588 | 7.0152 | 7.4435 | 7.8721 | 8.301 | 8.3041 | 8.3071 | 8.31 | 8.3128 | 0 | 0.88671 | 1.8201 | 1.8201 | 1.8201 | 1.8201 | 1.8201 | 1.8201 | 1.8201 | 1.8201 | 1.8201 | 1.8201 | 1.8201 | 1.8201 | 1.8201 | 1.8201 | 1.8201 | 1.8201 | 1.8201 | 1.8201 | 1.8201 | 0 | 0 | 0 | 0 | 0 | 0.88671 | 2.7068 | 4.5269 | 6.347 | 8.1671 | 9.9872 | 11.8073 | 13.6274 | 15.4475 | 17.2676 | 19.0877 | 20.9078 | 22.7278 | 24.5479 | 26.368 | 28.1881 | 30.0082 | 31.8283 | 33.6484 | 35.4685 | 35.4685 | 35.4685 | 35.4685 | 35.4685 | 0 | 0.21322 | 0.43604 | 0.43445 | 0.4329 | 0.4314 | 0.42995 | 0.42855 | 0.42719 | 0.42588 | 0.42462 | 0.42343 | 0.4223 | 0.42129 | 0.42041 | 0.41969 | 0.41916 | 0.41874 | 0.41836 | 0.41797 | 0.41759 | 0 | 0 | 0 | 0 | 0 | 0.21322 | 0.64847 | 1.0805 | 1.5096 | 1.9358 | 2.3592 | 2.7801 | 3.1985 | 3.6145 | 4.0284 | 4.4406 | 4.851 | 5.2607 | 5.6701 | 6.0801 | 6.4916 | 6.9038 | 7.3159 | 7.7271 | 8.1376 | 8.1301 | 8.1225 | 8.115 | 8.1073 | 0 | 0.88671 | 1.8201 | 1.8201 | 1.8201 | 1.8201 | 1.8201 | 1.8201 | 1.8201 | 1.8201 | 1.8201 | 1.8201 | 1.8201 | 1.8201 | 1.8201 | 1.8201 | 1.8201 | 1.8201 | 1.8201 | 1.8201 | 1.8201 | 0 | 0 | 0 | 0 | 0 | 0.88671 | 2.7068 | 4.5269 | 6.347 | 8.1671 | 9.9872 | 11.8073 | 13.6274 | 15.4475 | 17.2676 | 19.0877 | 20.9078 | 22.7278 | 24.5479 | 26.368 | 28.1881 | 30.0082 | 31.8283 | 33.6484 | 35.4685 | 35.4685 | 35.4685 | 35.4685 | 35.4685 | 337.1741 | 338.1955 | 339.2018 | 340.1904 | 341.1588 | 342.1046 | 343.0257 | 343.9198 | 344.7852 | 345.6199 | 346.4222 | 347.1905 | 347.9233 | 348.6192 | 349.2769 | 349.895 | 350.4725 | 351.0083 | 351.5013 | 351.9508 | 352.3604 | 352.7335 | 353.0735 | 353.3831 | 353.665 | 143.945 | 144.3811 | 144.8107 | 145.2328 | 145.6462 | 146.05 | 146.4432 | 146.8249 | 147.1943 | 147.5507 | 147.8932 | 148.2212 | 148.5341 | 148.8312 | 149.1119 | 149.3758 | 149.6223 | 149.8511 | 150.0616 | 150.2534 | 150.4283 | 150.5876 | 150.7327 | 150.8649 | 150.9853
WA_Commercial_WA - Health_Existing_Space Heating_Natural Gas_Gas Boiler - Steam Trap Replacement_A | WA | Commercial | WA - Health | Existing | Space Heating | Natural Gas | Gas Boiler - Steam Trap Replacement | A | WCM122 | Degrade performance | Cleaning and maintenance | 6 | 74.7764 | 0 | 0 | 733.07 | 0 | 0 | 0 | 0.28365 | 0.25 | perBLDg | 73% | 100% | Discretionary | RetroEven20_WA | 85% | Boiler | 0% | 2466.104 |  | 1052.8194 |  | 0 | IL TRM v9, Section 4.4.16 | IL TRM v9, Section 4.4.16 | IL TRM - CI-HVC-STRE-V06-200101 | Degrade performance | Degrade performance | Degrade performance | Degrade performance | Degrade performance | Degrade performance | Degrade performance | Degrade performance | Degrade performance | Degrade performance | Degrade performance | Degrade performance | Degrade performance | Degrade performance | Degrade performance | Degrade performance | Degrade performance | Degrade performance | Degrade performance | Degrade performance | Degrade performance | Degrade performance | Degrade performance | Degrade performance | Degrade performance | Degrade performance | Degrade performance | Cleaning and maintenance | Cleaning and maintenance | Cleaning and maintenance | Cleaning and maintenance | Cleaning and maintenance | Cleaning and maintenance | Cleaning and maintenance | Cleaning and maintenance | Cleaning and maintenance | Cleaning and maintenance | Cleaning and maintenance | Cleaning and maintenance | Cleaning and maintenance | Cleaning and maintenance | Cleaning and maintenance | Cleaning and maintenance | Cleaning and maintenance | Cleaning and maintenance | Cleaning and maintenance | Cleaning and maintenance | Cleaning and maintenance | Cleaning and maintenance | Cleaning and maintenance | Cleaning and maintenance | Cleaning and maintenance | Cleaning and maintenance | Cleaning and maintenance | 733.07 | 733.07 | 733.07 | 733.07 | 733.07 | 733.07 | 733.07 | 733.07 | 733.07 | 733.07 | 733.07 | 733.07 | 733.07 | 733.07 | 733.07 | 733.07 | 733.07 | 733.07 | 733.07 | 733.07 | 733.07 | 733.07 | 733.07 | 733.07 | 733.07 | 733.07 | 733.07 | 0 | 0 | 62.1852 | 61.0753 | 59.901 | 58.6891 | 57.4498 | 56.1745 | 54.8758 | 53.5331 | 52.1524 | 50.7447 | 49.3272 | 47.9312 | 46.5584 | 45.2269 | 43.9594 | 42.7791 | 41.7247 | 40.7899 | 39.92 | 39.1272 | 38.3546 | 37.6878 | 37.0235 | 36.3627 | 35.7032 | 0 | 0.014315 | 0.028818 | 0.028235 | 0.027639 | 0.027025 | 0.0264 | 0.013207 | 0 | 2.8169e-18 | 2.7382e-18 | 0 | 0 | 1.0042e-17 | 4.6364e-17 | 0 | 3.9375e-17 | 0 | 3.7672e-17 | 0 | 0 | 0 | 0 | 0 | 0 | 0 | 0.014315 | 0.042857 | 0.070225 | 0.09638 | 0.12127 | 0.14486 | 0.15453 | 0.15054 | 0.14648 | 0.14239 | 0.13836 | 0.13439 | 0.13055 | 0.12689 | 0.12348 | 0.12044 | 0.11774 | 0.11523 | 0.11294 | 0.11071 | 0.10879 | 0.10687 | 0.10496 | 0.10306 | 0 | 0.23438 | 0.48109 | 0.48109 | 0.48109 | 0.48109 | 0.48109 | 0.24671 | 0 | 5.5511e-17 | 5.5511e-17 | 0 | 0 | 2.2204e-16 | 1.0547e-15 | 0 | 9.4369e-16 | 0 | 9.4369e-16 | 0 | 0 | 0 | 0 | 0 | 0 | 0 | 0.23438 | 0.71547 | 1.1966 | 1.6776 | 2.1587 | 2.6398 | 2.8865 | 2.8865 | 2.8865 | 2.8865 | 2.8865 | 2.8865 | 2.8865 | 2.8865 | 2.8865 | 2.8865 | 2.8865 | 2.8865 | 2.8865 | 2.8865 | 2.8865 | 2.8865 | 2.8865 | 2.8865 | 0 | 0.012457 | 0.025388 | 0.025191 | 0.024981 | 0.024754 | 0.024516 | 0.012439 | 0 | 0 | 6.3479e-18 | 0 | 0 | 6.1075e-18 | 5.13e-17 | 0 | 4.1454e-17 | 0 | 4.0995e-17 | 0 | 0 | 0 | 0 | 0 | 0 | 0 | 0.012457 | 0.037757 | 0.062655 | 0.087113 | 0.11108 | 0.13452 | 0.14554 | 0.14387 | 0.14211 | 0.14029 | 0.13848 | 0.1367 | 0.13497 | 0.13338 | 0.13198 | 0.13088 | 0.13007 | 0.12943 | 0.12898 | 0.12857 | 0.12845 | 0.12833 | 0.1282 | 0.12808 | 0 | 0.19922 | 0.40893 | 0.40893 | 0.40893 | 0.40893 | 0.40893 | 0.20971 | 0 | 0 | 1.1102e-16 | 0 | 0 | 1.1102e-16 | 9.4369e-16 | 0 | 7.7716e-16 | 0 | 7.7716e-16 | 0 | 0 | 0 | 0 | 0 | 0 | 0 | 0.19922 | 0.60815 | 1.0171 | 1.426 | 1.8349 | 2.2439 | 2.4536 | 2.4536 | 2.4536 | 2.4536 | 2.4536 | 2.4536 | 2.4536 | 2.4536 | 2.4536 | 2.4536 | 2.4536 | 2.4536 | 2.4536 | 2.4536 | 2.4536 | 2.4536 | 2.4536 | 2.4536 | 0 | 0 | 0 | 0 | 0 | 0 | 0 | 0 | 0 | 0 | 0 | 0 | 0 | 0 | 0 | 0 | 0 | 0 | 0 | 0 | 0 | 0 | 0 | 0 | 0 | 0 | 0 | 0 | 0 | 0 | 0 | 0 | 0 | 0 | 0 | 0 | 0 | 0 | 0 | 0 | 0 | 0 | 0 | 0 | 0 | 0 | 0 | 0 | 0 | 0 | 0 | 0 | 0 | 0 | 0 | 0 | 0 | 0 | 0 | 0 | 0 | 0 | 0 | 0 | 0 | 0 | 0 | 0 | 0 | 0 | 0 | 0 | 0 | 0 | 0 | 0 | 0 | 0 | 0 | 0 | 0 | 0 | 0 | 0 | 0 | 0 | 0 | 0 | 0 | 0 | 0 | 0 | 0 | 0 | 0 | 0 | 0 | 0 | 0 | 0 | 0 | 0.012456 | 0.025385 | 0.025185 | 0.024972 | 0.024743 | 0.024502 | 0.012431 | 0 | 0 | 6.3418e-18 | 0 | 0 | 6.0998e-18 | 5.123e-17 | 0 | 4.1389e-17 | 0 | 4.0923e-17 | 0 | 0 | 0 | 0 | 0 | 0 | 0 | 0.012456 | 0.037752 | 0.062639 | 0.087082 | 0.11103 | 0.13445 | 0.14544 | 0.14376 | 0.14199 | 0.14015 | 0.13833 | 0.13654 | 0.1348 | 0.1332 | 0.13178 | 0.13067 | 0.12985 | 0.1292 | 0.12874 | 0.12832 | 0.1282 | 0.12807 | 0.12795 | 0.12783 | 0 | 0.19922 | 0.40893 | 0.40893 | 0.40893 | 0.40893 | 0.40893 | 0.20971 | 0 | 0 | 1.1102e-16 | 0 | 0 | 1.1102e-16 | 9.4369e-16 | 0 | 7.7716e-16 | 0 | 7.7716e-16 | 0 | 0 | 0 | 0 | 0 | 0 | 0 | 0.19922 | 0.60815 | 1.0171 | 1.426 | 1.8349 | 2.2439 | 2.4536 | 2.4536 | 2.4536 | 2.4536 | 2.4536 | 2.4536 | 2.4536 | 2.4536 | 2.4536 | 2.4536 | 2.4536 | 2.4536 | 2.4536 | 2.4536 | 2.4536 | 2.4536 | 2.4536 | 2.4536 | 2407.223 | 2414.5151 | 2421.6997 | 2428.7578 | 2435.6716 | 2442.4241 | 2448.9997 | 2455.3836 | 2461.5616 | 2467.5209 | 2473.249 | 2478.7344 | 2483.9663 | 2488.9345 | 2493.6296 | 2498.0427 | 2502.1657 | 2505.9908 | 2509.511 | 2512.7197 | 2515.6439 | 2518.3082 | 2520.7351 | 2522.9455 | 2524.9583 | 1027.6822 | 1030.7953 | 1033.8626 | 1036.8758 | 1039.8274 | 1042.7101 | 1045.5174 | 1048.2427 | 1050.8802 | 1053.4243 | 1055.8698 | 1058.2116 | 1060.4451 | 1062.5662 | 1064.5706 | 1066.4546 | 1068.2148 | 1069.8478 | 1071.3506 | 1072.7205 | 1073.9688 | 1075.1063 | 1076.1424 | 1077.086 | 1077.9453
WA_Commercial_WA - Health_Existing_Space Heating_Natural Gas_Gas Boiler - High Turndown Burner_A | WA | Commercial | WA - Health | Existing | Space Heating | Natural Gas | Gas Boiler - High Turndown Burner | A | WCM123 | No control | Turndown control installed | 15 | 0.26897 | 0 | 0 | 3.08 | 0 | 0 | 0 | 0.28365 | 0.25 | kbtuh heat | 25% | 50% | Discretionary | Retro5Med_WA | 85% | Boiler | 0% | 1503.1236 |  | 641.7076 |  | 0 | GBLR_TRN-Heating-MNTRM-v2.1-1 | GBLR_TRN-Heating-MNTRM-v2.1-1 | GBLR_TRN-Heating-MNTRM-v2.1-1 | No control | No control | No control | No control | No control | No control | No control | No control | No control | No control | No control | No control | No control | No control | No control | No control | No control | No control | No control | No control | No control | No control | No control | No control | No control | No control | No control | Turndown control installed | Turndown control installed | Turndown control installed | Turndown control installed | Turndown control installed | Turndown control installed | Turndown control installed | Turndown control installed | Turndown control installed | Turndown control installed | Turndown control installed | Turndown control installed | Turndown control installed | Turndown control installed | Turndown control installed | Turndown control installed | Turndown control installed | Turndown control installed | Turndown control installed | Turndown control installed | Turndown control installed | Turndown control installed | Turndown control installed | Turndown control installed | Turndown control installed | Turndown control installed | Turndown control installed | 3.08 | 3.08 | 3.08 | 3.08 | 3.08 | 3.08 | 3.08 | 3.08 | 3.08 | 3.08 | 3.08 | 3.08 | 3.08 | 3.08 | 3.08 | 3.08 | 3.08 | 3.08 | 3.08 | 3.08 | 3.08 | 3.08 | 3.08 | 3.08 | 3.08 | 3.08 | 3.08 | 0 | 0 | 0.22368 | 0.21985 | 0.21586 | 0.21175 | 0.20756 | 0.20326 | 0.19881 | 0.1942 | 0.18942 | 0.1845 | 0.17949 | 0.17453 | 0.16963 | 0.16485 | 0.1603 | 0.15605 | 0.15225 | 0.14885 | 0.14568 | 0.1428 | 0.13998 | 0.13755 | 0.13513 | 0.13272 | 0.13031 | 0 | 0.19724 | 0.23778 | 0.28543 | 0.32479 | 0.36279 | 0.41486 | 0.44454 | 0.44296 | 0.4066 | 0.34 | 0.25584 | 0.17065 | 0.099243 | 0.045073 | 0 | 0 | 0 | 0 | 0 | 0 | 0 | 0 | 0 | 0 | 0 | 0.19724 | 0.43143 | 0.70865 | 1.0194 | 1.3611 | 1.7462 | 2.1502 | 2.5402 | 2.8809 | 3.1426 | 3.3116 | 3.3893 | 3.3931 | 3.3445 | 3.2559 | 3.1764 | 3.1056 | 3.0395 | 2.9793 | 2.9206 | 2.8698 | 2.8192 | 2.769 | 2.7188 | 0 | 897.1446 | 1101.5505 | 1347.9755 | 1564.7871 | 1784.8379 | 2086.69 | 2289.1313 | 2338.5093 | 2203.7644 | 1894.3222 | 1465.9065 | 1006.0196 | 602.0098 | 281.1795 | 0 | 0 | 0 | 0 | 0 | 0 | 0 | 0 | 0 | 0 | 0 | 897.1446 | 1998.6951 | 3346.6706 | 4911.4577 | 6696.2955 | 8782.9855 | 11072.1168 | 13410.6262 | 15614.3906 | 17508.7128 | 18974.6193 | 19980.6388 | 20582.6486 | 20863.8281 | 20863.8281 | 20863.8281 | 20863.8281 | 20863.8281 | 20863.8281 | 20863.8281 | 20863.8281 | 20863.8281 | 20863.8281 | 20863.8281 | 0 | 0.17162 | 0.20942 | 0.25455 | 0.29336 | 0.33201 | 0.38483 | 0.41816 | 0.42272 | 0.39383 | 0.33442 | 0.25561 | 0.17324 | 0.1024 | 0.047281 | 0 | 0 | 0 | 0 | 0 | 0 | 0 | 0 | 0 | 0 | 0 | 0.17162 | 0.37999 | 0.63197 | 0.92079 | 1.2456 | 1.6198 | 2.0226 | 2.4242 | 2.7904 | 3.0909 | 3.3086 | 3.4407 | 3.5011 | 3.5083 | 3.4725 | 3.4442 | 3.4233 | 3.4066 | 3.395 | 3.3843 | 3.3811 | 3.3779 | 3.3747 | 3.3715 | 0 | 762.5729 | 936.3179 | 1145.7791 | 1330.069 | 1517.1122 | 1773.6865 | 1945.7616 | 1987.7329 | 1873.1997 | 1610.1739 | 1246.0205 | 855.1166 | 511.7083 | 239.0026 | 0 | 0 | 0 | 0 | 0 | 0 | 0 | 0 | 0 | 0 | 0 | 762.5729 | 1698.8908 | 2844.67 | 4174.739 | 5691.8512 | 7465.5377 | 9411.2993 | 11399.0323 | 13272.232 | 14882.4059 | 16128.4264 | 16983.543 | 17495.2513 | 17734.2539 | 17734.2539 | 17734.2539 | 17734.2539 | 17734.2539 | 17734.2539 | 17734.2539 | 17734.2539 | 17734.2539 | 17734.2539 | 17734.2539 | 0 | 0 | 0 | 0 | 0 | 0 | 0 | 0 | 0 | 0 | 0 | 0 | 0 | 0 | 0 | 0 | 0 | 0 | 0 | 0 | 0 | 0 | 0 | 0 | 0 | 0 | 0 | 0 | 0 | 0 | 0 | 0 | 0 | 0 | 0 | 0 | 0 | 0 | 0 | 0 | 0 | 0 | 0 | 0 | 0 | 0 | 0 | 0 | 0 | 0 | 0 | 0 | 0 | 0 | 0 | 0 | 0 | 0 | 0 | 0 | 0 | 0 | 0 | 0 | 0 | 0 | 0 | 0 | 0 | 0 | 0 | 0 | 0 | 0 | 0 | 0 | 0 | 0 | 0 | 0 | 0 | 0 | 0 | 0 | 0 | 0 | 0 | 0 | 0 | 0 | 0 | 0 | 0 | 0 | 0 | 0 | 0 | 0 | 0 | 0 | 0 | 0.17161 | 0.20939 | 0.25448 | 0.29326 | 0.33186 | 0.38462 | 0.41789 | 0.4224 | 0.39349 | 0.33409 | 0.25533 | 0.17304 | 0.10227 | 0.047216 | 0 | 0 | 0 | 0 | 0 | 0 | 0 | 0 | 0 | 0 | 0 | 0.17161 | 0.37993 | 0.63181 | 0.92047 | 1.2451 | 1.6189 | 2.0212 | 2.4223 | 2.788 | 3.0879 | 3.305 | 3.4367 | 3.4967 | 3.5035 | 3.4674 | 3.4388 | 3.4176 | 3.4005 | 3.3887 | 3.3776 | 3.3745 | 3.3713 | 3.3681 | 3.3648 | 0 | 762.5729 | 936.3179 | 1145.7791 | 1330.069 | 1517.1122 | 1773.6865 | 1945.7616 | 1987.7329 | 1873.1997 | 1610.1739 | 1246.0205 | 855.1166 | 511.7083 | 239.0026 | 0 | 0 | 0 | 0 | 0 | 0 | 0 | 0 | 0 | 0 | 0 | 762.5729 | 1698.8908 | 2844.67 | 4174.739 | 5691.8512 | 7465.5377 | 9411.2993 | 11399.0323 | 13272.232 | 14882.4059 | 16128.4264 | 16983.543 | 17495.2513 | 17734.2539 | 17734.2539 | 17734.2539 | 17734.2539 | 17734.2539 | 17734.2539 | 17734.2539 | 17734.2539 | 17734.2539 | 17734.2539 | 17734.2539 | 1467.2349 | 1471.6795 | 1476.0586 | 1480.3607 | 1484.5747 | 1488.6904 | 1492.6984 | 1496.5894 | 1500.355 | 1503.9872 | 1507.4786 | 1510.822 | 1514.0109 | 1517.0391 | 1519.9009 | 1522.5907 | 1525.1037 | 1527.4352 | 1529.5808 | 1531.5366 | 1533.3189 | 1534.9428 | 1536.4221 | 1537.7693 | 1538.9962 | 626.3862 | 628.2837 | 630.1532 | 631.9898 | 633.7888 | 635.5459 | 637.2569 | 638.9181 | 640.5257 | 642.0763 | 643.5669 | 644.9942 | 646.3556 | 647.6484 | 648.8701 | 650.0185 | 651.0913 | 652.0866 | 653.0026 | 653.8376 | 654.5985 | 655.2918 | 655.9233 | 656.4985 | 657.0222
WA_Commercial_WA - Health_Existing_Space Heating_Natural Gas_Gas Boiler - Burner Control Optimization_A | WA | Commercial | WA - Health | Existing | Space Heating | Natural Gas | Gas Boiler - Burner Control Optimization | A | WCM124 | Average performance | Optimized burner controls | 18 | 0.078002 | 0 | 0 | 1.03 | 0 | 0 | 0 | 0.28365 | 0.25 | kBtuh heat | 5% | 85% | Discretionary | Retro1Slow_WA | 84.66% | Boiler | 0% | 1568.159 |  | 669.4723 |  | 0 | GBLR_O2TRM-Heating-ILTRM-v4.0-1 | GBLR_O2TRM-Heating-MEMD-2018-1 | GBLR_O2TRM-Heating-ILTRM-v4.0-1 | Average performance | Average performance | Average performance | Average performance | Average performance | Average performance | Average performance | Average performance | Average performance | Average performance | Average performance | Average performance | Average performance | Average performance | Average performance | Average performance | Average performance | Average performance | Average performance | Average performance | Average performance | Average performance | Average performance | Average performance | Average performance | Average performance | Average performance | Optimized burner controls | Optimized burner controls | Optimized burner controls | Optimized burner controls | Optimized burner controls | Optimized burner controls | Optimized burner controls | Optimized burner controls | Optimized burner controls | Optimized burner controls | Optimized burner controls | Optimized burner controls | Optimized burner controls | Optimized burner controls | Optimized burner controls | Optimized burner controls | Optimized burner controls | Optimized burner controls | Optimized burner controls | Optimized burner controls | Optimized burner controls | Optimized burner controls | Optimized burner controls | Optimized burner controls | Optimized burner controls | Optimized burner controls | Optimized burner controls | 1.03 | 1.03 | 1.03 | 1.03 | 1.03 | 1.03 | 1.03 | 1.03 | 1.03 | 1.03 | 1.03 | 1.03 | 1.03 | 1.03 | 1.03 | 1.03 | 1.03 | 1.03 | 1.03 | 1.03 | 1.03 | 1.03 | 1.03 | 1.03 | 1.03 | 1.03 | 1.03 | 0 | 0 | 0.064867 | 0.063752 | 0.062587 | 0.06139 | 0.060167 | 0.058912 | 0.057612 | 0.056264 | 0.054868 | 0.053433 | 0.051972 | 0.05053 | 0.049107 | 0.047722 | 0.046403 | 0.045174 | 0.044071 | 0.043087 | 0.042171 | 0.041335 | 0.04052 | 0.039816 | 0.039114 | 0.038416 | 0.03772 | 0 | 0.021282 | 0.011242 | 0.037304 | 0.059472 | 0.088386 | 0.12379 | 0.16445 | 0.2079 | 0.25042 | 0.28723 | 0.31331 | 0.32391 | 0.31609 | 0.28973 | 0.24799 | 0.19694 | 0.14392 | 0.1032 | 0.041396 | 0.036006 | 0 | 0 | 0 | 0 | 0 | 0.021282 | 0.032135 | 0.068824 | 0.12693 | 0.21266 | 0.33177 | 0.48846 | 0.68425 | 0.91676 | 1.1789 | 1.4595 | 1.7423 | 2.0093 | 2.2435 | 2.432 | 2.5696 | 2.6562 | 2.7029 | 2.6907 | 2.6737 | 2.6272 | 2.5809 | 2.5349 | 2.4889 | 0 | 333.8212 | 179.6265 | 607.6585 | 988.4398 | 1500.3135 | 2148.7695 | 2922.9166 | 3789.1557 | 4686.5325 | 5526.5351 | 6200.4132 | 6596.0723 | 6623.61 | 6243.8695 | 5489.7577 | 4468.7693 | 3340.1864 | 2447.2327 | 1001.4637 | 888.6015 | 0 | 0 | 0 | 0 | 0 | 333.8212 | 513.4477 | 1121.1062 | 2109.5459 | 3609.8594 | 5758.6289 | 8681.5456 | 12470.7012 | 17157.2337 | 22683.7688 | 28884.182 | 35480.2543 | 42103.8643 | 48347.7338 | 53837.4915 | 58306.2608 | 61646.4472 | 64093.68 | 65095.1437 | 65983.7453 | 65983.7453 | 65983.7453 | 65983.7453 | 65983.7453 | 0 | 0.018518 | 0.0099021 | 0.033269 | 0.053721 | 0.080895 | 0.11485 | 0.15472 | 0.19844 | 0.2426 | 0.28257 | 0.3131 | 0.32892 | 0.32624 | 0.304 | 0.26456 | 0.2136 | 0.15869 | 0.1157 | 0.047185 | 0.041735 | 0 | 0 | 0 | 0 | 0 | 0.018518 | 0.028304 | 0.06138 | 0.11465 | 0.19464 | 0.30779 | 0.45953 | 0.6531 | 0.88817 | 1.1598 | 1.4585 | 1.7692 | 2.0738 | 2.354 | 2.5945 | 2.787 | 2.9288 | 3.0301 | 3.067 | 3.0991 | 3.0962 | 3.0932 | 3.0903 | 3.0873 | 0 | 283.7481 | 152.6825 | 516.5097 | 840.1738 | 1275.2665 | 1826.4541 | 2484.4791 | 3220.7823 | 3983.5526 | 4697.5548 | 5270.3512 | 5606.6614 | 5630.0685 | 5307.289 | 4666.2941 | 3798.4539 | 2839.1584 | 2080.1478 | 851.2442 | 755.3113 | 0 | 0 | 0 | 0 | 0 | 283.7481 | 436.4305 | 952.9402 | 1793.114 | 3068.3805 | 4894.8346 | 7379.3137 | 10600.096 | 14583.6487 | 19281.2035 | 24551.5547 | 30158.2162 | 35788.2846 | 41095.5737 | 45761.8678 | 49560.3217 | 52399.4801 | 54479.628 | 55330.8722 | 56086.1835 | 56086.1835 | 56086.1835 | 56086.1835 | 56086.1835 | 0 | 0 | 0 | 0 | 0 | 0 | 0 | 0 | 0 | 0 | 0 | 0 | 0 | 0 | 0 | 0 | 0 | 0 | 0 | 0 | 0 | 0 | 0 | 0 | 0 | 0 | 0 | 0 | 0 | 0 | 0 | 0 | 0 | 0 | 0 | 0 | 0 | 0 | 0 | 0 | 0 | 0 | 0 | 0 | 0 | 0 | 0 | 0 | 0 | 0 | 0 | 0 | 0 | 0 | 0 | 0 | 0 | 0 | 0 | 0 | 0 | 0 | 0 | 0 | 0 | 0 | 0 | 0 | 0 | 0 | 0 | 0 | 0 | 0 | 0 | 0 | 0 | 0 | 0 | 0 | 0 | 0 | 0 | 0 | 0 | 0 | 0 | 0 | 0 | 0 | 0 | 0 | 0 | 0 | 0 | 0 | 0 | 0 | 0 | 0 | 0 | 0.018517 | 0.0099006 | 0.03326 | 0.053702 | 0.080859 | 0.11478 | 0.15461 | 0.19829 | 0.2424 | 0.2823 | 0.31276 | 0.32853 | 0.32583 | 0.30359 | 0.26417 | 0.21327 | 0.15842 | 0.11549 | 0.047097 | 0.041653 | 0 | 0 | 0 | 0 | 0 | 0.018517 | 0.0283 | 0.061364 | 0.11461 | 0.19455 | 0.30762 | 0.45923 | 0.6526 | 0.8874 | 1.1587 | 1.457 | 1.7672 | 2.0712 | 2.3508 | 2.5907 | 2.7826 | 2.9239 | 3.0248 | 3.0613 | 3.093 | 3.09 | 3.0871 | 3.0842 | 3.0812 | 0 | 283.7481 | 152.6825 | 516.5097 | 840.1738 | 1275.2665 | 1826.4541 | 2484.4791 | 3220.7823 | 3983.5526 | 4697.5548 | 5270.3512 | 5606.6614 | 5630.0685 | 5307.289 | 4666.2941 | 3798.4539 | 2839.1584 | 2080.1478 | 851.2442 | 755.3113 | 0 | 0 | 0 | 0 | 0 | 283.7481 | 436.4305 | 952.9402 | 1793.114 | 3068.3805 | 4894.8346 | 7379.3137 | 10600.096 | 14583.6487 | 19281.2035 | 24551.5547 | 30158.2162 | 35788.2846 | 41095.5737 | 45761.8678 | 49560.3217 | 52399.4801 | 54479.628 | 55330.8722 | 56086.1835 | 56086.1835 | 56086.1835 | 56086.1835 | 56086.1835 | 1530.7175 | 1535.3544 | 1539.923 | 1544.4111 | 1548.8075 | 1553.1013 | 1557.2827 | 1561.342 | 1565.2706 | 1569.06 | 1572.7024 | 1576.1905 | 1579.5174 | 1582.6766 | 1585.6621 | 1588.4684 | 1591.0901 | 1593.5224 | 1595.7609 | 1597.8013 | 1599.6607 | 1601.3549 | 1602.8981 | 1604.3037 | 1605.5836 | 653.4879 | 655.4675 | 657.4179 | 659.334 | 661.2108 | 663.0439 | 664.829 | 666.562 | 668.2392 | 669.8569 | 671.4119 | 672.9011 | 674.3214 | 675.6701 | 676.9447 | 678.1427 | 679.262 | 680.3004 | 681.256 | 682.1271 | 682.9209 | 683.6442 | 684.303 | 684.9031 | 685.4495
WA_Commercial_WA - Health_Existing_Space Heating_Natural Gas_Gas Boiler - Stack Economizer_A | WA | Commercial | WA - Health | Existing | Space Heating | Natural Gas | Gas Boiler - Stack Economizer | A | WCM125 | None | Economizer installed | 15 | 0.25821 | 0 | 0 | 11.38 | 0 | 0 | 0 | 0.28365 | 0.25 | kBtuh Heat | 15% | 55% | Discretionary | Retro5Med_WA | 85% | Boiler | 0% | 5785.1552 |  | 2469.7758 |  | 0 | IL TRM - CI-HVC-BECO-V01-150601 | IL TRM - CI-HVC-BECO-V01-150601 | IL TRM - CI-HVC-BECO-V01-150601 | None | None | None | None | None | None | None | None | None | None | None | None | None | None | None | None | None | None | None | None | None | None | None | None | None | None | None | Economizer installed | Economizer installed | Economizer installed | Economizer installed | Economizer installed | Economizer installed | Economizer installed | Economizer installed | Economizer installed | Economizer installed | Economizer installed | Economizer installed | Economizer installed | Economizer installed | Economizer installed | Economizer installed | Economizer installed | Economizer installed | Economizer installed | Economizer installed | Economizer installed | Economizer installed | Economizer installed | Economizer installed | Economizer installed | Economizer installed | Economizer installed | 11.38 | 11.38 | 11.38 | 11.38 | 11.38 | 11.38 | 11.38 | 11.38 | 11.38 | 11.38 | 11.38 | 11.38 | 11.38 | 11.38 | 11.38 | 11.38 | 11.38 | 11.38 | 11.38 | 11.38 | 11.38 | 11.38 | 11.38 | 11.38 | 11.38 | 11.38 | 11.38 | 0 | 0 | 0.21473 | 0.21085 | 0.20674 | 0.20249 | 0.19814 | 0.19365 | 0.18907 | 0.18434 | 0.17949 | 0.17455 | 0.16959 | 0.16473 | 0.15998 | 0.15538 | 0.15101 | 0.14696 | 0.14334 | 0.14013 | 0.13714 | 0.13441 | 0.13176 | 0.12947 | 0.12719 | 0.12492 | 0.12265 | 0 | 0.30267 | 0.36438 | 0.43672 | 0.49606 | 0.55302 | 0.63126 | 0.67518 | 0.67157 | 0.61546 | 0.51402 | 0.38638 | 0.2575 | 0.14966 | 0.067939 | 0 | 0 | 0 | 0 | 0 | 0 | 0 | 0 | 0 | 0 | 0 | 0.30267 | 0.66114 | 1.0843 | 1.557 | 2.0748 | 2.657 | 3.2657 | 3.8512 | 4.3607 | 4.751 | 5.0012 | 5.1143 | 5.117 | 5.0411 | 4.9058 | 4.7849 | 4.6777 | 4.5779 | 4.487 | 4.3984 | 4.3219 | 4.2457 | 4.17 | 4.0943 | 0 | 1435.4314 | 1762.4808 | 2156.7607 | 2503.6594 | 2855.7406 | 3338.704 | 3662.6101 | 3741.615 | 3526.0231 | 3030.9155 | 2345.4504 | 1609.6313 | 963.2157 | 449.8872 | 0 | 0 | 0 | 0 | 0 | 0 | 0 | 0 | 0 | 0 | 0 | 1435.4314 | 3197.9122 | 5354.6729 | 7858.3323 | 10714.0728 | 14052.7768 | 17715.3869 | 21457.0019 | 24983.025 | 28013.9404 | 30359.3908 | 31969.0221 | 32932.2378 | 33382.125 | 33382.125 | 33382.125 | 33382.125 | 33382.125 | 33382.125 | 33382.125 | 33382.125 | 33382.125 | 33382.125 | 33382.125 | 0 | 0.2634 | 0.32104 | 0.38969 | 0.44845 | 0.50668 | 0.5864 | 0.63619 | 0.64214 | 0.59745 | 0.50678 | 0.387 | 0.26211 | 0.15485 | 0.071469 | 0 | 0 | 0 | 0 | 0 | 0 | 0 | 0 | 0 | 0 | 0 | 0.2634 | 0.58251 | 0.96751 | 1.4076 | 1.9009 | 2.4682 | 3.0771 | 3.6825 | 4.2331 | 4.684 | 5.0093 | 5.2058 | 5.2945 | 5.303 | 5.2472 | 5.2035 | 5.1715 | 5.1459 | 5.1282 | 5.112 | 5.1071 | 5.1022 | 5.0973 | 5.0924 | 0 | 1220.1167 | 1498.1087 | 1833.2466 | 2128.1105 | 2427.3795 | 2837.8984 | 3113.2186 | 3180.3727 | 2997.1196 | 2576.2782 | 1993.6328 | 1368.1866 | 818.7333 | 382.4041 | 0 | 0 | 0 | 0 | 0 | 0 | 0 | 0 | 0 | 0 | 0 | 1220.1167 | 2718.2253 | 4551.472 | 6679.5824 | 9106.9619 | 11944.8603 | 15058.0789 | 18238.4516 | 21235.5712 | 23811.8494 | 25805.4822 | 27173.6688 | 27992.4021 | 28374.8062 | 28374.8062 | 28374.8062 | 28374.8062 | 28374.8062 | 28374.8062 | 28374.8062 | 28374.8062 | 28374.8062 | 28374.8062 | 28374.8062 | 0 | 0 | 0 | 0 | 0 | 0 | 0 | 0 | 0 | 0 | 0 | 0 | 0 | 0 | 0 | 0 | 0 | 0 | 0 | 0 | 0 | 0 | 0 | 0 | 0 | 0 | 0 | 0 | 0 | 0 | 0 | 0 | 0 | 0 | 0 | 0 | 0 | 0 | 0 | 0 | 0 | 0 | 0 | 0 | 0 | 0 | 0 | 0 | 0 | 0 | 0 | 0 | 0 | 0 | 0 | 0 | 0 | 0 | 0 | 0 | 0 | 0 | 0 | 0 | 0 | 0 | 0 | 0 | 0 | 0 | 0 | 0 | 0 | 0 | 0 | 0 | 0 | 0 | 0 | 0 | 0 | 0 | 0 | 0 | 0 | 0 | 0 | 0 | 0 | 0 | 0 | 0 | 0 | 0 | 0 | 0 | 0 | 0 | 0 | 0 | 0 | 0 | 0 | 0 | 0 | 0 | 0 | 0 | 0 | 0 | 0 | 0 | 0 | 0 | 0 | 0 | 0 | 0 | 0 | 0 | 0 | 0 | 0 | 0 | 0 | 0 | 0 | 0 | 0 | 0 | 0 | 0 | 0 | 0 | 0 | 0 | 0 | 0 | 0 | 0 | 0 | 0 | 0 | 0 | 0 | 0 | 0 | 0 | 0 | 0 | 0 | 0 | 0 | 0 | 0 | 0 | 0 | 0 | 0 | 0 | 0 | 0 | 0 | 0 | 0 | 0 | 0 | 0 | 0 | 0 | 0 | 0 | 0 | 0 | 0 | 0 | 0 | 0 | 0 | 0 | 0 | 0 | 0 | 0 | 0 | 0 | 0 | 0 | 0 | 0 | 0 | 0 | 0 | 0 | 0 | 0 | 0 | 0 | 0 | 0 | 5647.0282 | 5664.1345 | 5680.9887 | 5697.5461 | 5713.7648 | 5729.6054 | 5745.0309 | 5760.0065 | 5774.4995 | 5788.479 | 5801.9164 | 5814.7844 | 5827.0578 | 5838.7126 | 5849.7267 | 5860.0794 | 5869.7512 | 5878.7244 | 5886.9823 | 5894.5096 | 5901.3694 | 5907.6194 | 5913.3127 | 5918.498 | 5923.2198 | 2410.8072 | 2418.1101 | 2425.3054 | 2432.3741 | 2439.2981 | 2446.0607 | 2452.6461 | 2459.0394 | 2465.2267 | 2471.1948 | 2476.9314 | 2482.425 | 2487.6647 | 2492.6403 | 2497.3424 | 2501.7621 | 2505.8912 | 2509.722 | 2513.2474 | 2516.461 | 2519.3895 | 2522.0577 | 2524.4883 | 2526.702 | 2528.7178
WA_Commercial_WA - Health_Existing_Space Heating_Natural Gas_Gas Boiler - Thermostatic Radiator Valves_A | WA | Commercial | WA - Health | Existing | Space Heating | Natural Gas | Gas Boiler - Thermostatic Radiator Valves | A | WCM126 | TBD | TBD | 15 | 15.75 | 0 | 0 | 109.42 | 0 | 0 | 0 | 0.28365 | 0.25 | radiator | 25% | 50% | Discretionary | RetroEven20_WA | 85% | Boiler | 0% | 911.9393 |  | 389.3215 |  | 0 | IL TRM - 5.3.19 - RS-HVC-TRVS-V01-210101 | AEG Cost Characterization, 2021 | IL TRM - 5.3.19 - RS-HVC-TRVS-V01-210101 | TBD | TBD | TBD | TBD | TBD | TBD | TBD | TBD | TBD | TBD | TBD | TBD | TBD | TBD | TBD | TBD | TBD | TBD | TBD | TBD | TBD | TBD | TBD | TBD | TBD | TBD | TBD | TBD | TBD | TBD | TBD | TBD | TBD | TBD | TBD | TBD | TBD | TBD | TBD | TBD | TBD | TBD | TBD | TBD | TBD | TBD | TBD | TBD | TBD | TBD | TBD | TBD | TBD | TBD | 109.42 | 109.42 | 109.42 | 109.42 | 109.42 | 109.42 | 109.42 | 109.42 | 109.42 | 109.42 | 109.42 | 109.42 | 109.42 | 109.42 | 109.42 | 109.42 | 109.42 | 109.42 | 109.42 | 109.42 | 109.42 | 109.42 | 109.42 | 109.42 | 109.42 | 109.42 | 109.42 | 0 | 0 | 13.098 | 12.8839 | 12.6631 | 12.439 | 12.2127 | 11.9827 | 11.7476 | 11.5064 | 11.2583 | 11.0034 | 10.743 | 10.4802 | 10.218 | 9.9617 | 9.7157 | 9.4841 | 9.2719 | 9.0775 | 8.8936 | 8.7221 | 8.554 | 8.4055 | 8.2575 | 8.1103 | 7.9633 | 0 | 0.57382 | 1.1577 | 1.1372 | 1.1165 | 1.0955 | 1.074 | 1.0519 | 1.0292 | 1.0059 | 0.98212 | 0.9581 | 0.93412 | 0.91069 | 0.88821 | 0.86704 | 0.43468 | 1.29e-16 | 1.643e-15 | 0 | 0 | 0 | 0 | 0 | 0 | 0 | 0.57382 | 1.7217 | 2.8284 | 3.8934 | 4.9155 | 5.893 | 6.824 | 7.706 | 8.5375 | 9.3176 | 10.0478 | 10.7304 | 11.372 | 11.9795 | 12.5609 | 12.7145 | 12.448 | 12.1957 | 11.9607 | 11.7301 | 11.5264 | 11.3235 | 11.1216 | 10.9201 | 0 | 44.5378 | 91.4198 | 91.4198 | 91.4198 | 91.4198 | 91.4198 | 91.4198 | 91.4198 | 91.4198 | 91.4198 | 91.4198 | 91.4198 | 91.4198 | 91.4198 | 91.4198 | 46.8819 | 1.4211e-14 | 1.8474e-13 | 0 | 0 | 0 | 0 | 0 | 0 | 0 | 44.5378 | 135.9576 | 227.3774 | 318.7972 | 410.217 | 501.6368 | 593.0566 | 684.4764 | 775.8962 | 867.316 | 958.7358 | 1050.1556 | 1141.5754 | 1232.9952 | 1324.415 | 1371.2969 | 1371.2969 | 1371.2969 | 1371.2969 | 1371.2969 | 1371.2969 | 1371.2969 | 1371.2969 | 1371.2969 | 0 | 0.49924 | 1.0193 | 1.0136 | 1.0077 | 1.0015 | 0.99488 | 0.98774 | 0.98001 | 0.97167 | 0.9628 | 0.95359 | 0.94427 | 0.93524 | 0.92688 | 0.91953 | 0.46854 | 0 | 1.9872e-15 | 0 | 0 | 0 | 0 | 0 | 0 | 0 | 0.49924 | 1.5159 | 2.5211 | 3.5141 | 4.4939 | 5.4591 | 6.4076 | 7.3375 | 8.2468 | 9.1342 | 10.0005 | 10.847 | 11.6785 | 12.501 | 13.3214 | 13.7049 | 13.6377 | 13.5826 | 13.5429 | 13.5054 | 13.4928 | 13.4801 | 13.4674 | 13.4546 | 0 | 37.8572 | 77.7068 | 77.7068 | 77.7068 | 77.7068 | 77.7068 | 77.7068 | 77.7068 | 77.7068 | 77.7068 | 77.7068 | 77.7068 | 77.7068 | 77.7068 | 77.7068 | 39.8497 | 0 | 1.7053e-13 | 0 | 0 | 0 | 0 | 0 | 0 | 0 | 37.8572 | 115.564 | 193.2708 | 270.9776 | 348.6845 | 426.3913 | 504.0981 | 581.805 | 659.5118 | 737.2186 | 814.9254 | 892.6323 | 970.3391 | 1048.0459 | 1125.7527 | 1165.6024 | 1165.6024 | 1165.6024 | 1165.6024 | 1165.6024 | 1165.6024 | 1165.6024 | 1165.6024 | 1165.6024 | 0 | 0.49934 | 1.0199 | 1.0146 | 1.0093 | 1.0037 | 0.99782 | 0.99147 | 0.98458 | 0.97712 | 0.96915 | 0.96087 | 0.95249 | 0.94442 | 0.93702 | 0.93065 | 0.47476 | 0 | 2.0182e-15 | 0 | 0 | 0 | 0 | 0 | 0 | 0 | 0.49934 | 1.5167 | 2.5236 | 3.5196 | 4.5039 | 5.4752 | 6.4318 | 7.3717 | 8.293 | 9.1945 | 10.0769 | 10.9414 | 11.7931 | 12.6377 | 13.4825 | 13.8866 | 13.8346 | 13.7951 | 13.7711 | 13.7494 | 13.7544 | 13.7592 | 13.7639 | 13.7684 | 0 | 37.8572 | 77.7068 | 77.7068 | 77.7068 | 77.7068 | 77.7068 | 77.7068 | 77.7068 | 77.7068 | 77.7068 | 77.7068 | 77.7068 | 77.7068 | 77.7068 | 77.7068 | 39.8497 | 0 | 1.7053e-13 | 0 | 0 | 0 | 0 | 0 | 0 | 0 | 37.8572 | 115.564 | 193.2708 | 270.9776 | 348.6845 | 426.3913 | 504.0981 | 581.805 | 659.5118 | 737.2186 | 814.9254 | 892.6323 | 970.3391 | 1048.0459 | 1125.7527 | 1165.6024 | 1165.6024 | 1165.6024 | 1165.6024 | 1165.6024 | 1165.6024 | 1165.6024 | 1165.6024 | 1165.6024 | 0 | 0.49921 | 1.0192 | 1.0134 | 1.0074 | 1.0011 | 0.99432 | 0.98709 | 0.97927 | 0.97084 | 0.96187 | 0.95258 | 0.94317 | 0.93406 | 0.92561 | 0.91818 | 0.46781 | 0 | 1.9836e-15 | 0 | 0 | 0 | 0 | 0 | 0 | 0 | 0.49921 | 1.5157 | 2.5205 | 3.5129 | 4.4919 | 5.456 | 6.4034 | 7.3319 | 8.2397 | 9.1255 | 9.9899 | 10.8343 | 11.6637 | 12.4839 | 13.3019 | 13.6834 | 13.6149 | 13.5586 | 13.5175 | 13.4788 | 13.4662 | 13.4535 | 13.4408 | 13.428 | 0 | 37.8572 | 77.7068 | 77.7068 | 77.7068 | 77.7068 | 77.7068 | 77.7068 | 77.7068 | 77.7068 | 77.7068 | 77.7068 | 77.7068 | 77.7068 | 77.7068 | 77.7068 | 39.8497 | 0 | 1.7053e-13 | 0 | 0 | 0 | 0 | 0 | 0 | 0 | 37.8572 | 115.564 | 193.2708 | 270.9776 | 348.6845 | 426.3913 | 504.0981 | 581.805 | 659.5118 | 737.2186 | 814.9254 | 892.6323 | 970.3391 | 1048.0459 | 1125.7527 | 1165.6024 | 1165.6024 | 1165.6024 | 1165.6024 | 1165.6024 | 1165.6024 | 1165.6024 | 1165.6024 | 1165.6024 | 890.1657 | 892.8623 | 895.5191 | 898.1291 | 900.6857 | 903.1827 | 905.6143 | 907.975 | 910.2596 | 912.4632 | 914.5814 | 916.6099 | 918.5446 | 920.3818 | 922.118 | 923.7499 | 925.2745 | 926.689 | 927.9907 | 929.1773 | 930.2586 | 931.2438 | 932.1413 | 932.9587 | 933.703 | 380.0261 | 381.1773 | 382.3115 | 383.4257 | 384.5172 | 385.5832 | 386.6213 | 387.6291 | 388.6045 | 389.5452 | 390.4495 | 391.3155 | 392.1414 | 392.9258 | 393.667 | 394.3637 | 395.0146 | 395.6184 | 396.1742 | 396.6807 | 397.1424 | 397.563 | 397.9461 | 398.2951 | 398.6128
WA_Commercial_WA - Health_Existing_Space Heating_Natural Gas_HVAC - Shut Off Damper_A | WA | Commercial | WA - Health | Existing | Space Heating | Natural Gas | HVAC - Shut Off Damper | A | WCM127 | No damper | Damper installed | 15 | 32.6128 | 0 | 0 | 1823.43 | 0 | 122.3 | 0 | 0.28365 | 0.25 | BoilerCtrl | 0% | 75% | Discretionary | Retro5Med_WA | 85% | Central Systems | 0% | 10992.7907 |  | 3146.5307 |  | 0 | HVAC_DMPROFF-Heating-ILTRM-v4.0-1 | HVAC_DMPROFF-Heating-ILTRM-v4.0-1 | HVAC_DMPROFF-Heating-ILTRM-v4.0-1 | No damper | No damper | No damper | No damper | No damper | No damper | No damper | No damper | No damper | No damper | No damper | No damper | No damper | No damper | No damper | No damper | No damper | No damper | No damper | No damper | No damper | No damper | No damper | No damper | No damper | No damper | No damper | Damper installed | Damper installed | Damper installed | Damper installed | Damper installed | Damper installed | Damper installed | Damper installed | Damper installed | Damper installed | Damper installed | Damper installed | Damper installed | Damper installed | Damper installed | Damper installed | Damper installed | Damper installed | Damper installed | Damper installed | Damper installed | Damper installed | Damper installed | Damper installed | Damper installed | Damper installed | Damper installed | 1823.43 | 1823.43 | 1823.43 | 1823.43 | 1823.43 | 1823.43 | 1823.43 | 1823.43 | 1823.43 | 1823.43 | 1823.43 | 1823.43 | 1823.43 | 1823.43 | 1823.43 | 1823.43 | 1823.43 | 1823.43 | 1823.43 | 1823.43 | 1823.43 | 1823.43 | 1823.43 | 1823.43 | 1823.43 | 1823.43 | 1823.43 | 0 | 0 | 27.1973 | 26.7223 | 26.2137 | 25.6835 | 25.1362 | 24.5681 | 23.9851 | 23.3785 | 22.7518 | 22.1103 | 21.4622 | 20.8218 | 20.1902 | 19.5758 | 18.9887 | 18.4392 | 17.944 | 17.5042 | 17.0954 | 16.7235 | 16.3637 | 16.0522 | 15.7446 | 15.4411 | 15.1405 | 0 | 0.56063 | 0.67526 | 0.80961 | 0.9198 | 1.0254 | 1.1704 | 1.2515 | 1.2442 | 1.1395 | 0.95075 | 0.71377 | 0.47499 | 0.27559 | 0.12486 | 0 | 0 | 0 | 0 | 0 | 0 | 0 | 0 | 0 | 0 | 0 | 0.56063 | 1.2252 | 2.01 | 2.887 | 3.8472 | 4.9263 | 6.0532 | 7.1351 | 8.0734 | 8.7875 | 9.2391 | 9.4338 | 9.4223 | 9.2646 | 8.9965 | 8.7549 | 8.5403 | 8.3408 | 8.1594 | 7.9839 | 7.8319 | 7.6818 | 7.5337 | 7.387 | 0 | 20.9797 | 25.7597 | 31.5224 | 36.5925 | 41.7384 | 48.7972 | 53.5313 | 54.686 | 51.535 | 44.2987 | 34.2802 | 23.5258 | 14.078 | 6.5754 | 0 | 0 | 0 | 0 | 0 | 0 | 0 | 0 | 0 | 0 | 0 | 20.9797 | 46.7395 | 78.2618 | 114.8544 | 156.5928 | 205.39 | 258.9213 | 313.6073 | 365.1423 | 409.441 | 443.7212 | 467.2469 | 481.3249 | 487.9003 | 487.9003 | 487.9003 | 487.9003 | 487.9003 | 487.9003 | 487.9003 | 487.9003 | 487.9003 | 487.9003 | 487.9003 | 0 | 0.48787 | 0.59491 | 0.72233 | 0.83136 | 0.93929 | 1.0869 | 1.1787 | 1.1891 | 1.1055 | 0.93675 | 0.71443 | 0.48313 | 0.28493 | 0.13124 | 0 | 0 | 0 | 0 | 0 | 0 | 0 | 0 | 0 | 0 | 0 | 0.48787 | 1.0794 | 1.7934 | 2.6094 | 3.524 | 4.5747 | 5.7013 | 6.8191 | 7.8327 | 8.6581 | 9.2476 | 9.5955 | 9.7418 | 9.7385 | 9.6153 | 9.5135 | 9.4347 | 9.3685 | 9.3183 | 9.272 | 9.2476 | 9.2243 | 9.2021 | 9.1807 | 0 | 17.8328 | 21.8958 | 26.794 | 31.1036 | 35.4776 | 41.4776 | 45.5016 | 46.4831 | 43.8047 | 37.6539 | 29.1382 | 19.9969 | 11.9663 | 5.5891 | 0 | 0 | 0 | 0 | 0 | 0 | 0 | 0 | 0 | 0 | 0 | 17.8328 | 39.7285 | 66.5226 | 97.6262 | 133.1039 | 174.5815 | 220.0831 | 266.5662 | 310.3709 | 348.0248 | 377.163 | 397.1599 | 409.1262 | 414.7153 | 414.7153 | 414.7153 | 414.7153 | 414.7153 | 414.7153 | 414.7153 | 414.7153 | 414.7153 | 414.7153 | 414.7153 | 0 | 0 | 0 | 0 | 0 | 0 | 0 | 0 | 0 | 0 | 0 | 0 | 0 | 0 | 0 | 0 | 0 | 0 | 0 | 0 | 0 | 0 | 0 | 0 | 0 | 0 | 0 | 0 | 0 | 0 | 0 | 0 | 0 | 0 | 0 | 0 | 0 | 0 | 0 | 0 | 0 | 0 | 0 | 0 | 0 | 0 | 0 | 0 | 0 | 0 | 0 | 0 | 0 | 0 | 0 | 0 | 0 | 0 | 0 | 0 | 0 | 0 | 0 | 0 | 0 | 0 | 0 | 0 | 0 | 0 | 0 | 0 | 0 | 0 | 0 | 0 | 0 | 0 | 0 | 0 | 0 | 0 | 0 | 0 | 0 | 0 | 0 | 0 | 0 | 0 | 0 | 0 | 0 | 0 | 0 | 0 | 0 | 0 | 0 | 0 | 0 | 0 | 0 | 0 | 0 | 0 | 0 | 0 | 0 | 0 | 0 | 0 | 0 | 0 | 0 | 0 | 0 | 0 | 0 | 0 | 0 | 0 | 0 | 0 | 0 | 0 | 0 | 0 | 0 | 0 | 0 | 0 | 0 | 0 | 0 | 0 | 0 | 0 | 0 | 0 | 0 | 0 | 0 | 0 | 0 | 0 | 0 | 0 | 0 | 0 | 0 | 0 | 0 | 0 | 0 | 0 | 0 | 0 | 0 | 0 | 0 | 0 | 0 | 0 | 0 | 0 | 0 | 0 | 0 | 0 | 0 | 0 | 0 | 0 | 0 | 0 | 0 | 0 | 0 | 0 | 0 | 0 | 0 | 0 | 0 | 0 | 0 | 0 | 0 | 0 | 0 | 0 | 0 | 0 | 0 | 0 | 0 | 0 | 0 | 0 | 10655.1389 | 10683.1869 | 10712.7161 | 10743.7661 | 10776.3687 | 10810.5485 | 10846.3236 | 10883.7059 | 10922.4916 | 10962.4901 | 11003.5227 | 11045.4215 | 11088.028 | 11131.1928 | 11174.7742 | 11218.6381 | 11262.6569 | 11304.2585 | 11343.638 | 11380.1344 | 11413.9428 | 11445.2472 | 11474.2215 | 11501.0289 | 11525.8232 | 3049.8826 | 3057.911 | 3066.3633 | 3075.2509 | 3084.5829 | 3094.3664 | 3104.6065 | 3115.3067 | 3126.4085 | 3137.8576 | 3149.6026 | 3161.5955 | 3173.791 | 3186.1463 | 3198.6209 | 3211.1763 | 3223.7761 | 3235.6839 | 3246.9557 | 3257.4023 | 3267.0795 | 3276.0399 | 3284.3334 | 3292.0067 | 3299.1037
WA_Commercial_WA - Health_Existing_Space Heating_Natural Gas_Gas Furnace - Tube Inserts_A | WA | Commercial | WA - Health | Existing | Space Heating | Natural Gas | Gas Furnace - Tube Inserts | A | WCM128 | None | Tube inserts installed | 5 | 0 | 0 | 0 | 1 | 0 | 0 | 0 | 0.28365 | 0.25 | sqft | 73% | 100% | Discretionary | Retro1Slow_WA | 84.66% | Furnace | 0% | 0 |  | 0 |  | 0 | n/a | n/a | n/a | None | None | None | None | None | None | None | None | None | None | None | None | None | None | None | None | None | None | None | None | None | None | None | None | None | None | None | Tube inserts installed | Tube inserts installed | Tube inserts installed | Tube inserts installed | Tube inserts installed | Tube inserts installed | Tube inserts installed | Tube inserts installed | Tube inserts installed | Tube inserts installed | Tube inserts installed | Tube inserts installed | Tube inserts installed | Tube inserts installed | Tube inserts installed | Tube inserts installed | Tube inserts installed | Tube inserts installed | Tube inserts installed | Tube inserts installed | Tube inserts installed | Tube inserts installed | Tube inserts installed | Tube inserts installed | Tube inserts installed | Tube inserts installed | Tube inserts installed | 1 | 1 | 1 | 1 | 1 | 1 | 1 | 1 | 1 | 1 | 1 | 1 | 1 | 1 | 1 | 1 | 1 | 1 | 1 | 1 | 1 | 1 | 1 | 1 | 1 | 1 | 1 | 0 | 0 | 0 | 0 | 0 | 0 | 0 | 0 | 0 | 0 | 0 | 0 | 0 | 0 | 0 | 0 | 0 | 0 | 0 | 0 | 0 | 0 | 0 | 0 | 0 | 0 | 0 | 0 | 0 | 0 | 0 | 0 | 0 | 0 | 0 | 0 | 0 | 0 | 0 | 0 | 0 | 0 | 0 | 0 | 0 | 0 | 0 | 0 | 0 | 0 | 0 | 0 | 0 | 0 | 0 | 0 | 0 | 0 | 0 | 0 | 0 | 0 | 0 | 0 | 0 | 0 | 0 | 0 | 0 | 0 | 0 | 0 | 0 | 0 | 0 | 0 | 0 | 0 | 4050.7083 | 2179.6526 | 7373.5484 | 11994.0871 | 18205.349 | 22023.2415 | 33288.0796 | 38605.4426 | 44874.0004 | 48855.6352 | 49164.1163 | 44571.4045 | 34394.2985 | 18897.2926 | 0 | 0 | 0 | 0 | 0 | 0 | 0 | 0 | 0 | 0 | 0 | 4050.7083 | 6230.3609 | 13603.9093 | 25597.9964 | 43803.3454 | 65826.5869 | 99114.6665 | 137720.1091 | 182594.1094 | 231449.7447 | 280613.861 | 325185.2655 | 359579.5641 | 378476.8566 | 378476.8566 | 378476.8566 | 378476.8566 | 378476.8566 | 378476.8566 | 378476.8566 | 378476.8566 | 378476.8566 | 378476.8566 | 378476.8566 | 0 | 0 | 0 | 0 | 0 | 0 | 0 | 0 | 0 | 0 | 0 | 0 | 0 | 0 | 0 | 0 | 0 | 0 | 0 | 0 | 0 | 0 | 0 | 0 | 0 | 0 | 0 | 0 | 0 | 0 | 0 | 0 | 0 | 0 | 0 | 0 | 0 | 0 | 0 | 0 | 0 | 0 | 0 | 0 | 0 | 0 | 0 | 0 | 0 | 0 | 0 | 3443.1021 | 1852.7047 | 6267.5161 | 10194.974 | 15474.5466 | 18719.7553 | 28294.8677 | 32814.6262 | 38142.9003 | 41527.29 | 41789.4989 | 37885.6938 | 29235.1538 | 16062.6987 | 0 | 0 | 0 | 0 | 0 | 0 | 0 | 0 | 0 | 0 | 0 | 3443.1021 | 5295.8068 | 11563.3229 | 21758.297 | 37232.8436 | 55952.5989 | 84247.4665 | 117062.0927 | 155204.993 | 196732.283 | 238521.7819 | 276407.4757 | 305642.6294 | 321705.3281 | 321705.3281 | 321705.3281 | 321705.3281 | 321705.3281 | 321705.3281 | 321705.3281 | 321705.3281 | 321705.3281 | 321705.3281 | 321705.3281 | 0 | 0 | 0 | 0 | 0 | 0 | 0 | 0 | 0 | 0 | 0 | 0 | 0 | 0 | 0 | 0 | 0 | 0 | 0 | 0 | 0 | 0 | 0 | 0 | 0 | 0 | 0 | 0 | 0 | 0 | 0 | 0 | 0 | 0 | 0 | 0 | 0 | 0 | 0 | 0 | 0 | 0 | 0 | 0 | 0 | 0 | 0 | 0 | 0 | 0 | 0 | 0 | 0 | 0 | 0 | 0 | 0 | 0 | 0 | 0 | 0 | 0 | 0 | 0 | 0 | 0 | 0 | 0 | 0 | 0 | 0 | 0 | 0 | 0 | 0 | 0 | 0 | 0 | 0 | 0 | 0 | 0 | 0 | 0 | 0 | 0 | 0 | 0 | 0 | 0 | 0 | 0 | 0 | 0 | 0 | 0 | 0 | 0 | 0 | 0 | 0 | 0 | 0 | 0 | 0 | 0 | 0 | 0 | 0 | 0 | 0 | 0 | 0 | 0 | 0 | 0 | 0 | 0 | 0 | 0 | 0 | 0 | 0 | 0 | 0 | 0 | 0 | 0 | 0 | 0 | 0 | 0 | 0 | 0 | 0 | 0 | 0 | 0 | 0 | 0 | 0 | 0 | 0 | 0 | 0 | 0 | 0 | 0 | 0 | 0 | 0 | 0 | 0 | 0 | 0 | 0 | 0 | 0 | 0 | 0 | 0 | 0 | 0 | 0 | 0 | 0 | 0 | 0 | 0 | 0 | 0 | 0 | 0 | 0 | 0 | 0 | 0 | 0 | 0 | 0 | 0 | 0 | 0 | 0 | 0 | 0 | 0 | 0 | 0 | 0 | 0 | 0 | 0 | 0 | 0 | 0 | 0 | 0 | 0 | 0 | 0 | 0 | 0 | 0 | 0 | 0 | 0 | 0 | 0 | 0 | 0 | 0 | 0 | 0 | 0 | 0 | 0 | 0 | 0 | 0 | 0 | 0 | 0 | 0 | 0 | 0 | 0 | 0 | 0 | 0 | 0 | 0 | 0 | 0 | 0 | 0 | 0 | 0 | 0 | 0 | 0 | 0 | 0 | 0 | 0 | 0 | 0 | 0 | 0 | 0
WA_Commercial_WA - Health_Existing_Space Heating_Natural Gas_Gas Boiler - Insulate Steam Lines/Condensate Tank_A | WA | Commercial | WA - Health | Existing | Space Heating | Natural Gas | Gas Boiler - Insulate Steam Lines/Condensate Tank | A | WCM129 | No insulation | Lines and condenstate tank insulated | 15 | 5.99 | 0 | 0 | 39.89 | 0 | 0 | 0 | 0.28365 | 0.25 | boiler pipe | 30% | 40% | Discretionary | RetroEven20_WA | 85% | Boiler | 0% | 874.1521 |  | 373.1896 |  | 0 | GBLR_PINS-Heating-ILTRM-v4.0-1 | GBLR_PINS_STM-Heating-PGE-R7-1 | GBLR_PINS_STM-Heating-PGE-R7-1 | No insulation | No insulation | No insulation | No insulation | No insulation | No insulation | No insulation | No insulation | No insulation | No insulation | No insulation | No insulation | No insulation | No insulation | No insulation | No insulation | No insulation | No insulation | No insulation | No insulation | No insulation | No insulation | No insulation | No insulation | No insulation | No insulation | No insulation | Lines and condenstate tank insulated | Lines and condenstate tank insulated | Lines and condenstate tank insulated | Lines and condenstate tank insulated | Lines and condenstate tank insulated | Lines and condenstate tank insulated | Lines and condenstate tank insulated | Lines and condenstate tank insulated | Lines and condenstate tank insulated | Lines and condenstate tank insulated | Lines and condenstate tank insulated | Lines and condenstate tank insulated | Lines and condenstate tank insulated | Lines and condenstate tank insulated | Lines and condenstate tank insulated | Lines and condenstate tank insulated | Lines and condenstate tank insulated | Lines and condenstate tank insulated | Lines and condenstate tank insulated | Lines and condenstate tank insulated | Lines and condenstate tank insulated | Lines and condenstate tank insulated | Lines and condenstate tank insulated | Lines and condenstate tank insulated | Lines and condenstate tank insulated | Lines and condenstate tank insulated | Lines and condenstate tank insulated | 39.89 | 39.89 | 39.89 | 39.89 | 39.89 | 39.89 | 39.89 | 39.89 | 39.89 | 39.89 | 39.89 | 39.89 | 39.89 | 39.89 | 39.89 | 39.89 | 39.89 | 39.89 | 39.89 | 39.89 | 39.89 | 39.89 | 39.89 | 39.89 | 39.89 | 39.89 | 39.89 | 0 | 0 | 4.9814 | 4.9006 | 4.818 | 4.734 | 4.6492 | 4.5629 | 4.4746 | 4.3839 | 4.2906 | 4.1946 | 4.0965 | 3.9974 | 3.8985 | 3.8018 | 3.709 | 3.6216 | 3.5411 | 3.4669 | 3.3967 | 3.3313 | 3.2671 | 3.2104 | 3.1539 | 3.0977 | 3.0415 | 0 | 0.34371 | 0.69361 | 0.68153 | 0.66931 | 0.65688 | 0.64418 | 0.63113 | 0.61769 | 0.60387 | 0.58975 | 0.57549 | 0.56124 | 0.54732 | 0.53396 | 0.52139 | 0.26143 | 9.8536e-17 | 9.654e-16 | 0 | 0 | 0 | 0 | 0 | 0 | 0 | 0.34371 | 1.0315 | 1.6951 | 2.334 | 2.9476 | 3.5347 | 4.0942 | 4.6248 | 5.1252 | 5.5951 | 6.0352 | 6.4471 | 6.8345 | 7.2017 | 7.5534 | 7.6469 | 7.4867 | 7.335 | 7.1937 | 7.0551 | 6.9327 | 6.8106 | 6.6893 | 6.5681 | 0 | 70.1361 | 143.9636 | 143.9636 | 143.9636 | 143.9636 | 143.9636 | 143.9636 | 143.9636 | 143.9636 | 143.9636 | 143.9636 | 143.9636 | 143.9636 | 143.9636 | 143.9636 | 73.8275 | 2.8422e-14 | 2.8422e-13 | 0 | 0 | 0 | 0 | 0 | 0 | 0 | 70.1361 | 214.0997 | 358.0632 | 502.0268 | 645.9904 | 789.9539 | 933.9175 | 1077.881 | 1221.8446 | 1365.8082 | 1509.7717 | 1653.7353 | 1797.6989 | 1941.6624 | 2085.626 | 2159.4535 | 2159.4535 | 2159.4535 | 2159.4535 | 2159.4535 | 2159.4535 | 2159.4535 | 2159.4535 | 2159.4535 | 0 | 0.29903 | 0.6107 | 0.60743 | 0.60403 | 0.60044 | 0.59661 | 0.59246 | 0.58797 | 0.5831 | 0.57792 | 0.57253 | 0.56707 | 0.56178 | 0.55689 | 0.55262 | 0.28162 | 0 | 1.0113e-15 | 0 | 0 | 0 | 0 | 0 | 0 | 0 | 0.29903 | 0.90822 | 1.5108 | 2.1063 | 2.6943 | 3.2737 | 3.8434 | 4.4022 | 4.9489 | 5.4828 | 6.0042 | 6.514 | 7.0151 | 7.5109 | 8.0058 | 8.2374 | 8.197 | 8.164 | 8.1402 | 8.1177 | 8.1101 | 8.1026 | 8.095 | 8.0873 | 0 | 59.6157 | 122.369 | 122.369 | 122.369 | 122.369 | 122.369 | 122.369 | 122.369 | 122.369 | 122.369 | 122.369 | 122.369 | 122.369 | 122.369 | 122.369 | 62.7533 | 0 | 2.2737e-13 | 0 | 0 | 0 | 0 | 0 | 0 | 0 | 59.6157 | 181.9847 | 304.3537 | 426.7228 | 549.0918 | 671.4608 | 793.8299 | 916.1989 | 1038.5679 | 1160.9369 | 1283.306 | 1405.675 | 1528.044 | 1650.4131 | 1772.7821 | 1835.5354 | 1835.5354 | 1835.5354 | 1835.5354 | 1835.5354 | 1835.5354 | 1835.5354 | 1835.5354 | 1835.5354 | 0 | 0.29909 | 0.61103 | 0.60803 | 0.60497 | 0.60177 | 0.59837 | 0.5947 | 0.59071 | 0.58637 | 0.58173 | 0.5769 | 0.572 | 0.56729 | 0.56299 | 0.5593 | 0.28535 | 0 | 1.0271e-15 | 0 | 0 | 0 | 0 | 0 | 0 | 0 | 0.29909 | 0.90871 | 1.5123 | 2.1096 | 2.7003 | 3.2834 | 3.8579 | 4.4227 | 4.9766 | 5.519 | 6.05 | 6.5707 | 7.0839 | 7.5931 | 8.1026 | 8.3466 | 8.3154 | 8.2917 | 8.2774 | 8.2644 | 8.2674 | 8.2703 | 8.2732 | 8.276 | 0 | 59.6157 | 122.369 | 122.369 | 122.369 | 122.369 | 122.369 | 122.369 | 122.369 | 122.369 | 122.369 | 122.369 | 122.369 | 122.369 | 122.369 | 122.369 | 62.7533 | 0 | 2.2737e-13 | 0 | 0 | 0 | 0 | 0 | 0 | 0 | 59.6157 | 181.9847 | 304.3537 | 426.7228 | 549.0918 | 671.4608 | 793.8299 | 916.1989 | 1038.5679 | 1160.9369 | 1283.306 | 1405.675 | 1528.044 | 1650.4131 | 1772.7821 | 1835.5354 | 1835.5354 | 1835.5354 | 1835.5354 | 1835.5354 | 1835.5354 | 1835.5354 | 1835.5354 | 1835.5354 | 0 | 0.29902 | 0.61061 | 0.60727 | 0.60381 | 0.60017 | 0.59627 | 0.59207 | 0.58752 | 0.5826 | 0.57736 | 0.57192 | 0.56641 | 0.56107 | 0.55613 | 0.5518 | 0.28118 | 0 | 1.0095e-15 | 0 | 0 | 0 | 0 | 0 | 0 | 0 | 0.29902 | 0.90809 | 1.5104 | 2.1056 | 2.6931 | 3.2719 | 3.8409 | 4.3989 | 4.9447 | 5.4775 | 5.9978 | 6.5064 | 7.0062 | 7.5007 | 7.9941 | 8.2244 | 8.1833 | 8.1495 | 8.1249 | 8.1017 | 8.0941 | 8.0866 | 8.079 | 8.0713 | 0 | 59.6157 | 122.369 | 122.369 | 122.369 | 122.369 | 122.369 | 122.369 | 122.369 | 122.369 | 122.369 | 122.369 | 122.369 | 122.369 | 122.369 | 122.369 | 62.7533 | 0 | 2.2737e-13 | 0 | 0 | 0 | 0 | 0 | 0 | 0 | 59.6157 | 181.9847 | 304.3537 | 426.7228 | 549.0918 | 671.4608 | 793.8299 | 916.1989 | 1038.5679 | 1160.9369 | 1283.306 | 1405.675 | 1528.044 | 1650.4131 | 1772.7821 | 1835.5354 | 1835.5354 | 1835.5354 | 1835.5354 | 1835.5354 | 1835.5354 | 1835.5354 | 1835.5354 | 1835.5354 | 853.2807 | 855.8655 | 858.4122 | 860.9141 | 863.3648 | 865.7583 | 868.0892 | 870.352 | 872.5419 | 874.6543 | 876.6847 | 878.6291 | 880.4836 | 882.2447 | 883.909 | 885.4733 | 886.9347 | 888.2906 | 889.5384 | 890.6758 | 891.7123 | 892.6567 | 893.517 | 894.3005 | 895.014 | 364.2793 | 365.3828 | 366.47 | 367.5381 | 368.5843 | 369.6062 | 370.6012 | 371.5673 | 372.5022 | 373.404 | 374.2708 | 375.1009 | 375.8926 | 376.6445 | 377.355 | 378.0228 | 378.6467 | 379.2255 | 379.7582 | 380.2438 | 380.6863 | 381.0895 | 381.4568 | 381.7913 | 382.0959
WA_Commercial_WA - Health_Existing_Space Heating_Natural Gas_Gas Boiler - Insulate Hot Water Lines_A | WA | Commercial | WA - Health | Existing | Space Heating | Natural Gas | Gas Boiler - Insulate Hot Water Lines | A | WCM130 | No insulation | Insulated water lines | 11 | 4.01 | 0 | 0 | 74.5 | 0 | 0 | 0 | 0.28365 | 0.25 | boiler pipe | 30% | 40% | Discretionary | RetroEven20_WA | 85% | Boiler | 0% | 2965.6469 |  | 1266.0823 |  | 0 | GBLR_PINS_HW-Heating-PGE-R7-1 | GBLR_PINS_HW-Heating-PGE-R7-1 | GBLR_PINS_HW-Heating-PGE-R7-1 | No insulation | No insulation | No insulation | No insulation | No insulation | No insulation | No insulation | No insulation | No insulation | No insulation | No insulation | No insulation | No insulation | No insulation | No insulation | No insulation | No insulation | No insulation | No insulation | No insulation | No insulation | No insulation | No insulation | No insulation | No insulation | No insulation | No insulation | Insulated water lines | Insulated water lines | Insulated water lines | Insulated water lines | Insulated water lines | Insulated water lines | Insulated water lines | Insulated water lines | Insulated water lines | Insulated water lines | Insulated water lines | Insulated water lines | Insulated water lines | Insulated water lines | Insulated water lines | Insulated water lines | Insulated water lines | Insulated water lines | Insulated water lines | Insulated water lines | Insulated water lines | Insulated water lines | Insulated water lines | Insulated water lines | Insulated water lines | Insulated water lines | Insulated water lines | 74.5 | 74.5 | 74.5 | 74.5 | 74.5 | 74.5 | 74.5 | 74.5 | 74.5 | 74.5 | 74.5 | 74.5 | 74.5 | 74.5 | 74.5 | 74.5 | 74.5 | 74.5 | 74.5 | 74.5 | 74.5 | 74.5 | 74.5 | 74.5 | 74.5 | 74.5 | 74.5 | 0 | 0 | 3.3348 | 3.2756 | 3.2132 | 3.1487 | 3.0828 | 3.0149 | 2.9458 | 2.8742 | 2.8006 | 2.7255 | 2.6499 | 2.5754 | 2.5019 | 2.4303 | 2.3622 | 2.2988 | 2.2422 | 2.192 | 2.1452 | 2.1026 | 2.0611 | 2.0253 | 1.9896 | 1.9541 | 1.9187 | 0 | 0.22973 | 0.46258 | 0.4533 | 0.44381 | 0.43404 | 0.42409 | 0.41379 | 0.40319 | 0.39238 | 0.38149 | 0.37076 | 0.18471 | 6.9075e-17 | 6.7139e-16 | 0 | 6.3727e-16 | 0 | 6.7068e-16 | 5.976e-17 | 0 | 0 | 0 | 0 | 0 | 0 | 0.22973 | 0.68794 | 1.1274 | 1.5477 | 1.9476 | 2.327 | 2.6843 | 3.0187 | 3.3302 | 3.6193 | 3.8883 | 3.962 | 3.8487 | 3.7408 | 3.6404 | 3.5507 | 3.4712 | 3.3972 | 3.3297 | 3.264 | 3.2072 | 3.1507 | 3.0945 | 3.0384 | 0 | 70.1361 | 143.9636 | 143.9636 | 143.9636 | 143.9636 | 143.9636 | 143.9636 | 143.9636 | 143.9636 | 143.9636 | 143.9636 | 73.8275 | 2.8422e-14 | 2.8422e-13 | 0 | 2.8422e-13 | 0 | 3.1264e-13 | 2.8422e-14 | 0 | 0 | 0 | 0 | 0 | 0 | 70.1361 | 214.0997 | 358.0632 | 502.0268 | 645.9904 | 789.9539 | 933.9175 | 1077.881 | 1221.8446 | 1365.8082 | 1509.7717 | 1583.5992 | 1583.5992 | 1583.5992 | 1583.5992 | 1583.5992 | 1583.5992 | 1583.5992 | 1583.5992 | 1583.5992 | 1583.5992 | 1583.5992 | 1583.5992 | 1583.5992 | 0 | 0.19992 | 0.40752 | 0.40441 | 0.4011 | 0.39752 | 0.39376 | 0.38966 | 0.38525 | 0.38059 | 0.37577 | 0.37099 | 0.18781 | 0 | 7.47e-16 | 0 | 7.7371e-16 | 0 | 7.2488e-16 | 4.0133e-17 | 0 | 0 | 0 | 0 | 0 | 0 | 0.19992 | 0.60605 | 1.0058 | 1.3987 | 1.7838 | 2.1606 | 2.5278 | 2.8844 | 3.2301 | 3.565 | 3.8907 | 4.0286 | 3.9779 | 3.9309 | 3.8896 | 3.8572 | 3.8335 | 3.8145 | 3.8014 | 3.7894 | 3.7858 | 3.7822 | 3.7785 | 3.7749 | 0 | 59.6157 | 122.369 | 122.369 | 122.369 | 122.369 | 122.369 | 122.369 | 122.369 | 122.369 | 122.369 | 122.369 | 62.7533 | 0 | 2.558e-13 | 0 | 2.7001e-13 | 0 | 2.558e-13 | 1.4211e-14 | 0 | 0 | 0 | 0 | 0 | 0 | 59.6157 | 181.9847 | 304.3537 | 426.7228 | 549.0918 | 671.4608 | 793.8299 | 916.1989 | 1038.5679 | 1160.9369 | 1283.306 | 1346.0593 | 1346.0593 | 1346.0593 | 1346.0593 | 1346.0593 | 1346.0593 | 1346.0593 | 1346.0593 | 1346.0593 | 1346.0593 | 1346.0593 | 1346.0593 | 1346.0593 | 0 | 0 | 0 | 0 | 0 | 0 | 0 | 0 | 0 | 0 | 0 | 0 | 0 | 0 | 0 | 0 | 0 | 0 | 0 | 0 | 0 | 0 | 0 | 0 | 0 | 0 | 0 | 0 | 0 | 0 | 0 | 0 | 0 | 0 | 0 | 0 | 0 | 0 | 0 | 0 | 0 | 0 | 0 | 0 | 0 | 0 | 0 | 0 | 0 | 0 | 0 | 0 | 0 | 0 | 0 | 0 | 0 | 0 | 0 | 0 | 0 | 0 | 0 | 0 | 0 | 0 | 0 | 0 | 0 | 0 | 0 | 0 | 0 | 0 | 0 | 0 | 0 | 0 | 0 | 0 | 0 | 0 | 0 | 0 | 0 | 0 | 0 | 0 | 0 | 0 | 0 | 0 | 0 | 0 | 0 | 0 | 0 | 0 | 0 | 0 | 0 | 0.19991 | 0.40745 | 0.40431 | 0.40096 | 0.39734 | 0.39354 | 0.3894 | 0.38496 | 0.38026 | 0.37541 | 0.3706 | 0.1876 | 0 | 7.4598e-16 | 0 | 7.7249e-16 | 0 | 7.2359e-16 | 4.0058e-17 | 0 | 0 | 0 | 0 | 0 | 0 | 0.19991 | 0.60596 | 1.0056 | 1.3982 | 1.783 | 2.1594 | 2.5261 | 2.8822 | 3.2273 | 3.5616 | 3.8865 | 4.0239 | 3.9729 | 3.9255 | 3.8839 | 3.8511 | 3.8271 | 3.8077 | 3.7943 | 3.7819 | 3.7783 | 3.7747 | 3.7711 | 3.7674 | 0 | 59.6157 | 122.369 | 122.369 | 122.369 | 122.369 | 122.369 | 122.369 | 122.369 | 122.369 | 122.369 | 122.369 | 62.7533 | 0 | 2.558e-13 | 0 | 2.7001e-13 | 0 | 2.558e-13 | 1.4211e-14 | 0 | 0 | 0 | 0 | 0 | 0 | 59.6157 | 181.9847 | 304.3537 | 426.7228 | 549.0918 | 671.4608 | 793.8299 | 916.1989 | 1038.5679 | 1160.9369 | 1283.306 | 1346.0593 | 1346.0593 | 1346.0593 | 1346.0593 | 1346.0593 | 1346.0593 | 1346.0593 | 1346.0593 | 1346.0593 | 1346.0593 | 1346.0593 | 1346.0593 | 1346.0593 | 2894.8388 | 2903.608 | 2912.2479 | 2920.7358 | 2929.05 | 2937.1704 | 2945.0779 | 2952.7549 | 2960.1844 | 2967.3508 | 2974.2392 | 2980.8357 | 2987.1274 | 2993.102 | 2998.7482 | 3004.0553 | 3009.0134 | 3013.6133 | 3017.8465 | 3021.7053 | 3025.2218 | 3028.4257 | 3031.3443 | 3034.0025 | 3036.423 | 1235.8532 | 1239.5969 | 1243.2855 | 1246.9091 | 1250.4585 | 1253.9253 | 1257.3011 | 1260.5785 | 1263.7503 | 1266.8098 | 1269.7505 | 1272.5667 | 1275.2527 | 1277.8034 | 1280.2138 | 1282.4795 | 1284.5962 | 1286.56 | 1288.3672 | 1290.0146 | 1291.5158 | 1292.8837 | 1294.1296 | 1295.2644 | 1296.2978
WA_Commercial_WA - Health_Existing_Space Heating_Natural Gas_Condensing RTU_A | WA | Commercial | WA - Health | Existing | Space Heating | Natural Gas | Condensing RTU | A | WCM131 | TBD | TBD | 5 | 0.02218 | 0 | 0 | 20.34 | 0 | 0 | 0 | 0.28365 | 0.25 | sqft cond | 5% | 15% | Discretionary | RetroEven20_WA | 85% | Furnace | 0% | 270279.4575 |  | 115386.6472 |  | 0 | NEEA Condensing Rooftop Unit Field Study - October 28, 2019 | NEEA Condensing Rooftop Unit Field Study - October 28, 2019 | NEEA Condensing Rooftop Unit Field Study - October 28, 2019 | TBD | TBD | TBD | TBD | TBD | TBD | TBD | TBD | TBD | TBD | TBD | TBD | TBD | TBD | TBD | TBD | TBD | TBD | TBD | TBD | TBD | TBD | TBD | TBD | TBD | TBD | TBD | TBD | TBD | TBD | TBD | TBD | TBD | TBD | TBD | TBD | TBD | TBD | TBD | TBD | TBD | TBD | TBD | TBD | TBD | TBD | TBD | TBD | TBD | TBD | TBD | TBD | TBD | TBD | 20.34 | 20.34 | 20.34 | 20.34 | 20.34 | 20.34 | 20.34 | 20.34 | 20.34 | 20.34 | 20.34 | 20.34 | 20.34 | 20.34 | 20.34 | 20.34 | 20.34 | 20.34 | 20.34 | 20.34 | 20.34 | 20.34 | 20.34 | 20.34 | 20.34 | 20.34 | 20.34 | 0 | 0 | 0.018536 | 0.018208 | 0.017849 | 0.017473 | 0.017081 | 0.016672 | 0.01625 | 0.015809 | 0.015353 | 0.014888 | 0.01442 | 0.013959 | 0.013507 | 0.013069 | 0.012651 | 0.012259 | 0.011904 | 0.011588 | 0.011294 | 0.011027 | 0.01077 | 0.010551 | 0.010336 | 0.010125 | 0.009917 | 0 | 0.13658 | 0.27484 | 0.26904 | 0.26301 | 0.25671 | 0.12831 | 0 | 0 | 0 | 0 | 0 | 0 | 0 | 4.1421e-16 | 0 | 0 | 0 | 0 | 0 | 0 | 0 | 0 | 0 | 0 | 0 | 0.13658 | 0.40873 | 0.66914 | 0.91715 | 1.1519 | 1.251 | 1.2171 | 1.182 | 1.1462 | 1.1102 | 1.0747 | 1.0399 | 1.0061 | 0.97395 | 0.94381 | 0.91647 | 0.89213 | 0.86952 | 0.84896 | 0.82917 | 0.8123 | 0.79574 | 0.77949 | 0.76348 | 0 | 7501.3117 | 15397.4292 | 15397.4292 | 15397.4292 | 15397.4292 | 7896.1175 | 0 | 0 | 0 | 0 | 0 | 0 | 0 | 3.2742e-11 | 0 | 0 | 0 | 0 | 0 | 0 | 0 | 0 | 0 | 0 | 0 | 7501.3117 | 22898.7409 | 38296.1701 | 53693.5993 | 69091.0285 | 76987.146 | 76987.146 | 76987.146 | 76987.146 | 76987.146 | 76987.146 | 76987.146 | 76987.146 | 76987.146 | 76987.146 | 76987.146 | 76987.146 | 76987.146 | 76987.146 | 76987.146 | 76987.146 | 76987.146 | 76987.146 | 76987.146 | 0 | 0.11887 | 0.24218 | 0.24012 | 0.23783 | 0.2353 | 0.11925 | 0 | 0 | 0 | 0 | 0 | 0 | 0 | 4.5623e-16 | 0 | 0 | 0 | 0 | 0 | 0 | 0 | 0 | 0 | 0 | 0 | 0.11887 | 0.36017 | 0.59721 | 0.82937 | 1.0558 | 1.1627 | 1.1475 | 1.131 | 1.1136 | 1.0955 | 1.0775 | 1.0597 | 1.0423 | 1.0258 | 1.0108 | 0.99801 | 0.98772 | 0.97886 | 0.9718 | 0.96525 | 0.96143 | 0.95782 | 0.9544 | 0.95115 | 0 | 6376.1149 | 13087.8148 | 13087.8148 | 13087.8148 | 13087.8148 | 6711.6999 | 0 | 0 | 0 | 0 | 0 | 0 | 0 | 2.9104e-11 | 0 | 0 | 0 | 0 | 0 | 0 | 0 | 0 | 0 | 0 | 0 | 6376.1149 | 19463.9297 | 32551.7446 | 45639.5594 | 58727.3742 | 65439.0741 | 65439.0741 | 65439.0741 | 65439.0741 | 65439.0741 | 65439.0741 | 65439.0741 | 65439.0741 | 65439.0741 | 65439.0741 | 65439.0741 | 65439.0741 | 65439.0741 | 65439.0741 | 65439.0741 | 65439.0741 | 65439.0741 | 65439.0741 | 65439.0741 | 0 | 0 | 0 | 0 | 0 | 0 | 0 | 0 | 0 | 0 | 0 | 0 | 0 | 0 | 0 | 0 | 0 | 0 | 0 | 0 | 0 | 0 | 0 | 0 | 0 | 0 | 0 | 0 | 0 | 0 | 0 | 0 | 0 | 0 | 0 | 0 | 0 | 0 | 0 | 0 | 0 | 0 | 0 | 0 | 0 | 0 | 0 | 0 | 0 | 0 | 0 | 0 | 0 | 0 | 0 | 0 | 0 | 0 | 0 | 0 | 0 | 0 | 0 | 0 | 0 | 0 | 0 | 0 | 0 | 0 | 0 | 0 | 0 | 0 | 0 | 0 | 0 | 0 | 0 | 0 | 0 | 0 | 0 | 0 | 0 | 0 | 0 | 0 | 0 | 0 | 0 | 0 | 0 | 0 | 0 | 0 | 0 | 0 | 0 | 0 | 0 | 0 | 0 | 0 | 0 | 0 | 0 | 0 | 0 | 0 | 0 | 0 | 0 | 0 | 0 | 0 | 0 | 0 | 0 | 0 | 0 | 0 | 0 | 0 | 0 | 0 | 0 | 0 | 0 | 0 | 0 | 0 | 0 | 0 | 0 | 0 | 0 | 0 | 0 | 0 | 0 | 0 | 0 | 0 | 0 | 0 | 0 | 0 | 0 | 0 | 0 | 0 | 0 | 0 | 0 | 0 | 0 | 0 | 0 | 0 | 0 | 0 | 0 | 0 | 0 | 0 | 0 | 0 | 0 | 0 | 0 | 0 | 0 | 0 | 0 | 0 | 0 | 0 | 0 | 0 | 0 | 0 | 0 | 0 | 0 | 0 | 0 | 0 | 0 | 0 | 0 | 0 | 0 | 0 | 0 | 0 | 0 | 0 | 0 | 0 | 260591.5214 | 261199.9853 | 261880.5862 | 262636.4689 | 263470.4354 | 264384.9858 | 265382.3529 | 266464.5337 | 267624.3116 | 268855.0278 | 270150.5134 | 271505.0305 | 272913.222 | 274370.0669 | 275870.8425 | 277411.0908 | 278986.5889 | 280485.355 | 281916.1616 | 283249.924 | 284492.3398 | 285648.8983 | 286724.8686 | 287725.2916 | 288654.9754 | 111250.7115 | 111510.4745 | 111801.034 | 112123.7324 | 112479.7662 | 112870.2024 | 113295.9945 | 113757.9949 | 114253.1227 | 114778.5353 | 115331.5989 | 115909.864 | 116511.0436 | 117132.9941 | 117773.6994 | 118431.2562 | 119103.8616 | 119743.709 | 120354.5434 | 120923.948 | 121454.3552 | 121948.1087 | 122407.4577 | 122834.5544 | 123231.4513
WA_Commercial_WA - Health_Existing_Space Heating_Natural Gas_Hydronic Heating Radiator Replacement_A | WA | Commercial | WA - Health | Existing | Space Heating | Natural Gas | Hydronic Heating Radiator Replacement | A | WCM132 | TBD | TBD | 25 | 34 | 0 | 0 | 1117.22 | 0 | 0 | 0 | 0.28365 | 0.25 | radiator | 30% | 40% | Discretionary | RetroEven20_WA | 85% | Boiler | 0% | 3362.8846 |  | 1435.6695 |  | 0 | IL TRM - 4.4.52 - CI-HVC-HHRR-V01-210101 | IL TRM - 4.4.52 - CI-HVC-HHRR-V01-210101 | IL TRM - 4.4.52 - CI-HVC-HHRR-V01-210101 | TBD | TBD | TBD | TBD | TBD | TBD | TBD | TBD | TBD | TBD | TBD | TBD | TBD | TBD | TBD | TBD | TBD | TBD | TBD | TBD | TBD | TBD | TBD | TBD | TBD | TBD | TBD | TBD | TBD | TBD | TBD | TBD | TBD | TBD | TBD | TBD | TBD | TBD | TBD | TBD | TBD | TBD | TBD | TBD | TBD | TBD | TBD | TBD | TBD | TBD | TBD | TBD | TBD | TBD | 1117.22 | 1117.22 | 1117.22 | 1117.22 | 1117.22 | 1117.22 | 1117.22 | 1117.22 | 1117.22 | 1117.22 | 1117.22 | 1117.22 | 1117.22 | 1117.22 | 1117.22 | 1117.22 | 1117.22 | 1117.22 | 1117.22 | 1117.22 | 1117.22 | 1117.22 | 1117.22 | 1117.22 | 1117.22 | 1117.22 | 1117.22 | 0 | 0 | 28.2749 | 27.7608 | 27.2154 | 26.651 | 26.0725 | 25.4763 | 24.8675 | 24.2379 | 23.5919 | 22.9359 | 22.2792 | 21.6366 | 21.0088 | 20.4032 | 19.8292 | 19.2967 | 18.8209 | 18.3992 | 18.0066 | 17.6489 | 17.3003 | 16.9995 | 16.6998 | 16.4017 | 16.1041 | 0 | 0.49456 | 0.99521 | 0.97457 | 0.95342 | 0.93162 | 0.90935 | 0.88633 | 0.86271 | 0.83872 | 0.8147 | 0.79121 | 0.76825 | 0.7461 | 0.72511 | 0.70564 | 0.68824 | 0.67282 | 0.65847 | 0.64539 | 0.63264 | 0 | 0 | 0 | 0 | 0 | 0.49456 | 1.4801 | 2.4239 | 3.3247 | 4.1803 | 4.9898 | 5.7498 | 6.4592 | 7.1184 | 7.7292 | 8.2975 | 8.825 | 9.3167 | 9.7797 | 10.2227 | 10.6589 | 11.0929 | 11.5147 | 11.9314 | 12.3283 | 12.1139 | 11.9004 | 11.6879 | 11.4759 | 0 | 17.8151 | 36.5679 | 36.5679 | 36.5679 | 36.5679 | 36.5679 | 36.5679 | 36.5679 | 36.5679 | 36.5679 | 36.5679 | 36.5679 | 36.5679 | 36.5679 | 36.5679 | 36.5679 | 36.5679 | 36.5679 | 36.5679 | 36.5679 | 0 | 0 | 0 | 0 | 0 | 17.8151 | 54.3831 | 90.951 | 127.5189 | 164.0868 | 200.6547 | 237.2226 | 273.7906 | 310.3585 | 346.9264 | 383.4943 | 420.0622 | 456.6302 | 493.1981 | 529.766 | 566.3339 | 602.9018 | 639.4697 | 676.0377 | 712.6056 | 712.6056 | 712.6056 | 712.6056 | 712.6056 | 0 | 0.4304 | 0.87688 | 0.86968 | 0.86198 | 0.85367 | 0.84487 | 0.83532 | 0.82512 | 0.81443 | 0.80351 | 0.79279 | 0.78231 | 0.7723 | 0.7631 | 0.75507 | 0.74877 | 0.74416 | 0.74047 | 0.73793 | 0.73559 | 0 | 0 | 0 | 0 | 0 | 0.4304 | 1.3041 | 2.1631 | 3.0059 | 3.8306 | 4.636 | 5.4189 | 6.1779 | 6.9122 | 7.623 | 8.3141 | 8.9865 | 9.6439 | 10.2921 | 10.9388 | 11.5963 | 12.2692 | 12.9488 | 13.6423 | 14.3345 | 14.3208 | 14.3071 | 14.2933 | 14.2794 | 0 | 15.1429 | 31.0827 | 31.0827 | 31.0827 | 31.0827 | 31.0827 | 31.0827 | 31.0827 | 31.0827 | 31.0827 | 31.0827 | 31.0827 | 31.0827 | 31.0827 | 31.0827 | 31.0827 | 31.0827 | 31.0827 | 31.0827 | 31.0827 | 0 | 0 | 0 | 0 | 0 | 15.1429 | 46.2256 | 77.3083 | 108.3911 | 139.4738 | 170.5565 | 201.6393 | 232.722 | 263.8047 | 294.8874 | 325.9702 | 357.0529 | 388.1356 | 419.2184 | 450.3011 | 481.3838 | 512.4666 | 543.5493 | 574.632 | 605.7147 | 605.7147 | 605.7147 | 605.7147 | 605.7147 | 0 | 0 | 0 | 0 | 0 | 0 | 0 | 0 | 0 | 0 | 0 | 0 | 0 | 0 | 0 | 0 | 0 | 0 | 0 | 0 | 0 | 0 | 0 | 0 | 0 | 0 | 0 | 0 | 0 | 0 | 0 | 0 | 0 | 0 | 0 | 0 | 0 | 0 | 0 | 0 | 0 | 0 | 0 | 0 | 0 | 0 | 0 | 0 | 0 | 0 | 0 | 0 | 0 | 0 | 0 | 0 | 0 | 0 | 0 | 0 | 0 | 0 | 0 | 0 | 0 | 0 | 0 | 0 | 0 | 0 | 0 | 0 | 0 | 0 | 0 | 0 | 0 | 0 | 0 | 0 | 0 | 0 | 0 | 0 | 0 | 0 | 0 | 0 | 0 | 0 | 0 | 0 | 0 | 0 | 0 | 0 | 0 | 0 | 0 | 0 | 0 | 0 | 0 | 0 | 0 | 0 | 0 | 0 | 0 | 0 | 0 | 0 | 0 | 0 | 0 | 0 | 0 | 0 | 0 | 0 | 0 | 0 | 0 | 0 | 0 | 0 | 0 | 0 | 0 | 0 | 0 | 0 | 0 | 0 | 0 | 0 | 0 | 0 | 0 | 0 | 0 | 0 | 0 | 0 | 0 | 0 | 0 | 0 | 0 | 0 | 0 | 0 | 0 | 0 | 0 | 0 | 0 | 0 | 0 | 0 | 0 | 0 | 0 | 0 | 0 | 0 | 0 | 0 | 0 | 0 | 0 | 0 | 0 | 0 | 0 | 0 | 0 | 0 | 0 | 0 | 0 | 0 | 0 | 0 | 0 | 0 | 0 | 0 | 0 | 0 | 0 | 0 | 0 | 0 | 0 | 0 | 0 | 0 | 0 | 0 | 3282.592 | 3292.5358 | 3302.3331 | 3311.9578 | 3321.3857 | 3330.5938 | 3339.5605 | 3348.2658 | 3356.6905 | 3364.8167 | 3372.6278 | 3380.108 | 3387.2424 | 3394.0173 | 3400.4197 | 3406.4377 | 3412.0599 | 3417.276 | 3422.0762 | 3426.4518 | 3430.4394 | 3434.0725 | 3437.382 | 3440.3962 | 3443.1409 | 1401.3913 | 1405.6365 | 1409.8191 | 1413.9281 | 1417.953 | 1421.884 | 1425.7121 | 1429.4285 | 1433.0251 | 1436.4944 | 1439.8291 | 1443.0224 | 1446.0682 | 1448.9606 | 1451.6939 | 1454.263 | 1456.6632 | 1458.8901 | 1460.9394 | 1462.8074 | 1464.5097 | 1466.0608 | 1467.4737 | 1468.7605 | 1469.9322
WA_Commercial_WA - Health_Existing_Space Heating_Natural Gas_Thermostat - Connected_A | WA | Commercial | WA - Health | Existing | Space Heating | Natural Gas | Thermostat - Connected | A | WCM133 | Standard thermostat. | Thermostat connected to building management control system. | 5 | 32.0215 | 0 | 0 | 222.91 | 13.58 | 0 | 0 | 0.28365 | 0.25 | Stat Unit | 30% | 53.33% | Discretionary | Retro5Med_WA | 85% | Space Heating | 0% | 1635.2265 |  | 873.0126 |  | 0 | DL20_CSTAT_SMRT-Cool-RTF-v1.1-5 | IL TRM - CI-HVC-THST-V01-200101 | DL20_CSTAT_SMRT-Heat-RTF-v1.1-1 | Standard thermostat. | Standard thermostat. | Standard thermostat. | Standard thermostat. | Standard thermostat. | Standard thermostat. | Standard thermostat. | Standard thermostat. | Standard thermostat. | Standard thermostat. | Standard thermostat. | Standard thermostat. | Standard thermostat. | Standard thermostat. | Standard thermostat. | Standard thermostat. | Standard thermostat. | Standard thermostat. | Standard thermostat. | Standard thermostat. | Standard thermostat. | Standard thermostat. | Standard thermostat. | Standard thermostat. | Standard thermostat. | Standard thermostat. | Standard thermostat. | Thermostat connected to building management control system. | Thermostat connected to building management control system. | Thermostat connected to building management control system. | Thermostat connected to building management control system. | Thermostat connected to building management control system. | Thermostat connected to building management control system. | Thermostat connected to building management control system. | Thermostat connected to building management control system. | Thermostat connected to building management control system. | Thermostat connected to building management control system. | Thermostat connected to building management control system. | Thermostat connected to building management control system. | Thermostat connected to building management control system. | Thermostat connected to building management control system. | Thermostat connected to building management control system. | Thermostat connected to building management control system. | Thermostat connected to building management control system. | Thermostat connected to building management control system. | Thermostat connected to building management control system. | Thermostat connected to building management control system. | Thermostat connected to building management control system. | Thermostat connected to building management control system. | Thermostat connected to building management control system. | Thermostat connected to building management control system. | Thermostat connected to building management control system. | Thermostat connected to building management control system. | Thermostat connected to building management control system. | 222.91 | 222.91 | 222.91 | 222.91 | 222.91 | 222.91 | 222.91 | 222.91 | 222.91 | 222.91 | 222.91 | 222.91 | 222.91 | 222.91 | 222.91 | 222.91 | 222.91 | 222.91 | 222.91 | 222.91 | 222.91 | 222.91 | 222.91 | 222.91 | 222.91 | 222.91 | 222.91 | 0 | 0 | 26.7044 | 26.2527 | 25.7727 | 25.274 | 24.7601 | 24.2277 | 23.672 | 23.0919 | 22.4887 | 21.8661 | 21.2306 | 20.6011 | 19.9784 | 19.3708 | 18.7901 | 18.2466 | 17.7569 | 17.3219 | 16.9175 | 16.5497 | 16.1939 | 15.8858 | 15.5816 | 15.2813 | 14.984 | 0 | 1.1705 | 1.4109 | 1.6931 | 1.9255 | 2.149 | 1.3994 | 1.3629 | 1.1071 | 0.69437 | 0.11552 | 0 | 0 | 0 | 0 | 0 | 0 | 0 | 0 | 0 | 0 | 0 | 0 | 0 | 0 | 0 | 1.1705 | 2.56 | 4.2036 | 6.0437 | 8.0627 | 9.2772 | 10.4128 | 11.2478 | 11.6308 | 11.4083 | 11.0701 | 10.7355 | 10.4089 | 10.0969 | 9.8049 | 9.5417 | 9.3079 | 9.0907 | 8.893 | 8.7018 | 8.5363 | 8.3728 | 8.2114 | 8.0517 | 0 | 44.586 | 54.7445 | 66.9912 | 77.7663 | 88.7023 | 59.1176 | 59.02 | 49.2272 | 31.7557 | 5.4411 | 0 | 0 | 0 | 0 | 0 | 0 | 0 | 0 | 0 | 0 | 0 | 0 | 0 | 0 | 0 | 44.586 | 99.3305 | 166.3217 | 244.088 | 332.7903 | 391.9079 | 450.9279 | 500.1551 | 531.9108 | 537.3519 | 537.3519 | 537.3519 | 537.3519 | 537.3519 | 537.3519 | 537.3519 | 537.3519 | 537.3519 | 537.3519 | 537.3519 | 537.3519 | 537.3519 | 537.3519 | 537.3519 | 0 | 1.0185 | 1.2428 | 1.5101 | 1.7395 | 1.9672 | 1.2986 | 1.2825 | 1.057 | 0.67295 | 0.11369 | 0 | 0 | 0 | 0 | 0 | 0 | 0 | 0 | 0 | 0 | 0 | 0 | 0 | 0 | 0 | 1.0185 | 2.2549 | 3.7492 | 5.4599 | 7.3806 | 8.6085 | 9.7987 | 10.739 | 11.272 | 11.2279 | 11.0677 | 10.907 | 10.7495 | 10.6011 | 10.4672 | 10.3566 | 10.2708 | 10.1989 | 10.1444 | 10.0941 | 10.0677 | 10.0424 | 10.0183 | 9.9951 | 0 | 37.8981 | 46.5328 | 56.9426 | 66.1013 | 75.3969 | 50.25 | 50.167 | 41.8431 | 26.9923 | 4.6249 | 0 | 0 | 0 | 0 | 0 | 0 | 0 | 0 | 0 | 0 | 0 | 0 | 0 | 0 | 0 | 37.8981 | 84.4309 | 141.3735 | 207.4748 | 282.8717 | 333.1217 | 383.2887 | 425.1318 | 452.1242 | 456.7491 | 456.7491 | 456.7491 | 456.7491 | 456.7491 | 456.7491 | 456.7491 | 456.7491 | 456.7491 | 456.7491 | 456.7491 | 456.7491 | 456.7491 | 456.7491 | 456.7491 | 0 | 0 | 0 | 0 | 0 | 0 | 0 | 0 | 0 | 0 | 0 | 0 | 0 | 0 | 0 | 0 | 0 | 0 | 0 | 0 | 0 | 0 | 0 | 0 | 0 | 0 | 0 | 0 | 0 | 0 | 0 | 0 | 0 | 0 | 0 | 0 | 0 | 0 | 0 | 0 | 0 | 0 | 0 | 0 | 0 | 0 | 0 | 0 | 0 | 0 | 0 | 0 | 0 | 0 | 0 | 0 | 0 | 0 | 0 | 0 | 0 | 0 | 0 | 0 | 0 | 0 | 0 | 0 | 0 | 0 | 0 | 0 | 0 | 0 | 0 | 0 | 0 | 0 | 0 | 0 | 0 | 0 | 0 | 0 | 0 | 0 | 0 | 0 | 0 | 0 | 0 | 0 | 0 | 0 | 0 | 0 | 0 | 0 | 0 | 0 | 0 | 1.0185 | 1.2426 | 1.5097 | 1.7389 | 1.9663 | 1.2978 | 1.2817 | 1.0562 | 0.67237 | 0.11358 | 0 | 0 | 0 | 0 | 0 | 0 | 0 | 0 | 0 | 0 | 0 | 0 | 0 | 0 | 0 | 1.0185 | 2.2546 | 3.7483 | 5.458 | 7.3772 | 8.6037 | 9.7923 | 10.7309 | 11.2623 | 11.2171 | 11.0559 | 10.8943 | 10.7359 | 10.5866 | 10.4518 | 10.3403 | 10.2537 | 10.1809 | 10.1255 | 10.0742 | 10.0478 | 10.0226 | 9.9985 | 9.9754 | 0 | 37.8981 | 46.5328 | 56.9426 | 66.1013 | 75.3969 | 50.25 | 50.167 | 41.8431 | 26.9923 | 4.6249 | 0 | 0 | 0 | 0 | 0 | 0 | 0 | 0 | 0 | 0 | 0 | 0 | 0 | 0 | 0 | 37.8981 | 84.4309 | 141.3735 | 207.4748 | 282.8717 | 333.1217 | 383.2887 | 425.1318 | 452.1242 | 456.7491 | 456.7491 | 456.7491 | 456.7491 | 456.7491 | 456.7491 | 456.7491 | 456.7491 | 456.7491 | 456.7491 | 456.7491 | 456.7491 | 456.7491 | 456.7491 | 456.7491 | 1585.1262 | 1589.2882 | 1593.67 | 1598.2774 | 1603.115 | 1608.1866 | 1613.4949 | 1619.0415 | 1624.7962 | 1630.7308 | 1636.8187 | 1643.035 | 1649.3561 | 1655.76 | 1662.2255 | 1668.7328 | 1675.263 | 1681.4344 | 1687.2761 | 1692.69 | 1697.705 | 1702.3486 | 1706.6465 | 1710.6229 | 1714.3006 | 846.2652 | 848.4872 | 850.8265 | 853.2863 | 855.869 | 858.5767 | 861.4106 | 864.3718 | 867.4442 | 870.6125 | 873.8627 | 877.1815 | 880.5562 | 883.9751 | 887.4269 | 890.901 | 894.3873 | 897.6821 | 900.8008 | 903.6912 | 906.3686 | 908.8477 | 911.1423 | 913.2652 | 915.2286
WA_Commercial_WA - Health_Existing_Water Heating_Natural Gas_Water Heater - Thermostatic Shower Restriction Valve_A | WA | Commercial | WA - Health | Existing | Water Heating | Natural Gas | Water Heater - Thermostatic Shower Restriction Valve | A | WCM134 | No thermostatic control on shower. | Thermostatic shower restriction valve. | 10 | 222.3829 | 0 | 0 | 199.63 | 55.85 | 0 | 0 | 0.28365 | 0.25 | showerhead | 86.67% | 86.67% | Discretionary | Retro5Med_WA | 85% | Water Heater | 0% | -102.7763 |  | 75.8487 |  | 0 | ThermostaticShowerRestrictionValve_v4_2 | ThermostaticShowerRestrictionValve_v4_2 | ThermostaticShowerRestrictionValve_v4_2 | No thermostatic control on shower. | No thermostatic control on shower. | No thermostatic control on shower. | No thermostatic control on shower. | No thermostatic control on shower. | No thermostatic control on shower. | No thermostatic control on shower. | No thermostatic control on shower. | No thermostatic control on shower. | No thermostatic control on shower. | No thermostatic control on shower. | No thermostatic control on shower. | No thermostatic control on shower. | No thermostatic control on shower. | No thermostatic control on shower. | No thermostatic control on shower. | No thermostatic control on shower. | No thermostatic control on shower. | No thermostatic control on shower. | No thermostatic control on shower. | No thermostatic control on shower. | No thermostatic control on shower. | No thermostatic control on shower. | No thermostatic control on shower. | No thermostatic control on shower. | No thermostatic control on shower. | No thermostatic control on shower. | Thermostatic shower restriction valve. | Thermostatic shower restriction valve. | Thermostatic shower restriction valve. | Thermostatic shower restriction valve. | Thermostatic shower restriction valve. | Thermostatic shower restriction valve. | Thermostatic shower restriction valve. | Thermostatic shower restriction valve. | Thermostatic shower restriction valve. | Thermostatic shower restriction valve. | Thermostatic shower restriction valve. | Thermostatic shower restriction valve. | Thermostatic shower restriction valve. | Thermostatic shower restriction valve. | Thermostatic shower restriction valve. | Thermostatic shower restriction valve. | Thermostatic shower restriction valve. | Thermostatic shower restriction valve. | Thermostatic shower restriction valve. | Thermostatic shower restriction valve. | Thermostatic shower restriction valve. | Thermostatic shower restriction valve. | Thermostatic shower restriction valve. | Thermostatic shower restriction valve. | Thermostatic shower restriction valve. | Thermostatic shower restriction valve. | Thermostatic shower restriction valve. | 199.63 | 199.63 | 199.63 | 199.63 | 199.63 | 199.63 | 199.63 | 199.63 | 199.63 | 199.63 | 199.63 | 199.63 | 199.63 | 199.63 | 199.63 | 199.63 | 199.63 | 199.63 | 199.63 | 199.63 | 199.63 | 199.63 | 199.63 | 199.63 | 199.63 | 199.63 | 199.63 | 0 | 0 | 411.7137 | 400.0765 | 389.2438 | 379.6582 | 370.8189 | 362.6906 | 355.1319 | 348.4948 | 342.1223 | 336.0739 | 334.2598 | 332.8275 | 331.7367 | 329.7023 | 328.1395 | 326.9604 | 326.0172 | 325.2107 | 324.742 | 324.4751 | 324.3461 | 324.2429 | 323.9253 | 323.8592 | 323.8064 | 0 | 0 | 0 | 0 | 0 | 0 | 0 | 0 | 0 | 0 | 0 | 0 | 0 | 0 | 0 | 0 | 0 | 0 | 0 | 0 | 0 | 0 | 0 | 0 | 0 | 0 | 0 | 0 | 0 | 0 | 0 | 0 | 0 | 0 | 0 | 0 | 0 | 0 | 0 | 0 | 0 | 0 | 0 | 0 | 0 | 0 | 0 | 0 | 0 | 0 | 0 | 0 | 0 | 0 | 0 | 0 | 0 | 0 | 0 | 0 | 0 | 0 | 0 | 0 | 0 | 0 | 0 | 0 | 0 | 0 | 0 | 0 | 0 | 0 | 0 | 0 | 0 | 0 | 0 | 0 | 0 | 0 | 0 | 0 | 0 | 0 | 0 | 0 | 0 | 0 | 0 | 0 | 0 | 0 | 0 | 0 | 0 | 0 | 0 | 0 | 0 | 0 | 0 | 0 | 0 | 0 | 0 | 0 | 0 | 0 | 0 | 0 | 0 | 0 | 0 | 0 | 0 | 0 | 0 | 0 | 0 | 0 | 0 | 0 | 0 | 0 | 0 | 0 | 0 | 0 | 0 | 0 | 0 | 0 | 0 | 0 | 0 | 0 | 0 | 0 | 0 | 0 | 0 | 0 | 0 | 0 | 0 | 0 | 0 | 0 | 0 | 0 | 0 | 0 | 0 | 0 | 0 | 0 | 0 | 0 | 0 | 0 | 0 | 0 | 0 | 0 | 0 | 0 | 0 | 0 | 0 | 0 | 0 | 0 | 0 | 0 | 0 | 0 | 0 | 0 | 0 | 0 | 0 | 0 | 0 | 0 | 0 | 0 | 0 | 0 | 0 | 0 | 0 | 0 | 0 | 0 | 0 | 0 | 0 | 0 | 0 | 0 | 0 | 0 | 0 | 0 | 0 | 0 | 0 | 0 | 0 | 0 | 0 | 0 | 0 | 0 | 0 | 0 | 0 | 0 | 0 | 0 | 0 | 0 | 0 | 0 | 0 | 0 | 0 | 0 | 0 | 0 | 0 | 0 | 0 | 0 | 0 | 0 | 0 | 0 | 0 | 0 | 0 | 0 | 0 | 0 | 0 | 0 | 0 | 0 | 0 | 0 | 0 | 0 | 0 | 0 | 0 | 0 | 0 | 0 | 0 | 0 | 0 | 0 | 0 | 0 | 0 | 0 | 0 | 0 | 0 | 0 | 0 | 0 | 0 | 0 | 0 | 0 | 0 | 0 | 0 | 0 | 0 | 0 | 0 | 0 | 0 | 0 | 0 | 0 | 0 | 0 | 0 | 0 | 0 | 0 | 0 | 0 | 0 | 0 | 0 | 0 | 0 | 0 | 0 | 0 | 0 | 0 | 0 | 0 | 0 | 0 | 0 | 0 | 0 | 0 | 0 | 0 | 0 | 0 | 0 | 0 | 0 | 0 | 0 | 0 | 0 | 0 | 0 | 0 | 0 | 0 | 0 | 0 | 0 | 0 | 0 | 0 | 0 | 0 | 0 | 0 | 0 | 0 | 0 | 0 | 0 | 0 | 0 | 0 | 0 | 0 | 0 | 0 | 0 | 0 | 0 | 0 | 0 | 0 | 0 | 0 | 0 | 0 | 0 | 0 | 0 | 0 | 0 | 0 | 0 | 0 | 0 | 0 | 0 | 0 | 0 | 0 | 0 | 0 | 0 | 0 | 0 | 0 | 0 | 0 | 0 | 0 | 0 | 0 | 0 | 0 | 0 | 0 | 0 | 0 | 0 | 0 | 0 | 0 | -95.5133 | -97.0332 | -98.4082 | -99.638 | -100.7221 | -101.6594 | -102.4487 | -103.089 | -103.6071 | -104.0253 | -104.3623 | -104.6335 | -104.8514 | -105.0265 | -105.1669 | -105.2795 | -105.3698 | -105.4421 | -105.5001 | -105.5465 | -105.5836 | -105.6133 | -105.6371 | -105.6562 | -105.6714 | 70.4886 | 71.6103 | 72.625 | 73.5327 | 74.3327 | 75.0244 | 75.6069 | 76.0795 | 76.4618 | 76.7705 | 77.0192 | 77.2193 | 77.3802 | 77.5093 | 77.613 | 77.6961 | 77.7627 | 77.8161 | 77.8588 | 77.8931 | 77.9205 | 77.9424 | 77.96 | 77.9741 | 77.9853
WA_Commercial_WA - Health_Existing_Water Heating_Natural Gas_Water Heater - Pre-Rinse Spray Valve_A | WA | Commercial | WA - Health | Existing | Water Heating | Natural Gas | Water Heater - Pre-Rinse Spray Valve | A | WCM135 | Standard pre-rinse spray valve. | Low flow pre-rinse spray valve. | 4 | 16.81 | 0 | 0 | 915.52 | 0 | 0 | 0 | 0.28365 | 0.25 | KitchenFaucet | 25% | 53.33% | Discretionary | Retro5Med_WA | 85% | Water Heater | 0% | 22398.7304 |  | 9562.3782 |  | 0 | Avista TRM | Avista TRM | Avista TRM | Standard pre-rinse spray valve. | Standard pre-rinse spray valve. | Standard pre-rinse spray valve. | Standard pre-rinse spray valve. | Standard pre-rinse spray valve. | Standard pre-rinse spray valve. | Standard pre-rinse spray valve. | Standard pre-rinse spray valve. | Standard pre-rinse spray valve. | Standard pre-rinse spray valve. | Standard pre-rinse spray valve. | Standard pre-rinse spray valve. | Standard pre-rinse spray valve. | Standard pre-rinse spray valve. | Standard pre-rinse spray valve. | Standard pre-rinse spray valve. | Standard pre-rinse spray valve. | Standard pre-rinse spray valve. | Standard pre-rinse spray valve. | Standard pre-rinse spray valve. | Standard pre-rinse spray valve. | Standard pre-rinse spray valve. | Standard pre-rinse spray valve. | Standard pre-rinse spray valve. | Standard pre-rinse spray valve. | Standard pre-rinse spray valve. | Standard pre-rinse spray valve. | Low flow pre-rinse spray valve. | Low flow pre-rinse spray valve. | Low flow pre-rinse spray valve. | Low flow pre-rinse spray valve. | Low flow pre-rinse spray valve. | Low flow pre-rinse spray valve. | Low flow pre-rinse spray valve. | Low flow pre-rinse spray valve. | Low flow pre-rinse spray valve. | Low flow pre-rinse spray valve. | Low flow pre-rinse spray valve. | Low flow pre-rinse spray valve. | Low flow pre-rinse spray valve. | Low flow pre-rinse spray valve. | Low flow pre-rinse spray valve. | Low flow pre-rinse spray valve. | Low flow pre-rinse spray valve. | Low flow pre-rinse spray valve. | Low flow pre-rinse spray valve. | Low flow pre-rinse spray valve. | Low flow pre-rinse spray valve. | Low flow pre-rinse spray valve. | Low flow pre-rinse spray valve. | Low flow pre-rinse spray valve. | Low flow pre-rinse spray valve. | Low flow pre-rinse spray valve. | Low flow pre-rinse spray valve. | 915.52 | 915.52 | 915.52 | 915.52 | 915.52 | 915.52 | 915.52 | 915.52 | 915.52 | 915.52 | 915.52 | 915.52 | 915.52 | 915.52 | 915.52 | 915.52 | 915.52 | 915.52 | 915.52 | 915.52 | 915.52 | 915.52 | 915.52 | 915.52 | 915.52 | 915.52 | 915.52 | 0 | 0 | 31.1216 | 30.0489 | 29.0078 | 28.0251 | 27.0716 | 26.1456 | 25.2235 | 24.3496 | 23.4976 | 22.705 | 22.2607 | 21.9183 | 21.7928 | 21.6285 | 21.5127 | 21.4354 | 21.3735 | 21.3207 | 21.2899 | 21.2724 | 21.264 | 21.2572 | 21.2364 | 21.2321 | 21.2286 | 0 | 0.029524 | 0.034995 | 0.041373 | 0.046393 | 0.025418 | 0.027214 | 0.025098 | 0.019911 | 0.010417 | 0 | 0 | 0 | 0 | 0 | 0 | 0 | 0 | 0 | 0 | 0 | 0 | 0 | 0 | 0 | 0 | 0.029524 | 0.063496 | 0.10272 | 0.14562 | 0.16605 | 0.18741 | 0.20602 | 0.21872 | 0.22176 | 0.21742 | 0.21408 | 0.21285 | 0.21124 | 0.21011 | 0.20936 | 0.20875 | 0.20824 | 0.20794 | 0.20777 | 0.20768 | 0.20762 | 0.20741 | 0.20737 | 0.20734 | 0 | 0.98254 | 1.2064 | 1.4763 | 1.7137 | 0.97219 | 1.0789 | 1.0307 | 0.84737 | 0.4588 | 0 | 0 | 0 | 0 | 0 | 0 | 0 | 0 | 0 | 0 | 0 | 0 | 0 | 0 | 0 | 0 | 0.98254 | 2.1889 | 3.6652 | 5.3789 | 6.3511 | 7.43 | 8.4608 | 9.3082 | 9.767 | 9.767 | 9.767 | 9.767 | 9.767 | 9.767 | 9.767 | 9.767 | 9.767 | 9.767 | 9.767 | 9.767 | 9.767 | 9.767 | 9.767 | 9.767 | 0 | 0.025655 | 0.030753 | 0.036758 | 0.041667 | 0.023074 | 0.024971 | 0.023275 | 0.01867 | 0.0098771 | 0 | 0 | 0 | 0 | 0 | 0 | 0 | 0 | 0 | 0 | 0 | 0 | 0 | 0 | 0 | 0 | 0.025655 | 0.055799 | 0.09126 | 0.13078 | 0.15074 | 0.17196 | 0.19105 | 0.20509 | 0.21026 | 0.20598 | 0.20258 | 0.20096 | 0.19949 | 0.19841 | 0.19767 | 0.19708 | 0.19661 | 0.19626 | 0.19602 | 0.19584 | 0.19571 | 0.19554 | 0.1955 | 0.19548 | 0 | 0.83516 | 1.0254 | 1.2548 | 1.4567 | 0.82636 | 0.91707 | 0.87613 | 0.72026 | 0.38998 | 0 | 0 | 0 | 0 | 0 | 0 | 0 | 0 | 0 | 0 | 0 | 0 | 0 | 0 | 0 | 0 | 0.83516 | 1.8606 | 3.1154 | 4.5721 | 5.3985 | 6.3155 | 7.1917 | 7.9119 | 8.3019 | 8.3019 | 8.3019 | 8.3019 | 8.3019 | 8.3019 | 8.3019 | 8.3019 | 8.3019 | 8.3019 | 8.3019 | 8.3019 | 8.3019 | 8.3019 | 8.3019 | 8.3019 | 0 | 0 | 0 | 0 | 0 | 0 | 0 | 0 | 0 | 0 | 0 | 0 | 0 | 0 | 0 | 0 | 0 | 0 | 0 | 0 | 0 | 0 | 0 | 0 | 0 | 0 | 0 | 0 | 0 | 0 | 0 | 0 | 0 | 0 | 0 | 0 | 0 | 0 | 0 | 0 | 0 | 0 | 0 | 0 | 0 | 0 | 0 | 0 | 0 | 0 | 0 | 0 | 0 | 0 | 0 | 0 | 0 | 0 | 0 | 0 | 0 | 0 | 0 | 0 | 0 | 0 | 0 | 0 | 0 | 0 | 0 | 0 | 0 | 0 | 0 | 0 | 0 | 0 | 0 | 0 | 0 | 0 | 0 | 0 | 0 | 0 | 0 | 0 | 0 | 0 | 0 | 0 | 0 | 0 | 0 | 0 | 0 | 0 | 0 | 0 | 0 | 0 | 0 | 0 | 0 | 0 | 0 | 0 | 0 | 0 | 0 | 0 | 0 | 0 | 0 | 0 | 0 | 0 | 0 | 0 | 0 | 0 | 0 | 0 | 0 | 0 | 0 | 0 | 0 | 0 | 0 | 0 | 0 | 0 | 0 | 0 | 0 | 0 | 0 | 0 | 0 | 0 | 0 | 0 | 0 | 0 | 0 | 0 | 0 | 0 | 0 | 0 | 0 | 0 | 0 | 0 | 0 | 0 | 0 | 0 | 0 | 0 | 0 | 0 | 0 | 0 | 0 | 0 | 0 | 0 | 0 | 0 | 0 | 0 | 0 | 0 | 0 | 0 | 0 | 0 | 0 | 0 | 0 | 0 | 0 | 0 | 0 | 0 | 0 | 0 | 0 | 0 | 0 | 0 | 0 | 0 | 0 | 0 | 0 | 0 | 20815.8643 | 21147.104 | 21446.7564 | 21714.7887 | 21951.0487 | 22155.3129 | 22327.3343 | 22466.8868 | 22579.7911 | 22670.9349 | 22744.3814 | 22803.4821 | 22850.9844 | 22889.1288 | 22919.7363 | 22944.2812 | 22963.955 | 22979.7184 | 22992.3447 | 23002.4557 | 23010.5509 | 23017.0312 | 23022.218 | 23026.3692 | 23029.6912 | 8886.6272 | 9028.0388 | 9155.9652 | 9270.3925 | 9371.2557 | 9458.4594 | 9531.8981 | 9591.4753 | 9639.676 | 9678.5867 | 9709.9422 | 9735.1733 | 9755.4527 | 9771.7372 | 9784.804 | 9795.2826 | 9803.6817 | 9810.4113 | 9815.8017 | 9820.1183 | 9823.5742 | 9826.3408 | 9828.5551 | 9830.3273 | 9831.7456
WA_Commercial_WA - Health_Existing_Water Heating_Natural Gas_Water Heater - Temperature Setback_A | WA | Commercial | WA - Health | Existing | Water Heating | Natural Gas | Water Heater - Temperature Setback | A | WCM136 | No water heater temperature setback. | Water heater temperature setback. | 2 | 103.9223 | 0 | 0 | 3.73 | 0 | 0 | 0 | 0.28365 | 0.25 | WHunits | 15% | 100% | Discretionary | Retro5Med_WA | 85% | Water Heater | 0% | 27.676 |  | 11.8153 |  | 0 | IL TRM - RS-HWE-TMPS-V08-210101 | IL TRM - RS-HWE-TMPS-V08-210101 | IL TRM - RS-HWE-TMPS-V08-210101 | No water heater temperature setback. | No water heater temperature setback. | No water heater temperature setback. | No water heater temperature setback. | No water heater temperature setback. | No water heater temperature setback. | No water heater temperature setback. | No water heater temperature setback. | No water heater temperature setback. | No water heater temperature setback. | No water heater temperature setback. | No water heater temperature setback. | No water heater temperature setback. | No water heater temperature setback. | No water heater temperature setback. | No water heater temperature setback. | No water heater temperature setback. | No water heater temperature setback. | No water heater temperature setback. | No water heater temperature setback. | No water heater temperature setback. | No water heater temperature setback. | No water heater temperature setback. | No water heater temperature setback. | No water heater temperature setback. | No water heater temperature setback. | No water heater temperature setback. | Water heater temperature setback. | Water heater temperature setback. | Water heater temperature setback. | Water heater temperature setback. | Water heater temperature setback. | Water heater temperature setback. | Water heater temperature setback. | Water heater temperature setback. | Water heater temperature setback. | Water heater temperature setback. | Water heater temperature setback. | Water heater temperature setback. | Water heater temperature setback. | Water heater temperature setback. | Water heater temperature setback. | Water heater temperature setback. | Water heater temperature setback. | Water heater temperature setback. | Water heater temperature setback. | Water heater temperature setback. | Water heater temperature setback. | Water heater temperature setback. | Water heater temperature setback. | Water heater temperature setback. | Water heater temperature setback. | Water heater temperature setback. | Water heater temperature setback. | 3.73 | 3.73 | 3.73 | 3.73 | 3.73 | 3.73 | 3.73 | 3.73 | 3.73 | 3.73 | 3.73 | 3.73 | 3.73 | 3.73 | 3.73 | 3.73 | 3.73 | 3.73 | 3.73 | 3.73 | 3.73 | 3.73 | 3.73 | 3.73 | 3.73 | 3.73 | 3.73 | 0 | 0 | 192.399 | 187.2391 | 182.503 | 178.1422 | 174.1288 | 170.4359 | 167.0292 | 163.9076 | 160.9104 | 158.0657 | 157.2125 | 156.5388 | 156.0258 | 155.0689 | 154.3339 | 153.7793 | 153.3357 | 152.9564 | 152.736 | 152.6104 | 152.5497 | 152.5012 | 152.3518 | 152.3207 | 152.2959 | 0 | 3.2263 | 3.8612 | 1.5425 | 1.5493 | 1.4301 | 1.6743 | 0 | 0 | 0 | 0 | 0 | 0 | 0 | 0 | 0 | 0 | 0 | 0 | 0 | 0 | 0 | 0 | 0 | 0 | 0 | 3.2263 | 7.0059 | 8.3811 | 9.7415 | 10.965 | 12.4201 | 12.188 | 11.9651 | 11.7536 | 11.6901 | 11.64 | 11.6019 | 11.5307 | 11.4761 | 11.4348 | 11.4019 | 11.3736 | 11.3573 | 11.3479 | 11.3434 | 11.3398 | 11.3287 | 11.3264 | 11.3245 | 0 | 17.2311 | 21.157 | 8.6589 | 8.8972 | 8.3906 | 10.024 | 0 | 0 | 0 | 0 | 0 | 0 | 0 | 0 | 0 | 0 | 0 | 0 | 0 | 0 | 0 | 0 | 0 | 0 | 0 | 17.2311 | 38.3881 | 47.047 | 55.9442 | 64.3348 | 74.3588 | 74.3588 | 74.3588 | 74.3588 | 74.3588 | 74.3588 | 74.3588 | 74.3588 | 74.3588 | 74.3588 | 74.3588 | 74.3588 | 74.3588 | 74.3588 | 74.3588 | 74.3588 | 74.3588 | 74.3588 | 74.3588 | 0 | 2.8002 | 3.3842 | 1.3647 | 1.3831 | 1.2878 | 1.5203 | 0 | 0 | 0 | 0 | 0 | 0 | 0 | 0 | 0 | 0 | 0 | 0 | 0 | 0 | 0 | 0 | 0 | 0 | 0 | 2.8002 | 6.1404 | 7.415 | 8.6967 | 9.8739 | 11.2776 | 11.1563 | 11.0444 | 10.9418 | 10.8489 | 10.7708 | 10.7064 | 10.6408 | 10.5891 | 10.5495 | 10.518 | 10.4927 | 10.4744 | 10.4612 | 10.4516 | 10.4446 | 10.4359 | 10.4339 | 10.4323 | 0 | 14.6464 | 17.9835 | 7.3601 | 7.5626 | 7.132 | 8.5204 | 0 | 0 | 0 | 0 | 0 | 0 | 0 | 0 | 0 | 0 | 0 | 0 | 0 | 0 | 0 | 0 | 0 | 0 | 0 | 14.6464 | 32.6299 | 39.9899 | 47.5526 | 54.6846 | 63.205 | 63.205 | 63.205 | 63.205 | 63.205 | 63.205 | 63.205 | 63.205 | 63.205 | 63.205 | 63.205 | 63.205 | 63.205 | 63.205 | 63.205 | 63.205 | 63.205 | 63.205 | 63.205 | 0 | 2.8002 | 3.3842 | 1.3647 | 1.3831 | 1.2878 | 1.5203 | 0 | 0 | 0 | 0 | 0 | 0 | 0 | 0 | 0 | 0 | 0 | 0 | 0 | 0 | 0 | 0 | 0 | 0 | 0 | 2.8002 | 6.1404 | 7.415 | 8.6967 | 9.8739 | 11.2776 | 11.1563 | 11.0444 | 10.9418 | 10.8489 | 10.7708 | 10.7064 | 10.6408 | 10.5891 | 10.5495 | 10.518 | 10.4927 | 10.4744 | 10.4612 | 10.4516 | 10.4446 | 10.4359 | 10.4339 | 10.4323 | 0 | 14.6464 | 17.9835 | 7.3601 | 7.5626 | 7.132 | 8.5204 | 0 | 0 | 0 | 0 | 0 | 0 | 0 | 0 | 0 | 0 | 0 | 0 | 0 | 0 | 0 | 0 | 0 | 0 | 0 | 14.6464 | 32.6299 | 39.9899 | 47.5526 | 54.6846 | 63.205 | 63.205 | 63.205 | 63.205 | 63.205 | 63.205 | 63.205 | 63.205 | 63.205 | 63.205 | 63.205 | 63.205 | 63.205 | 63.205 | 63.205 | 63.205 | 63.205 | 63.205 | 63.205 | 0 | 2.8002 | 3.3842 | 1.3647 | 1.3831 | 1.2878 | 1.5203 | 0 | 0 | 0 | 0 | 0 | 0 | 0 | 0 | 0 | 0 | 0 | 0 | 0 | 0 | 0 | 0 | 0 | 0 | 0 | 2.8002 | 6.1404 | 7.415 | 8.6967 | 9.8739 | 11.2776 | 11.1563 | 11.0444 | 10.9418 | 10.8489 | 10.7708 | 10.7064 | 10.6408 | 10.5891 | 10.5495 | 10.518 | 10.4927 | 10.4744 | 10.4612 | 10.4516 | 10.4446 | 10.4359 | 10.4339 | 10.4323 | 0 | 14.6464 | 17.9835 | 7.3601 | 7.5626 | 7.132 | 8.5204 | 0 | 0 | 0 | 0 | 0 | 0 | 0 | 0 | 0 | 0 | 0 | 0 | 0 | 0 | 0 | 0 | 0 | 0 | 0 | 14.6464 | 32.6299 | 39.9899 | 47.5526 | 54.6846 | 63.205 | 63.205 | 63.205 | 63.205 | 63.205 | 63.205 | 63.205 | 63.205 | 63.205 | 63.205 | 63.205 | 63.205 | 63.205 | 63.205 | 63.205 | 63.205 | 63.205 | 63.205 | 63.205 | 25.7202 | 26.1295 | 26.4998 | 26.8309 | 27.1229 | 27.3753 | 27.5878 | 27.7602 | 27.8997 | 28.0124 | 28.1031 | 28.1761 | 28.2348 | 28.282 | 28.3198 | 28.3501 | 28.3744 | 28.3939 | 28.4095 | 28.422 | 28.432 | 28.44 | 28.4464 | 28.4515 | 28.4556 | 10.9804 | 11.1551 | 11.3132 | 11.4546 | 11.5792 | 11.6869 | 11.7777 | 11.8513 | 11.9109 | 11.9589 | 11.9977 | 12.0288 | 12.0539 | 12.074 | 12.0902 | 12.1031 | 12.1135 | 12.1218 | 12.1285 | 12.1338 | 12.1381 | 12.1415 | 12.1442 | 12.1464 | 12.1482
WA_Commercial_WA - Health_Existing_Water Heating_Natural Gas_Water Heater - Faucet Aerators_A | WA | Commercial | WA - Health | Existing | Water Heating | Natural Gas | Water Heater - Faucet Aerators | A | WCM137 | 0 | 0 | 10 | 24.4071 | 0 | 0 | 60.72 | 121.45 | 0 | 0 | 0.28365 | 0.25 | faucet | 86.67% | 86.67% | Discretionary | Retro5Med_WA | 85% | Water Heater | 0% | -5064.296 |  | 210.2033 |  | 0 | DHW_AER-Water Heating-XCELCO-2017-18-6 | DHW_AER-Water Heating-XCELCO-2017-18-6 | DHW_AER-Water Heating-ILTRM-v5.0-24 | 0 | 0 | 0 | 0 | 0 | 0 | 0 | 0 | 0 | 0 | 0 | 0 | 0 | 0 | 0 | 0 | 0 | 0 | 0 | 0 | 0 | 0 | 0 | 0 | 0 | 0 | 0 | 0 | 0 | 0 | 0 | 0 | 0 | 0 | 0 | 0 | 0 | 0 | 0 | 0 | 0 | 0 | 0 | 0 | 0 | 0 | 0 | 0 | 0 | 0 | 0 | 0 | 0 | 0 | 60.72 | 60.72 | 60.72 | 60.72 | 60.72 | 60.72 | 60.72 | 60.72 | 60.72 | 60.72 | 60.72 | 60.72 | 60.72 | 60.72 | 60.72 | 60.72 | 60.72 | 60.72 | 60.72 | 60.72 | 60.72 | 60.72 | 60.72 | 60.72 | 60.72 | 60.72 | 60.72 | 0 | 0 | 45.1866 | 43.7019 | 42.2706 | 40.9338 | 39.6452 | 38.4019 | 37.1731 | 36.0171 | 34.8959 | 33.8507 | 33.3018 | 32.877 | 32.7484 | 32.5476 | 32.3933 | 32.2769 | 32.1838 | 32.1042 | 32.0579 | 32.0316 | 32.0188 | 32.0086 | 31.9773 | 31.9708 | 31.9655 | 0 | 0 | 0 | 0 | 0 | 0 | 0 | 0 | 0 | 0 | 0 | 0 | 0 | 0 | 0 | 0 | 0 | 0 | 0 | 0 | 0 | 0 | 0 | 0 | 0 | 0 | 0 | 0 | 0 | 0 | 0 | 0 | 0 | 0 | 0 | 0 | 0 | 0 | 0 | 0 | 0 | 0 | 0 | 0 | 0 | 0 | 0 | 0 | 0 | 0 | 0 | 0 | 0 | 0 | 0 | 0 | 0 | 0 | 0 | 0 | 0 | 0 | 0 | 0 | 0 | 0 | 0 | 0 | 0 | 0 | 0 | 0 | 0 | 0 | 0 | 0 | 0 | 0 | 0 | 0 | 0 | 0 | 0 | 0 | 0 | 0 | 0 | 0 | 0 | 0 | 0 | 0 | 0 | 0 | 0 | 0 | 0 | 0 | 0 | 0 | 0 | 0 | 0 | 0 | 0 | 0 | 0 | 0 | 0 | 0 | 0 | 0 | 0 | 0 | 0 | 0 | 0 | 0 | 0 | 0 | 0 | 0 | 0 | 0 | 0 | 0 | 0 | 0 | 0 | 0 | 0 | 0 | 0 | 0 | 0 | 0 | 0 | 0 | 0 | 0 | 0 | 0 | 0 | 0 | 0 | 0 | 0 | 0 | 0 | 0 | 0 | 0 | 0 | 0 | 0 | 0 | 0 | 0 | 0 | 0 | 0 | 0 | 0 | 0 | 0 | 0 | 0 | 0 | 0 | 0 | 0 | 0 | 0 | 0 | 0 | 0 | 0 | 0 | 0 | 0 | 0 | 0 | 0 | 0 | 0 | 0 | 0 | 0 | 0 | 0 | 0 | 0 | 0 | 0 | 0 | 0 | 0 | 0 | 0 | 0 | 0 | 0 | 0 | 0 | 0 | 0 | 0 | 0 | 0 | 0 | 0 | 0 | 0 | 0 | 0 | 0 | 0 | 0 | 0 | 0 | 0 | 0 | 0 | 0 | 0 | 0 | 0 | 0 | 0 | 0 | 0 | 0 | 0 | 0 | 0 | 0 | 0 | 0 | 0 | 0 | 0 | 0 | 0 | 0 | 0 | 0 | 0 | 0 | 0 | 0 | 0 | 0 | 0 | 0 | 0 | 0 | 0 | 0 | 0 | 0 | 0 | 0 | 0 | 0 | 0 | 0 | 0 | 0 | 0 | 0 | 0 | 0 | 0 | 0 | 0 | 0 | 0 | 0 | 0 | 0 | 0 | 0 | 0 | 0 | 0 | 0 | 0 | 0 | 0 | 0 | 0 | 0 | 0 | 0 | 0 | 0 | 0 | 0 | 0 | 0 | 0 | 0 | 0 | 0 | 0 | 0 | 0 | 0 | 0 | 0 | 0 | 0 | 0 | 0 | 0 | 0 | 0 | 0 | 0 | 0 | 0 | 0 | 0 | 0 | 0 | 0 | 0 | 0 | 0 | 0 | 0 | 0 | 0 | 0 | 0 | 0 | 0 | 0 | 0 | 0 | 0 | 0 | 0 | 0 | 0 | 0 | 0 | 0 | 0 | 0 | 0 | 0 | 0 | 0 | 0 | 0 | 0 | 0 | 0 | 0 | 0 | 0 | 0 | 0 | 0 | 0 | 0 | 0 | 0 | 0 | 0 | 0 | 0 | 0 | 0 | 0 | 0 | 0 | 0 | 0 | 0 | 0 | 0 | 0 | 0 | 0 | 0 | 0 | 0 | 0 | 0 | 0 | 0 | 0 | 0 | 0 | 0 | 0 | 0 | 0 | -4706.414 | -4781.3064 | -4849.0571 | -4909.6585 | -4963.0763 | -5009.2599 | -5048.1535 | -5079.706 | -5105.2333 | -5125.8407 | -5142.4468 | -5155.8093 | -5166.5494 | -5175.1738 | -5182.0941 | -5187.6436 | -5192.0918 | -5195.6559 | -5198.5106 | -5200.7967 | -5202.627 | -5204.0922 | -5205.2649 | -5206.2035 | -5206.9546 | 195.3488 | 198.4573 | 201.2694 | 203.7848 | 206.002 | 207.919 | 209.5333 | 210.843 | 211.9025 | 212.7579 | 213.4471 | 214.0018 | 214.4476 | 214.8055 | 215.0928 | 215.3231 | 215.5078 | 215.6557 | 215.7742 | 215.8691 | 215.945 | 216.0058 | 216.0545 | 216.0935 | 216.1247
WA_Commercial_WA - Health_Existing_Water Heating_Natural Gas_Water Heater - Low-Flow Showerheads_A | WA | Commercial | WA - Health | Existing | Water Heating | Natural Gas | Water Heater - Low-Flow Showerheads | A | WCM138 | 0 | 0 | 10 | 671.9214 | 0 | 0 | 161.18 | 323.74 | 0 | 0 | 0.28365 | 0.25 | Showerhead | 86.67% | 86.67% | Discretionary | Retro5Med_WA | 85% | Water Heater | 0% | -490.5734 |  | 20.2683 |  | 0 | Com-Showerheads-2021P_V2 | Com-Showerheads-2021P_V2 | Com-Showerheads-2021P_V2 | 0 | 0 | 0 | 0 | 0 | 0 | 0 | 0 | 0 | 0 | 0 | 0 | 0 | 0 | 0 | 0 | 0 | 0 | 0 | 0 | 0 | 0 | 0 | 0 | 0 | 0 | 0 | 0 | 0 | 0 | 0 | 0 | 0 | 0 | 0 | 0 | 0 | 0 | 0 | 0 | 0 | 0 | 0 | 0 | 0 | 0 | 0 | 0 | 0 | 0 | 0 | 0 | 0 | 0 | 161.18 | 161.18 | 161.18 | 161.18 | 161.18 | 161.18 | 161.18 | 161.18 | 161.18 | 161.18 | 161.18 | 161.18 | 161.18 | 161.18 | 161.18 | 161.18 | 161.18 | 161.18 | 161.18 | 161.18 | 161.18 | 161.18 | 161.18 | 161.18 | 161.18 | 161.18 | 161.18 | 0 | 0 | 1243.9775 | 1210.6158 | 1179.9938 | 1151.7984 | 1125.8496 | 1101.9729 | 1079.9463 | 1059.763 | 1040.3845 | 1021.9915 | 1016.475 | 1012.1194 | 1008.8022 | 1002.6156 | 997.8631 | 994.2777 | 991.4093 | 988.9567 | 987.5315 | 986.7199 | 986.3275 | 986.0136 | 985.0478 | 984.8469 | 984.6862 | 0 | 0 | 0 | 0 | 0 | 0 | 0 | 0 | 0 | 0 | 0 | 0 | 0 | 0 | 0 | 0 | 0 | 0 | 0 | 0 | 0 | 0 | 0 | 0 | 0 | 0 | 0 | 0 | 0 | 0 | 0 | 0 | 0 | 0 | 0 | 0 | 0 | 0 | 0 | 0 | 0 | 0 | 0 | 0 | 0 | 0 | 0 | 0 | 0 | 0 | 0 | 0 | 0 | 0 | 0 | 0 | 0 | 0 | 0 | 0 | 0 | 0 | 0 | 0 | 0 | 0 | 0 | 0 | 0 | 0 | 0 | 0 | 0 | 0 | 0 | 0 | 0 | 0 | 0 | 0 | 0 | 0 | 0 | 0 | 0 | 0 | 0 | 0 | 0 | 0 | 0 | 0 | 0 | 0 | 0 | 0 | 0 | 0 | 0 | 0 | 0 | 0 | 0 | 0 | 0 | 0 | 0 | 0 | 0 | 0 | 0 | 0 | 0 | 0 | 0 | 0 | 0 | 0 | 0 | 0 | 0 | 0 | 0 | 0 | 0 | 0 | 0 | 0 | 0 | 0 | 0 | 0 | 0 | 0 | 0 | 0 | 0 | 0 | 0 | 0 | 0 | 0 | 0 | 0 | 0 | 0 | 0 | 0 | 0 | 0 | 0 | 0 | 0 | 0 | 0 | 0 | 0 | 0 | 0 | 0 | 0 | 0 | 0 | 0 | 0 | 0 | 0 | 0 | 0 | 0 | 0 | 0 | 0 | 0 | 0 | 0 | 0 | 0 | 0 | 0 | 0 | 0 | 0 | 0 | 0 | 0 | 0 | 0 | 0 | 0 | 0 | 0 | 0 | 0 | 0 | 0 | 0 | 0 | 0 | 0 | 0 | 0 | 0 | 0 | 0 | 0 | 0 | 0 | 0 | 0 | 0 | 0 | 0 | 0 | 0 | 0 | 0 | 0 | 0 | 0 | 0 | 0 | 0 | 0 | 0 | 0 | 0 | 0 | 0 | 0 | 0 | 0 | 0 | 0 | 0 | 0 | 0 | 0 | 0 | 0 | 0 | 0 | 0 | 0 | 0 | 0 | 0 | 0 | 0 | 0 | 0 | 0 | 0 | 0 | 0 | 0 | 0 | 0 | 0 | 0 | 0 | 0 | 0 | 0 | 0 | 0 | 0 | 0 | 0 | 0 | 0 | 0 | 0 | 0 | 0 | 0 | 0 | 0 | 0 | 0 | 0 | 0 | 0 | 0 | 0 | 0 | 0 | 0 | 0 | 0 | 0 | 0 | 0 | 0 | 0 | 0 | 0 | 0 | 0 | 0 | 0 | 0 | 0 | 0 | 0 | 0 | 0 | 0 | 0 | 0 | 0 | 0 | 0 | 0 | 0 | 0 | 0 | 0 | 0 | 0 | 0 | 0 | 0 | 0 | 0 | 0 | 0 | 0 | 0 | 0 | 0 | 0 | 0 | 0 | 0 | 0 | 0 | 0 | 0 | 0 | 0 | 0 | 0 | 0 | 0 | 0 | 0 | 0 | 0 | 0 | 0 | 0 | 0 | 0 | 0 | 0 | 0 | 0 | 0 | 0 | 0 | 0 | 0 | 0 | 0 | 0 | 0 | 0 | 0 | 0 | 0 | 0 | 0 | 0 | 0 | 0 | 0 | 0 | 0 | 0 | 0 | 0 | 0 | 0 | 0 | 0 | 0 | 0 | 0 | 0 | 0 | 0 | 0 | 0 | 0 | 0 | 0 | 0 | 0 | 0 | -455.9057 | -463.1604 | -469.7234 | -475.5938 | -480.7683 | -485.2421 | -489.0096 | -492.0661 | -494.5389 | -496.5351 | -498.1437 | -499.4382 | -500.4785 | -501.314 | -501.9843 | -502.5219 | -502.9528 | -503.2981 | -503.5746 | -503.796 | -503.9733 | -504.1153 | -504.2289 | -504.3198 | -504.3926 | 18.8359 | 19.1357 | 19.4068 | 19.6494 | 19.8632 | 20.048 | 20.2036 | 20.3299 | 20.4321 | 20.5146 | 20.581 | 20.6345 | 20.6775 | 20.712 | 20.7397 | 20.7619 | 20.7797 | 20.794 | 20.8054 | 20.8146 | 20.8219 | 20.8277 | 20.8324 | 20.8362 | 20.8392
WA_Commercial_WA - Health_Existing_Water Heating_Natural Gas_Water Heater - Tank Blanket/Insulation_A | WA | Commercial | WA - Health | Existing | Water Heating | Natural Gas | Water Heater - Tank Blanket/Insulation | A | WCM139 | 0 | 0 | 15 | 200.7769 | 0 | 0 | 1.09 | 0 | 0 | 0 | 0.28365 | 0.25 | WHUnits | 75% | 100% | Discretionary | Retro5Med_WA | 85% | Water Heater | 0% | 0.82731 |  | 0.35319 |  | 0 | IL TRM - 4.3.12 Tank Insulation - CI-HWE-TKIN-V01-210101 / PA TRM - 2.3.4 - State of Pennsylvania TRM, Volume 2: Residential Measures, 2021 Final Order. August 8, 2019. | IL TRM - 4.3.12 Tank Insulation - CI-HWE-TKIN-V01-210101 / PA TRM - 2.3.4 - State of Pennsylvania TRM, Volume 2: Residential Measures, 2021 Final Order. August 8, 2019. | IL TRM - 4.3.12 Tank Insulation - CI-HWE-TKIN-V01-210101 / PA TRM - 2.3.4 - State of Pennsylvania TRM, Volume 2: Residential Measures, 2021 Final Order. August 8, 2019. | 0 | 0 | 0 | 0 | 0 | 0 | 0 | 0 | 0 | 0 | 0 | 0 | 0 | 0 | 0 | 0 | 0 | 0 | 0 | 0 | 0 | 0 | 0 | 0 | 0 | 0 | 0 | 0 | 0 | 0 | 0 | 0 | 0 | 0 | 0 | 0 | 0 | 0 | 0 | 0 | 0 | 0 | 0 | 0 | 0 | 0 | 0 | 0 | 0 | 0 | 0 | 0 | 0 | 0 | 1.09 | 1.09 | 1.09 | 1.09 | 1.09 | 1.09 | 1.09 | 1.09 | 1.09 | 1.09 | 1.09 | 1.09 | 1.09 | 1.09 | 1.09 | 1.09 | 1.09 | 1.09 | 1.09 | 1.09 | 1.09 | 1.09 | 1.09 | 1.09 | 1.09 | 1.09 | 1.09 | 0 | 0 | 371.713 | 362.0501 | 353.2589 | 345.257 | 337.9783 | 331.3701 | 325.39 | 320.0043 | 314.8534 | 309.9385 | 308.8246 | 307.9335 | 307.2206 | 305.513 | 304.147 | 303.0542 | 302.1799 | 301.4323 | 300.998 | 300.7506 | 300.631 | 300.5353 | 300.2409 | 300.1797 | 300.1307 | 0 | 1.8349 | 2.1982 | 2.629 | 2.9875 | 3.341 | 3.8356 | 4.1381 | 4.1593 | 3.8584 | 3.3047 | 2.55 | 1.7459 | 1.039 | 0.4831 | 0 | 0 | 0 | 0 | 0 | 0 | 0 | 0 | 0 | 0 | 0 | 1.8349 | 3.9885 | 6.5272 | 9.3771 | 12.5348 | 16.1442 | 20.0151 | 23.8522 | 27.3383 | 30.5448 | 33.0066 | 34.6761 | 35.5224 | 35.8466 | 35.7178 | 35.6148 | 35.5267 | 35.4755 | 35.4463 | 35.4322 | 35.421 | 35.3863 | 35.3791 | 35.3733 | 0 | 5.068 | 6.2226 | 7.6147 | 8.8395 | 10.0825 | 11.7877 | 12.9313 | 13.2102 | 12.449 | 10.701 | 8.2809 | 5.683 | 3.4007 | 1.5884 | 0 | 0 | 0 | 0 | 0 | 0 | 0 | 0 | 0 | 0 | 0 | 5.068 | 11.2906 | 18.9053 | 27.7448 | 37.8273 | 49.615 | 62.5463 | 75.7565 | 88.2056 | 98.9066 | 107.1875 | 112.8705 | 116.2712 | 117.8596 | 117.8596 | 117.8596 | 117.8596 | 117.8596 | 117.8596 | 117.8596 | 117.8596 | 117.8596 | 117.8596 | 117.8596 | 0 | 1.5923 | 1.9261 | 2.3249 | 2.6653 | 3.0057 | 3.4784 | 3.7818 | 3.8319 | 3.5839 | 3.0592 | 2.3531 | 1.6066 | 0.95595 | 0.44443 | 0 | 0 | 0 | 0 | 0 | 0 | 0 | 0 | 0 | 0 | 0 | 1.5923 | 3.4948 | 5.7721 | 8.3656 | 11.2768 | 14.6409 | 18.292 | 21.9746 | 25.3934 | 28.2756 | 30.4586 | 31.908 | 32.6839 | 32.9768 | 32.8535 | 32.7555 | 32.6769 | 32.6198 | 32.5786 | 32.5487 | 32.527 | 32.4998 | 32.4936 | 32.4887 | 0 | 4.3078 | 5.2893 | 6.4725 | 7.5135 | 8.5702 | 10.0195 | 10.9916 | 11.2287 | 10.5817 | 9.0959 | 7.0388 | 4.8305 | 2.8906 | 1.3501 | 0 | 0 | 0 | 0 | 0 | 0 | 0 | 0 | 0 | 0 | 0 | 4.3078 | 9.597 | 16.0695 | 23.5831 | 32.1532 | 42.1728 | 53.1643 | 64.393 | 74.9747 | 84.0706 | 91.1093 | 95.9399 | 98.8305 | 100.1806 | 100.1806 | 100.1806 | 100.1806 | 100.1806 | 100.1806 | 100.1806 | 100.1806 | 100.1806 | 100.1806 | 100.1806 | 0 | 1.5923 | 1.9261 | 2.3249 | 2.6653 | 3.0057 | 3.4784 | 3.7818 | 3.8319 | 3.5839 | 3.0592 | 2.3531 | 1.6066 | 0.95595 | 0.44443 | 0 | 0 | 0 | 0 | 0 | 0 | 0 | 0 | 0 | 0 | 0 | 1.5923 | 3.4948 | 5.7721 | 8.3656 | 11.2768 | 14.6409 | 18.292 | 21.9746 | 25.3934 | 28.2756 | 30.4586 | 31.908 | 32.6839 | 32.9768 | 32.8535 | 32.7555 | 32.6769 | 32.6198 | 32.5786 | 32.5487 | 32.527 | 32.4998 | 32.4936 | 32.4887 | 0 | 4.3078 | 5.2893 | 6.4725 | 7.5135 | 8.5702 | 10.0195 | 10.9916 | 11.2287 | 10.5817 | 9.0959 | 7.0388 | 4.8305 | 2.8906 | 1.3501 | 0 | 0 | 0 | 0 | 0 | 0 | 0 | 0 | 0 | 0 | 0 | 4.3078 | 9.597 | 16.0695 | 23.5831 | 32.1532 | 42.1728 | 53.1643 | 64.393 | 74.9747 | 84.0706 | 91.1093 | 95.9399 | 98.8305 | 100.1806 | 100.1806 | 100.1806 | 100.1806 | 100.1806 | 100.1806 | 100.1806 | 100.1806 | 100.1806 | 100.1806 | 100.1806 | 0 | 1.5923 | 1.9261 | 2.3249 | 2.6653 | 3.0057 | 3.4784 | 3.7818 | 3.8319 | 3.5839 | 3.0592 | 2.3531 | 1.6066 | 0.95595 | 0.44443 | 0 | 0 | 0 | 0 | 0 | 0 | 0 | 0 | 0 | 0 | 0 | 1.5923 | 3.4948 | 5.7721 | 8.3656 | 11.2768 | 14.6409 | 18.292 | 21.9746 | 25.3934 | 28.2756 | 30.4586 | 31.908 | 32.6839 | 32.9768 | 32.8535 | 32.7555 | 32.6769 | 32.6198 | 32.5786 | 32.5487 | 32.527 | 32.4998 | 32.4936 | 32.4887 | 0 | 4.3078 | 5.2893 | 6.4725 | 7.5135 | 8.5702 | 10.0195 | 10.9916 | 11.2287 | 10.5817 | 9.0959 | 7.0388 | 4.8305 | 2.8906 | 1.3501 | 0 | 0 | 0 | 0 | 0 | 0 | 0 | 0 | 0 | 0 | 0 | 4.3078 | 9.597 | 16.0695 | 23.5831 | 32.1532 | 42.1728 | 53.1643 | 64.393 | 74.9747 | 84.0706 | 91.1093 | 95.9399 | 98.8305 | 100.1806 | 100.1806 | 100.1806 | 100.1806 | 100.1806 | 100.1806 | 100.1806 | 100.1806 | 100.1806 | 100.1806 | 100.1806 | 0.76885 | 0.78108 | 0.79215 | 0.80205 | 0.81078 | 0.81832 | 0.82468 | 0.82983 | 0.834 | 0.83737 | 0.84008 | 0.84226 | 0.84402 | 0.84543 | 0.84656 | 0.84746 | 0.84819 | 0.84877 | 0.84924 | 0.84961 | 0.84991 | 0.85015 | 0.85034 | 0.8505 | 0.85062 | 0.32823 | 0.33346 | 0.33818 | 0.34241 | 0.34613 | 0.34935 | 0.35207 | 0.35427 | 0.35605 | 0.35749 | 0.35864 | 0.35958 | 0.36032 | 0.36093 | 0.36141 | 0.3618 | 0.36211 | 0.36235 | 0.36255 | 0.36271 | 0.36284 | 0.36294 | 0.36302 | 0.36309 | 0.36314
WA_Commercial_WA - Health_Existing_Water Heating_Natural Gas_Water Heater - Drainwater Heat Recovery_A | WA | Commercial | WA - Health | Existing | Water Heating | Natural Gas | Water Heater - Drainwater Heat Recovery | A | WCM140 | 0 | 0 | 40 | 125.0629 | 0 | 0 | 7740.26 | 0 | 0 | 0 | 0.28365 | 0.25 | faucet | 86.67% | 86.67% | Discretionary | Retro5Med_WA | 85% | Water Heater | 0% | 6412.6112 |  | 2737.6469 |  | 0 | DHW_DWHR-Water Heating-OPATRM-v1-1 | DHW_DWHR-Water Heating-OPATRM-v1-1 | DHW_DWHR-Water Heating-MNTRM-v1.0-7 | 0 | 0 | 0 | 0 | 0 | 0 | 0 | 0 | 0 | 0 | 0 | 0 | 0 | 0 | 0 | 0 | 0 | 0 | 0 | 0 | 0 | 0 | 0 | 0 | 0 | 0 | 0 | 0 | 0 | 0 | 0 | 0 | 0 | 0 | 0 | 0 | 0 | 0 | 0 | 0 | 0 | 0 | 0 | 0 | 0 | 0 | 0 | 0 | 0 | 0 | 0 | 0 | 0 | 0 | 7740.26 | 7740.26 | 7740.26 | 7740.26 | 7740.26 | 7740.26 | 7740.26 | 7740.26 | 7740.26 | 7740.26 | 7740.26 | 7740.26 | 7740.26 | 7740.26 | 7740.26 | 7740.26 | 7740.26 | 7740.26 | 7740.26 | 7740.26 | 7740.26 | 7740.26 | 7740.26 | 7740.26 | 7740.26 | 7740.26 | 7740.26 | 0 | 0 | 231.5381 | 223.4914 | 215.6694 | 208.2702 | 201.0798 | 194.0898 | 187.1185 | 180.5027 | 174.0557 | 168.0665 | 164.6788 | 162.071 | 161.0919 | 159.8704 | 159.0114 | 158.4401 | 157.983 | 157.5922 | 157.3651 | 157.2357 | 157.1732 | 157.1232 | 156.9693 | 156.9373 | 156.9117 | 0 | 0 | 0 | 0 | 0 | 0 | 0 | 0 | 0 | 0 | 0 | 0 | 0 | 0 | 0 | 0 | 0 | 0 | 0 | 0 | 0 | 0 | 0 | 0 | 0 | 0 | 0 | 0 | 0 | 0 | 0 | 0 | 0 | 0 | 0 | 0 | 0 | 0 | 0 | 0 | 0 | 0 | 0 | 0 | 0 | 0 | 0 | 0 | 0 | 0 | 0 | 0 | 0 | 0 | 0 | 0 | 0 | 0 | 0 | 0 | 0 | 0 | 0 | 0 | 0 | 0 | 0 | 0 | 0 | 0 | 0 | 0 | 0 | 0 | 0 | 0 | 0 | 0 | 0 | 0 | 0 | 0 | 0 | 0 | 0 | 0 | 0 | 0 | 0 | 0 | 0 | 0 | 0 | 0 | 0 | 0 | 0 | 0 | 0 | 0 | 0 | 0 | 0 | 0 | 0 | 0 | 0 | 0 | 0 | 0 | 0 | 0 | 0 | 0 | 0 | 0 | 0 | 0 | 0 | 0 | 0 | 0 | 0 | 0 | 0 | 0 | 0 | 0 | 0 | 0 | 0 | 0 | 0 | 0 | 0 | 0 | 0 | 0 | 0 | 0 | 0 | 0 | 0 | 0 | 0 | 0 | 0 | 0 | 0 | 0 | 0 | 0 | 0 | 0 | 0 | 0 | 0 | 0 | 0 | 0 | 0 | 0 | 0 | 0 | 0 | 0 | 0 | 0 | 0 | 0 | 0 | 0 | 0 | 0 | 0 | 0 | 0 | 0 | 0 | 0 | 0 | 0 | 0 | 0 | 0 | 0 | 0 | 0 | 0 | 0 | 0 | 0 | 0 | 0 | 0 | 0 | 0 | 0 | 0 | 0 | 0 | 0 | 0 | 0 | 0 | 0 | 0 | 0 | 0 | 0 | 0 | 0 | 0 | 0 | 0 | 0 | 0 | 0 | 0 | 0 | 0 | 0 | 0 | 0 | 0 | 0 | 0 | 0 | 0 | 0 | 0 | 0 | 0 | 0 | 0 | 0 | 0 | 0 | 0 | 0 | 0 | 0 | 0 | 0 | 0 | 0 | 0 | 0 | 0 | 0 | 0 | 0 | 0 | 0 | 0 | 0 | 0 | 0 | 0 | 0 | 0 | 0 | 0 | 0 | 0 | 0 | 0 | 0 | 0 | 0 | 0 | 0 | 0 | 0 | 0 | 0 | 0 | 0 | 0 | 0 | 0 | 0 | 0 | 0 | 0 | 0 | 0 | 0 | 0 | 0 | 0 | 0 | 0 | 0 | 0 | 0 | 0 | 0 | 0 | 0 | 0 | 0 | 0 | 0 | 0 | 0 | 0 | 0 | 0 | 0 | 0 | 0 | 0 | 0 | 0 | 0 | 0 | 0 | 0 | 0 | 0 | 0 | 0 | 0 | 0 | 0 | 0 | 0 | 0 | 0 | 0 | 0 | 0 | 0 | 0 | 0 | 0 | 0 | 0 | 0 | 0 | 0 | 0 | 0 | 0 | 0 | 0 | 0 | 0 | 0 | 0 | 0 | 0 | 0 | 0 | 0 | 0 | 0 | 0 | 0 | 0 | 0 | 0 | 0 | 0 | 0 | 0 | 0 | 0 | 0 | 0 | 0 | 0 | 0 | 0 | 0 | 0 | 0 | 0 | 0 | 0 | 0 | 0 | 0 | 0 | 0 | 0 | 0 | 0 | 0 | 0 | 0 | 0 | 0 | 0 | 0 | 0 | 0 | 0 | 0 | 5959.4469 | 6054.2787 | 6140.0672 | 6216.8031 | 6284.4428 | 6342.9224 | 6392.171 | 6432.1239 | 6464.4477 | 6490.5416 | 6511.5688 | 6528.489 | 6542.0886 | 6553.0091 | 6561.7718 | 6568.7989 | 6574.4313 | 6578.9443 | 6582.5591 | 6585.4538 | 6587.7714 | 6589.6267 | 6591.1117 | 6592.3001 | 6593.2512 | 2544.1837 | 2584.6689 | 2621.2934 | 2654.0532 | 2682.9297 | 2707.8956 | 2728.9206 | 2745.9772 | 2759.7767 | 2770.9166 | 2779.8935 | 2787.117 | 2792.9228 | 2797.585 | 2801.3259 | 2804.3259 | 2806.7305 | 2808.6571 | 2810.2004 | 2811.4362 | 2812.4256 | 2813.2176 | 2813.8516 | 2814.3589 | 2814.765
WA_Commercial_WA - Health_Existing_Water Heating_Natural Gas_Water Heater - Circulation Pump Controls_A | WA | Commercial | WA - Health | Existing | Water Heating | Natural Gas | Water Heater - Circulation Pump Controls | A | WCM141 | Circulation pump with no controls. | Controlled circulation pump. | 11.5 | 6566.6101 | 0 | 0 | 7454.64 | 0 | 0 | 0 | 0.28365 | 0.25 | perbldg | 15% | 40% | Discretionary | Retro5Med_WA | 85% | Water Heater | 0% | 204.197 |  | 87.175 |  | 0 | RTF - ComResCirculatorPumps_2_3 - AEG Edited | RTF - ComResCirculatorPumps_2_3 - AEG Edited | RTF - ComResCirculatorPumps_2_3 - AEG Edited | Circulation pump with no controls. | Circulation pump with no controls. | Circulation pump with no controls. | Circulation pump with no controls. | Circulation pump with no controls. | Circulation pump with no controls. | Circulation pump with no controls. | Circulation pump with no controls. | Circulation pump with no controls. | Circulation pump with no controls. | Circulation pump with no controls. | Circulation pump with no controls. | Circulation pump with no controls. | Circulation pump with no controls. | Circulation pump with no controls. | Circulation pump with no controls. | Circulation pump with no controls. | Circulation pump with no controls. | Circulation pump with no controls. | Circulation pump with no controls. | Circulation pump with no controls. | Circulation pump with no controls. | Circulation pump with no controls. | Circulation pump with no controls. | Circulation pump with no controls. | Circulation pump with no controls. | Circulation pump with no controls. | Controlled circulation pump. | Controlled circulation pump. | Controlled circulation pump. | Controlled circulation pump. | Controlled circulation pump. | Controlled circulation pump. | Controlled circulation pump. | Controlled circulation pump. | Controlled circulation pump. | Controlled circulation pump. | Controlled circulation pump. | Controlled circulation pump. | Controlled circulation pump. | Controlled circulation pump. | Controlled circulation pump. | Controlled circulation pump. | Controlled circulation pump. | Controlled circulation pump. | Controlled circulation pump. | Controlled circulation pump. | Controlled circulation pump. | Controlled circulation pump. | Controlled circulation pump. | Controlled circulation pump. | Controlled circulation pump. | Controlled circulation pump. | Controlled circulation pump. | 7454.64 | 7454.64 | 7454.64 | 7454.64 | 7454.64 | 7454.64 | 7454.64 | 7454.64 | 7454.64 | 7454.64 | 7454.64 | 7454.64 | 7454.64 | 7454.64 | 7454.64 | 7454.64 | 7454.64 | 7454.64 | 7454.64 | 7454.64 | 7454.64 | 7454.64 | 7454.64 | 7454.64 | 7454.64 | 7454.64 | 7454.64 | 0 | 0 | 12157.2473 | 11813.6182 | 11493.7469 | 11210.6989 | 10949.6881 | 10709.6728 | 10486.4769 | 10290.4935 | 10102.324 | 9923.7249 | 9870.1582 | 9827.8647 | 9795.6547 | 9735.5816 | 9689.4338 | 9654.6185 | 9626.7663 | 9602.9511 | 9589.1124 | 9581.231 | 9577.4207 | 9574.3724 | 9564.9951 | 9563.0442 | 9561.4835 | 0 | 10.2418 | 12.2348 | 14.6031 | 16.5572 | 18.4716 | 21.1454 | 22.7634 | 22.8291 | 21.1334 | 18.0679 | 13.9218 | 1.0306 | 0 | 0 | 0 | 0 | 0 | 0 | 0 | 0 | 0 | 0 | 0 | 0 | 0 | 10.2418 | 22.1992 | 36.2556 | 51.9687 | 69.3011 | 89.0023 | 110.1022 | 130.9181 | 149.737 | 166.9966 | 180.2028 | 180.6428 | 179.535 | 178.684 | 178.0419 | 177.5283 | 177.0891 | 176.8339 | 176.6886 | 176.6183 | 176.5621 | 176.3892 | 176.3532 | 176.3244 | 0 | 0.86695 | 1.0645 | 1.3026 | 1.5121 | 1.7248 | 2.0164 | 2.2121 | 2.2598 | 2.1296 | 1.8306 | 1.4166 | 0.10521 | 0 | 0 | 0 | 0 | 0 | 0 | 0 | 0 | 0 | 0 | 0 | 0 | 0 | 0.86695 | 1.9314 | 3.234 | 4.7461 | 6.4709 | 8.4873 | 10.6994 | 12.9592 | 15.0888 | 16.9193 | 18.3359 | 18.4411 | 18.4411 | 18.4411 | 18.4411 | 18.4411 | 18.4411 | 18.4411 | 18.4411 | 18.4411 | 18.4411 | 18.4411 | 18.4411 | 18.4411 | 0 | 8.891 | 10.7286 | 12.9277 | 14.7921 | 16.6475 | 19.219 | 20.8567 | 21.0929 | 19.6929 | 16.7839 | 12.8946 | 0.95198 | 0 | 0 | 0 | 0 | 0 | 0 | 0 | 0 | 0 | 0 | 0 | 0 | 0 | 8.891 | 19.4664 | 32.0962 | 46.4286 | 62.4574 | 80.8937 | 100.8803 | 120.961 | 139.5307 | 155.1292 | 166.9071 | 166.8622 | 165.8391 | 165.0328 | 164.4157 | 163.9252 | 163.5315 | 163.246 | 163.0397 | 162.8903 | 162.7816 | 162.6452 | 162.6145 | 162.5899 | 0 | 0.7369 | 0.9048 | 1.1072 | 1.2853 | 1.466 | 1.714 | 1.8803 | 1.9208 | 1.8101 | 1.556 | 1.2041 | 0.089429 | 0 | 0 | 0 | 0 | 0 | 0 | 0 | 0 | 0 | 0 | 0 | 0 | 0 | 0.7369 | 1.6417 | 2.7489 | 4.0342 | 5.5003 | 7.2142 | 9.0945 | 11.0153 | 12.8255 | 14.3814 | 15.5855 | 15.6749 | 15.6749 | 15.6749 | 15.6749 | 15.6749 | 15.6749 | 15.6749 | 15.6749 | 15.6749 | 15.6749 | 15.6749 | 15.6749 | 15.6749 | 0 | 8.891 | 10.7286 | 12.9277 | 14.7921 | 16.6475 | 19.219 | 20.8567 | 21.0929 | 19.6929 | 16.7839 | 12.8946 | 0.95198 | 0 | 0 | 0 | 0 | 0 | 0 | 0 | 0 | 0 | 0 | 0 | 0 | 0 | 8.891 | 19.4664 | 32.0962 | 46.4286 | 62.4574 | 80.8937 | 100.8803 | 120.961 | 139.5307 | 155.1292 | 166.9071 | 166.8622 | 165.8391 | 165.0328 | 164.4157 | 163.9252 | 163.5315 | 163.246 | 163.0397 | 162.8903 | 162.7816 | 162.6452 | 162.6145 | 162.5899 | 0 | 0.7369 | 0.9048 | 1.1072 | 1.2853 | 1.466 | 1.714 | 1.8803 | 1.9208 | 1.8101 | 1.556 | 1.2041 | 0.089429 | 0 | 0 | 0 | 0 | 0 | 0 | 0 | 0 | 0 | 0 | 0 | 0 | 0 | 0.7369 | 1.6417 | 2.7489 | 4.0342 | 5.5003 | 7.2142 | 9.0945 | 11.0153 | 12.8255 | 14.3814 | 15.5855 | 15.6749 | 15.6749 | 15.6749 | 15.6749 | 15.6749 | 15.6749 | 15.6749 | 15.6749 | 15.6749 | 15.6749 | 15.6749 | 15.6749 | 15.6749 | 0 | 8.891 | 10.7286 | 12.9277 | 14.7921 | 16.6475 | 19.219 | 20.8567 | 21.0929 | 19.6929 | 16.7839 | 12.8946 | 0.95198 | 0 | 0 | 0 | 0 | 0 | 0 | 0 | 0 | 0 | 0 | 0 | 0 | 0 | 8.891 | 19.4664 | 32.0962 | 46.4286 | 62.4574 | 80.8937 | 100.8803 | 120.961 | 139.5307 | 155.1292 | 166.9071 | 166.8622 | 165.8391 | 165.0328 | 164.4157 | 163.9252 | 163.5315 | 163.246 | 163.0397 | 162.8903 | 162.7816 | 162.6452 | 162.6145 | 162.5899 | 0 | 0.7369 | 0.9048 | 1.1072 | 1.2853 | 1.466 | 1.714 | 1.8803 | 1.9208 | 1.8101 | 1.556 | 1.2041 | 0.089429 | 0 | 0 | 0 | 0 | 0 | 0 | 0 | 0 | 0 | 0 | 0 | 0 | 0 | 0.7369 | 1.6417 | 2.7489 | 4.0342 | 5.5003 | 7.2142 | 9.0945 | 11.0153 | 12.8255 | 14.3814 | 15.5855 | 15.6749 | 15.6749 | 15.6749 | 15.6749 | 15.6749 | 15.6749 | 15.6749 | 15.6749 | 15.6749 | 15.6749 | 15.6749 | 15.6749 | 15.6749 | 189.7668 | 192.7866 | 195.5183 | 197.9618 | 200.1157 | 201.9779 | 203.5461 | 204.8183 | 205.8476 | 206.6785 | 207.3481 | 207.8869 | 208.3199 | 208.6677 | 208.9467 | 209.1704 | 209.3498 | 209.4935 | 209.6086 | 209.7008 | 209.7746 | 209.8337 | 209.881 | 209.9188 | 209.9491 | 81.0145 | 82.3037 | 83.4699 | 84.5131 | 85.4326 | 86.2276 | 86.8971 | 87.4402 | 87.8796 | 88.2344 | 88.5202 | 88.7502 | 88.9351 | 89.0836 | 89.2027 | 89.2982 | 89.3748 | 89.4361 | 89.4853 | 89.5246 | 89.5561 | 89.5814 | 89.6016 | 89.6177 | 89.6306
WA_Commercial_WA - Health_Existing_Water Heating_Natural Gas_Water Heater - Pipe Insulation_A | WA | Commercial | WA - Health | Existing | Water Heating | Natural Gas | Water Heater - Pipe Insulation | A | WCM142 | No insulation. | Water heater pipe insulation. | 15 | 5.02 | 0 | 0 | 158.19 | 0 | 0 | 0 | 0.28365 | 0.25 | PipeFeet | 15.8% | 100% | Discretionary | Retro5Med_WA | 85% | Water Heater | 0% | 4802.1128 |  | 2050.0992 |  | 0 | IL TRM v10 - 4.4.14 Pipe Insulation - CI-HVC-PINS-V07-220101 | IL TRM v10 - 4.4.14 Pipe Insulation - CI-HVC-PINS-V07-220101 | IL TRM v10 - 4.4.14 Pipe Insulation - CI-HVC-PINS-V07-220101 | No insulation. | No insulation. | No insulation. | No insulation. | No insulation. | No insulation. | No insulation. | No insulation. | No insulation. | No insulation. | No insulation. | No insulation. | No insulation. | No insulation. | No insulation. | No insulation. | No insulation. | No insulation. | No insulation. | No insulation. | No insulation. | No insulation. | No insulation. | No insulation. | No insulation. | No insulation. | No insulation. | Water heater pipe insulation. | Water heater pipe insulation. | Water heater pipe insulation. | Water heater pipe insulation. | Water heater pipe insulation. | Water heater pipe insulation. | Water heater pipe insulation. | Water heater pipe insulation. | Water heater pipe insulation. | Water heater pipe insulation. | Water heater pipe insulation. | Water heater pipe insulation. | Water heater pipe insulation. | Water heater pipe insulation. | Water heater pipe insulation. | Water heater pipe insulation. | Water heater pipe insulation. | Water heater pipe insulation. | Water heater pipe insulation. | Water heater pipe insulation. | Water heater pipe insulation. | Water heater pipe insulation. | Water heater pipe insulation. | Water heater pipe insulation. | Water heater pipe insulation. | Water heater pipe insulation. | Water heater pipe insulation. | 158.19 | 158.19 | 158.19 | 158.19 | 158.19 | 158.19 | 158.19 | 158.19 | 158.19 | 158.19 | 158.19 | 158.19 | 158.19 | 158.19 | 158.19 | 158.19 | 158.19 | 158.19 | 158.19 | 158.19 | 158.19 | 158.19 | 158.19 | 158.19 | 158.19 | 158.19 | 158.19 | 0 | 0 | 9.2939 | 8.9714 | 8.6581 | 8.3618 | 8.074 | 7.7943 | 7.5154 | 7.2508 | 6.9929 | 6.7533 | 6.618 | 6.5139 | 6.475 | 6.4261 | 6.3917 | 6.3688 | 6.3504 | 6.3347 | 6.3256 | 6.3204 | 6.3178 | 6.3158 | 6.3096 | 6.3084 | 6.3073 | 0 | 0.13098 | 0.1552 | 0.18342 | 0.2056 | 0.22638 | 0.2552 | 0.2701 | 0.26612 | 0.24219 | 0.20401 | 0.15539 | 0.106 | 0.062955 | 0.029247 | 0 | 0 | 0 | 0 | 0 | 0 | 0 | 0 | 0 | 0 | 0 | 0.13098 | 0.28161 | 0.45539 | 0.64532 | 0.84934 | 1.0742 | 1.3064 | 1.5261 | 1.716 | 1.8856 | 2.0113 | 2.1053 | 2.1524 | 2.1701 | 2.1623 | 2.1561 | 2.1508 | 2.1477 | 2.1459 | 2.145 | 2.1444 | 2.1423 | 2.1418 | 2.1415 | 0 | 14.5994 | 17.9258 | 21.9359 | 25.4641 | 29.0451 | 33.9572 | 37.2515 | 38.0551 | 35.8623 | 30.8267 | 23.855 | 16.3712 | 9.7966 | 4.5757 | 0 | 0 | 0 | 0 | 0 | 0 | 0 | 0 | 0 | 0 | 0 | 14.5994 | 32.5252 | 54.4611 | 79.9252 | 108.9703 | 142.9274 | 180.179 | 218.234 | 254.0964 | 284.9231 | 308.7781 | 325.1493 | 334.9459 | 339.5216 | 339.5216 | 339.5216 | 339.5216 | 339.5216 | 339.5216 | 339.5216 | 339.5216 | 339.5216 | 339.5216 | 339.5216 | 0 | 0.11382 | 0.1364 | 0.16299 | 0.18469 | 0.20556 | 0.23425 | 0.25059 | 0.24966 | 0.22977 | 0.19341 | 0.14715 | 0.10016 | 0.059496 | 0.027639 | 0 | 0 | 0 | 0 | 0 | 0 | 0 | 0 | 0 | 0 | 0 | 0.11382 | 0.24749 | 0.40465 | 0.57968 | 0.77121 | 0.98595 | 1.2121 | 1.4317 | 1.628 | 1.7876 | 1.9048 | 1.9892 | 2.0342 | 2.0508 | 2.0432 | 2.0371 | 2.0322 | 2.0286 | 2.0261 | 2.0242 | 2.0229 | 2.0212 | 2.0208 | 2.0205 | 0 | 12.4095 | 15.2369 | 18.6455 | 21.6445 | 24.6883 | 28.8636 | 31.6638 | 32.3468 | 30.483 | 26.2027 | 20.2768 | 13.9155 | 8.3271 | 3.8893 | 0 | 0 | 0 | 0 | 0 | 0 | 0 | 0 | 0 | 0 | 0 | 12.4095 | 27.6464 | 46.2919 | 67.9364 | 92.6247 | 121.4883 | 153.1521 | 185.4989 | 215.9819 | 242.1846 | 262.4614 | 276.3769 | 284.704 | 288.5934 | 288.5934 | 288.5934 | 288.5934 | 288.5934 | 288.5934 | 288.5934 | 288.5934 | 288.5934 | 288.5934 | 288.5934 | 0 | 0 | 0 | 0 | 0 | 0 | 0 | 0 | 0 | 0 | 0 | 0 | 0 | 0 | 0 | 0 | 0 | 0 | 0 | 0 | 0 | 0 | 0 | 0 | 0 | 0 | 0 | 0 | 0 | 0 | 0 | 0 | 0 | 0 | 0 | 0 | 0 | 0 | 0 | 0 | 0 | 0 | 0 | 0 | 0 | 0 | 0 | 0 | 0 | 0 | 0 | 0 | 0 | 0 | 0 | 0 | 0 | 0 | 0 | 0 | 0 | 0 | 0 | 0 | 0 | 0 | 0 | 0 | 0 | 0 | 0 | 0 | 0 | 0 | 0 | 0 | 0 | 0 | 0 | 0 | 0 | 0 | 0 | 0 | 0 | 0 | 0 | 0 | 0 | 0 | 0 | 0 | 0 | 0 | 0 | 0 | 0 | 0 | 0 | 0 | 0 | 0 | 0 | 0 | 0 | 0 | 0 | 0 | 0 | 0 | 0 | 0 | 0 | 0 | 0 | 0 | 0 | 0 | 0 | 0 | 0 | 0 | 0 | 0 | 0 | 0 | 0 | 0 | 0 | 0 | 0 | 0 | 0 | 0 | 0 | 0 | 0 | 0 | 0 | 0 | 0 | 0 | 0 | 0 | 0 | 0 | 0 | 0 | 0 | 0 | 0 | 0 | 0 | 0 | 0 | 0 | 0 | 0 | 0 | 0 | 0 | 0 | 0 | 0 | 0 | 0 | 0 | 0 | 0 | 0 | 0 | 0 | 0 | 0 | 0 | 0 | 0 | 0 | 0 | 0 | 0 | 0 | 0 | 0 | 0 | 0 | 0 | 0 | 0 | 0 | 0 | 0 | 0 | 0 | 0 | 0 | 0 | 0 | 0 | 0 | 4462.7587 | 4533.7739 | 4598.0171 | 4655.4811 | 4706.1334 | 4749.926 | 4786.8061 | 4816.725 | 4840.9308 | 4860.4714 | 4876.2177 | 4888.8885 | 4899.0726 | 4907.2504 | 4913.8124 | 4919.0747 | 4923.2926 | 4926.6721 | 4929.3791 | 4931.5468 | 4933.2824 | 4934.6717 | 4935.7837 | 4936.6737 | 4937.3859 | 1905.2235 | 1935.541 | 1962.9674 | 1987.4997 | 2009.124 | 2027.8198 | 2043.5645 | 2056.3374 | 2066.6712 | 2075.0134 | 2081.7358 | 2087.1451 | 2091.4929 | 2094.9841 | 2097.7856 | 2100.0321 | 2101.8328 | 2103.2756 | 2104.4312 | 2105.3567 | 2106.0976 | 2106.6907 | 2107.1654 | 2107.5454 | 2107.8495
WA_Commercial_WA - Health_Existing_Water Heating_Natural Gas_Water Heater - Motion Control Faucet_A | WA | Commercial | WA - Health | Existing | Water Heating | Natural Gas | Water Heater - Motion Control Faucet | A | WCM143 | 1.39 gpm w/o motion sensor | 0.35 gpm w/ motion sensor | 5 | 0 | 0 | 0 | 1.07 | 0 | 0 | 0 | 0.28365 | 0.25 | sqft | 30% | 75% | Discretionary | Retro5Med_WA | 85% | Water Heater | 0% | 0 |  | 0 |  | 0 | n/a | n/a | n/a | 1.39 gpm w/o motion sensor | 1.39 gpm w/o motion sensor | 1.39 gpm w/o motion sensor | 1.39 gpm w/o motion sensor | 1.39 gpm w/o motion sensor | 1.39 gpm w/o motion sensor | 1.39 gpm w/o motion sensor | 1.39 gpm w/o motion sensor | 1.39 gpm w/o motion sensor | 1.39 gpm w/o motion sensor | 1.39 gpm w/o motion sensor | 1.39 gpm w/o motion sensor | 1.39 gpm w/o motion sensor | 1.39 gpm w/o motion sensor | 1.39 gpm w/o motion sensor | 1.39 gpm w/o motion sensor | 1.39 gpm w/o motion sensor | 1.39 gpm w/o motion sensor | 1.39 gpm w/o motion sensor | 1.39 gpm w/o motion sensor | 1.39 gpm w/o motion sensor | 1.39 gpm w/o motion sensor | 1.39 gpm w/o motion sensor | 1.39 gpm w/o motion sensor | 1.39 gpm w/o motion sensor | 1.39 gpm w/o motion sensor | 1.39 gpm w/o motion sensor | 0.35 gpm w/ motion sensor | 0.35 gpm w/ motion sensor | 0.35 gpm w/ motion sensor | 0.35 gpm w/ motion sensor | 0.35 gpm w/ motion sensor | 0.35 gpm w/ motion sensor | 0.35 gpm w/ motion sensor | 0.35 gpm w/ motion sensor | 0.35 gpm w/ motion sensor | 0.35 gpm w/ motion sensor | 0.35 gpm w/ motion sensor | 0.35 gpm w/ motion sensor | 0.35 gpm w/ motion sensor | 0.35 gpm w/ motion sensor | 0.35 gpm w/ motion sensor | 0.35 gpm w/ motion sensor | 0.35 gpm w/ motion sensor | 0.35 gpm w/ motion sensor | 0.35 gpm w/ motion sensor | 0.35 gpm w/ motion sensor | 0.35 gpm w/ motion sensor | 0.35 gpm w/ motion sensor | 0.35 gpm w/ motion sensor | 0.35 gpm w/ motion sensor | 0.35 gpm w/ motion sensor | 0.35 gpm w/ motion sensor | 0.35 gpm w/ motion sensor | 1.07 | 1.07 | 1.07 | 1.07 | 1.07 | 1.07 | 1.07 | 1.07 | 1.07 | 1.07 | 1.07 | 1.07 | 1.07 | 1.07 | 1.07 | 1.07 | 1.07 | 1.07 | 1.07 | 1.07 | 1.07 | 1.07 | 1.07 | 1.07 | 1.07 | 1.07 | 1.07 | 0 | 0 | 0 | 0 | 0 | 0 | 0 | 0 | 0 | 0 | 0 | 0 | 0 | 0 | 0 | 0 | 0 | 0 | 0 | 0 | 0 | 0 | 0 | 0 | 0 | 0 | 0 | 0 | 0 | 0 | 0 | 0 | 0 | 0 | 0 | 0 | 0 | 0 | 0 | 0 | 0 | 0 | 0 | 0 | 0 | 0 | 0 | 0 | 0 | 0 | 0 | 0 | 0 | 0 | 0 | 0 | 0 | 0 | 0 | 0 | 0 | 0 | 0 | 0 | 0 | 0 | 0 | 0 | 0 | 0 | 0 | 0 | 0 | 0 | 0 | 0 | 0 | 0 | 63668.4744 | 78174.7326 | 95662.9954 | 111049.6646 | 126666.2051 | 84419.545 | 84280.1244 | 70296.1163 | 45346.8812 | 7769.8734 | 0 | 0 | 0 | 0 | 0 | 0 | 0 | 0 | 0 | 0 | 0 | 0 | 0 | 0 | 0 | 63668.4744 | 141843.207 | 237506.2024 | 348555.867 | 475222.0721 | 559641.617 | 643921.7414 | 714217.8577 | 759564.7389 | 767334.6123 | 767334.6123 | 767334.6123 | 767334.6123 | 767334.6123 | 767334.6123 | 767334.6123 | 767334.6123 | 767334.6123 | 767334.6123 | 767334.6123 | 767334.6123 | 767334.6123 | 767334.6123 | 767334.6123 | 0 | 0 | 0 | 0 | 0 | 0 | 0 | 0 | 0 | 0 | 0 | 0 | 0 | 0 | 0 | 0 | 0 | 0 | 0 | 0 | 0 | 0 | 0 | 0 | 0 | 0 | 0 | 0 | 0 | 0 | 0 | 0 | 0 | 0 | 0 | 0 | 0 | 0 | 0 | 0 | 0 | 0 | 0 | 0 | 0 | 0 | 0 | 0 | 0 | 0 | 0 | 54118.2032 | 66448.5227 | 81313.5461 | 94392.2149 | 107666.2743 | 71756.6132 | 71638.1057 | 59751.6988 | 38544.8491 | 6604.3924 | 0 | 0 | 0 | 0 | 0 | 0 | 0 | 0 | 0 | 0 | 0 | 0 | 0 | 0 | 0 | 54118.2032 | 120566.7259 | 201880.272 | 296272.487 | 403938.7613 | 475695.3745 | 547333.4802 | 607085.179 | 645630.0281 | 652234.4205 | 652234.4205 | 652234.4205 | 652234.4205 | 652234.4205 | 652234.4205 | 652234.4205 | 652234.4205 | 652234.4205 | 652234.4205 | 652234.4205 | 652234.4205 | 652234.4205 | 652234.4205 | 652234.4205 | 0 | 0 | 0 | 0 | 0 | 0 | 0 | 0 | 0 | 0 | 0 | 0 | 0 | 0 | 0 | 0 | 0 | 0 | 0 | 0 | 0 | 0 | 0 | 0 | 0 | 0 | 0 | 0 | 0 | 0 | 0 | 0 | 0 | 0 | 0 | 0 | 0 | 0 | 0 | 0 | 0 | 0 | 0 | 0 | 0 | 0 | 0 | 0 | 0 | 0 | 0 | 0 | 0 | 0 | 0 | 0 | 0 | 0 | 0 | 0 | 0 | 0 | 0 | 0 | 0 | 0 | 0 | 0 | 0 | 0 | 0 | 0 | 0 | 0 | 0 | 0 | 0 | 0 | 0 | 0 | 0 | 0 | 0 | 0 | 0 | 0 | 0 | 0 | 0 | 0 | 0 | 0 | 0 | 0 | 0 | 0 | 0 | 0 | 0 | 0 | 0 | 0 | 0 | 0 | 0 | 0 | 0 | 0 | 0 | 0 | 0 | 0 | 0 | 0 | 0 | 0 | 0 | 0 | 0 | 0 | 0 | 0 | 0 | 0 | 0 | 0 | 0 | 0 | 0 | 0 | 0 | 0 | 0 | 0 | 0 | 0 | 0 | 0 | 0 | 0 | 0 | 0 | 0 | 0 | 0 | 0 | 0 | 0 | 0 | 0 | 0 | 0 | 0 | 0 | 0 | 0 | 0 | 0 | 0 | 0 | 0 | 0 | 0 | 0 | 0 | 0 | 0 | 0 | 0 | 0 | 0 | 0 | 0 | 0 | 0 | 0 | 0 | 0 | 0 | 0 | 0 | 0 | 0 | 0 | 0 | 0 | 0 | 0 | 0 | 0 | 0 | 0 | 0 | 0 | 0 | 0 | 0 | 0 | 0 | 0 | 0 | 0 | 0 | 0 | 0 | 0 | 0 | 0 | 0 | 0 | 0 | 0 | 0 | 0 | 0 | 0 | 0 | 0 | 0 | 0 | 0 | 0 | 0 | 0 | 0 | 0 | 0 | 0 | 0 | 0 | 0 | 0 | 0 | 0 | 0 | 0 | 0 | 0 | 0 | 0 | 0 | 0 | 0 | 0 | 0 | 0 | 0 | 0 | 0 | 0
WA_Commercial_WA - Health_Existing_Water Heating_Natural Gas_Water Heater - Solar System_A | WA | Commercial | WA - Health | Existing | Water Heating | Natural Gas | Water Heater - Solar System | A | WCM144 | 0 | Solar water heater with electric backup unit | 20 | 40.1544 | 0 | 0 | 208.06 | 0 | 0 | 0 | 0.28365 | 0.25 | DHW kbtuh | 1% | 40% | Discretionary | Retro5Med_WA | 85% | Water Heater | 0% | 677.9526 |  | 289.4288 |  | 0 | DHW_WH-Water Heating-AEO17-8 | DHW_WH-Water Heating-AEO17-8 | DHW_WH-Water Heating-DOE-PTool2014-1 | 0 | 0 | 0 | 0 | 0 | 0 | 0 | 0 | 0 | 0 | 0 | 0 | 0 | 0 | 0 | 0 | 0 | 0 | 0 | 0 | 0 | 0 | 0 | 0 | 0 | 0 | 0 | Solar water heater with electric backup unit | Solar water heater with electric backup unit | Solar water heater with electric backup unit | Solar water heater with electric backup unit | Solar water heater with electric backup unit | Solar water heater with electric backup unit | Solar water heater with electric backup unit | Solar water heater with electric backup unit | Solar water heater with electric backup unit | Solar water heater with electric backup unit | Solar water heater with electric backup unit | Solar water heater with electric backup unit | Solar water heater with electric backup unit | Solar water heater with electric backup unit | Solar water heater with electric backup unit | Solar water heater with electric backup unit | Solar water heater with electric backup unit | Solar water heater with electric backup unit | Solar water heater with electric backup unit | Solar water heater with electric backup unit | Solar water heater with electric backup unit | Solar water heater with electric backup unit | Solar water heater with electric backup unit | Solar water heater with electric backup unit | Solar water heater with electric backup unit | Solar water heater with electric backup unit | Solar water heater with electric backup unit | 208.06 | 208.06 | 208.06 | 208.06 | 208.06 | 208.06 | 208.06 | 208.06 | 208.06 | 208.06 | 208.06 | 208.06 | 208.06 | 208.06 | 208.06 | 208.06 | 208.06 | 208.06 | 208.06 | 208.06 | 208.06 | 208.06 | 208.06 | 208.06 | 208.06 | 208.06 | 208.06 | 0 | 0 | 74.3408 | 71.8981 | 69.5435 | 67.3441 | 65.2241 | 63.1786 | 61.157 | 59.2551 | 57.4105 | 55.691 | 54.7881 | 54.0892 | 53.8775 | 53.5471 | 53.2933 | 53.1018 | 52.9486 | 52.8176 | 52.7415 | 52.6982 | 52.6772 | 52.6605 | 52.6089 | 52.5981 | 52.5896 | 0 | 3.5872 | 4.0866 | 4.678 | 5.1114 | 5.5165 | 6.1245 | 6.409 | 6.7392 | 6.3632 | 5.4592 | 4.1825 | 2.8459 | 2.2008 | 0.95113 | 0 | 0 | 0 | 0 | 0 | 0 | 0 | 0 | 0 | 0 | 0 | 3.5872 | 7.5563 | 11.9953 | 16.7292 | 21.721 | 27.1505 | 32.7152 | 38.436 | 43.648 | 48.3995 | 51.9646 | 54.6072 | 56.4731 | 57.1565 | 56.9511 | 56.7868 | 56.6464 | 56.5647 | 56.5182 | 56.4958 | 56.4778 | 56.4225 | 56.4109 | 56.4017 | 0 | 49.8929 | 58.7632 | 69.4643 | 78.3667 | 87.3155 | 100.1447 | 108.1598 | 117.3866 | 114.2588 | 99.6419 | 77.3257 | 52.8221 | 41.0999 | 17.8472 | 0 | 0 | 0 | 0 | 0 | 0 | 0 | 0 | 0 | 0 | 0 | 49.8929 | 108.6561 | 178.1204 | 256.4871 | 343.8026 | 443.9473 | 552.1071 | 669.4937 | 783.7525 | 883.3944 | 960.7201 | 1013.5422 | 1054.642 | 1072.4892 | 1072.4892 | 1072.4892 | 1072.4892 | 1072.4892 | 1072.4892 | 1072.4892 | 1072.4892 | 1072.4892 | 1072.4892 | 1072.4892 | 0 | 3.1163 | 3.5893 | 4.1525 | 4.5847 | 4.999 | 5.6071 | 5.9268 | 6.2977 | 6.0092 | 5.1485 | 3.9384 | 2.6729 | 2.067 | 0.8932 | 0 | 0 | 0 | 0 | 0 | 0 | 0 | 0 | 0 | 0 | 0 | 3.1163 | 6.6367 | 10.6478 | 15.0053 | 19.6833 | 24.8565 | 30.2535 | 35.9177 | 41.2197 | 45.6453 | 48.9324 | 51.2871 | 53.0396 | 53.6749 | 53.4742 | 53.3147 | 53.1867 | 53.0938 | 53.0267 | 52.9781 | 52.9428 | 52.8984 | 52.8884 | 52.8804 | 0 | 42.4089 | 49.9487 | 59.0446 | 66.6117 | 74.2182 | 85.123 | 91.9358 | 99.7786 | 97.12 | 84.6956 | 65.7268 | 44.8987 | 34.9349 | 15.1701 | 0 | 0 | 0 | 0 | 0 | 0 | 0 | 0 | 0 | 0 | 0 | 42.4089 | 92.3577 | 151.4023 | 218.0141 | 292.2322 | 377.3552 | 469.291 | 569.0697 | 666.1897 | 750.8852 | 816.6121 | 861.5108 | 896.4457 | 911.6158 | 911.6158 | 911.6158 | 911.6158 | 911.6158 | 911.6158 | 911.6158 | 911.6158 | 911.6158 | 911.6158 | 911.6158 | 0 | 3.1163 | 3.5893 | 4.1525 | 4.5847 | 4.999 | 5.6071 | 5.9268 | 6.2977 | 6.0092 | 5.1485 | 3.9384 | 2.6729 | 2.067 | 0.8932 | 0 | 0 | 0 | 0 | 0 | 0 | 0 | 0 | 0 | 0 | 0 | 3.1163 | 6.6367 | 10.6478 | 15.0053 | 19.6833 | 24.8565 | 30.2535 | 35.9177 | 41.2197 | 45.6453 | 48.9324 | 51.2871 | 53.0396 | 53.6749 | 53.4742 | 53.3147 | 53.1867 | 53.0938 | 53.0267 | 52.9781 | 52.9428 | 52.8984 | 52.8884 | 52.8804 | 0 | 42.4089 | 49.9487 | 59.0446 | 66.6117 | 74.2182 | 85.123 | 91.9358 | 99.7786 | 97.12 | 84.6956 | 65.7268 | 44.8987 | 34.9349 | 15.1701 | 0 | 0 | 0 | 0 | 0 | 0 | 0 | 0 | 0 | 0 | 0 | 42.4089 | 92.3577 | 151.4023 | 218.0141 | 292.2322 | 377.3552 | 469.291 | 569.0697 | 666.1897 | 750.8852 | 816.6121 | 861.5108 | 896.4457 | 911.6158 | 911.6158 | 911.6158 | 911.6158 | 911.6158 | 911.6158 | 911.6158 | 911.6158 | 911.6158 | 911.6158 | 911.6158 | 0 | 3.1163 | 3.5893 | 4.1525 | 4.5847 | 4.999 | 5.6071 | 5.9268 | 6.2977 | 6.0092 | 5.1485 | 3.9384 | 2.6729 | 2.067 | 0.8932 | 0 | 0 | 0 | 0 | 0 | 0 | 0 | 0 | 0 | 0 | 0 | 3.1163 | 6.6367 | 10.6478 | 15.0053 | 19.6833 | 24.8565 | 30.2535 | 35.9177 | 41.2197 | 45.6453 | 48.9324 | 51.2871 | 53.0396 | 53.6749 | 53.4742 | 53.3147 | 53.1867 | 53.0938 | 53.0267 | 52.9781 | 52.9428 | 52.8984 | 52.8884 | 52.8804 | 0 | 42.4089 | 49.9487 | 59.0446 | 66.6117 | 74.2182 | 85.123 | 91.9358 | 99.7786 | 97.12 | 84.6956 | 65.7268 | 44.8987 | 34.9349 | 15.1701 | 0 | 0 | 0 | 0 | 0 | 0 | 0 | 0 | 0 | 0 | 0 | 42.4089 | 92.3577 | 151.4023 | 218.0141 | 292.2322 | 377.3552 | 469.291 | 569.0697 | 666.1897 | 750.8852 | 816.6121 | 861.5108 | 896.4457 | 911.6158 | 911.6158 | 911.6158 | 911.6158 | 911.6158 | 911.6158 | 911.6158 | 911.6158 | 911.6158 | 911.6158 | 911.6158 | 630.0432 | 640.069 | 649.1387 | 657.2514 | 664.4024 | 670.5849 | 675.7916 | 680.0155 | 683.4328 | 686.1915 | 688.4145 | 690.2034 | 691.6411 | 692.7957 | 693.7221 | 694.465 | 695.0605 | 695.5376 | 695.9197 | 696.2258 | 696.4708 | 696.6669 | 696.8239 | 696.9496 | 697.0501 | 268.9756 | 273.2558 | 277.1278 | 280.5912 | 283.6441 | 286.2835 | 288.5063 | 290.3095 | 291.7685 | 292.9462 | 293.8952 | 294.6589 | 295.2727 | 295.7656 | 296.1611 | 296.4783 | 296.7325 | 296.9362 | 297.0993 | 297.23 | 297.3346 | 297.4183 | 297.4853 | 297.539 | 297.5819
WA_Commercial_WA - Health_Existing_Water Heating_Natural Gas_Commercial Laundry - Ozone Treatment_A | WA | Commercial | WA - Health | Existing | Water Heating | Natural Gas | Commercial Laundry - Ozone Treatment | A | WCM145 | Standard commercial washer. | Ozone laundry treatment system. | 10 | 1833.2024 | 0 | 0 | 151053.96 | 0 | 1812.2 | 0 | 0.28365 | 0.25 | perBldg | 0% | 6.667% | Discretionary | Retro5Med_WA | 85% | Water Heater | 0% | 17411.9907 |  | 6962.1811 |  | 0 | CW_OZON-Water Heating-ILTRM-v4.0-4 | CW_OZON-Water Heating-ILTRM-v4.0-4 | CW_OZON-Water Heating-ILTRM-v4.0-4 | Standard commercial washer. | Standard commercial washer. | Standard commercial washer. | Standard commercial washer. | Standard commercial washer. | Standard commercial washer. | Standard commercial washer. | Standard commercial washer. | Standard commercial washer. | Standard commercial washer. | Standard commercial washer. | Standard commercial washer. | Standard commercial washer. | Standard commercial washer. | Standard commercial washer. | Standard commercial washer. | Standard commercial washer. | Standard commercial washer. | Standard commercial washer. | Standard commercial washer. | Standard commercial washer. | Standard commercial washer. | Standard commercial washer. | Standard commercial washer. | Standard commercial washer. | Standard commercial washer. | Standard commercial washer. | Ozone laundry treatment system. | Ozone laundry treatment system. | Ozone laundry treatment system. | Ozone laundry treatment system. | Ozone laundry treatment system. | Ozone laundry treatment system. | Ozone laundry treatment system. | Ozone laundry treatment system. | Ozone laundry treatment system. | Ozone laundry treatment system. | Ozone laundry treatment system. | Ozone laundry treatment system. | Ozone laundry treatment system. | Ozone laundry treatment system. | Ozone laundry treatment system. | Ozone laundry treatment system. | Ozone laundry treatment system. | Ozone laundry treatment system. | Ozone laundry treatment system. | Ozone laundry treatment system. | Ozone laundry treatment system. | Ozone laundry treatment system. | Ozone laundry treatment system. | Ozone laundry treatment system. | Ozone laundry treatment system. | Ozone laundry treatment system. | Ozone laundry treatment system. | 151053.96 | 151053.96 | 151053.96 | 151053.96 | 151053.96 | 151053.96 | 151053.96 | 151053.96 | 151053.96 | 151053.96 | 151053.96 | 151053.96 | 151053.96 | 151053.96 | 151053.96 | 151053.96 | 151053.96 | 151053.96 | 151053.96 | 151053.96 | 151053.96 | 151053.96 | 151053.96 | 151053.96 | 151053.96 | 151053.96 | 151053.96 | 0 | 0 | 3393.9422 | 3275.9845 | 3161.3195 | 3052.8508 | 2947.4425 | 2844.9706 | 2742.7715 | 2645.7836 | 2551.2752 | 2463.4795 | 2413.8203 | 2375.5969 | 2361.245 | 2343.3406 | 2330.7501 | 2322.3755 | 2315.6757 | 2309.9471 | 2306.6183 | 2304.7224 | 2303.8059 | 2303.0726 | 2300.817 | 2300.3477 | 2299.9723 | 0 | 0.75736 | 0.89737 | 1.0604 | 1.1885 | 1.3085 | 1.4748 | 1.5607 | 1.5374 | 1.399 | 1.1783 | 0.34818 | 0 | 0 | 0 | 0 | 0 | 0 | 0 | 0 | 0 | 0 | 0 | 0 | 0 | 0 | 0.75736 | 1.6282 | 2.6328 | 3.7304 | 4.9092 | 6.2077 | 7.5489 | 8.8167 | 9.9122 | 10.8907 | 11.0665 | 10.9996 | 10.9162 | 10.8575 | 10.8185 | 10.7873 | 10.7606 | 10.7451 | 10.7363 | 10.732 | 10.7286 | 10.7181 | 10.7159 | 10.7142 | 0 | 0.23119 | 0.28386 | 0.34736 | 0.40323 | 0.45994 | 0.53772 | 0.58989 | 0.60261 | 0.56789 | 0.48815 | 0.14656 | 0 | 0 | 0 | 0 | 0 | 0 | 0 | 0 | 0 | 0 | 0 | 0 | 0 | 0 | 0.23119 | 0.51504 | 0.8624 | 1.2656 | 1.7256 | 2.2633 | 2.8532 | 3.4558 | 4.0237 | 4.5118 | 4.6584 | 4.6584 | 4.6584 | 4.6584 | 4.6584 | 4.6584 | 4.6584 | 4.6584 | 4.6584 | 4.6584 | 4.6584 | 4.6584 | 4.6584 | 4.6584 | 0 | 0.65814 | 0.78866 | 0.94231 | 1.0677 | 1.1882 | 1.3539 | 1.4481 | 1.4426 | 1.3275 | 1.1173 | 0.32979 | 0 | 0 | 0 | 0 | 0 | 0 | 0 | 0 | 0 | 0 | 0 | 0 | 0 | 0 | 0.65814 | 1.431 | 2.3395 | 3.3511 | 4.4579 | 5.6985 | 7.0043 | 8.2726 | 9.4056 | 10.3266 | 10.4821 | 10.3951 | 10.3186 | 10.2629 | 10.2246 | 10.1941 | 10.1696 | 10.1518 | 10.139 | 10.1297 | 10.1229 | 10.1145 | 10.1126 | 10.111 | 0 | 0.19651 | 0.24128 | 0.29526 | 0.34275 | 0.39095 | 0.45706 | 0.5014 | 0.51222 | 0.48271 | 0.41493 | 0.12458 | 0 | 0 | 0 | 0 | 0 | 0 | 0 | 0 | 0 | 0 | 0 | 0 | 0 | 0 | 0.19651 | 0.43779 | 0.73304 | 1.0758 | 1.4667 | 1.9238 | 2.4252 | 2.9374 | 3.4201 | 3.8351 | 3.9596 | 3.9596 | 3.9596 | 3.9596 | 3.9596 | 3.9596 | 3.9596 | 3.9596 | 3.9596 | 3.9596 | 3.9596 | 3.9596 | 3.9596 | 3.9596 | 0 | 0 | 0 | 0 | 0 | 0 | 0 | 0 | 0 | 0 | 0 | 0 | 0 | 0 | 0 | 0 | 0 | 0 | 0 | 0 | 0 | 0 | 0 | 0 | 0 | 0 | 0 | 0 | 0 | 0 | 0 | 0 | 0 | 0 | 0 | 0 | 0 | 0 | 0 | 0 | 0 | 0 | 0 | 0 | 0 | 0 | 0 | 0 | 0 | 0 | 0 | 0 | 0 | 0 | 0 | 0 | 0 | 0 | 0 | 0 | 0 | 0 | 0 | 0 | 0 | 0 | 0 | 0 | 0 | 0 | 0 | 0 | 0 | 0 | 0 | 0 | 0 | 0 | 0 | 0 | 0 | 0 | 0 | 0 | 0 | 0 | 0 | 0 | 0 | 0 | 0 | 0 | 0 | 0 | 0 | 0 | 0 | 0 | 0 | 0 | 0 | 0 | 0 | 0 | 0 | 0 | 0 | 0 | 0 | 0 | 0 | 0 | 0 | 0 | 0 | 0 | 0 | 0 | 0 | 0 | 0 | 0 | 0 | 0 | 0 | 0 | 0 | 0 | 0 | 0 | 0 | 0 | 0 | 0 | 0 | 0 | 0 | 0 | 0 | 0 | 0 | 0 | 0 | 0 | 0 | 0 | 0 | 0 | 0 | 0 | 0 | 0 | 0 | 0 | 0 | 0 | 0 | 0 | 0 | 0 | 0 | 0 | 0 | 0 | 0 | 0 | 0 | 0 | 0 | 0 | 0 | 0 | 0 | 0 | 0 | 0 | 0 | 0 | 0 | 0 | 0 | 0 | 0 | 0 | 0 | 0 | 0 | 0 | 0 | 0 | 0 | 0 | 0 | 0 | 0 | 0 | 0 | 0 | 0 | 0 | 16181.5259 | 16439.0201 | 16671.9594 | 16880.3184 | 17063.9786 | 17222.7665 | 17356.4899 | 17464.9731 | 17552.741 | 17623.593 | 17680.6878 | 17726.6306 | 17763.5572 | 17793.2094 | 17817.0025 | 17836.0829 | 17851.3766 | 17863.6305 | 17873.4457 | 17881.3057 | 17887.5986 | 17892.6362 | 17896.6682 | 17899.8952 | 17902.4776 | 6470.18 | 6573.139 | 6666.2798 | 6749.592 | 6823.0286 | 6886.5199 | 6939.9892 | 6983.3661 | 7018.4601 | 7046.7903 | 7069.6196 | 7087.9898 | 7102.7549 | 7114.6113 | 7124.125 | 7131.7543 | 7137.8695 | 7142.7692 | 7146.6938 | 7149.8366 | 7152.3529 | 7154.3671 | 7155.9794 | 7157.2697 | 7158.3022
WA_Commercial_WA - Health_Existing_Water Heating_Natural Gas_Commercial Laundry - ENERGY STAR Washer_A | WA | Commercial | WA - Health | Existing | Water Heating | Natural Gas | Commercial Laundry - ENERGY STAR Washer | A | WCM146 | Standard efficiency washer. | ENERGY STAR rated washer. | 7 | 35.5089 | 0 | 0 | 971.92 | 424.69 | 0 | 0 | 0.28365 | 0.25 | ClothesWashers | 0% | 6.667% | Discretionary | Retro5Med_WA | 95% | Water Heater | 0% | -6288.5773 |  | 3017.0941 |  | 0 | CW-Miscellaneous-RTF-v5.1-21 | CW-Miscellaneous-RTF-v5.1-21 | CW-Miscellaneous-RTF-PreQCv5.0-8 | Standard efficiency washer. | Standard efficiency washer. | Standard efficiency washer. | Standard efficiency washer. | Standard efficiency washer. | Standard efficiency washer. | Standard efficiency washer. | Standard efficiency washer. | Standard efficiency washer. | Standard efficiency washer. | Standard efficiency washer. | Standard efficiency washer. | Standard efficiency washer. | Standard efficiency washer. | Standard efficiency washer. | Standard efficiency washer. | Standard efficiency washer. | Standard efficiency washer. | Standard efficiency washer. | Standard efficiency washer. | Standard efficiency washer. | Standard efficiency washer. | Standard efficiency washer. | Standard efficiency washer. | Standard efficiency washer. | Standard efficiency washer. | Standard efficiency washer. | ENERGY STAR rated washer. | ENERGY STAR rated washer. | ENERGY STAR rated washer. | ENERGY STAR rated washer. | ENERGY STAR rated washer. | ENERGY STAR rated washer. | ENERGY STAR rated washer. | ENERGY STAR rated washer. | ENERGY STAR rated washer. | ENERGY STAR rated washer. | ENERGY STAR rated washer. | ENERGY STAR rated washer. | ENERGY STAR rated washer. | ENERGY STAR rated washer. | ENERGY STAR rated washer. | ENERGY STAR rated washer. | ENERGY STAR rated washer. | ENERGY STAR rated washer. | ENERGY STAR rated washer. | ENERGY STAR rated washer. | ENERGY STAR rated washer. | ENERGY STAR rated washer. | ENERGY STAR rated washer. | ENERGY STAR rated washer. | ENERGY STAR rated washer. | ENERGY STAR rated washer. | ENERGY STAR rated washer. | 971.92 | 971.92 | 971.92 | 971.92 | 971.92 | 971.92 | 971.92 | 971.92 | 971.92 | 971.92 | 971.92 | 971.92 | 971.92 | 971.92 | 971.92 | 971.92 | 971.92 | 971.92 | 971.92 | 971.92 | 971.92 | 971.92 | 971.92 | 971.92 | 971.92 | 971.92 | 971.92 | 0 | 0 | 65.7402 | 63.4556 | 61.2347 | 59.1338 | 57.0923 | 55.1076 | 53.1283 | 51.2499 | 49.4194 | 47.7188 | 46.757 | 46.0166 | 45.7386 | 45.3917 | 45.1479 | 44.9856 | 44.8559 | 44.7449 | 44.6804 | 44.6437 | 44.6259 | 44.6117 | 44.568 | 44.5589 | 44.5517 | 0 | 0.0045733 | 0.0054187 | 0.0064034 | 0.0071767 | 0.0079014 | 0.0089059 | 0.0094245 | 0.0057222 | 0.0042252 | 0.0020522 | 0 | 0 | 0 | 0 | 0 | 0 | 0 | 0 | 0 | 0 | 0 | 0 | 0 | 0 | 0 | 0.0045733 | 0.0098319 | 0.015898 | 0.022526 | 0.029644 | 0.037485 | 0.045585 | 0.049679 | 0.052195 | 0.053195 | 0.052352 | 0.052036 | 0.051641 | 0.051364 | 0.051179 | 0.051032 | 0.050905 | 0.050832 | 0.05079 | 0.05077 | 0.050754 | 0.050704 | 0.050694 | 0.050686 | 0 | 0.072071 | 0.088491 | 0.10829 | 0.1257 | 0.14338 | 0.16763 | 0.18389 | 0.11579 | 0.088544 | 0.04389 | 0 | 0 | 0 | 0 | 0 | 0 | 0 | 0 | 0 | 0 | 0 | 0 | 0 | 0 | 0 | 0.072071 | 0.16056 | 0.26885 | 0.39455 | 0.53793 | 0.70557 | 0.88946 | 1.0052 | 1.0938 | 1.1377 | 1.1377 | 1.1377 | 1.1377 | 1.1377 | 1.1377 | 1.1377 | 1.1377 | 1.1377 | 1.1377 | 1.1377 | 1.1377 | 1.1377 | 1.1377 | 1.1377 | 0 | 0.0044417 | 0.0053226 | 0.0063595 | 0.0072056 | 0.0080191 | 0.0091372 | 0.0097734 | 0.0060008 | 0.004481 | 0.0021748 | 0 | 0 | 0 | 0 | 0 | 0 | 0 | 0 | 0 | 0 | 0 | 0 | 0 | 0 | 0 | 0.0044417 | 0.0096575 | 0.015789 | 0.022617 | 0.030086 | 0.038459 | 0.047272 | 0.052097 | 0.055354 | 0.056373 | 0.055422 | 0.054962 | 0.054557 | 0.054263 | 0.05406 | 0.053899 | 0.053769 | 0.053675 | 0.053607 | 0.053558 | 0.053523 | 0.053478 | 0.053468 | 0.05346 | 0 | 0.068467 | 0.084067 | 0.10287 | 0.11942 | 0.13621 | 0.15925 | 0.1747 | 0.11 | 0.084117 | 0.041695 | 0 | 0 | 0 | 0 | 0 | 0 | 0 | 0 | 0 | 0 | 0 | 0 | 0 | 0 | 0 | 0.068467 | 0.15253 | 0.25541 | 0.37483 | 0.51104 | 0.67029 | 0.84499 | 0.95499 | 1.0391 | 1.0808 | 1.0808 | 1.0808 | 1.0808 | 1.0808 | 1.0808 | 1.0808 | 1.0808 | 1.0808 | 1.0808 | 1.0808 | 1.0808 | 1.0808 | 1.0808 | 1.0808 | 0 | 0.0044419 | 0.0053233 | 0.006361 | 0.0072081 | 0.0080228 | 0.0091426 | 0.0097806 | 0.0060061 | 0.0044855 | 0.0021772 | 0 | 0 | 0 | 0 | 0 | 0 | 0 | 0 | 0 | 0 | 0 | 0 | 0 | 0 | 0 | 0.0044419 | 0.0096589 | 0.015793 | 0.022624 | 0.0301 | 0.038482 | 0.047307 | 0.052143 | 0.05541 | 0.056436 | 0.055489 | 0.055031 | 0.054628 | 0.054334 | 0.054131 | 0.05397 | 0.05384 | 0.053746 | 0.053678 | 0.053629 | 0.053593 | 0.053548 | 0.053538 | 0.05353 | 0 | 0.068467 | 0.084067 | 0.10287 | 0.11942 | 0.13621 | 0.15925 | 0.1747 | 0.11 | 0.084117 | 0.041695 | 0 | 0 | 0 | 0 | 0 | 0 | 0 | 0 | 0 | 0 | 0 | 0 | 0 | 0 | 0 | 0.068467 | 0.15253 | 0.25541 | 0.37483 | 0.51104 | 0.67029 | 0.84499 | 0.95499 | 1.0391 | 1.0808 | 1.0808 | 1.0808 | 1.0808 | 1.0808 | 1.0808 | 1.0808 | 1.0808 | 1.0808 | 1.0808 | 1.0808 | 1.0808 | 1.0808 | 1.0808 | 1.0808 | 0 | 0 | 0 | 0 | 0 | 0 | 0 | 0 | 0 | 0 | 0 | 0 | 0 | 0 | 0 | 0 | 0 | 0 | 0 | 0 | 0 | 0 | 0 | 0 | 0 | 0 | 0 | 0 | 0 | 0 | 0 | 0 | 0 | 0 | 0 | 0 | 0 | 0 | 0 | 0 | 0 | 0 | 0 | 0 | 0 | 0 | 0 | 0 | 0 | 0 | 0 | 0 | 0 | 0 | 0 | 0 | 0 | 0 | 0 | 0 | 0 | 0 | 0 | 0 | 0 | 0 | 0 | 0 | 0 | 0 | 0 | 0 | 0 | 0 | 0 | 0 | 0 | 0 | 0 | 0 | 0 | 0 | 0 | 0 | 0 | 0 | 0 | 0 | 0 | 0 | 0 | 0 | 0 | 0 | 0 | 0 | 0 | 0 | 0 | 0 | -5844.1782 | -5937.1758 | -6021.3049 | -6096.5566 | -6162.888 | -6220.2364 | -6268.5324 | -6307.7126 | -6339.4112 | -6365.0004 | -6385.6209 | -6402.2138 | -6415.5503 | -6426.2596 | -6434.8528 | -6441.744 | -6447.2675 | -6451.6932 | -6455.2381 | -6458.0768 | -6460.3496 | -6462.169 | -6463.6252 | -6464.7907 | -6465.7233 | 2803.8831 | 2848.5009 | 2888.8639 | 2924.9676 | 2956.7917 | 2984.306 | 3007.4771 | 3026.2747 | 3041.4829 | 3053.7599 | 3063.6531 | 3071.6139 | 3078.0124 | 3083.1505 | 3087.2733 | 3090.5795 | 3093.2295 | 3095.3528 | 3097.0536 | 3098.4155 | 3099.5059 | 3100.3788 | 3101.0775 | 3101.6367 | 3102.0841
WA_Commercial_WA - Health_Existing_Water Heating_Natural Gas_Water Heater - Efficient Dishwasher_A | WA | Commercial | WA - Health | Existing | Water Heating | Natural Gas | Water Heater - Efficient Dishwasher | A | WCM147 | 0 | ENERGY STAR | 12 | 102.8166 | 0 | 0 | 19396.33 | 10770.54 | 0 | 0 | 0.28365 | 0.25 | perBldg | 0% | 75% | Discretionary | Retro5Med_WA | 85% | Water Heater | 0% | -83984.9724 |  | 14086.2077 |  | 0 | Avista TRM | Avista TRM | Avista TRM | 0 | 0 | 0 | 0 | 0 | 0 | 0 | 0 | 0 | 0 | 0 | 0 | 0 | 0 | 0 | 0 | 0 | 0 | 0 | 0 | 0 | 0 | 0 | 0 | 0 | 0 | 0 | ENERGY STAR | ENERGY STAR | ENERGY STAR | ENERGY STAR | ENERGY STAR | ENERGY STAR | ENERGY STAR | ENERGY STAR | ENERGY STAR | ENERGY STAR | ENERGY STAR | ENERGY STAR | ENERGY STAR | ENERGY STAR | ENERGY STAR | ENERGY STAR | ENERGY STAR | ENERGY STAR | ENERGY STAR | ENERGY STAR | ENERGY STAR | ENERGY STAR | ENERGY STAR | ENERGY STAR | ENERGY STAR | ENERGY STAR | ENERGY STAR | 19396.33 | 19396.33 | 19396.33 | 19396.33 | 19396.33 | 19396.33 | 19396.33 | 19396.33 | 19396.33 | 19396.33 | 19396.33 | 19396.33 | 19396.33 | 19396.33 | 19396.33 | 19396.33 | 19396.33 | 19396.33 | 19396.33 | 19396.33 | 19396.33 | 19396.33 | 19396.33 | 19396.33 | 19396.33 | 19396.33 | 19396.33 | 0 | 0 | 190.352 | 183.7886 | 177.4178 | 171.4038 | 165.5679 | 159.9025 | 154.2607 | 148.9143 | 143.7017 | 138.8537 | 136.1364 | 134.0428 | 133.2755 | 132.2703 | 131.5621 | 131.0894 | 130.7113 | 130.3879 | 130.2 | 130.093 | 130.0412 | 129.9999 | 129.8725 | 129.846 | 129.8248 | 0 | 0.478 | 0.56657 | 0.66981 | 0.75107 | 0.82738 | 0.93318 | 0.98823 | 0.97421 | 0.8871 | 0.74762 | 0.56964 | 0.38869 | 0 | 0 | 0 | 0 | 0 | 0 | 0 | 0 | 0 | 0 | 0 | 0 | 0 | 0.478 | 1.028 | 1.663 | 2.3574 | 3.1041 | 3.9278 | 4.7799 | 5.5868 | 6.2854 | 6.91 | 7.3734 | 7.7199 | 7.6616 | 7.6206 | 7.5932 | 7.5713 | 7.5526 | 7.5417 | 7.5355 | 7.5325 | 7.5301 | 7.5228 | 7.5212 | 7.52 | 0 | 2.6008 | 3.1934 | 3.9078 | 4.5363 | 5.1743 | 6.0493 | 6.6362 | 6.7794 | 6.3887 | 5.4917 | 4.2497 | 2.9165 | 0 | 0 | 0 | 0 | 0 | 0 | 0 | 0 | 0 | 0 | 0 | 0 | 0 | 2.6008 | 5.7942 | 9.7021 | 14.2384 | 19.4127 | 25.462 | 32.0982 | 38.8776 | 45.2664 | 50.758 | 55.0077 | 57.9242 | 57.9242 | 57.9242 | 57.9242 | 57.9242 | 57.9242 | 57.9242 | 57.9242 | 57.9242 | 57.9242 | 57.9242 | 57.9242 | 57.9242 | 0 | 0.41536 | 0.49789 | 0.5951 | 0.67456 | 0.75108 | 0.85627 | 0.91646 | 0.91351 | 0.84114 | 0.7083 | 0.53907 | 0.36698 | 0 | 0 | 0 | 0 | 0 | 0 | 0 | 0 | 0 | 0 | 0 | 0 | 0 | 0.41536 | 0.90339 | 1.4775 | 2.1173 | 2.8179 | 3.6041 | 4.4327 | 5.2387 | 5.9597 | 6.5466 | 6.9778 | 7.2887 | 7.2353 | 7.1964 | 7.1695 | 7.1481 | 7.1309 | 7.1185 | 7.1095 | 7.103 | 7.0982 | 7.0923 | 7.0909 | 7.0899 | 0 | 2.2107 | 2.7144 | 3.3216 | 3.8559 | 4.3981 | 5.1419 | 5.6408 | 5.7625 | 5.4304 | 4.6679 | 3.6122 | 2.479 | 0 | 0 | 0 | 0 | 0 | 0 | 0 | 0 | 0 | 0 | 0 | 0 | 0 | 2.2107 | 4.9251 | 8.2467 | 12.1026 | 16.5008 | 21.6427 | 27.2835 | 33.046 | 38.4764 | 43.1443 | 46.7566 | 49.2356 | 49.2356 | 49.2356 | 49.2356 | 49.2356 | 49.2356 | 49.2356 | 49.2356 | 49.2356 | 49.2356 | 49.2356 | 49.2356 | 49.2356 | 0 | 0.41537 | 0.4979 | 0.59513 | 0.6746 | 0.75113 | 0.85635 | 0.91655 | 0.91361 | 0.84124 | 0.70838 | 0.53914 | 0.36703 | 0 | 0 | 0 | 0 | 0 | 0 | 0 | 0 | 0 | 0 | 0 | 0 | 0 | 0.41537 | 0.90341 | 1.4775 | 2.1174 | 2.8181 | 3.6044 | 4.4332 | 5.2393 | 5.9604 | 6.5474 | 6.9786 | 7.2895 | 7.2362 | 7.1972 | 7.1703 | 7.1489 | 7.1317 | 7.1193 | 7.1103 | 7.1038 | 7.099 | 7.0931 | 7.0918 | 7.0907 | 0 | 2.2107 | 2.7144 | 3.3216 | 3.8559 | 4.3981 | 5.1419 | 5.6408 | 5.7625 | 5.4304 | 4.6679 | 3.6122 | 2.479 | 0 | 0 | 0 | 0 | 0 | 0 | 0 | 0 | 0 | 0 | 0 | 0 | 0 | 2.2107 | 4.9251 | 8.2467 | 12.1026 | 16.5008 | 21.6427 | 27.2835 | 33.046 | 38.4764 | 43.1443 | 46.7566 | 49.2356 | 49.2356 | 49.2356 | 49.2356 | 49.2356 | 49.2356 | 49.2356 | 49.2356 | 49.2356 | 49.2356 | 49.2356 | 49.2356 | 49.2356 | 0 | 0 | 0 | 0 | 0 | 0 | 0 | 0 | 0 | 0 | 0 | 0 | 0 | 0 | 0 | 0 | 0 | 0 | 0 | 0 | 0 | 0 | 0 | 0 | 0 | 0 | 0 | 0 | 0 | 0 | 0 | 0 | 0 | 0 | 0 | 0 | 0 | 0 | 0 | 0 | 0 | 0 | 0 | 0 | 0 | 0 | 0 | 0 | 0 | 0 | 0 | 0 | 0 | 0 | 0 | 0 | 0 | 0 | 0 | 0 | 0 | 0 | 0 | 0 | 0 | 0 | 0 | 0 | 0 | 0 | 0 | 0 | 0 | 0 | 0 | 0 | 0 | 0 | 0 | 0 | 0 | 0 | 0 | 0 | 0 | 0 | 0 | 0 | 0 | 0 | 0 | 0 | 0 | 0 | 0 | 0 | 0 | 0 | 0 | 0 | -78049.9501 | -79291.9473 | -80415.5063 | -81420.5046 | -82306.3712 | -83072.2684 | -83717.2698 | -84240.5276 | -84663.8671 | -85005.6145 | -85281.0053 | -85502.606 | -85680.7175 | -85823.7419 | -85938.5056 | -86030.5379 | -86104.3057 | -86163.4111 | -86210.7539 | -86248.6656 | -86279.0189 | -86303.317 | -86322.7653 | -86338.3303 | -86350.7863 | 13090.7682 | 13299.0796 | 13487.5263 | 13656.0876 | 13804.6677 | 13933.1262 | 14041.3078 | 14129.0701 | 14200.0739 | 14257.3928 | 14303.5821 | 14340.7497 | 14370.623 | 14394.6115 | 14413.86 | 14429.2959 | 14441.6685 | 14451.5818 | 14459.5223 | 14465.881 | 14470.9719 | 14475.0473 | 14478.3092 | 14480.9198 | 14483.009
WA_Commercial_WA - Health_Existing_Water Heating_Natural Gas_Commercial Laundry - Alternative Dry-Cleaning Methods_A | WA | Commercial | WA - Health | Existing | Water Heating | Natural Gas | Commercial Laundry - Alternative Dry-Cleaning Methods | A | WCM148 | Standard efficiency dryer. | High efficiency alternative dry-cleaning methods. | 15 | 0 | 0 | 0 | 540574.21 | 0 | 0 | 0 | 0.28365 | 0.25 | perBldg | 0% | 6.667% | Discretionary | Retro5Med_WA | 85% | Water Heater | 0% | 0 |  | 0 |  | 0 | CW_ALTDRYCLN-Miscellaneous-SCE-ET05.01-6 | CW_ALTDRYCLN-Miscellaneous-SCE-ET05.01-6 | CW_ALTDRYCLN-Miscellaneous-SCE-ET05.01-6 | Standard efficiency dryer. | Standard efficiency dryer. | Standard efficiency dryer. | Standard efficiency dryer. | Standard efficiency dryer. | Standard efficiency dryer. | Standard efficiency dryer. | Standard efficiency dryer. | Standard efficiency dryer. | Standard efficiency dryer. | Standard efficiency dryer. | Standard efficiency dryer. | Standard efficiency dryer. | Standard efficiency dryer. | Standard efficiency dryer. | Standard efficiency dryer. | Standard efficiency dryer. | Standard efficiency dryer. | Standard efficiency dryer. | Standard efficiency dryer. | Standard efficiency dryer. | Standard efficiency dryer. | Standard efficiency dryer. | Standard efficiency dryer. | Standard efficiency dryer. | Standard efficiency dryer. | Standard efficiency dryer. | High efficiency alternative dry-cleaning methods. | High efficiency alternative dry-cleaning methods. | High efficiency alternative dry-cleaning methods. | High efficiency alternative dry-cleaning methods. | High efficiency alternative dry-cleaning methods. | High efficiency alternative dry-cleaning methods. | High efficiency alternative dry-cleaning methods. | High efficiency alternative dry-cleaning methods. | High efficiency alternative dry-cleaning methods. | High efficiency alternative dry-cleaning methods. | High efficiency alternative dry-cleaning methods. | High efficiency alternative dry-cleaning methods. | High efficiency alternative dry-cleaning methods. | High efficiency alternative dry-cleaning methods. | High efficiency alternative dry-cleaning methods. | High efficiency alternative dry-cleaning methods. | High efficiency alternative dry-cleaning methods. | High efficiency alternative dry-cleaning methods. | High efficiency alternative dry-cleaning methods. | High efficiency alternative dry-cleaning methods. | High efficiency alternative dry-cleaning methods. | High efficiency alternative dry-cleaning methods. | High efficiency alternative dry-cleaning methods. | High efficiency alternative dry-cleaning methods. | High efficiency alternative dry-cleaning methods. | High efficiency alternative dry-cleaning methods. | High efficiency alternative dry-cleaning methods. | 540574.21 | 540574.21 | 540574.21 | 540574.21 | 540574.21 | 540574.21 | 540574.21 | 540574.21 | 540574.21 | 540574.21 | 540574.21 | 540574.21 | 540574.21 | 540574.21 | 540574.21 | 540574.21 | 540574.21 | 540574.21 | 540574.21 | 540574.21 | 540574.21 | 540574.21 | 540574.21 | 540574.21 | 540574.21 | 540574.21 | 540574.21 | 0 | 0 | 0 | 0 | 0 | 0 | 0 | 0 | 0 | 0 | 0 | 0 | 0 | 0 | 0 | 0 | 0 | 0 | 0 | 0 | 0 | 0 | 0 | 0 | 0 | 0 | 0 | 0 | 0 | 0 | 0 | 0 | 0 | 0 | 0 | 0 | 0 | 0 | 0 | 0 | 0 | 0 | 0 | 0 | 0 | 0 | 0 | 0 | 0 | 0 | 0 | 0 | 0 | 0 | 0 | 0 | 0 | 0 | 0 | 0 | 0 | 0 | 0 | 0 | 0 | 0 | 0 | 0 | 0 | 0 | 0 | 0 | 0 | 0 | 0 | 0 | 0 | 0 | 0.23119 | 0.28386 | 0.34736 | 0.40323 | 0.45994 | 0.53772 | 0.58989 | 0.60261 | 0.56789 | 0.48815 | 0.37775 | 0.25924 | 0.15513 | 0.072457 | 0 | 0 | 0 | 0 | 0 | 0 | 0 | 0 | 0 | 0 | 0 | 0.23119 | 0.51504 | 0.8624 | 1.2656 | 1.7256 | 2.2633 | 2.8532 | 3.4558 | 4.0237 | 4.5118 | 4.8896 | 5.1488 | 5.3039 | 5.3764 | 5.3764 | 5.3764 | 5.3764 | 5.3764 | 5.3764 | 5.3764 | 5.3764 | 5.3764 | 5.3764 | 5.3764 | 0 | 0 | 0 | 0 | 0 | 0 | 0 | 0 | 0 | 0 | 0 | 0 | 0 | 0 | 0 | 0 | 0 | 0 | 0 | 0 | 0 | 0 | 0 | 0 | 0 | 0 | 0 | 0 | 0 | 0 | 0 | 0 | 0 | 0 | 0 | 0 | 0 | 0 | 0 | 0 | 0 | 0 | 0 | 0 | 0 | 0 | 0 | 0 | 0 | 0 | 0 | 0.19651 | 0.24128 | 0.29526 | 0.34275 | 0.39095 | 0.45706 | 0.5014 | 0.51222 | 0.48271 | 0.41493 | 0.32109 | 0.22036 | 0.13186 | 0.061589 | 0 | 0 | 0 | 0 | 0 | 0 | 0 | 0 | 0 | 0 | 0 | 0.19651 | 0.43779 | 0.73304 | 1.0758 | 1.4667 | 1.9238 | 2.4252 | 2.9374 | 3.4201 | 3.8351 | 4.1561 | 4.3765 | 4.5084 | 4.5699 | 4.5699 | 4.5699 | 4.5699 | 4.5699 | 4.5699 | 4.5699 | 4.5699 | 4.5699 | 4.5699 | 4.5699 | 0 | 0 | 0 | 0 | 0 | 0 | 0 | 0 | 0 | 0 | 0 | 0 | 0 | 0 | 0 | 0 | 0 | 0 | 0 | 0 | 0 | 0 | 0 | 0 | 0 | 0 | 0 | 0 | 0 | 0 | 0 | 0 | 0 | 0 | 0 | 0 | 0 | 0 | 0 | 0 | 0 | 0 | 0 | 0 | 0 | 0 | 0 | 0 | 0 | 0 | 0 | 0 | 0 | 0 | 0 | 0 | 0 | 0 | 0 | 0 | 0 | 0 | 0 | 0 | 0 | 0 | 0 | 0 | 0 | 0 | 0 | 0 | 0 | 0 | 0 | 0 | 0 | 0 | 0 | 0 | 0 | 0 | 0 | 0 | 0 | 0 | 0 | 0 | 0 | 0 | 0 | 0 | 0 | 0 | 0 | 0 | 0 | 0 | 0 | 0 | 0 | 0 | 0 | 0 | 0 | 0 | 0 | 0 | 0 | 0 | 0 | 0 | 0 | 0 | 0 | 0 | 0 | 0 | 0 | 0 | 0 | 0 | 0 | 0 | 0 | 0 | 0 | 0 | 0 | 0 | 0 | 0 | 0 | 0 | 0 | 0 | 0 | 0 | 0 | 0 | 0 | 0 | 0 | 0 | 0 | 0 | 0 | 0 | 0 | 0 | 0 | 0 | 0 | 0 | 0 | 0 | 0 | 0 | 0 | 0 | 0 | 0 | 0 | 0 | 0 | 0 | 0 | 0 | 0 | 0 | 0 | 0 | 0 | 0 | 0 | 0 | 0 | 0 | 0 | 0 | 0 | 0 | 0 | 0 | 0 | 0 | 0 | 0 | 0 | 0 | 0 | 0 | 0 | 0 | 0 | 0 | 0 | 0 | 0 | 0 | 0 | 0 | 0 | 0 | 0 | 0 | 0 | 0 | 0 | 0 | 0 | 0 | 0 | 0 | 0 | 0 | 0 | 0 | 0 | 0 | 0 | 0 | 0 | 0 | 0 | 0 | 0 | 0 | 0 | 0 | 0 | 0 | 0 | 0 | 0 | 0 | 0 | 0 | 0 | 0 | 0 | 0 | 0 | 0 | 0 | 0 | 0 | 0 | 0 | 0
WA_Commercial_WA - Health_Existing_Space Heating_Natural Gas_Advanced Kitchen Ventilation Controls_A | WA | Commercial | WA - Health | Existing | Space Heating | Natural Gas | Advanced Kitchen Ventilation Controls | A | WCM149 | No controls on exhaust hoods. | Variable exhaust hood flow based on temperature or grease sensor. | 15 | 0.038424 | 0 | 0 | 0.18 | 0.02 | 0 | 0 | 0.28365 | 0.25 | sqft | 10% | 20% | Discretionary | RetroEven20_WA | 85% | Space Heating | 0% | 207.7773 |  | 263.6116 |  | 0 | IL TRM - CI-FSE-VENT-V03-160601 | COOK_EXHD-Ventilation-XCELCO-2017-18-2 | COOK_EXHD-Ventilation-XCELCO-2017-18-2 | No controls on exhaust hoods. | No controls on exhaust hoods. | No controls on exhaust hoods. | No controls on exhaust hoods. | No controls on exhaust hoods. | No controls on exhaust hoods. | No controls on exhaust hoods. | No controls on exhaust hoods. | No controls on exhaust hoods. | No controls on exhaust hoods. | No controls on exhaust hoods. | No controls on exhaust hoods. | No controls on exhaust hoods. | No controls on exhaust hoods. | No controls on exhaust hoods. | No controls on exhaust hoods. | No controls on exhaust hoods. | No controls on exhaust hoods. | No controls on exhaust hoods. | No controls on exhaust hoods. | No controls on exhaust hoods. | No controls on exhaust hoods. | No controls on exhaust hoods. | No controls on exhaust hoods. | No controls on exhaust hoods. | No controls on exhaust hoods. | No controls on exhaust hoods. | Variable exhaust hood flow based on temperature or grease sensor. | Variable exhaust hood flow based on temperature or grease sensor. | Variable exhaust hood flow based on temperature or grease sensor. | Variable exhaust hood flow based on temperature or grease sensor. | Variable exhaust hood flow based on temperature or grease sensor. | Variable exhaust hood flow based on temperature or grease sensor. | Variable exhaust hood flow based on temperature or grease sensor. | Variable exhaust hood flow based on temperature or grease sensor. | Variable exhaust hood flow based on temperature or grease sensor. | Variable exhaust hood flow based on temperature or grease sensor. | Variable exhaust hood flow based on temperature or grease sensor. | Variable exhaust hood flow based on temperature or grease sensor. | Variable exhaust hood flow based on temperature or grease sensor. | Variable exhaust hood flow based on temperature or grease sensor. | Variable exhaust hood flow based on temperature or grease sensor. | Variable exhaust hood flow based on temperature or grease sensor. | Variable exhaust hood flow based on temperature or grease sensor. | Variable exhaust hood flow based on temperature or grease sensor. | Variable exhaust hood flow based on temperature or grease sensor. | Variable exhaust hood flow based on temperature or grease sensor. | Variable exhaust hood flow based on temperature or grease sensor. | Variable exhaust hood flow based on temperature or grease sensor. | Variable exhaust hood flow based on temperature or grease sensor. | Variable exhaust hood flow based on temperature or grease sensor. | Variable exhaust hood flow based on temperature or grease sensor. | Variable exhaust hood flow based on temperature or grease sensor. | Variable exhaust hood flow based on temperature or grease sensor. | 0.18 | 0.18 | 0.18 | 0.18 | 0.18 | 0.18 | 0.18 | 0.18 | 0.18 | 0.18 | 0.18 | 0.18 | 0.18 | 0.18 | 0.18 | 0.18 | 0.18 | 0.18 | 0.18 | 0.18 | 0.18 | 0.18 | 0.18 | 0.18 | 0.18 | 0.18 | 0.18 | 0 | 0 | 0.032044 | 0.031563 | 0.031082 | 0.030591 | 0.030093 | 0.029586 | 0.029068 | 0.028538 | 0.027995 | 0.02744 | 0.026875 | 0.026306 | 0.025736 | 0.025173 | 0.024625 | 0.024098 | 0.023594 | 0.023117 | 0.022656 | 0.022213 | 0.02178 | 0.021366 | 0.020957 | 0.020554 | 0.020154 | 0 | 0.35065 | 0.70878 | 0.6976 | 0.68624 | 0.67467 | 0.66286 | 0.65077 | 0.63838 | 0.62573 | 0.61285 | 0.59987 | 0.58687 | 0.57404 | 0.56155 | 0.54951 | 0.27592 | 0 | 9.8908e-16 | 0 | 0 | 0 | 0 | 0 | 0 | 0 | 0.35065 | 1.0541 | 1.735 | 2.393 | 3.0274 | 3.6372 | 4.2216 | 4.7797 | 5.3107 | 5.8142 | 6.2909 | 6.7414 | 7.1682 | 7.5737 | 7.9609 | 8.0706 | 7.9073 | 7.7497 | 7.5981 | 7.4499 | 7.3084 | 7.1686 | 7.0306 | 6.8939 | 0 | 11109.467 | 22803.6428 | 22803.6428 | 22803.6428 | 22803.6428 | 22803.6428 | 22803.6428 | 22803.6428 | 22803.6428 | 22803.6428 | 22803.6428 | 22803.6428 | 22803.6428 | 22803.6428 | 22803.6428 | 11694.1758 | 0 | 4.3656e-11 | 0 | 0 | 0 | 0 | 0 | 0 | 0 | 11109.467 | 33913.1098 | 56716.7526 | 79520.3953 | 102324.0381 | 125127.6809 | 147931.3237 | 170734.9665 | 193538.6092 | 216342.252 | 239145.8948 | 261949.5376 | 284753.1804 | 307556.8231 | 330360.4659 | 342054.6417 | 342054.6417 | 342054.6417 | 342054.6417 | 342054.6417 | 342054.6417 | 342054.6417 | 342054.6417 | 342054.6417 | 0 | 0.30503 | 0.62384 | 0.62138 | 0.61877 | 0.61597 | 0.61295 | 0.60968 | 0.60615 | 0.60235 | 0.59832 | 0.59415 | 0.5899 | 0.58573 | 0.58179 | 0.5782 | 0.2949 | 0 | 1.07e-15 | 0 | 0 | 0 | 0 | 0 | 0 | 0 | 0.30503 | 0.92777 | 1.5455 | 2.1578 | 2.764 | 3.3634 | 3.9551 | 4.5383 | 5.1123 | 5.6764 | 6.231 | 6.7763 | 7.3142 | 7.8467 | 8.3764 | 8.6258 | 8.586 | 8.5512 | 8.5215 | 8.4939 | 8.4718 | 8.4508 | 8.4306 | 8.4112 | 0 | 9443.0469 | 19383.0964 | 19383.0964 | 19383.0964 | 19383.0964 | 19383.0964 | 19383.0964 | 19383.0964 | 19383.0964 | 19383.0964 | 19383.0964 | 19383.0964 | 19383.0964 | 19383.0964 | 19383.0964 | 9940.0494 | 0 | 3.638e-11 | 0 | 0 | 0 | 0 | 0 | 0 | 0 | 9443.0469 | 28826.1433 | 48209.2397 | 67592.336 | 86975.4324 | 106358.5288 | 125741.6251 | 145124.7215 | 164507.8179 | 183890.9142 | 203274.0106 | 222657.1069 | 242040.2033 | 261423.2997 | 280806.396 | 290746.4454 | 290746.4454 | 290746.4454 | 290746.4454 | 290746.4454 | 290746.4454 | 290746.4454 | 290746.4454 | 290746.4454 | 0 | 0.30509 | 0.62417 | 0.622 | 0.61973 | 0.61733 | 0.61476 | 0.61199 | 0.60897 | 0.60573 | 0.60227 | 0.59869 | 0.59503 | 0.59148 | 0.58815 | 0.58519 | 0.29881 | 0 | 1.0867e-15 | 0 | 0 | 0 | 0 | 0 | 0 | 0 | 0.30509 | 0.92826 | 1.547 | 2.1611 | 2.7701 | 3.3733 | 3.9701 | 4.5595 | 5.1409 | 5.7138 | 6.2785 | 6.8353 | 7.3859 | 7.9325 | 8.4777 | 8.7401 | 8.71 | 8.6849 | 8.6651 | 8.6474 | 8.6361 | 8.6257 | 8.6162 | 8.6074 | 0 | 9443.0469 | 19383.0964 | 19383.0964 | 19383.0964 | 19383.0964 | 19383.0964 | 19383.0964 | 19383.0964 | 19383.0964 | 19383.0964 | 19383.0964 | 19383.0964 | 19383.0964 | 19383.0964 | 19383.0964 | 9940.0494 | 0 | 3.638e-11 | 0 | 0 | 0 | 0 | 0 | 0 | 0 | 9443.0469 | 28826.1433 | 48209.2397 | 67592.336 | 86975.4324 | 106358.5288 | 125741.6251 | 145124.7215 | 164507.8179 | 183890.9142 | 203274.0106 | 222657.1069 | 242040.2033 | 261423.2997 | 280806.396 | 290746.4454 | 290746.4454 | 290746.4454 | 290746.4454 | 290746.4454 | 290746.4454 | 290746.4454 | 290746.4454 | 290746.4454 | 0 | 0.30501 | 0.62375 | 0.62123 | 0.61855 | 0.61569 | 0.61261 | 0.60928 | 0.60569 | 0.60183 | 0.59775 | 0.59352 | 0.58921 | 0.58499 | 0.581 | 0.57735 | 0.29444 | 0 | 1.0681e-15 | 0 | 0 | 0 | 0 | 0 | 0 | 0 | 0.30501 | 0.92763 | 1.5451 | 2.157 | 2.7627 | 3.3615 | 3.9525 | 4.5349 | 5.1079 | 5.6709 | 6.2244 | 6.7684 | 7.3049 | 7.836 | 8.3642 | 8.6122 | 8.5717 | 8.536 | 8.5055 | 8.4771 | 8.4551 | 8.4341 | 8.4139 | 8.3946 | 0 | 9443.0469 | 19383.0964 | 19383.0964 | 19383.0964 | 19383.0964 | 19383.0964 | 19383.0964 | 19383.0964 | 19383.0964 | 19383.0964 | 19383.0964 | 19383.0964 | 19383.0964 | 19383.0964 | 19383.0964 | 9940.0494 | 0 | 3.638e-11 | 0 | 0 | 0 | 0 | 0 | 0 | 0 | 9443.0469 | 28826.1433 | 48209.2397 | 67592.336 | 86975.4324 | 106358.5288 | 125741.6251 | 145124.7215 | 164507.8179 | 183890.9142 | 203274.0106 | 222657.1069 | 242040.2033 | 261423.2997 | 280806.396 | 290746.4454 | 290746.4454 | 290746.4454 | 290746.4454 | 290746.4454 | 290746.4454 | 290746.4454 | 290746.4454 | 290746.4454 | 201.4114 | 201.9402 | 202.497 | 203.0824 | 203.6971 | 204.3415 | 205.016 | 205.7208 | 206.452 | 207.206 | 207.9796 | 208.7694 | 209.5726 | 210.3863 | 211.2079 | 212.0347 | 212.8644 | 213.6486 | 214.3909 | 215.0788 | 215.716 | 216.306 | 216.8521 | 217.3574 | 217.8247 | 255.5351 | 256.206 | 256.9124 | 257.6551 | 258.435 | 259.2526 | 260.1083 | 261.0025 | 261.9302 | 262.8869 | 263.8683 | 264.8704 | 265.8894 | 266.9218 | 267.9641 | 269.0131 | 270.0658 | 271.0607 | 272.0024 | 272.8752 | 273.6837 | 274.4323 | 275.1251 | 275.7661 | 276.359
WA_Commercial_WA - Health_Existing_Space Heating_Natural Gas_Infiltration Control - Loading Dock Sealing_A | WA | Commercial | WA - Health | Existing | Space Heating | Natural Gas | Infiltration Control - Loading Dock Sealing | A | WCM150 | 0 | 0 | 10 | 201 | 0 | 0 | 25349.2 | 0 | 0 | 0 | 0.28365 | 0.25 | perBldg | 0% | 0% | Discretionary | RetroEven20_WA | 85% | Space Heating | 0% | 21589.4939 |  | 9216.9022 |  | 0 | MEMD - Truck Loading Dock Seals - 8.10.01.FES-E10.v01 | MEMD - Truck Loading Dock Seals - 8.10.01.FES-E10.v01 | MEMD - Truck Loading Dock Seals - 8.10.01.FES-E10.v01 | 0 | 0 | 0 | 0 | 0 | 0 | 0 | 0 | 0 | 0 | 0 | 0 | 0 | 0 | 0 | 0 | 0 | 0 | 0 | 0 | 0 | 0 | 0 | 0 | 0 | 0 | 0 | 0 | 0 | 0 | 0 | 0 | 0 | 0 | 0 | 0 | 0 | 0 | 0 | 0 | 0 | 0 | 0 | 0 | 0 | 0 | 0 | 0 | 0 | 0 | 0 | 0 | 0 | 0 | 25349.2 | 25349.2 | 25349.2 | 25349.2 | 25349.2 | 25349.2 | 25349.2 | 25349.2 | 25349.2 | 25349.2 | 25349.2 | 25349.2 | 25349.2 | 25349.2 | 25349.2 | 25349.2 | 25349.2 | 25349.2 | 25349.2 | 25349.2 | 25349.2 | 25349.2 | 25349.2 | 25349.2 | 25349.2 | 25349.2 | 25349.2 | 0 | 0 | 167.6245 | 164.5378 | 161.2186 | 157.6982 | 154.0315 | 150.1699 | 146.1403 | 141.8883 | 137.4338 | 132.8257 | 128.1395 | 123.4924 | 118.928 | 114.5326 | 110.399 | 106.6139 | 103.2759 | 100.3883 | 97.7783 | 95.4915 | 93.3042 | 91.5274 | 89.7726 | 88.0412 | 86.3265 | 0 | 0 | 0 | 0 | 0 | 0 | 0 | 0 | 0 | 0 | 0 | 0 | 0 | 0 | 0 | 0 | 0 | 0 | 0 | 0 | 0 | 0 | 0 | 0 | 0 | 0 | 0 | 0 | 0 | 0 | 0 | 0 | 0 | 0 | 0 | 0 | 0 | 0 | 0 | 0 | 0 | 0 | 0 | 0 | 0 | 0 | 0 | 0 | 0 | 0 | 0 | 0 | 0 | 0 | 0 | 0 | 0 | 0 | 0 | 0 | 0 | 0 | 0 | 0 | 0 | 0 | 0 | 0 | 0 | 0 | 0 | 0 | 0 | 0 | 0 | 0 | 0 | 0 | 0 | 0 | 0 | 0 | 0 | 0 | 0 | 0 | 0 | 0 | 0 | 0 | 0 | 0 | 0 | 0 | 0 | 0 | 0 | 0 | 0 | 0 | 0 | 0 | 0 | 0 | 0 | 0 | 0 | 0 | 0 | 0 | 0 | 0 | 0 | 0 | 0 | 0 | 0 | 0 | 0 | 0 | 0 | 0 | 0 | 0 | 0 | 0 | 0 | 0 | 0 | 0 | 0 | 0 | 0 | 0 | 0 | 0 | 0 | 0 | 0 | 0 | 0 | 0 | 0 | 0 | 0 | 0 | 0 | 0 | 0 | 0 | 0 | 0 | 0 | 0 | 0 | 0 | 0 | 0 | 0 | 0 | 0 | 0 | 0 | 0 | 0 | 0 | 0 | 0 | 0 | 0 | 0 | 0 | 0 | 0 | 0 | 0 | 0 | 0 | 0 | 0 | 0 | 0 | 0 | 0 | 0 | 0 | 0 | 0 | 0 | 0 | 0 | 0 | 0 | 0 | 0 | 0 | 0 | 0 | 0 | 0 | 0 | 0 | 0 | 0 | 0 | 0 | 0 | 0 | 0 | 0 | 0 | 0 | 0 | 0 | 0 | 0 | 0 | 0 | 0 | 0 | 0 | 0 | 0 | 0 | 0 | 0 | 0 | 0 | 0 | 0 | 0 | 0 | 0 | 0 | 0 | 0 | 0 | 0 | 0 | 0 | 0 | 0 | 0 | 0 | 0 | 0 | 0 | 0 | 0 | 0 | 0 | 0 | 0 | 0 | 0 | 0 | 0 | 0 | 0 | 0 | 0 | 0 | 0 | 0 | 0 | 0 | 0 | 0 | 0 | 0 | 0 | 0 | 0 | 0 | 0 | 0 | 0 | 0 | 0 | 0 | 0 | 0 | 0 | 0 | 0 | 0 | 0 | 0 | 0 | 0 | 0 | 0 | 0 | 0 | 0 | 0 | 0 | 0 | 0 | 0 | 0 | 0 | 0 | 0 | 0 | 0 | 0 | 0 | 0 | 0 | 0 | 0 | 0 | 0 | 0 | 0 | 0 | 0 | 0 | 0 | 0 | 0 | 0 | 0 | 0 | 0 | 0 | 0 | 0 | 0 | 0 | 0 | 0 | 0 | 0 | 0 | 0 | 0 | 0 | 0 | 0 | 0 | 0 | 0 | 0 | 0 | 0 | 0 | 0 | 0 | 0 | 0 | 0 | 0 | 0 | 0 | 0 | 0 | 0 | 0 | 0 | 0 | 0 | 0 | 0 | 0 | 0 | 0 | 0 | 0 | 0 | 0 | 0 | 0 | 0 | 0 | 0 | 0 | 0 | 0 | 0 | 0 | 0 | 0 | 0 | 0 | 0 | 0 | 0 | 0 | 0 | 0 | 0 | 0 | 0 | 0 | 0 | 0 | 0 | 0 | 20928.0331 | 20982.983 | 21040.8344 | 21101.6643 | 21165.5347 | 21232.4939 | 21302.5774 | 21375.808 | 21451.7864 | 21530.1392 | 21610.5162 | 21692.5881 | 21776.0448 | 21860.5933 | 21945.9562 | 22031.8705 | 22118.0863 | 22199.5661 | 22276.6924 | 22348.1708 | 22414.3834 | 22475.6913 | 22532.4348 | 22584.9342 | 22633.4904 | 8934.5139 | 8957.9729 | 8982.6706 | 9008.6398 | 9035.9071 | 9064.4931 | 9094.4129 | 9125.6762 | 9158.1126 | 9191.5627 | 9225.8769 | 9260.9147 | 9296.5438 | 9332.6388 | 9369.0816 | 9405.7598 | 9442.5668 | 9477.3518 | 9510.2782 | 9540.7935 | 9569.0608 | 9595.2341 | 9619.4588 | 9641.8716 | 9662.6011
WA_Commercial_WA - Health_Existing_Space Heating_Natural Gas_Greenhouse Heat Curtain_A | WA | Commercial | WA - Health | Existing | Space Heating | Natural Gas | Greenhouse Heat Curtain | A | WCM151 | No heat curtain. | 0 | 5 | 175.5 | 0 | 0 | 3335.46 | 0 | 0 | 0 | 0.28365 | 0.25 | perBldg | 0% | 0% | Discretionary | RetroEven20_WA | 85% | Space Heating | 0% | 5583.0075 |  | 2383.4757 |  | 0 | CA eTRM https://www.caetrm.com/measure/SWBE001/01/ | CA eTRM https://www.caetrm.com/measure/SWBE001/01/ | CA eTRM https://www.caetrm.com/measure/SWBE001/01/ | No heat curtain. | No heat curtain. | No heat curtain. | No heat curtain. | No heat curtain. | No heat curtain. | No heat curtain. | No heat curtain. | No heat curtain. | No heat curtain. | No heat curtain. | No heat curtain. | No heat curtain. | No heat curtain. | No heat curtain. | No heat curtain. | No heat curtain. | No heat curtain. | No heat curtain. | No heat curtain. | No heat curtain. | No heat curtain. | No heat curtain. | No heat curtain. | No heat curtain. | No heat curtain. | No heat curtain. | 0 | 0 | 0 | 0 | 0 | 0 | 0 | 0 | 0 | 0 | 0 | 0 | 0 | 0 | 0 | 0 | 0 | 0 | 0 | 0 | 0 | 0 | 0 | 0 | 0 | 0 | 0 | 3335.46 | 3335.46 | 3335.46 | 3335.46 | 3335.46 | 3335.46 | 3335.46 | 3335.46 | 3335.46 | 3335.46 | 3335.46 | 3335.46 | 3335.46 | 3335.46 | 3335.46 | 3335.46 | 3335.46 | 3335.46 | 3335.46 | 3335.46 | 3335.46 | 3335.46 | 3335.46 | 3335.46 | 3335.46 | 3335.46 | 3335.46 | 0 | 0 | 146.3587 | 143.6636 | 140.7655 | 137.6917 | 134.4902 | 131.1185 | 127.6001 | 123.8875 | 119.9981 | 115.9747 | 111.883 | 107.8254 | 103.8401 | 100.0023 | 96.3931 | 93.0883 | 90.1738 | 87.6525 | 85.3736 | 83.3769 | 81.4671 | 79.9157 | 78.3836 | 76.8718 | 75.3746 | 0 | 0 | 0 | 0 | 0 | 0 | 0 | 0 | 0 | 0 | 0 | 0 | 0 | 0 | 0 | 0 | 0 | 0 | 0 | 0 | 0 | 0 | 0 | 0 | 0 | 0 | 0 | 0 | 0 | 0 | 0 | 0 | 0 | 0 | 0 | 0 | 0 | 0 | 0 | 0 | 0 | 0 | 0 | 0 | 0 | 0 | 0 | 0 | 0 | 0 | 0 | 0 | 0 | 0 | 0 | 0 | 0 | 0 | 0 | 0 | 0 | 0 | 0 | 0 | 0 | 0 | 0 | 0 | 0 | 0 | 0 | 0 | 0 | 0 | 0 | 0 | 0 | 0 | 0 | 0 | 0 | 0 | 0 | 0 | 0 | 0 | 0 | 0 | 0 | 0 | 0 | 0 | 0 | 0 | 0 | 0 | 0 | 0 | 0 | 0 | 0 | 0 | 0 | 0 | 0 | 0 | 0 | 0 | 0 | 0 | 0 | 0 | 0 | 0 | 0 | 0 | 0 | 0 | 0 | 0 | 0 | 0 | 0 | 0 | 0 | 0 | 0 | 0 | 0 | 0 | 0 | 0 | 0 | 0 | 0 | 0 | 0 | 0 | 0 | 0 | 0 | 0 | 0 | 0 | 0 | 0 | 0 | 0 | 0 | 0 | 0 | 0 | 0 | 0 | 0 | 0 | 0 | 0 | 0 | 0 | 0 | 0 | 0 | 0 | 0 | 0 | 0 | 0 | 0 | 0 | 0 | 0 | 0 | 0 | 0 | 0 | 0 | 0 | 0 | 0 | 0 | 0 | 0 | 0 | 0 | 0 | 0 | 0 | 0 | 0 | 0 | 0 | 0 | 0 | 0 | 0 | 0 | 0 | 0 | 0 | 0 | 0 | 0 | 0 | 0 | 0 | 0 | 0 | 0 | 0 | 0 | 0 | 0 | 0 | 0 | 0 | 0 | 0 | 0 | 0 | 0 | 0 | 0 | 0 | 0 | 0 | 0 | 0 | 0 | 0 | 0 | 0 | 0 | 0 | 0 | 0 | 0 | 0 | 0 | 0 | 0 | 0 | 0 | 0 | 0 | 0 | 0 | 0 | 0 | 0 | 0 | 0 | 0 | 0 | 0 | 0 | 0 | 0 | 0 | 0 | 0 | 0 | 0 | 0 | 0 | 0 | 0 | 0 | 0 | 0 | 0 | 0 | 0 | 0 | 0 | 0 | 0 | 0 | 0 | 0 | 0 | 0 | 0 | 0 | 0 | 0 | 0 | 0 | 0 | 0 | 0 | 0 | 0 | 0 | 0 | 0 | 0 | 0 | 0 | 0 | 0 | 0 | 0 | 0 | 0 | 0 | 0 | 0 | 0 | 0 | 0 | 0 | 0 | 0 | 0 | 0 | 0 | 0 | 0 | 0 | 0 | 0 | 0 | 0 | 0 | 0 | 0 | 0 | 0 | 0 | 0 | 0 | 0 | 0 | 0 | 0 | 0 | 0 | 0 | 0 | 0 | 0 | 0 | 0 | 0 | 0 | 0 | 0 | 0 | 0 | 0 | 0 | 0 | 0 | 0 | 0 | 0 | 0 | 0 | 0 | 0 | 0 | 0 | 0 | 0 | 0 | 0 | 0 | 0 | 0 | 0 | 0 | 0 | 0 | 0 | 0 | 0 | 0 | 0 | 0 | 0 | 0 | 0 | 0 | 0 | 0 | 0 | 0 | 0 | 0 | 0 | 0 | 0 | 0 | 0 | 0 | 0 | 0 | 0 | 0 | 5411.9548 | 5426.1648 | 5441.1251 | 5456.8556 | 5473.3723 | 5490.6879 | 5508.8114 | 5527.7487 | 5547.3966 | 5567.6585 | 5588.4438 | 5609.6675 | 5631.2493 | 5653.1134 | 5675.1881 | 5697.4054 | 5719.7006 | 5740.7712 | 5760.7159 | 5779.2001 | 5796.3226 | 5812.1767 | 5826.8505 | 5840.4267 | 5852.9833 | 2310.4506 | 2316.517 | 2322.9038 | 2329.6194 | 2336.6707 | 2344.063 | 2351.8002 | 2359.8848 | 2368.2728 | 2376.9229 | 2385.7965 | 2394.8573 | 2404.0709 | 2413.405 | 2422.8291 | 2432.314 | 2441.8322 | 2450.8275 | 2459.3423 | 2467.2335 | 2474.5433 | 2481.3117 | 2487.5762 | 2493.3721 | 2498.7327
WA_Commercial_WA - Health_Existing_Space Heating_Natural Gas_Ventilation - Parking Garages, Demand Controlled_A | WA | Commercial | WA - Health | Existing | Space Heating | Natural Gas | Ventilation - Parking Garages, Demand Controlled | A | WCM152 | 0 | 0 | 5 | 0 | 0 | 0 | 843.06 | 0 | 0 | 0 | 0.28365 | 0.25 | garage | 0% | 0% | Discretionary | RetroEven20_WA | 85% | Central Systems | 0% | 0 |  | 0 |  | 0 | FOE - Parking Garage Ventilation Controls - W0047 | FOE - Parking Garage Ventilation Controls - W0047 | FOE - Parking Garage Ventilation Controls - W0047 | 0 | 0 | 0 | 0 | 0 | 0 | 0 | 0 | 0 | 0 | 0 | 0 | 0 | 0 | 0 | 0 | 0 | 0 | 0 | 0 | 0 | 0 | 0 | 0 | 0 | 0 | 0 | 0 | 0 | 0 | 0 | 0 | 0 | 0 | 0 | 0 | 0 | 0 | 0 | 0 | 0 | 0 | 0 | 0 | 0 | 0 | 0 | 0 | 0 | 0 | 0 | 0 | 0 | 0 | 843.06 | 843.06 | 843.06 | 843.06 | 843.06 | 843.06 | 843.06 | 843.06 | 843.06 | 843.06 | 843.06 | 843.06 | 843.06 | 843.06 | 843.06 | 843.06 | 843.06 | 843.06 | 843.06 | 843.06 | 843.06 | 843.06 | 843.06 | 843.06 | 843.06 | 843.06 | 843.06 | 0 | 0 | 0 | 0 | 0 | 0 | 0 | 0 | 0 | 0 | 0 | 0 | 0 | 0 | 0 | 0 | 0 | 0 | 0 | 0 | 0 | 0 | 0 | 0 | 0 | 0 | 0 | 0 | 0 | 0 | 0 | 0 | 0 | 0 | 0 | 0 | 0 | 0 | 0 | 0 | 0 | 0 | 0 | 0 | 0 | 0 | 0 | 0 | 0 | 0 | 0 | 0 | 0 | 0 | 0 | 0 | 0 | 0 | 0 | 0 | 0 | 0 | 0 | 0 | 0 | 0 | 0 | 0 | 0 | 0 | 0 | 0 | 0 | 0 | 0 | 0 | 0 | 0 | 0 | 0 | 0 | 0 | 0 | 0 | 0 | 0 | 0 | 0 | 0 | 0 | 0 | 0 | 0 | 0 | 0 | 0 | 0 | 0 | 0 | 0 | 0 | 0 | 0 | 0 | 0 | 0 | 0 | 0 | 0 | 0 | 0 | 0 | 0 | 0 | 0 | 0 | 0 | 0 | 0 | 0 | 0 | 0 | 0 | 0 | 0 | 0 | 0 | 0 | 0 | 0 | 0 | 0 | 0 | 0 | 0 | 0 | 0 | 0 | 0 | 0 | 0 | 0 | 0 | 0 | 0 | 0 | 0 | 0 | 0 | 0 | 0 | 0 | 0 | 0 | 0 | 0 | 0 | 0 | 0 | 0 | 0 | 0 | 0 | 0 | 0 | 0 | 0 | 0 | 0 | 0 | 0 | 0 | 0 | 0 | 0 | 0 | 0 | 0 | 0 | 0 | 0 | 0 | 0 | 0 | 0 | 0 | 0 | 0 | 0 | 0 | 0 | 0 | 0 | 0 | 0 | 0 | 0 | 0 | 0 | 0 | 0 | 0 | 0 | 0 | 0 | 0 | 0 | 0 | 0 | 0 | 0 | 0 | 0 | 0 | 0 | 0 | 0 | 0 | 0 | 0 | 0 | 0 | 0 | 0 | 0 | 0 | 0 | 0 | 0 | 0 | 0 | 0 | 0 | 0 | 0 | 0 | 0 | 0 | 0 | 0 | 0 | 0 | 0 | 0 | 0 | 0 | 0 | 0 | 0 | 0 | 0 | 0 | 0 | 0 | 0 | 0 | 0 | 0 | 0 | 0 | 0 | 0 | 0 | 0 | 0 | 0 | 0 | 0 | 0 | 0 | 0 | 0 | 0 | 0 | 0 | 0 | 0 | 0 | 0 | 0 | 0 | 0 | 0 | 0 | 0 | 0 | 0 | 0 | 0 | 0 | 0 | 0 | 0 | 0 | 0 | 0 | 0 | 0 | 0 | 0 | 0 | 0 | 0 | 0 | 0 | 0 | 0 | 0 | 0 | 0 | 0 | 0 | 0 | 0 | 0 | 0 | 0 | 0 | 0 | 0 | 0 | 0 | 0 | 0 | 0 | 0 | 0 | 0 | 0 | 0 | 0 | 0 | 0 | 0 | 0 | 0 | 0 | 0 | 0 | 0 | 0 | 0 | 0 | 0 | 0 | 0 | 0 | 0 | 0 | 0 | 0 | 0 | 0 | 0 | 0 | 0 | 0 | 0 | 0 | 0 | 0 | 0 | 0 | 0 | 0 | 0 | 0 | 0 | 0 | 0 | 0 | 0 | 0 | 0 | 0 | 0 | 0 | 0 | 0 | 0 | 0 | 0 | 0 | 0 | 0 | 0 | 0 | 0 | 0 | 0 | 0 | 0 | 0 | 0 | 0 | 0 | 0 | 0 | 0 | 0 | 0 | 0 | 0 | 0 | 0 | 0 | 0 | 0 | 0 | 0 | 0 | 0 | 0 | 0 | 0 | 0 | 0 | 0 | 0 | 0 | 0 | 0 | 0 | 0 | 0 | 0 | 0 | 0 | 0 | 0 | 0 | 0 | 0 | 0 | 0 | 0 | 0 | 0 | 0 | 0 | 0 | 0 | 0 | 0 | 0 | 0 | 0 | 0 | 0 | 0 | 0 | 0 | 0 | 0 | 0 | 0 | 0 | 0 | 0 | 0 | 0 | 0 | 0 | 0 | 0 | 0 | 0 | 0 | 0 | 0 | 0 | 0 | 0 | 0 | 0 | 0 | 0
WA_Commercial_WA - Health_Existing_Miscellaneous_Natural Gas_Pool Heater - Night Covers_A | WA | Commercial | WA - Health | Existing | Miscellaneous | Natural Gas | Pool Heater - Night Covers | A | WCM153 | Uncovered. | Night covers on pool. | 5 | 0.00010507 | 0 | 0 | 11.13 | 0 | 0 | 0 | 0.28365 | 0.25 | sqft pool | 15% | 100% | Discretionary | Retro12Med_WA | 84.74% | Pool Heater | 0% | 32216260.8927 |  | 13753639.8971 |  | 0 | PL_COV-Water Heating-SCG-R0-62 | PL_COV-Water Heating-SCG-R0-62 | PL_COV-Water Heating-SCG-R0-1 | Uncovered. | Uncovered. | Uncovered. | Uncovered. | Uncovered. | Uncovered. | Uncovered. | Uncovered. | Uncovered. | Uncovered. | Uncovered. | Uncovered. | Uncovered. | Uncovered. | Uncovered. | Uncovered. | Uncovered. | Uncovered. | Uncovered. | Uncovered. | Uncovered. | Uncovered. | Uncovered. | Uncovered. | Uncovered. | Uncovered. | Uncovered. | Night covers on pool. | Night covers on pool. | Night covers on pool. | Night covers on pool. | Night covers on pool. | Night covers on pool. | Night covers on pool. | Night covers on pool. | Night covers on pool. | Night covers on pool. | Night covers on pool. | Night covers on pool. | Night covers on pool. | Night covers on pool. | Night covers on pool. | Night covers on pool. | Night covers on pool. | Night covers on pool. | Night covers on pool. | Night covers on pool. | Night covers on pool. | Night covers on pool. | Night covers on pool. | Night covers on pool. | Night covers on pool. | Night covers on pool. | Night covers on pool. | 11.13 | 11.13 | 11.13 | 11.13 | 11.13 | 11.13 | 11.13 | 11.13 | 11.13 | 11.13 | 11.13 | 11.13 | 11.13 | 11.13 | 11.13 | 11.13 | 11.13 | 11.13 | 11.13 | 11.13 | 11.13 | 11.13 | 11.13 | 11.13 | 11.13 | 11.13 | 11.13 | 0 | 0 | 0.00010507 | 0.00010507 | 0.00010507 | 0.00010507 | 0.00010507 | 0.00010507 | 0.00010507 | 0.00010507 | 0.00010507 | 0.00010507 | 0.00010507 | 0.00010507 | 0.00010507 | 0.00010507 | 0.00010507 | 0.00010507 | 0.00010507 | 0.00010507 | 0.00010507 | 0.00010507 | 0.00010507 | 0.00010507 | 0.00010507 | 0.00010507 | 0.00010507 | 0 | 3.0353e-05 | 3.0353e-05 | 3.0353e-05 | 3.0353e-05 | 3.0353e-05 | 0 | 0 | 0 | 0 | 0 | 0 | 0 | 0 | 0 | 0 | 0 | 0 | 0 | 0 | 0 | 0 | 0 | 0 | 0 | 0 | 3.0353e-05 | 6.0706e-05 | 9.1059e-05 | 0.00012141 | 0.00015177 | 0.00015177 | 0.00015177 | 0.00015177 | 0.00015177 | 0.00015177 | 0.00015177 | 0.00015177 | 0.00015177 | 0.00015177 | 0.00015177 | 0.00015177 | 0.00015177 | 0.00015177 | 0.00015177 | 0.00015177 | 0.00015177 | 0.00015177 | 0.00015177 | 0.00015177 | 0 | 288.8851 | 288.8851 | 288.8851 | 288.8851 | 288.8851 | 0 | 0 | 0 | 0 | 0 | 0 | 0 | 0 | 0 | 0 | 0 | 0 | 0 | 0 | 0 | 0 | 0 | 0 | 0 | 0 | 288.8851 | 577.7701 | 866.6552 | 1155.5402 | 1444.4253 | 1444.4253 | 1444.4253 | 1444.4253 | 1444.4253 | 1444.4253 | 1444.4253 | 1444.4253 | 1444.4253 | 1444.4253 | 1444.4253 | 1444.4253 | 1444.4253 | 1444.4253 | 1444.4253 | 1444.4253 | 1444.4253 | 1444.4253 | 1444.4253 | 1444.4253 | 0 | 2.58e-05 | 2.58e-05 | 2.58e-05 | 2.58e-05 | 2.58e-05 | 0 | 0 | 0 | 0 | 0 | 0 | 0 | 0 | 0 | 0 | 0 | 0 | 0 | 0 | 0 | 0 | 0 | 0 | 0 | 0 | 2.58e-05 | 5.16e-05 | 7.74e-05 | 0.0001032 | 0.000129 | 0.000129 | 0.000129 | 0.000129 | 0.000129 | 0.000129 | 0.000129 | 0.000129 | 0.000129 | 0.000129 | 0.000129 | 0.000129 | 0.000129 | 0.000129 | 0.000129 | 0.000129 | 0.000129 | 0.000129 | 0.000129 | 0.000129 | 0 | 245.5523 | 245.5523 | 245.5523 | 245.5523 | 245.5523 | 0 | 0 | 0 | 0 | 0 | 0 | 0 | 0 | 0 | 0 | 0 | 0 | 0 | 0 | 0 | 0 | 0 | 0 | 0 | 0 | 245.5523 | 491.1046 | 736.6569 | 982.2092 | 1227.7615 | 1227.7615 | 1227.7615 | 1227.7615 | 1227.7615 | 1227.7615 | 1227.7615 | 1227.7615 | 1227.7615 | 1227.7615 | 1227.7615 | 1227.7615 | 1227.7615 | 1227.7615 | 1227.7615 | 1227.7615 | 1227.7615 | 1227.7615 | 1227.7615 | 1227.7615 | 0 | 0 | 0 | 0 | 0 | 0 | 0 | 0 | 0 | 0 | 0 | 0 | 0 | 0 | 0 | 0 | 0 | 0 | 0 | 0 | 0 | 0 | 0 | 0 | 0 | 0 | 0 | 0 | 0 | 0 | 0 | 0 | 0 | 0 | 0 | 0 | 0 | 0 | 0 | 0 | 0 | 0 | 0 | 0 | 0 | 0 | 0 | 0 | 0 | 0 | 0 | 0 | 0 | 0 | 0 | 0 | 0 | 0 | 0 | 0 | 0 | 0 | 0 | 0 | 0 | 0 | 0 | 0 | 0 | 0 | 0 | 0 | 0 | 0 | 0 | 0 | 0 | 0 | 0 | 0 | 0 | 0 | 0 | 0 | 0 | 0 | 0 | 0 | 0 | 0 | 0 | 0 | 0 | 0 | 0 | 0 | 0 | 0 | 0 | 0 | 0 | 0 | 0 | 0 | 0 | 0 | 0 | 0 | 0 | 0 | 0 | 0 | 0 | 0 | 0 | 0 | 0 | 0 | 0 | 0 | 0 | 0 | 0 | 0 | 0 | 0 | 0 | 0 | 0 | 0 | 0 | 0 | 0 | 0 | 0 | 0 | 0 | 0 | 0 | 0 | 0 | 0 | 0 | 0 | 0 | 0 | 0 | 0 | 0 | 0 | 0 | 0 | 0 | 0 | 0 | 0 | 0 | 0 | 0 | 0 | 0 | 0 | 0 | 0 | 0 | 0 | 0 | 0 | 0 | 0 | 0 | 0 | 0 | 0 | 0 | 0 | 0 | 0 | 0 | 0 | 0 | 0 | 0 | 0 | 0 | 0 | 0 | 0 | 0 | 0 | 0 | 0 | 0 | 0 | 0 | 0 | 0 | 0 | 0 | 0 | 32216260.8927 | 32216260.8927 | 32216260.8927 | 32216260.8927 | 32216260.8927 | 32216260.8927 | 32216260.8927 | 32216260.8927 | 32216260.8927 | 32216260.8927 | 32216260.8927 | 32216260.8927 | 32216260.8927 | 32216260.8927 | 32216260.8927 | 32216260.8927 | 32216260.8927 | 32216260.8927 | 32216260.8927 | 32216260.8927 | 32216260.8927 | 32216260.8927 | 32216260.8927 | 32216260.8927 | 32216260.8927 | 13753639.8971 | 13753639.8971 | 13753639.8971 | 13753639.8971 | 13753639.8971 | 13753639.8971 | 13753639.8971 | 13753639.8971 | 13753639.8971 | 13753639.8971 | 13753639.8971 | 13753639.8971 | 13753639.8971 | 13753639.8971 | 13753639.8971 | 13753639.8971 | 13753639.8971 | 13753639.8971 | 13753639.8971 | 13753639.8971 | 13753639.8971 | 13753639.8971 | 13753639.8971 | 13753639.8971 | 13753639.8971
WA_Commercial_WA - Health_Existing_Space Heating_Natural Gas_Advanced New Construction Designs_A | WA | Commercial | WA - Health | Existing | Space Heating | Natural Gas | Advanced New Construction Designs | A | WCM154 | Standard new construction design. | New construction designs exceeding ASHRAE 90.1 requirements. | 3 | 0 | 0 | 0 | 1.4 | 0 | 0 | 0 | 0.28365 | 0.25 | sqft | 0% | 0% | Discretionary | LO1Slow_WA | 84.66% | Space Heating | 0% | 0 |  | 0 |  | 0 | COM_CX-HVAC-AEG-1 | COM_CX-All-AEG-5 | COM_CX-All-AEG-5 | Standard new construction design. | Standard new construction design. | Standard new construction design. | Standard new construction design. | Standard new construction design. | Standard new construction design. | Standard new construction design. | Standard new construction design. | Standard new construction design. | Standard new construction design. | Standard new construction design. | Standard new construction design. | Standard new construction design. | Standard new construction design. | Standard new construction design. | Standard new construction design. | Standard new construction design. | Standard new construction design. | Standard new construction design. | Standard new construction design. | Standard new construction design. | Standard new construction design. | Standard new construction design. | Standard new construction design. | Standard new construction design. | Standard new construction design. | Standard new construction design. | New construction designs exceeding ASHRAE 90.1 requirements. | New construction designs exceeding ASHRAE 90.1 requirements. | New construction designs exceeding ASHRAE 90.1 requirements. | New construction designs exceeding ASHRAE 90.1 requirements. | New construction designs exceeding ASHRAE 90.1 requirements. | New construction designs exceeding ASHRAE 90.1 requirements. | New construction designs exceeding ASHRAE 90.1 requirements. | New construction designs exceeding ASHRAE 90.1 requirements. | New construction designs exceeding ASHRAE 90.1 requirements. | New construction designs exceeding ASHRAE 90.1 requirements. | New construction designs exceeding ASHRAE 90.1 requirements. | New construction designs exceeding ASHRAE 90.1 requirements. | New construction designs exceeding ASHRAE 90.1 requirements. | New construction designs exceeding ASHRAE 90.1 requirements. | New construction designs exceeding ASHRAE 90.1 requirements. | New construction designs exceeding ASHRAE 90.1 requirements. | New construction designs exceeding ASHRAE 90.1 requirements. | New construction designs exceeding ASHRAE 90.1 requirements. | New construction designs exceeding ASHRAE 90.1 requirements. | New construction designs exceeding ASHRAE 90.1 requirements. | New construction designs exceeding ASHRAE 90.1 requirements. | New construction designs exceeding ASHRAE 90.1 requirements. | New construction designs exceeding ASHRAE 90.1 requirements. | New construction designs exceeding ASHRAE 90.1 requirements. | New construction designs exceeding ASHRAE 90.1 requirements. | New construction designs exceeding ASHRAE 90.1 requirements. | New construction designs exceeding ASHRAE 90.1 requirements. | 1.4 | 1.4 | 1.4 | 1.4 | 1.4 | 1.4 | 1.4 | 1.4 | 1.4 | 1.4 | 1.4 | 1.4 | 1.4 | 1.4 | 1.4 | 1.4 | 1.4 | 1.4 | 1.4 | 1.4 | 1.4 | 1.4 | 1.4 | 1.4 | 1.4 | 1.4 | 1.4 | 0 | 0 | 0 | 0 | 0 | 0 | 0 | 0 | 0 | 0 | 0 | 0 | 0 | 0 | 0 | 0 | 0 | 0 | 0 | 0 | 0 | 0 | 0 | 0 | 0 | 0 | 0 | 0 | 0 | 0 | 0 | 0 | 0 | 0 | 0 | 0 | 0 | 0 | 0 | 0 | 0 | 0 | 0 | 0 | 0 | 0 | 0 | 0 | 0 | 0 | 0 | 0 | 0 | 0 | 0 | 0 | 0 | 0 | 0 | 0 | 0 | 0 | 0 | 0 | 0 | 0 | 0 | 0 | 0 | 0 | 0 | 0 | 0 | 0 | 0 | 0 | 0 | 0 | 0 | 0 | 0 | 0 | 0 | 0 | 0 | 0 | 0 | 0 | 0 | 0 | 0 | 0 | 0 | 0 | 0 | 0 | 0 | 0 | 0 | 0 | 0 | 0 | 0 | 0 | 0 | 0 | 0 | 0 | 0 | 0 | 0 | 0 | 0 | 0 | 0 | 0 | 0 | 0 | 0 | 0 | 0 | 0 | 0 | 0 | 0 | 0 | 0 | 0 | 0 | 0 | 0 | 0 | 0 | 0 | 0 | 0 | 0 | 0 | 0 | 0 | 0 | 0 | 0 | 0 | 0 | 0 | 0 | 0 | 0 | 0 | 0 | 0 | 0 | 0 | 0 | 0 | 0 | 0 | 0 | 0 | 0 | 0 | 0 | 0 | 0 | 0 | 0 | 0 | 0 | 0 | 0 | 0 | 0 | 0 | 0 | 0 | 0 | 0 | 0 | 0 | 0 | 0 | 0 | 0 | 0 | 0 | 0 | 0 | 0 | 0 | 0 | 0 | 0 | 0 | 0 | 0 | 0 | 0 | 0 | 0 | 0 | 0 | 0 | 0 | 0 | 0 | 0 | 0 | 0 | 0 | 0 | 0 | 0 | 0 | 0 | 0 | 0 | 0 | 0 | 0 | 0 | 0 | 0 | 0 | 0 | 0 | 0 | 0 | 0 | 0 | 0 | 0 | 0 | 0 | 0 | 0 | 0 | 0 | 0 | 0 | 0 | 0 | 0 | 0 | 0 | 0 | 0 | 0 | 0 | 0 | 0 | 0 | 0 | 0 | 0 | 0 | 0 | 0 | 0 | 0 | 0 | 0 | 0 | 0 | 0 | 0 | 0 | 0 | 0 | 0 | 0 | 0 | 0 | 0 | 0 | 0 | 0 | 0 | 0 | 0 | 0 | 0 | 0 | 0 | 0 | 0 | 0 | 0 | 0 | 0 | 0 | 0 | 0 | 0 | 0 | 0 | 0 | 0 | 0 | 0 | 0 | 0 | 0 | 0 | 0 | 0 | 0 | 0 | 0 | 0 | 0 | 0 | 0 | 0 | 0 | 0 | 0 | 0 | 0 | 0 | 0 | 0 | 0 | 0 | 0 | 0 | 0 | 0 | 0 | 0 | 0 | 0 | 0 | 0 | 0 | 0 | 0 | 0 | 0 | 0 | 0 | 0 | 0 | 0 | 0 | 0 | 0 | 0 | 0 | 0 | 0 | 0 | 0 | 0 | 0 | 0 | 0 | 0 | 0 | 0 | 0 | 0 | 0 | 0 | 0 | 0 | 0 | 0 | 0 | 0 | 0 | 0 | 0 | 0 | 0 | 0 | 0 | 0 | 0 | 0 | 0 | 0 | 0 | 0 | 0 | 0 | 0 | 0 | 0 | 0 | 0 | 0 | 0 | 0 | 0 | 0 | 0 | 0 | 0 | 0 | 0 | 0 | 0 | 0 | 0 | 0 | 0 | 0 | 0 | 0 | 0 | 0 | 0 | 0 | 0 | 0 | 0 | 0 | 0 | 0 | 0 | 0 | 0 | 0 | 0 | 0 | 0 | 0 | 0 | 0 | 0 | 0 | 0 | 0 | 0 | 0 | 0 | 0 | 0 | 0 | 0 | 0 | 0 | 0 | 0 | 0 | 0 | 0 | 0 | 0 | 0 | 0 | 0 | 0 | 0 | 0 | 0 | 0 | 0 | 0 | 0 | 0 | 0 | 0 | 0 | 0 | 0 | 0 | 0 | 0 | 0 | 0 | 0 | 0 | 0 | 0 | 0
WA_Commercial_WA - Health_Existing_Water Heating_Natural Gas_Advanced New Construction Designs_A | WA | Commercial | WA - Health | Existing | Water Heating | Natural Gas | Advanced New Construction Designs | A | WCM155 | Standard new construction design. | New construction designs exceeding ASHRAE 90.1 requirements. | 3 | 0 | 0 | 0 | 1.4 | 0 | 0 | 0 | 0.28365 | 0.25 | sqft | 0% | 0% | Discretionary | LO1Slow_WA | 84.66% | Water Heating | 0% | 0 |  | 0 |  | 0 | COM_CX-HVAC-AEG-1 | COM_CX-All-AEG-5 | COM_CX-All-AEG-5 | Standard new construction design. | Standard new construction design. | Standard new construction design. | Standard new construction design. | Standard new construction design. | Standard new construction design. | Standard new construction design. | Standard new construction design. | Standard new construction design. | Standard new construction design. | Standard new construction design. | Standard new construction design. | Standard new construction design. | Standard new construction design. | Standard new construction design. | Standard new construction design. | Standard new construction design. | Standard new construction design. | Standard new construction design. | Standard new construction design. | Standard new construction design. | Standard new construction design. | Standard new construction design. | Standard new construction design. | Standard new construction design. | Standard new construction design. | Standard new construction design. | New construction designs exceeding ASHRAE 90.1 requirements. | New construction designs exceeding ASHRAE 90.1 requirements. | New construction designs exceeding ASHRAE 90.1 requirements. | New construction designs exceeding ASHRAE 90.1 requirements. | New construction designs exceeding ASHRAE 90.1 requirements. | New construction designs exceeding ASHRAE 90.1 requirements. | New construction designs exceeding ASHRAE 90.1 requirements. | New construction designs exceeding ASHRAE 90.1 requirements. | New construction designs exceeding ASHRAE 90.1 requirements. | New construction designs exceeding ASHRAE 90.1 requirements. | New construction designs exceeding ASHRAE 90.1 requirements. | New construction designs exceeding ASHRAE 90.1 requirements. | New construction designs exceeding ASHRAE 90.1 requirements. | New construction designs exceeding ASHRAE 90.1 requirements. | New construction designs exceeding ASHRAE 90.1 requirements. | New construction designs exceeding ASHRAE 90.1 requirements. | New construction designs exceeding ASHRAE 90.1 requirements. | New construction designs exceeding ASHRAE 90.1 requirements. | New construction designs exceeding ASHRAE 90.1 requirements. | New construction designs exceeding ASHRAE 90.1 requirements. | New construction designs exceeding ASHRAE 90.1 requirements. | New construction designs exceeding ASHRAE 90.1 requirements. | New construction designs exceeding ASHRAE 90.1 requirements. | New construction designs exceeding ASHRAE 90.1 requirements. | New construction designs exceeding ASHRAE 90.1 requirements. | New construction designs exceeding ASHRAE 90.1 requirements. | New construction designs exceeding ASHRAE 90.1 requirements. | 1.4 | 1.4 | 1.4 | 1.4 | 1.4 | 1.4 | 1.4 | 1.4 | 1.4 | 1.4 | 1.4 | 1.4 | 1.4 | 1.4 | 1.4 | 1.4 | 1.4 | 1.4 | 1.4 | 1.4 | 1.4 | 1.4 | 1.4 | 1.4 | 1.4 | 1.4 | 1.4 | 0 | 0 | 0 | 0 | 0 | 0 | 0 | 0 | 0 | 0 | 0 | 0 | 0 | 0 | 0 | 0 | 0 | 0 | 0 | 0 | 0 | 0 | 0 | 0 | 0 | 0 | 0 | 0 | 0 | 0 | 0 | 0 | 0 | 0 | 0 | 0 | 0 | 0 | 0 | 0 | 0 | 0 | 0 | 0 | 0 | 0 | 0 | 0 | 0 | 0 | 0 | 0 | 0 | 0 | 0 | 0 | 0 | 0 | 0 | 0 | 0 | 0 | 0 | 0 | 0 | 0 | 0 | 0 | 0 | 0 | 0 | 0 | 0 | 0 | 0 | 0 | 0 | 0 | 0 | 0 | 0 | 0 | 0 | 0 | 0 | 0 | 0 | 0 | 0 | 0 | 0 | 0 | 0 | 0 | 0 | 0 | 0 | 0 | 0 | 0 | 0 | 0 | 0 | 0 | 0 | 0 | 0 | 0 | 0 | 0 | 0 | 0 | 0 | 0 | 0 | 0 | 0 | 0 | 0 | 0 | 0 | 0 | 0 | 0 | 0 | 0 | 0 | 0 | 0 | 0 | 0 | 0 | 0 | 0 | 0 | 0 | 0 | 0 | 0 | 0 | 0 | 0 | 0 | 0 | 0 | 0 | 0 | 0 | 0 | 0 | 0 | 0 | 0 | 0 | 0 | 0 | 0 | 0 | 0 | 0 | 0 | 0 | 0 | 0 | 0 | 0 | 0 | 0 | 0 | 0 | 0 | 0 | 0 | 0 | 0 | 0 | 0 | 0 | 0 | 0 | 0 | 0 | 0 | 0 | 0 | 0 | 0 | 0 | 0 | 0 | 0 | 0 | 0 | 0 | 0 | 0 | 0 | 0 | 0 | 0 | 0 | 0 | 0 | 0 | 0 | 0 | 0 | 0 | 0 | 0 | 0 | 0 | 0 | 0 | 0 | 0 | 0 | 0 | 0 | 0 | 0 | 0 | 0 | 0 | 0 | 0 | 0 | 0 | 0 | 0 | 0 | 0 | 0 | 0 | 0 | 0 | 0 | 0 | 0 | 0 | 0 | 0 | 0 | 0 | 0 | 0 | 0 | 0 | 0 | 0 | 0 | 0 | 0 | 0 | 0 | 0 | 0 | 0 | 0 | 0 | 0 | 0 | 0 | 0 | 0 | 0 | 0 | 0 | 0 | 0 | 0 | 0 | 0 | 0 | 0 | 0 | 0 | 0 | 0 | 0 | 0 | 0 | 0 | 0 | 0 | 0 | 0 | 0 | 0 | 0 | 0 | 0 | 0 | 0 | 0 | 0 | 0 | 0 | 0 | 0 | 0 | 0 | 0 | 0 | 0 | 0 | 0 | 0 | 0 | 0 | 0 | 0 | 0 | 0 | 0 | 0 | 0 | 0 | 0 | 0 | 0 | 0 | 0 | 0 | 0 | 0 | 0 | 0 | 0 | 0 | 0 | 0 | 0 | 0 | 0 | 0 | 0 | 0 | 0 | 0 | 0 | 0 | 0 | 0 | 0 | 0 | 0 | 0 | 0 | 0 | 0 | 0 | 0 | 0 | 0 | 0 | 0 | 0 | 0 | 0 | 0 | 0 | 0 | 0 | 0 | 0 | 0 | 0 | 0 | 0 | 0 | 0 | 0 | 0 | 0 | 0 | 0 | 0 | 0 | 0 | 0 | 0 | 0 | 0 | 0 | 0 | 0 | 0 | 0 | 0 | 0 | 0 | 0 | 0 | 0 | 0 | 0 | 0 | 0 | 0 | 0 | 0 | 0 | 0 | 0 | 0 | 0 | 0 | 0 | 0 | 0 | 0 | 0 | 0 | 0 | 0 | 0 | 0 | 0 | 0 | 0 | 0 | 0 | 0 | 0 | 0 | 0 | 0 | 0 | 0 | 0 | 0 | 0 | 0 | 0 | 0 | 0 | 0 | 0 | 0 | 0 | 0 | 0 | 0 | 0 | 0 | 0 | 0 | 0 | 0 | 0 | 0 | 0 | 0 | 0 | 0 | 0 | 0 | 0 | 0 | 0 | 0 | 0 | 0 | 0 | 0 | 0 | 0 | 0 | 0 | 0 | 0 | 0 | 0 | 0 | 0 | 0
WA_Commercial_WA - Health_Existing_Space Heating_Natural Gas_Strategic Energy Management_A | WA | Commercial | WA - Health | Existing | Space Heating | Natural Gas | Strategic Energy Management | A | WCM156 | No strategic energy management. | Implementation of strategic energy management. | 3 | 0.023469 | 0 | 0 | 0 | 0.02 | 0 | 0 | 0.28365 | 0.25 | sqft | 69% | 100% | Discretionary | RetroEven20_WA | 85% | Space Heating | 0% | -431.7118 |  | 0 |  | 0 | DL20_COM_SEM-Misc-2021PLN-V4-1 | BEHAV_SEM-All-CPUC-2018_PG-2 | DL20_COM_SEM-Misc-2021PLN-V4-15 | No strategic energy management. | No strategic energy management. | No strategic energy management. | No strategic energy management. | No strategic energy management. | No strategic energy management. | No strategic energy management. | No strategic energy management. | No strategic energy management. | No strategic energy management. | No strategic energy management. | No strategic energy management. | No strategic energy management. | No strategic energy management. | No strategic energy management. | No strategic energy management. | No strategic energy management. | No strategic energy management. | No strategic energy management. | No strategic energy management. | No strategic energy management. | No strategic energy management. | No strategic energy management. | No strategic energy management. | No strategic energy management. | No strategic energy management. | No strategic energy management. | Implementation of strategic energy management. | Implementation of strategic energy management. | Implementation of strategic energy management. | Implementation of strategic energy management. | Implementation of strategic energy management. | Implementation of strategic energy management. | Implementation of strategic energy management. | Implementation of strategic energy management. | Implementation of strategic energy management. | Implementation of strategic energy management. | Implementation of strategic energy management. | Implementation of strategic energy management. | Implementation of strategic energy management. | Implementation of strategic energy management. | Implementation of strategic energy management. | Implementation of strategic energy management. | Implementation of strategic energy management. | Implementation of strategic energy management. | Implementation of strategic energy management. | Implementation of strategic energy management. | Implementation of strategic energy management. | Implementation of strategic energy management. | Implementation of strategic energy management. | Implementation of strategic energy management. | Implementation of strategic energy management. | Implementation of strategic energy management. | Implementation of strategic energy management. | 0 | 0 | 0 | 0 | 0 | 0 | 0 | 0 | 0 | 0 | 0 | 0 | 0 | 0 | 0 | 0 | 0 | 0 | 0 | 0 | 0 | 0 | 0 | 0 | 0 | 0 | 0 | 0 | 0 | 0.019572 | 0.019212 | 0.018824 | 0.018413 | 0.017985 | 0.017534 | 0.017064 | 0.016567 | 0.016047 | 0.015509 | 0.014962 | 0.014419 | 0.013886 | 0.013373 | 0.01289 | 0.012448 | 0.012059 | 0.011722 | 0.011417 | 0.01115 | 0.010894 | 0.010687 | 0.010482 | 0.01028 | 0.01008 | 0 | 0.66164 | 1.3307 | 1.3016 | 0.65199 | 0 | 2.4831e-16 | 0 | 0 | 0 | 0 | 0 | 0 | 0 | 0 | 0 | 0 | 0 | 0 | 0 | 0 | 0 | 0 | 0 | 0 | 0 | 0.66164 | 1.979 | 3.2374 | 3.8141 | 3.7185 | 3.6187 | 3.5135 | 3.4031 | 3.289 | 3.173 | 3.0579 | 2.9449 | 2.8361 | 2.7337 | 2.64 | 2.5573 | 2.4858 | 2.4212 | 2.3646 | 2.3104 | 2.2664 | 2.223 | 2.1801 | 2.1376 | 0 | 34439.3477 | 70691.2926 | 70691.2926 | 36251.9449 | 0 | 1.4552e-11 | 0 | 0 | 0 | 0 | 0 | 0 | 0 | 0 | 0 | 0 | 0 | 0 | 0 | 0 | 0 | 0 | 0 | 0 | 0 | 34439.3477 | 105130.6403 | 175821.9329 | 212073.8779 | 212073.8779 | 212073.8779 | 212073.8779 | 212073.8779 | 212073.8779 | 212073.8779 | 212073.8779 | 212073.8779 | 212073.8779 | 212073.8779 | 212073.8779 | 212073.8779 | 212073.8779 | 212073.8779 | 212073.8779 | 212073.8779 | 212073.8779 | 212073.8779 | 212073.8779 | 212073.8779 | 0 | 0.57586 | 1.1727 | 1.162 | 0.58981 | 0 | 1.3587e-16 | 0 | 0 | 0 | 0 | 0 | 0 | 0 | 0 | 0 | 0 | 0 | 0 | 0 | 0 | 0 | 0 | 0 | 0 | 0 | 0.57586 | 1.7441 | 2.8901 | 3.4504 | 3.4104 | 3.3663 | 3.3169 | 3.2623 | 3.2033 | 3.1413 | 3.0786 | 3.016 | 2.9554 | 2.8991 | 2.8491 | 2.808 | 2.7764 | 2.7506 | 2.732 | 2.7152 | 2.708 | 2.7012 | 2.6946 | 2.6884 | 0 | 29273.4455 | 60087.5987 | 60087.5987 | 30814.1532 | 0 | 7.276e-12 | 0 | 0 | 0 | 0 | 0 | 0 | 0 | 0 | 0 | 0 | 0 | 0 | 0 | 0 | 0 | 0 | 0 | 0 | 0 | 29273.4455 | 89361.0443 | 149448.643 | 180262.7962 | 180262.7962 | 180262.7962 | 180262.7962 | 180262.7962 | 180262.7962 | 180262.7962 | 180262.7962 | 180262.7962 | 180262.7962 | 180262.7962 | 180262.7962 | 180262.7962 | 180262.7962 | 180262.7962 | 180262.7962 | 180262.7962 | 180262.7962 | 180262.7962 | 180262.7962 | 180262.7962 | 0 | 0.57682 | 1.1773 | 1.17 | 0.59589 | 0 | 1.3847e-16 | 0 | 0 | 0 | 0 | 0 | 0 | 0 | 0 | 0 | 0 | 0 | 0 | 0 | 0 | 0 | 0 | 0 | 0 | 0 | 0.57682 | 1.7509 | 2.9099 | 3.486 | 3.4598 | 3.4305 | 3.398 | 3.3619 | 3.3227 | 3.2809 | 3.2389 | 3.1966 | 3.1551 | 3.1161 | 3.0812 | 3.0528 | 3.0313 | 3.0138 | 3.0013 | 2.9901 | 2.9861 | 2.9825 | 2.9792 | 2.9761 | 0 | 29273.4455 | 60087.5987 | 60087.5987 | 30814.1532 | 0 | 7.276e-12 | 0 | 0 | 0 | 0 | 0 | 0 | 0 | 0 | 0 | 0 | 0 | 0 | 0 | 0 | 0 | 0 | 0 | 0 | 0 | 29273.4455 | 89361.0443 | 149448.643 | 180262.7962 | 180262.7962 | 180262.7962 | 180262.7962 | 180262.7962 | 180262.7962 | 180262.7962 | 180262.7962 | 180262.7962 | 180262.7962 | 180262.7962 | 180262.7962 | 180262.7962 | 180262.7962 | 180262.7962 | 180262.7962 | 180262.7962 | 180262.7962 | 180262.7962 | 180262.7962 | 180262.7962 | 0 | 0.57631 | 1.1747 | 1.1654 | 0.59246 | 0 | 1.3712e-16 | 0 | 0 | 0 | 0 | 0 | 0 | 0 | 0 | 0 | 0 | 0 | 0 | 0 | 0 | 0 | 0 | 0 | 0 | 0 | 0.57631 | 1.747 | 2.8986 | 3.4659 | 3.4326 | 3.3971 | 3.3581 | 3.3158 | 3.2708 | 3.224 | 3.1772 | 3.1305 | 3.0849 | 3.042 | 3.0033 | 2.9712 | 2.9463 | 2.9254 | 2.9095 | 2.8947 | 2.8871 | 2.8799 | 2.873 | 2.8663 | 0 | 29273.4455 | 60087.5987 | 60087.5987 | 30814.1532 | 0 | 7.276e-12 | 0 | 0 | 0 | 0 | 0 | 0 | 0 | 0 | 0 | 0 | 0 | 0 | 0 | 0 | 0 | 0 | 0 | 0 | 0 | 29273.4455 | 89361.0443 | 149448.643 | 180262.7962 | 180262.7962 | 180262.7962 | 180262.7962 | 180262.7962 | 180262.7962 | 180262.7962 | 180262.7962 | 180262.7962 | 180262.7962 | 180262.7962 | 180262.7962 | 180262.7962 | 180262.7962 | 180262.7962 | 180262.7962 | 180262.7962 | 180262.7962 | 180262.7962 | 180262.7962 | 180262.7962 | -410.1984 | -413.8711 | -417.2482 | -420.3425 | -423.1633 | -425.7172 | -428.0088 | -430.0408 | -431.8638 | -433.5183 | -435.0372 | -436.4464 | -437.7666 | -439.014 | -440.2015 | -441.3389 | -442.4337 | -443.4408 | -444.3715 | -445.2178 | -445.9887 | -446.6918 | -447.334 | -447.9211 | -448.4584 | 0 | 0 | 0 | 0 | 0 | 0 | 0 | 0 | 0 | 0 | 0 | 0 | 0 | 0 | 0 | 0 | 0 | 0 | 0 | 0 | 0 | 0 | 0 | 0 | 0
WA_Commercial_WA - Health_Existing_Water Heating_Natural Gas_Strategic Energy Management_A | WA | Commercial | WA - Health | Existing | Water Heating | Natural Gas | Strategic Energy Management | A | WCM157 | No strategic energy management. | Implementation of strategic energy management. | 3 | 0.023965 | 0 | 0 | 0 | 0.02 | 0 | 0 | 0.28365 | 0.25 | sqft | 69% | 100% | Discretionary | RetroEven20_WA | 85% | Water Heating | 0% | -431.7118 |  | 0 |  | 0 | DL20_COM_SEM-Misc-2021PLN-V4-1 | BEHAV_SEM-All-CPUC-2018_PG-2 | DL20_COM_SEM-Misc-2021PLN-V4-15 | No strategic energy management. | No strategic energy management. | No strategic energy management. | No strategic energy management. | No strategic energy management. | No strategic energy management. | No strategic energy management. | No strategic energy management. | No strategic energy management. | No strategic energy management. | No strategic energy management. | No strategic energy management. | No strategic energy management. | No strategic energy management. | No strategic energy management. | No strategic energy management. | No strategic energy management. | No strategic energy management. | No strategic energy management. | No strategic energy management. | No strategic energy management. | No strategic energy management. | No strategic energy management. | No strategic energy management. | No strategic energy management. | No strategic energy management. | No strategic energy management. | Implementation of strategic energy management. | Implementation of strategic energy management. | Implementation of strategic energy management. | Implementation of strategic energy management. | Implementation of strategic energy management. | Implementation of strategic energy management. | Implementation of strategic energy management. | Implementation of strategic energy management. | Implementation of strategic energy management. | Implementation of strategic energy management. | Implementation of strategic energy management. | Implementation of strategic energy management. | Implementation of strategic energy management. | Implementation of strategic energy management. | Implementation of strategic energy management. | Implementation of strategic energy management. | Implementation of strategic energy management. | Implementation of strategic energy management. | Implementation of strategic energy management. | Implementation of strategic energy management. | Implementation of strategic energy management. | Implementation of strategic energy management. | Implementation of strategic energy management. | Implementation of strategic energy management. | Implementation of strategic energy management. | Implementation of strategic energy management. | Implementation of strategic energy management. | 0 | 0 | 0 | 0 | 0 | 0 | 0 | 0 | 0 | 0 | 0 | 0 | 0 | 0 | 0 | 0 | 0 | 0 | 0 | 0 | 0 | 0 | 0 | 0 | 0 | 0 | 0 | 0 | 0 | 0.044368 | 0.042811 | 0.041294 | 0.039856 | 0.038457 | 0.037094 | 0.035732 | 0.034437 | 0.033177 | 0.032007 | 0.031338 | 0.030835 | 0.030649 | 0.030416 | 0.030253 | 0.030144 | 0.030057 | 0.029983 | 0.02994 | 0.029915 | 0.029903 | 0.029894 | 0.029865 | 0.029858 | 0.029854 | 0 | 1.0917 | 2.1615 | 2.0862 | 1.0323 | 5.3978e-16 | 0 | 0 | 0 | 0 | 0 | 0 | 0 | 0 | 0 | 0 | 0 | 0 | 0 | 0 | 0 | 0 | 0 | 0 | 0 | 0 | 1.0917 | 3.2145 | 5.1887 | 6.0388 | 5.8247 | 5.6109 | 5.4076 | 5.2096 | 5.026 | 4.921 | 4.842 | 4.8127 | 4.7762 | 4.7506 | 4.7335 | 4.7199 | 4.7082 | 4.7014 | 4.6975 | 4.6957 | 4.6942 | 4.6896 | 4.6886 | 4.6878 | 0 | 25500.2934 | 52342.7074 | 52342.7074 | 26842.4141 | 1.4552e-11 | 0 | 0 | 0 | 0 | 0 | 0 | 0 | 0 | 0 | 0 | 0 | 0 | 0 | 0 | 0 | 0 | 0 | 0 | 0 | 0 | 25500.2934 | 77843.0008 | 130185.7082 | 157028.1223 | 157028.1223 | 157028.1223 | 157028.1223 | 157028.1223 | 157028.1223 | 157028.1223 | 157028.1223 | 157028.1223 | 157028.1223 | 157028.1223 | 157028.1223 | 157028.1223 | 157028.1223 | 157028.1223 | 157028.1223 | 157028.1223 | 157028.1223 | 157028.1223 | 157028.1223 | 157028.1223 | 0 | 0.94871 | 1.8999 | 1.8542 | 0.92759 | 2.8844e-16 | 0 | 0 | 0 | 0 | 0 | 0 | 0 | 0 | 0 | 0 | 0 | 0 | 0 | 0 | 0 | 0 | 0 | 0 | 0 | 0 | 0.94871 | 2.8254 | 4.6116 | 5.4264 | 5.2913 | 5.1533 | 5.0208 | 4.8921 | 4.7735 | 4.6709 | 4.5912 | 4.5531 | 4.5196 | 4.4952 | 4.4784 | 4.4651 | 4.4543 | 4.4466 | 4.4409 | 4.4369 | 4.4339 | 4.4302 | 4.4294 | 4.4287 | 0 | 21675.2494 | 44491.3013 | 44491.3013 | 22816.052 | 7.276e-12 | 0 | 0 | 0 | 0 | 0 | 0 | 0 | 0 | 0 | 0 | 0 | 0 | 0 | 0 | 0 | 0 | 0 | 0 | 0 | 0 | 21675.2494 | 66166.5507 | 110657.852 | 133473.9039 | 133473.9039 | 133473.9039 | 133473.9039 | 133473.9039 | 133473.9039 | 133473.9039 | 133473.9039 | 133473.9039 | 133473.9039 | 133473.9039 | 133473.9039 | 133473.9039 | 133473.9039 | 133473.9039 | 133473.9039 | 133473.9039 | 133473.9039 | 133473.9039 | 133473.9039 | 133473.9039 | 0 | 0.94905 | 1.9014 | 1.8567 | 0.92944 | 2.8922e-16 | 0 | 0 | 0 | 0 | 0 | 0 | 0 | 0 | 0 | 0 | 0 | 0 | 0 | 0 | 0 | 0 | 0 | 0 | 0 | 0 | 0.94905 | 2.8277 | 4.6179 | 5.4372 | 5.3056 | 5.1715 | 5.0431 | 4.9184 | 4.8034 | 4.7036 | 4.6247 | 4.5865 | 4.553 | 4.5285 | 4.5115 | 4.4981 | 4.4873 | 4.4794 | 4.4738 | 4.4697 | 4.4667 | 4.4629 | 4.4621 | 4.4614 | 0 | 21675.2494 | 44491.3013 | 44491.3013 | 22816.052 | 7.276e-12 | 0 | 0 | 0 | 0 | 0 | 0 | 0 | 0 | 0 | 0 | 0 | 0 | 0 | 0 | 0 | 0 | 0 | 0 | 0 | 0 | 21675.2494 | 66166.5507 | 110657.852 | 133473.9039 | 133473.9039 | 133473.9039 | 133473.9039 | 133473.9039 | 133473.9039 | 133473.9039 | 133473.9039 | 133473.9039 | 133473.9039 | 133473.9039 | 133473.9039 | 133473.9039 | 133473.9039 | 133473.9039 | 133473.9039 | 133473.9039 | 133473.9039 | 133473.9039 | 133473.9039 | 133473.9039 | 0 | 0.94923 | 1.9022 | 1.858 | 0.93041 | 2.8963e-16 | 0 | 0 | 0 | 0 | 0 | 0 | 0 | 0 | 0 | 0 | 0 | 0 | 0 | 0 | 0 | 0 | 0 | 0 | 0 | 0 | 0.94923 | 2.8289 | 4.6212 | 5.4429 | 5.3132 | 5.1812 | 5.055 | 4.9324 | 4.8194 | 4.7212 | 4.6433 | 4.606 | 4.5723 | 4.5477 | 4.5307 | 4.5172 | 4.5063 | 4.4985 | 4.4928 | 4.4887 | 4.4857 | 4.4819 | 4.4811 | 4.4804 | 0 | 21675.2494 | 44491.3013 | 44491.3013 | 22816.052 | 7.276e-12 | 0 | 0 | 0 | 0 | 0 | 0 | 0 | 0 | 0 | 0 | 0 | 0 | 0 | 0 | 0 | 0 | 0 | 0 | 0 | 0 | 21675.2494 | 66166.5507 | 110657.852 | 133473.9039 | 133473.9039 | 133473.9039 | 133473.9039 | 133473.9039 | 133473.9039 | 133473.9039 | 133473.9039 | 133473.9039 | 133473.9039 | 133473.9039 | 133473.9039 | 133473.9039 | 133473.9039 | 133473.9039 | 133473.9039 | 133473.9039 | 133473.9039 | 133473.9039 | 133473.9039 | 133473.9039 | -410.1984 | -413.8711 | -417.2482 | -420.3425 | -423.1633 | -425.7172 | -428.0088 | -430.0408 | -431.8638 | -433.5183 | -435.0372 | -436.4464 | -437.7666 | -439.014 | -440.2015 | -441.3389 | -442.4337 | -443.4408 | -444.3715 | -445.2178 | -445.9887 | -446.6918 | -447.334 | -447.9211 | -448.4584 | 0 | 0 | 0 | 0 | 0 | 0 | 0 | 0 | 0 | 0 | 0 | 0 | 0 | 0 | 0 | 0 | 0 | 0 | 0 | 0 | 0 | 0 | 0 | 0 | 0
WA_Commercial_WA - Health_Existing_Space Heating_Natural Gas_Retrocommissioning_A | WA | Commercial | WA - Health | Existing | Space Heating | Natural Gas | Retrocommissioning | A | WCM158 | No retro commissioning. | Periodic recommissioning of building systems. | 3 | 0.028818 | 0 | 0 | 0.13 | 0.02 | 0 | 0 | 0.28365 | 0.25 | sqft | 15% | 73.33% | Discretionary | RetroEven20_WA | 85% | Space Heating | 0% | 668.536 |  | 469.7135 |  | 0 | COM_RCX-HVAC-AEG-1 | COM_RCX-Heating-7PLN-v5-15 | COM_RCX-HVAC-AEG-1 | No retro commissioning. | No retro commissioning. | No retro commissioning. | No retro commissioning. | No retro commissioning. | No retro commissioning. | No retro commissioning. | No retro commissioning. | No retro commissioning. | No retro commissioning. | No retro commissioning. | No retro commissioning. | No retro commissioning. | No retro commissioning. | No retro commissioning. | No retro commissioning. | No retro commissioning. | No retro commissioning. | No retro commissioning. | No retro commissioning. | No retro commissioning. | No retro commissioning. | No retro commissioning. | No retro commissioning. | No retro commissioning. | No retro commissioning. | No retro commissioning. | Periodic recommissioning of building systems. | Periodic recommissioning of building systems. | Periodic recommissioning of building systems. | Periodic recommissioning of building systems. | Periodic recommissioning of building systems. | Periodic recommissioning of building systems. | Periodic recommissioning of building systems. | Periodic recommissioning of building systems. | Periodic recommissioning of building systems. | Periodic recommissioning of building systems. | Periodic recommissioning of building systems. | Periodic recommissioning of building systems. | Periodic recommissioning of building systems. | Periodic recommissioning of building systems. | Periodic recommissioning of building systems. | Periodic recommissioning of building systems. | Periodic recommissioning of building systems. | Periodic recommissioning of building systems. | Periodic recommissioning of building systems. | Periodic recommissioning of building systems. | Periodic recommissioning of building systems. | Periodic recommissioning of building systems. | Periodic recommissioning of building systems. | Periodic recommissioning of building systems. | Periodic recommissioning of building systems. | Periodic recommissioning of building systems. | Periodic recommissioning of building systems. | 0.13 | 0.13 | 0.13 | 0.13 | 0.13 | 0.13 | 0.13 | 0.13 | 0.13 | 0.13 | 0.13 | 0.13 | 0.13 | 0.13 | 0.13 | 0.13 | 0.13 | 0.13 | 0.13 | 0.13 | 0.13 | 0.13 | 0.13 | 0.13 | 0.13 | 0.13 | 0.13 | 0 | 0 | 0.024033 | 0.023584 | 0.023096 | 0.02258 | 0.022049 | 0.021496 | 0.020919 | 0.02031 | 0.019673 | 0.019013 | 0.018342 | 0.017677 | 0.017024 | 0.016395 | 0.015803 | 0.015261 | 0.014783 | 0.01437 | 0.013996 | 0.013669 | 0.013356 | 0.013102 | 0.01285 | 0.012603 | 0.012357 | 0 | 1.5284 | 3.0723 | 3.0036 | 1.5041 | 0 | 6.0883e-16 | 0 | 0 | 0 | 0 | 0 | 0 | 0 | 0 | 0 | 0 | 0 | 0 | 0 | 0 | 0 | 0 | 0 | 0 | 0 | 1.5284 | 4.569 | 7.4704 | 8.7988 | 8.5782 | 8.3481 | 8.1052 | 7.8507 | 7.5875 | 7.3198 | 7.0543 | 6.7936 | 6.5425 | 6.3064 | 6.0902 | 5.8995 | 5.7345 | 5.5854 | 5.4548 | 5.3299 | 5.2284 | 5.1281 | 5.0292 | 4.9313 | 0 | 64805.2241 | 133021.2496 | 133021.2496 | 68216.0254 | 0 | 2.9104e-11 | 0 | 0 | 0 | 0 | 0 | 0 | 0 | 0 | 0 | 0 | 0 | 0 | 0 | 0 | 0 | 0 | 0 | 0 | 0 | 64805.2241 | 197826.4737 | 330847.7232 | 399063.7487 | 399063.7487 | 399063.7487 | 399063.7487 | 399063.7487 | 399063.7487 | 399063.7487 | 399063.7487 | 399063.7487 | 399063.7487 | 399063.7487 | 399063.7487 | 399063.7487 | 399063.7487 | 399063.7487 | 399063.7487 | 399063.7487 | 399063.7487 | 399063.7487 | 399063.7487 | 399063.7487 | 0 | 1.3303 | 2.7079 | 2.6819 | 1.361 | 0 | 3.3323e-16 | 0 | 0 | 0 | 0 | 0 | 0 | 0 | 0 | 0 | 0 | 0 | 0 | 0 | 0 | 0 | 0 | 0 | 0 | 0 | 1.3303 | 4.0271 | 6.6703 | 7.9616 | 7.8693 | 7.7675 | 7.6535 | 7.5276 | 7.3915 | 7.2484 | 7.1037 | 6.9592 | 6.8195 | 6.6895 | 6.5741 | 6.4793 | 6.4064 | 6.3469 | 6.304 | 6.2651 | 6.2486 | 6.2328 | 6.2177 | 6.2032 | 0 | 55084.4405 | 113068.0621 | 113068.0621 | 57983.6216 | 0 | 1.4552e-11 | 0 | 0 | 0 | 0 | 0 | 0 | 0 | 0 | 0 | 0 | 0 | 0 | 0 | 0 | 0 | 0 | 0 | 0 | 0 | 55084.4405 | 168152.5026 | 281220.5648 | 339204.1864 | 339204.1864 | 339204.1864 | 339204.1864 | 339204.1864 | 339204.1864 | 339204.1864 | 339204.1864 | 339204.1864 | 339204.1864 | 339204.1864 | 339204.1864 | 339204.1864 | 339204.1864 | 339204.1864 | 339204.1864 | 339204.1864 | 339204.1864 | 339204.1864 | 339204.1864 | 339204.1864 | 0 | 1.3325 | 2.7185 | 2.7002 | 1.375 | 0 | 3.3959e-16 | 0 | 0 | 0 | 0 | 0 | 0 | 0 | 0 | 0 | 0 | 0 | 0 | 0 | 0 | 0 | 0 | 0 | 0 | 0 | 1.3325 | 4.0429 | 6.716 | 8.0437 | 7.9832 | 7.9158 | 7.8406 | 7.7575 | 7.6671 | 7.5706 | 7.4735 | 7.3759 | 7.2801 | 7.1902 | 7.1097 | 7.0441 | 6.9945 | 6.9541 | 6.9254 | 6.8995 | 6.8904 | 6.882 | 6.8743 | 6.8672 | 0 | 55084.4405 | 113068.0621 | 113068.0621 | 57983.6216 | 0 | 1.4552e-11 | 0 | 0 | 0 | 0 | 0 | 0 | 0 | 0 | 0 | 0 | 0 | 0 | 0 | 0 | 0 | 0 | 0 | 0 | 0 | 55084.4405 | 168152.5026 | 281220.5648 | 339204.1864 | 339204.1864 | 339204.1864 | 339204.1864 | 339204.1864 | 339204.1864 | 339204.1864 | 339204.1864 | 339204.1864 | 339204.1864 | 339204.1864 | 339204.1864 | 339204.1864 | 339204.1864 | 339204.1864 | 339204.1864 | 339204.1864 | 339204.1864 | 339204.1864 | 339204.1864 | 339204.1864 | 0 | 1.3313 | 2.7124 | 2.6897 | 1.3671 | 0 | 3.3628e-16 | 0 | 0 | 0 | 0 | 0 | 0 | 0 | 0 | 0 | 0 | 0 | 0 | 0 | 0 | 0 | 0 | 0 | 0 | 0 | 1.3313 | 4.0338 | 6.6899 | 7.9974 | 7.9206 | 7.8386 | 7.7485 | 7.651 | 7.5472 | 7.4392 | 7.3312 | 7.2234 | 7.1183 | 7.0193 | 6.9299 | 6.856 | 6.7985 | 6.7502 | 6.7134 | 6.6794 | 6.6619 | 6.6452 | 6.6292 | 6.6138 | 0 | 55084.4405 | 113068.0621 | 113068.0621 | 57983.6216 | 0 | 1.4552e-11 | 0 | 0 | 0 | 0 | 0 | 0 | 0 | 0 | 0 | 0 | 0 | 0 | 0 | 0 | 0 | 0 | 0 | 0 | 0 | 55084.4405 | 168152.5026 | 281220.5648 | 339204.1864 | 339204.1864 | 339204.1864 | 339204.1864 | 339204.1864 | 339204.1864 | 339204.1864 | 339204.1864 | 339204.1864 | 339204.1864 | 339204.1864 | 339204.1864 | 339204.1864 | 339204.1864 | 339204.1864 | 339204.1864 | 339204.1864 | 339204.1864 | 339204.1864 | 339204.1864 | 339204.1864 | 635.221 | 640.9084 | 646.1382 | 650.9299 | 655.2981 | 659.253 | 662.8017 | 665.9484 | 668.7714 | 671.3336 | 673.6856 | 675.8678 | 677.9122 | 679.844 | 681.6829 | 683.4442 | 685.1396 | 686.6992 | 688.1405 | 689.4511 | 690.6448 | 691.7336 | 692.728 | 693.6372 | 694.4693 | 446.3064 | 450.3023 | 453.9767 | 457.3434 | 460.4125 | 463.1912 | 465.6845 | 467.8954 | 469.8789 | 471.679 | 473.3316 | 474.8648 | 476.3012 | 477.6585 | 478.9505 | 480.188 | 481.3792 | 482.475 | 483.4876 | 484.4084 | 485.2471 | 486.0121 | 486.7108 | 487.3496 | 487.9342
WA_Commercial_WA - Health_Existing_Water Heating_Natural Gas_Retrocommissioning_A | WA | Commercial | WA - Health | Existing | Water Heating | Natural Gas | Retrocommissioning | A | WCM159 | No retro commissioning. | Periodic recommissioning of building systems. | 3 | 0.029427 | 0 | 0 | 0.13 | 0.02 | 0 | 0 | 0.28365 | 0.25 | sqft | 15% | 73.33% | Discretionary | RetroEven20_WA | 85% | Water Heating | 0% | 668.536 |  | 469.7135 |  | 0 | COM_RCX-HVAC-AEG-1 | COM_RCX-Heating-7PLN-v5-15 | COM_RCX-HVAC-AEG-1 | No retro commissioning. | No retro commissioning. | No retro commissioning. | No retro commissioning. | No retro commissioning. | No retro commissioning. | No retro commissioning. | No retro commissioning. | No retro commissioning. | No retro commissioning. | No retro commissioning. | No retro commissioning. | No retro commissioning. | No retro commissioning. | No retro commissioning. | No retro commissioning. | No retro commissioning. | No retro commissioning. | No retro commissioning. | No retro commissioning. | No retro commissioning. | No retro commissioning. | No retro commissioning. | No retro commissioning. | No retro commissioning. | No retro commissioning. | No retro commissioning. | Periodic recommissioning of building systems. | Periodic recommissioning of building systems. | Periodic recommissioning of building systems. | Periodic recommissioning of building systems. | Periodic recommissioning of building systems. | Periodic recommissioning of building systems. | Periodic recommissioning of building systems. | Periodic recommissioning of building systems. | Periodic recommissioning of building systems. | Periodic recommissioning of building systems. | Periodic recommissioning of building systems. | Periodic recommissioning of building systems. | Periodic recommissioning of building systems. | Periodic recommissioning of building systems. | Periodic recommissioning of building systems. | Periodic recommissioning of building systems. | Periodic recommissioning of building systems. | Periodic recommissioning of building systems. | Periodic recommissioning of building systems. | Periodic recommissioning of building systems. | Periodic recommissioning of building systems. | Periodic recommissioning of building systems. | Periodic recommissioning of building systems. | Periodic recommissioning of building systems. | Periodic recommissioning of building systems. | Periodic recommissioning of building systems. | Periodic recommissioning of building systems. | 0.13 | 0.13 | 0.13 | 0.13 | 0.13 | 0.13 | 0.13 | 0.13 | 0.13 | 0.13 | 0.13 | 0.13 | 0.13 | 0.13 | 0.13 | 0.13 | 0.13 | 0.13 | 0.13 | 0.13 | 0.13 | 0.13 | 0.13 | 0.13 | 0.13 | 0.13 | 0.13 | 0 | 0 | 0.05448 | 0.052541 | 0.050627 | 0.048813 | 0.047074 | 0.045405 | 0.043738 | 0.042154 | 0.04061 | 0.039179 | 0.03836 | 0.037744 | 0.037516 | 0.037232 | 0.037032 | 0.036899 | 0.036792 | 0.036701 | 0.036648 | 0.036618 | 0.036604 | 0.036592 | 0.036556 | 0.036549 | 0.036543 | 0 | 2.5211 | 4.9865 | 4.8078 | 2.3777 | 6.6073e-16 | 0 | 0 | 0 | 0 | 0 | 0 | 0 | 0 | 0 | 0 | 0 | 0 | 0 | 0 | 0 | 0 | 0 | 0 | 0 | 0 | 2.5211 | 7.4158 | 11.9579 | 13.9095 | 13.4165 | 12.9239 | 12.4557 | 11.9997 | 11.5767 | 11.3348 | 11.1528 | 11.0855 | 11.0014 | 10.9423 | 10.903 | 10.8715 | 10.8446 | 10.829 | 10.8201 | 10.8158 | 10.8124 | 10.8018 | 10.7996 | 10.7978 | 0 | 47984.423 | 98494.3419 | 98494.3419 | 50509.9189 | 1.4552e-11 | 0 | 0 | 0 | 0 | 0 | 0 | 0 | 0 | 0 | 0 | 0 | 0 | 0 | 0 | 0 | 0 | 0 | 0 | 0 | 0 | 47984.423 | 146478.7649 | 244973.1068 | 295483.0258 | 295483.0258 | 295483.0258 | 295483.0258 | 295483.0258 | 295483.0258 | 295483.0258 | 295483.0258 | 295483.0258 | 295483.0258 | 295483.0258 | 295483.0258 | 295483.0258 | 295483.0258 | 295483.0258 | 295483.0258 | 295483.0258 | 295483.0258 | 295483.0258 | 295483.0258 | 295483.0258 | 0 | 2.1911 | 4.384 | 4.2748 | 2.1376 | 0 | 0 | 0 | 0 | 0 | 0 | 0 | 0 | 0 | 0 | 0 | 0 | 0 | 0 | 0 | 0 | 0 | 0 | 0 | 0 | 0 | 2.1911 | 6.5198 | 10.6321 | 12.5049 | 12.1936 | 11.8755 | 11.5701 | 11.2735 | 11.0003 | 10.7639 | 10.5802 | 10.4924 | 10.4152 | 10.359 | 10.3203 | 10.2895 | 10.2648 | 10.2468 | 10.2339 | 10.2245 | 10.2177 | 10.2091 | 10.2072 | 10.2057 | 0 | 40786.7595 | 83720.1906 | 83720.1906 | 42933.4311 | 0 | 0 | 0 | 0 | 0 | 0 | 0 | 0 | 0 | 0 | 0 | 0 | 0 | 0 | 0 | 0 | 0 | 0 | 0 | 0 | 0 | 40786.7595 | 124506.9502 | 208227.1408 | 251160.5719 | 251160.5719 | 251160.5719 | 251160.5719 | 251160.5719 | 251160.5719 | 251160.5719 | 251160.5719 | 251160.5719 | 251160.5719 | 251160.5719 | 251160.5719 | 251160.5719 | 251160.5719 | 251160.5719 | 251160.5719 | 251160.5719 | 251160.5719 | 251160.5719 | 251160.5719 | 251160.5719 | 0 | 2.1919 | 4.3875 | 4.2805 | 2.1418 | 0 | 0 | 0 | 0 | 0 | 0 | 0 | 0 | 0 | 0 | 0 | 0 | 0 | 0 | 0 | 0 | 0 | 0 | 0 | 0 | 0 | 2.1919 | 6.525 | 10.6465 | 12.5297 | 12.2265 | 11.9174 | 11.6216 | 11.3341 | 11.0691 | 10.8392 | 10.6573 | 10.5694 | 10.492 | 10.4356 | 10.3965 | 10.3655 | 10.3406 | 10.3226 | 10.3095 | 10.3001 | 10.2932 | 10.2846 | 10.2826 | 10.2811 | 0 | 40786.7595 | 83720.1906 | 83720.1906 | 42933.4311 | 0 | 0 | 0 | 0 | 0 | 0 | 0 | 0 | 0 | 0 | 0 | 0 | 0 | 0 | 0 | 0 | 0 | 0 | 0 | 0 | 0 | 40786.7595 | 124506.9502 | 208227.1408 | 251160.5719 | 251160.5719 | 251160.5719 | 251160.5719 | 251160.5719 | 251160.5719 | 251160.5719 | 251160.5719 | 251160.5719 | 251160.5719 | 251160.5719 | 251160.5719 | 251160.5719 | 251160.5719 | 251160.5719 | 251160.5719 | 251160.5719 | 251160.5719 | 251160.5719 | 251160.5719 | 251160.5719 | 0 | 2.1923 | 4.3894 | 4.2836 | 2.1441 | 0 | 0 | 0 | 0 | 0 | 0 | 0 | 0 | 0 | 0 | 0 | 0 | 0 | 0 | 0 | 0 | 0 | 0 | 0 | 0 | 0 | 2.1923 | 6.5278 | 10.6541 | 12.5428 | 12.2439 | 11.9397 | 11.649 | 11.3665 | 11.106 | 10.8797 | 10.7003 | 10.6144 | 10.5366 | 10.4799 | 10.4408 | 10.4096 | 10.3846 | 10.3665 | 10.3534 | 10.3439 | 10.337 | 10.3283 | 10.3264 | 10.3248 | 0 | 40786.7595 | 83720.1906 | 83720.1906 | 42933.4311 | 0 | 0 | 0 | 0 | 0 | 0 | 0 | 0 | 0 | 0 | 0 | 0 | 0 | 0 | 0 | 0 | 0 | 0 | 0 | 0 | 0 | 40786.7595 | 124506.9502 | 208227.1408 | 251160.5719 | 251160.5719 | 251160.5719 | 251160.5719 | 251160.5719 | 251160.5719 | 251160.5719 | 251160.5719 | 251160.5719 | 251160.5719 | 251160.5719 | 251160.5719 | 251160.5719 | 251160.5719 | 251160.5719 | 251160.5719 | 251160.5719 | 251160.5719 | 251160.5719 | 251160.5719 | 251160.5719 | 635.221 | 640.9084 | 646.1382 | 650.9299 | 655.2981 | 659.253 | 662.8017 | 665.9484 | 668.7714 | 671.3336 | 673.6856 | 675.8678 | 677.9122 | 679.844 | 681.6829 | 683.4442 | 685.1396 | 686.6992 | 688.1405 | 689.4511 | 690.6448 | 691.7336 | 692.728 | 693.6372 | 694.4693 | 446.3064 | 450.3023 | 453.9767 | 457.3434 | 460.4125 | 463.1912 | 465.6845 | 467.8954 | 469.8789 | 471.679 | 473.3316 | 474.8648 | 476.3012 | 477.6585 | 478.9505 | 480.188 | 481.3792 | 482.475 | 483.4876 | 484.4084 | 485.2471 | 486.0121 | 486.7108 | 487.3496 | 487.9342
WA_Commercial_WA - Health_New_Space Heating_Natural Gas_Insulation - Ceiling_A | WA | Commercial | WA - Health | New | Space Heating | Natural Gas | Insulation - Ceiling | A | WCM160 | R-13 | R-38 | 22 | 0 | 0 | 0 | 1.57 | 0 | 0 | 0 | 0.24319 | 0.25 | sqft roof | 0% | 0% | Discretionary | Retro1Slow_WA | 84.66% | Space Heating | 0% | 0 |  | 0 |  | 0 | Avista TRM | Avista TRM | Avista TRM | R-13 | R-13 | R-13 | R-13 | R-13 | R-13 | R-13 | R-13 | R-13 | R-13 | R-13 | R-13 | R-13 | R-13 | R-13 | R-13 | R-13 | R-13 | R-13 | R-13 | R-13 | R-13 | R-13 | R-13 | R-13 | R-13 | R-13 | R-38 | R-38 | R-38 | R-38 | R-38 | R-38 | R-38 | R-38 | R-38 | R-38 | R-38 | R-38 | R-38 | R-38 | R-38 | R-38 | R-38 | R-38 | R-38 | R-38 | R-38 | R-38 | R-38 | R-38 | R-38 | R-38 | R-38 | 1.57 | 1.57 | 1.57 | 1.57 | 1.57 | 1.57 | 1.57 | 1.57 | 1.57 | 1.57 | 1.57 | 1.57 | 1.57 | 1.57 | 1.57 | 1.57 | 1.57 | 1.57 | 1.57 | 1.57 | 1.57 | 1.57 | 1.57 | 1.57 | 1.57 | 1.57 | 1.57 | 0 | 0 | 0 | 0 | 0 | 0 | 0 | 0 | 0 | 0 | 0 | 0 | 0 | 0 | 0 | 0 | 0 | 0 | 0 | 0 | 0 | 0 | 0 | 0 | 0 | 0 | 0 | 0 | 0 | 0 | 0 | 0 | 0 | 0 | 0 | 0 | 0 | 0 | 0 | 0 | 0 | 0 | 0 | 0 | 0 | 0 | 0 | 0 | 0 | 0 | 0 | 0 | 0 | 0 | 0 | 0 | 0 | 0 | 0 | 0 | 0 | 0 | 0 | 0 | 0 | 0 | 0 | 0 | 0 | 0 | 0 | 0 | 0 | 0 | 0 | 0 | 0 | 0 | 0 | 0 | 0 | 0 | 0 | 0 | 0 | 0 | 0 | 0 | 0 | 0 | 0 | 0 | 0 | 0 | 0 | 0 | 0 | 0 | 0 | 0 | 0 | 0 | 0 | 0 | 0 | 0 | 0 | 0 | 0 | 0 | 0 | 0 | 0 | 0 | 0 | 0 | 0 | 0 | 0 | 0 | 0 | 0 | 0 | 0 | 0 | 0 | 0 | 0 | 0 | 0 | 0 | 0 | 0 | 0 | 0 | 0 | 0 | 0 | 0 | 0 | 0 | 0 | 0 | 0 | 0 | 0 | 0 | 0 | 0 | 0 | 0 | 0 | 0 | 0 | 0 | 0 | 0 | 0 | 0 | 0 | 0 | 0 | 0 | 0 | 0 | 0 | 0 | 0 | 0 | 0 | 0 | 0 | 0 | 0 | 0 | 0 | 0 | 0 | 0 | 0 | 0 | 0 | 0 | 0 | 0 | 0 | 0 | 0 | 0 | 0 | 0 | 0 | 0 | 0 | 0 | 0 | 0 | 0 | 0 | 0 | 0 | 0 | 0 | 0 | 0 | 0 | 0 | 0 | 0 | 0 | 0 | 0 | 0 | 0 | 0 | 0 | 0 | 0 | 0 | 0 | 0 | 0 | 0 | 0 | 0 | 0 | 0 | 0 | 0 | 0 | 0 | 0 | 0 | 0 | 0 | 0 | 0 | 0 | 0 | 0 | 0 | 0 | 0 | 0 | 0 | 0 | 0 | 0 | 0 | 0 | 0 | 0 | 0 | 0 | 0 | 0 | 0 | 0 | 0 | 0 | 0 | 0 | 0 | 0 | 0 | 0 | 0 | 0 | 0 | 0 | 0 | 0 | 0 | 0 | 0 | 0 | 0 | 0 | 0 | 0 | 0 | 0 | 0 | 0 | 0 | 0 | 0 | 0 | 0 | 0 | 0 | 0 | 0 | 0 | 0 | 0 | 0 | 0 | 0 | 0 | 0 | 0 | 0 | 0 | 0 | 0 | 0 | 0 | 0 | 0 | 0 | 0 | 0 | 0 | 0 | 0 | 0 | 0 | 0 | 0 | 0 | 0 | 0 | 0 | 0 | 0 | 0 | 0 | 0 | 0 | 0 | 0 | 0 | 0 | 0 | 0 | 0 | 0 | 0 | 0 | 0 | 0 | 0 | 0 | 0 | 0 | 0 | 0 | 0 | 0 | 0 | 0 | 0 | 0 | 0 | 0 | 0 | 0 | 0 | 0 | 0 | 0 | 0 | 0 | 0 | 0 | 0 | 0 | 0 | 0 | 0 | 0 | 0 | 0 | 0 | 0 | 0 | 0 | 0 | 0 | 0 | 0 | 0 | 0 | 0 | 0 | 0 | 0 | 0 | 0 | 0 | 0 | 0 | 0 | 0 | 0 | 0 | 0 | 0 | 0 | 0 | 0 | 0 | 0 | 0 | 0 | 0 | 0 | 0 | 0 | 0 | 0 | 0 | 0 | 0 | 0 | 0 | 0 | 0 | 0 | 0 | 0 | 0 | 0 | 0 | 0 | 0 | 0 | 0 | 0 | 0 | 0 | 0 | 0 | 0 | 0 | 0 | 0 | 0 | 0 | 0 | 0 | 0 | 0 | 0 | 0 | 0 | 0 | 0 | 0 | 0 | 0 | 0 | 0 | 0 | 0 | 0 | 0 | 0 | 0 | 0 | 0 | 0 | 0 | 0 | 0 | 0 | 0 | 0 | 0 | 0 | 0 | 0 | 0 | 0 | 0 | 0
WA_Commercial_WA - Health_New_Space Heating_Natural Gas_Insulation - Ducting_A | WA | Commercial | WA - Health | New | Space Heating | Natural Gas | Insulation - Ducting | A | WCM161 | R-4 | R-8 | 20 | 0 | 0 | 0 | 1.91 | 0 | 0 | 0 | 0.24319 | 0.25 | sqft duct | 0% | 0% | Discretionary | Retro1Slow_WA | 84.66% | Central Systems | 0% | 0 |  | 0 |  | 0 | INS_DCT-All-DEER-1 | INS_DCT-All-DEER-1 | Building Energy Simulation Tool | R-4 | R-4 | R-4 | R-4 | R-4 | R-4 | R-4 | R-4 | R-4 | R-4 | R-4 | R-4 | R-4 | R-4 | R-4 | R-4 | R-4 | R-4 | R-4 | R-4 | R-4 | R-4 | R-4 | R-4 | R-4 | R-4 | R-4 | R-8 | R-8 | R-8 | R-8 | R-8 | R-8 | R-8 | R-8 | R-8 | R-8 | R-8 | R-8 | R-8 | R-8 | R-8 | R-8 | R-8 | R-8 | R-8 | R-8 | R-8 | R-8 | R-8 | R-8 | R-8 | R-8 | R-8 | 1.91 | 1.91 | 1.91 | 1.91 | 1.91 | 1.91 | 1.91 | 1.91 | 1.91 | 1.91 | 1.91 | 1.91 | 1.91 | 1.91 | 1.91 | 1.91 | 1.91 | 1.91 | 1.91 | 1.91 | 1.91 | 1.91 | 1.91 | 1.91 | 1.91 | 1.91 | 1.91 | 0 | 0 | 0 | 0 | 0 | 0 | 0 | 0 | 0 | 0 | 0 | 0 | 0 | 0 | 0 | 0 | 0 | 0 | 0 | 0 | 0 | 0 | 0 | 0 | 0 | 0 | 0 | 0 | 0 | 0 | 0 | 0 | 0 | 0 | 0 | 0 | 0 | 0 | 0 | 0 | 0 | 0 | 0 | 0 | 0 | 0 | 0 | 0 | 0 | 0 | 0 | 0 | 0 | 0 | 0 | 0 | 0 | 0 | 0 | 0 | 0 | 0 | 0 | 0 | 0 | 0 | 0 | 0 | 0 | 0 | 0 | 0 | 0 | 0 | 0 | 0 | 0 | 0 | 0 | 0 | 0 | 0 | 0 | 0 | 0 | 0 | 0 | 0 | 0 | 0 | 0 | 0 | 0 | 0 | 0 | 0 | 0 | 0 | 0 | 0 | 0 | 0 | 0 | 0 | 0 | 0 | 0 | 0 | 0 | 0 | 0 | 0 | 0 | 0 | 0 | 0 | 0 | 0 | 0 | 0 | 0 | 0 | 0 | 0 | 0 | 0 | 0 | 0 | 0 | 0 | 0 | 0 | 0 | 0 | 0 | 0 | 0 | 0 | 0 | 0 | 0 | 0 | 0 | 0 | 0 | 0 | 0 | 0 | 0 | 0 | 0 | 0 | 0 | 0 | 0 | 0 | 0 | 0 | 0 | 0 | 0 | 0 | 0 | 0 | 0 | 0 | 0 | 0 | 0 | 0 | 0 | 0 | 0 | 0 | 0 | 0 | 0 | 0 | 0 | 0 | 0 | 0 | 0 | 0 | 0 | 0 | 0 | 0 | 0 | 0 | 0 | 0 | 0 | 0 | 0 | 0 | 0 | 0 | 0 | 0 | 0 | 0 | 0 | 0 | 0 | 0 | 0 | 0 | 0 | 0 | 0 | 0 | 0 | 0 | 0 | 0 | 0 | 0 | 0 | 0 | 0 | 0 | 0 | 0 | 0 | 0 | 0 | 0 | 0 | 0 | 0 | 0 | 0 | 0 | 0 | 0 | 0 | 0 | 0 | 0 | 0 | 0 | 0 | 0 | 0 | 0 | 0 | 0 | 0 | 0 | 0 | 0 | 0 | 0 | 0 | 0 | 0 | 0 | 0 | 0 | 0 | 0 | 0 | 0 | 0 | 0 | 0 | 0 | 0 | 0 | 0 | 0 | 0 | 0 | 0 | 0 | 0 | 0 | 0 | 0 | 0 | 0 | 0 | 0 | 0 | 0 | 0 | 0 | 0 | 0 | 0 | 0 | 0 | 0 | 0 | 0 | 0 | 0 | 0 | 0 | 0 | 0 | 0 | 0 | 0 | 0 | 0 | 0 | 0 | 0 | 0 | 0 | 0 | 0 | 0 | 0 | 0 | 0 | 0 | 0 | 0 | 0 | 0 | 0 | 0 | 0 | 0 | 0 | 0 | 0 | 0 | 0 | 0 | 0 | 0 | 0 | 0 | 0 | 0 | 0 | 0 | 0 | 0 | 0 | 0 | 0 | 0 | 0 | 0 | 0 | 0 | 0 | 0 | 0 | 0 | 0 | 0 | 0 | 0 | 0 | 0 | 0 | 0 | 0 | 0 | 0 | 0 | 0 | 0 | 0 | 0 | 0 | 0 | 0 | 0 | 0 | 0 | 0 | 0 | 0 | 0 | 0 | 0 | 0 | 0 | 0 | 0 | 0 | 0 | 0 | 0 | 0 | 0 | 0 | 0 | 0 | 0 | 0 | 0 | 0 | 0 | 0 | 0 | 0 | 0 | 0 | 0 | 0 | 0 | 0 | 0 | 0 | 0 | 0 | 0 | 0 | 0 | 0 | 0 | 0 | 0 | 0 | 0 | 0 | 0 | 0 | 0 | 0 | 0 | 0 | 0 | 0 | 0 | 0 | 0 | 0 | 0 | 0 | 0 | 0 | 0 | 0 | 0 | 0 | 0 | 0 | 0 | 0 | 0 | 0 | 0 | 0 | 0 | 0 | 0 | 0 | 0 | 0 | 0 | 0 | 0 | 0 | 0 | 0 | 0 | 0 | 0 | 0 | 0 | 0 | 0 | 0 | 0 | 0 | 0 | 0 | 0
WA_Commercial_WA - Health_New_Space Heating_Natural Gas_Insulation - Wall Cavity_A | WA | Commercial | WA - Health | New | Space Heating | Natural Gas | Insulation - Wall Cavity | A | WCM162 | R-9 | R-23 | 22 | 0 | 0 | 0 | 0.93 | 0 | 0 | 0 | 0.24319 | 0.25 | sqft wall | 0% | 0% | Discretionary | Retro1Slow_WA | 84.66% | Space Heating | 0% | 0 |  | 0 |  | 0 | Avista TRM | Avista TRM | Avista TRM | R-9 | R-9 | R-9 | R-9 | R-9 | R-9 | R-9 | R-9 | R-9 | R-9 | R-9 | R-9 | R-9 | R-9 | R-9 | R-9 | R-9 | R-9 | R-9 | R-9 | R-9 | R-9 | R-9 | R-9 | R-9 | R-9 | R-9 | R-23 | R-23 | R-23 | R-23 | R-23 | R-23 | R-23 | R-23 | R-23 | R-23 | R-23 | R-23 | R-23 | R-23 | R-23 | R-23 | R-23 | R-23 | R-23 | R-23 | R-23 | R-23 | R-23 | R-23 | R-23 | R-23 | R-23 | 0.93 | 0.93 | 0.93 | 0.93 | 0.93 | 0.93 | 0.93 | 0.93 | 0.93 | 0.93 | 0.93 | 0.93 | 0.93 | 0.93 | 0.93 | 0.93 | 0.93 | 0.93 | 0.93 | 0.93 | 0.93 | 0.93 | 0.93 | 0.93 | 0.93 | 0.93 | 0.93 | 0 | 0 | 0 | 0 | 0 | 0 | 0 | 0 | 0 | 0 | 0 | 0 | 0 | 0 | 0 | 0 | 0 | 0 | 0 | 0 | 0 | 0 | 0 | 0 | 0 | 0 | 0 | 0 | 0 | 0 | 0 | 0 | 0 | 0 | 0 | 0 | 0 | 0 | 0 | 0 | 0 | 0 | 0 | 0 | 0 | 0 | 0 | 0 | 0 | 0 | 0 | 0 | 0 | 0 | 0 | 0 | 0 | 0 | 0 | 0 | 0 | 0 | 0 | 0 | 0 | 0 | 0 | 0 | 0 | 0 | 0 | 0 | 0 | 0 | 0 | 0 | 0 | 0 | 0 | 0 | 0 | 0 | 0 | 0 | 0 | 0 | 0 | 0 | 0 | 0 | 0 | 0 | 0 | 0 | 0 | 0 | 0 | 0 | 0 | 0 | 0 | 0 | 0 | 0 | 0 | 0 | 0 | 0 | 0 | 0 | 0 | 0 | 0 | 0 | 0 | 0 | 0 | 0 | 0 | 0 | 0 | 0 | 0 | 0 | 0 | 0 | 0 | 0 | 0 | 0 | 0 | 0 | 0 | 0 | 0 | 0 | 0 | 0 | 0 | 0 | 0 | 0 | 0 | 0 | 0 | 0 | 0 | 0 | 0 | 0 | 0 | 0 | 0 | 0 | 0 | 0 | 0 | 0 | 0 | 0 | 0 | 0 | 0 | 0 | 0 | 0 | 0 | 0 | 0 | 0 | 0 | 0 | 0 | 0 | 0 | 0 | 0 | 0 | 0 | 0 | 0 | 0 | 0 | 0 | 0 | 0 | 0 | 0 | 0 | 0 | 0 | 0 | 0 | 0 | 0 | 0 | 0 | 0 | 0 | 0 | 0 | 0 | 0 | 0 | 0 | 0 | 0 | 0 | 0 | 0 | 0 | 0 | 0 | 0 | 0 | 0 | 0 | 0 | 0 | 0 | 0 | 0 | 0 | 0 | 0 | 0 | 0 | 0 | 0 | 0 | 0 | 0 | 0 | 0 | 0 | 0 | 0 | 0 | 0 | 0 | 0 | 0 | 0 | 0 | 0 | 0 | 0 | 0 | 0 | 0 | 0 | 0 | 0 | 0 | 0 | 0 | 0 | 0 | 0 | 0 | 0 | 0 | 0 | 0 | 0 | 0 | 0 | 0 | 0 | 0 | 0 | 0 | 0 | 0 | 0 | 0 | 0 | 0 | 0 | 0 | 0 | 0 | 0 | 0 | 0 | 0 | 0 | 0 | 0 | 0 | 0 | 0 | 0 | 0 | 0 | 0 | 0 | 0 | 0 | 0 | 0 | 0 | 0 | 0 | 0 | 0 | 0 | 0 | 0 | 0 | 0 | 0 | 0 | 0 | 0 | 0 | 0 | 0 | 0 | 0 | 0 | 0 | 0 | 0 | 0 | 0 | 0 | 0 | 0 | 0 | 0 | 0 | 0 | 0 | 0 | 0 | 0 | 0 | 0 | 0 | 0 | 0 | 0 | 0 | 0 | 0 | 0 | 0 | 0 | 0 | 0 | 0 | 0 | 0 | 0 | 0 | 0 | 0 | 0 | 0 | 0 | 0 | 0 | 0 | 0 | 0 | 0 | 0 | 0 | 0 | 0 | 0 | 0 | 0 | 0 | 0 | 0 | 0 | 0 | 0 | 0 | 0 | 0 | 0 | 0 | 0 | 0 | 0 | 0 | 0 | 0 | 0 | 0 | 0 | 0 | 0 | 0 | 0 | 0 | 0 | 0 | 0 | 0 | 0 | 0 | 0 | 0 | 0 | 0 | 0 | 0 | 0 | 0 | 0 | 0 | 0 | 0 | 0 | 0 | 0 | 0 | 0 | 0 | 0 | 0 | 0 | 0 | 0 | 0 | 0 | 0 | 0 | 0 | 0 | 0 | 0 | 0 | 0 | 0 | 0 | 0 | 0 | 0 | 0 | 0 | 0 | 0 | 0 | 0 | 0 | 0 | 0 | 0 | 0 | 0 | 0 | 0 | 0 | 0 | 0 | 0 | 0 | 0 | 0 | 0 | 0 | 0 | 0 | 0 | 0 | 0 | 0 | 0 | 0 | 0 | 0 | 0
WA_Commercial_WA - Health_New_Space Heating_Natural Gas_Green Roof - Vegetated Rooftop_A | WA | Commercial | WA - Health | New | Space Heating | Natural Gas | Green Roof - Vegetated Rooftop | A | WCM163 | No vegetation on roof | Green roof | 25 | 0 | 0 | 0 | 30.55 | 0 | 2.29 | 0 | 0.28365 | 0.25 | sqft roof | 15% | 46.67% | Discretionary | Retro1Slow_WA | 84.66% | Space Heating | 0% | 0 |  | 0 |  | 0 | Measure Cost Research v1.1 - Sep 2020.xlsx | Measure Cost Research v1.1 - Sep 2020.xlsx | Measure Cost Research v1.1 - Sep 2020.xlsx | No vegetation on roof | No vegetation on roof | No vegetation on roof | No vegetation on roof | No vegetation on roof | No vegetation on roof | No vegetation on roof | No vegetation on roof | No vegetation on roof | No vegetation on roof | No vegetation on roof | No vegetation on roof | No vegetation on roof | No vegetation on roof | No vegetation on roof | No vegetation on roof | No vegetation on roof | No vegetation on roof | No vegetation on roof | No vegetation on roof | No vegetation on roof | No vegetation on roof | No vegetation on roof | No vegetation on roof | No vegetation on roof | No vegetation on roof | No vegetation on roof | Green roof | Green roof | Green roof | Green roof | Green roof | Green roof | Green roof | Green roof | Green roof | Green roof | Green roof | Green roof | Green roof | Green roof | Green roof | Green roof | Green roof | Green roof | Green roof | Green roof | Green roof | Green roof | Green roof | Green roof | Green roof | Green roof | Green roof | 30.55 | 30.55 | 30.55 | 30.55 | 30.55 | 30.55 | 30.55 | 30.55 | 30.55 | 30.55 | 30.55 | 30.55 | 30.55 | 30.55 | 30.55 | 30.55 | 30.55 | 30.55 | 30.55 | 30.55 | 30.55 | 30.55 | 30.55 | 30.55 | 30.55 | 30.55 | 30.55 | 0 | 0 | 0 | 0 | 0 | 0 | 0 | 0 | 0 | 0 | 0 | 0 | 0 | 0 | 0 | 0 | 0 | 0 | 0 | 0 | 0 | 0 | 0 | 0 | 0 | 0 | 0 | 0 | 0 | 0 | 0 | 0 | 0 | 0 | 0 | 0 | 0 | 0 | 0 | 0 | 0 | 0 | 0 | 0 | 0 | 0 | 0 | 0 | 0 | 0 | 0 | 0 | 0 | 0 | 0 | 0 | 0 | 0 | 0 | 0 | 0 | 0 | 0 | 0 | 0 | 0 | 0 | 0 | 0 | 0 | 0 | 0 | 0 | 0 | 0 | 0 | 0 | 0 | 0 | 0 | 0 | 0 | 0 | 0 | 0 | 0 | 0 | 0 | 0 | 0 | 0 | 0 | 0 | 0 | 0 | 0 | 0 | 0 | 0 | 0 | 0 | 0 | 0 | 0 | 0 | 0 | 0 | 0 | 0 | 0 | 0 | 0 | 0 | 0 | 0 | 0 | 0 | 0 | 0 | 0 | 0 | 0 | 0 | 0 | 0 | 0 | 0 | 0 | 0 | 0 | 0 | 0 | 0 | 0 | 0 | 0 | 0 | 0 | 0 | 0 | 0 | 0 | 0 | 0 | 0 | 0 | 0 | 0 | 0 | 0 | 0 | 0 | 0 | 0 | 0 | 0 | 0 | 0 | 0 | 0 | 0 | 0 | 0 | 0 | 0 | 0 | 0 | 0 | 0 | 0 | 0 | 0 | 0 | 0 | 0 | 0 | 0 | 0 | 0 | 0 | 0 | 0 | 0 | 0 | 0 | 0 | 0 | 0 | 0 | 0 | 0 | 0 | 0 | 0 | 0 | 0 | 0 | 0 | 0 | 0 | 0 | 0 | 0 | 0 | 0 | 0 | 0 | 0 | 0 | 0 | 0 | 0 | 0 | 0 | 0 | 0 | 0 | 0 | 0 | 0 | 0 | 0 | 0 | 0 | 0 | 0 | 0 | 0 | 0 | 0 | 0 | 0 | 0 | 0 | 0 | 0 | 0 | 0 | 0 | 0 | 0 | 0 | 0 | 0 | 0 | 0 | 0 | 0 | 0 | 0 | 0 | 0 | 0 | 0 | 0 | 0 | 0 | 0 | 0 | 0 | 0 | 0 | 0 | 0 | 0 | 0 | 0 | 0 | 0 | 0 | 0 | 0 | 0 | 0 | 0 | 0 | 0 | 0 | 0 | 0 | 0 | 0 | 0 | 0 | 0 | 0 | 0 | 0 | 0 | 0 | 0 | 0 | 0 | 0 | 0 | 0 | 0 | 0 | 0 | 0 | 0 | 0 | 0 | 0 | 0 | 0 | 0 | 0 | 0 | 0 | 0 | 0 | 0 | 0 | 0 | 0 | 0 | 0 | 0 | 0 | 0 | 0 | 0 | 0 | 0 | 0 | 0 | 0 | 0 | 0 | 0 | 0 | 0 | 0 | 0 | 0 | 0 | 0 | 0 | 0 | 0 | 0 | 0 | 0 | 0 | 0 | 0 | 0 | 0 | 0 | 0 | 0 | 0 | 0 | 0 | 0 | 0 | 0 | 0 | 0 | 0 | 0 | 0 | 0 | 0 | 0 | 0 | 0 | 0 | 0 | 0 | 0 | 0 | 0 | 0 | 0 | 0 | 0 | 0 | 0 | 0 | 0 | 0 | 0 | 0 | 0 | 0 | 0 | 0 | 0 | 0 | 0 | 0 | 0 | 0 | 0 | 0 | 0 | 0 | 0 | 0 | 0 | 0 | 0 | 0 | 0 | 0 | 0 | 0 | 0 | 0 | 0 | 0 | 0 | 0 | 0 | 0 | 0 | 0 | 0 | 0 | 0 | 0 | 0 | 0 | 0 | 0 | 0 | 0 | 0 | 0 | 0 | 0 | 0 | 0 | 0 | 0 | 0 | 0 | 0 | 0 | 0 | 0 | 0 | 0 | 0 | 0 | 0 | 0 | 0 | 0 | 0 | 0 | 0 | 0 | 0 | 0 | 0 | 0 | 0 | 0 | 0 | 0 | 0 | 0 | 0 | 0 | 0 | 0 | 0 | 0 | 0 | 0 | 0 | 0 | 0 | 0
WA_Commercial_WA - Health_New_Space Heating_Natural Gas_Ducting - Repair and Sealing_A | WA | Commercial | WA - Health | New | Space Heating | Natural Gas | Ducting - Repair and Sealing | A | WCM164 | 20% Leakage | Sealed | 18 | 0 | 0 | 0 | 1.31 | 0 | 0 | 0 | 0.19525 | 0.25 | sqft duct | 15% | 46.67% | Discretionary | Retro1Slow_WA | 84.66% | Central Systems | 0% | 0 |  | 0 |  | 0 | DCT_RPR-All-DEER-1 | DCT_RPR-Cooling-RTF-1 | Building Energy Simulation Tool | 20% Leakage | 20% Leakage | 20% Leakage | 20% Leakage | 20% Leakage | 20% Leakage | 20% Leakage | 20% Leakage | 20% Leakage | 20% Leakage | 20% Leakage | 20% Leakage | 20% Leakage | 20% Leakage | 20% Leakage | 20% Leakage | 20% Leakage | 20% Leakage | 20% Leakage | 20% Leakage | 20% Leakage | 20% Leakage | 20% Leakage | 20% Leakage | 20% Leakage | 20% Leakage | 20% Leakage | Sealed | Sealed | Sealed | Sealed | Sealed | Sealed | Sealed | Sealed | Sealed | Sealed | Sealed | Sealed | Sealed | Sealed | Sealed | Sealed | Sealed | Sealed | Sealed | Sealed | Sealed | Sealed | Sealed | Sealed | Sealed | Sealed | Sealed | 1.31 | 1.31 | 1.31 | 1.31 | 1.31 | 1.31 | 1.31 | 1.31 | 1.31 | 1.31 | 1.31 | 1.31 | 1.31 | 1.31 | 1.31 | 1.31 | 1.31 | 1.31 | 1.31 | 1.31 | 1.31 | 1.31 | 1.31 | 1.31 | 1.31 | 1.31 | 1.31 | 0 | 0 | 0 | 0 | 0 | 0 | 0 | 0 | 0 | 0 | 0 | 0 | 0 | 0 | 0 | 0 | 0 | 0 | 0 | 0 | 0 | 0 | 0 | 0 | 0 | 0 | 0 | 0 | 0 | 0 | 0 | 0 | 0 | 0 | 0 | 0 | 0 | 0 | 0 | 0 | 0 | 0 | 0 | 0 | 0 | 0 | 0 | 0 | 0 | 0 | 0 | 0 | 0 | 0 | 0 | 0 | 0 | 0 | 0 | 0 | 0 | 0 | 0 | 0 | 0 | 0 | 0 | 0 | 0 | 0 | 0 | 0 | 0 | 0 | 0 | 0 | 0 | 0 | 0 | 0 | 0 | 0 | 0 | 0 | 0 | 0 | 0 | 0 | 0 | 0 | 0 | 0 | 0 | 0 | 0 | 0 | 0 | 0 | 0 | 0 | 0 | 0 | 0 | 0 | 0 | 0 | 0 | 0 | 0 | 0 | 0 | 0 | 0 | 0 | 0 | 0 | 0 | 0 | 0 | 0 | 0 | 0 | 0 | 0 | 0 | 0 | 0 | 0 | 0 | 0 | 0 | 0 | 0 | 0 | 0 | 0 | 0 | 0 | 0 | 0 | 0 | 0 | 0 | 0 | 0 | 0 | 0 | 0 | 0 | 0 | 0 | 0 | 0 | 0 | 0 | 0 | 0 | 0 | 0 | 0 | 0 | 0 | 0 | 0 | 0 | 0 | 0 | 0 | 0 | 0 | 0 | 0 | 0 | 0 | 0 | 0 | 0 | 0 | 0 | 0 | 0 | 0 | 0 | 0 | 0 | 0 | 0 | 0 | 0 | 0 | 0 | 0 | 0 | 0 | 0 | 0 | 0 | 0 | 0 | 0 | 0 | 0 | 0 | 0 | 0 | 0 | 0 | 0 | 0 | 0 | 0 | 0 | 0 | 0 | 0 | 0 | 0 | 0 | 0 | 0 | 0 | 0 | 0 | 0 | 0 | 0 | 0 | 0 | 0 | 0 | 0 | 0 | 0 | 0 | 0 | 0 | 0 | 0 | 0 | 0 | 0 | 0 | 0 | 0 | 0 | 0 | 0 | 0 | 0 | 0 | 0 | 0 | 0 | 0 | 0 | 0 | 0 | 0 | 0 | 0 | 0 | 0 | 0 | 0 | 0 | 0 | 0 | 0 | 0 | 0 | 0 | 0 | 0 | 0 | 0 | 0 | 0 | 0 | 0 | 0 | 0 | 0 | 0 | 0 | 0 | 0 | 0 | 0 | 0 | 0 | 0 | 0 | 0 | 0 | 0 | 0 | 0 | 0 | 0 | 0 | 0 | 0 | 0 | 0 | 0 | 0 | 0 | 0 | 0 | 0 | 0 | 0 | 0 | 0 | 0 | 0 | 0 | 0 | 0 | 0 | 0 | 0 | 0 | 0 | 0 | 0 | 0 | 0 | 0 | 0 | 0 | 0 | 0 | 0 | 0 | 0 | 0 | 0 | 0 | 0 | 0 | 0 | 0 | 0 | 0 | 0 | 0 | 0 | 0 | 0 | 0 | 0 | 0 | 0 | 0 | 0 | 0 | 0 | 0 | 0 | 0 | 0 | 0 | 0 | 0 | 0 | 0 | 0 | 0 | 0 | 0 | 0 | 0 | 0 | 0 | 0 | 0 | 0 | 0 | 0 | 0 | 0 | 0 | 0 | 0 | 0 | 0 | 0 | 0 | 0 | 0 | 0 | 0 | 0 | 0 | 0 | 0 | 0 | 0 | 0 | 0 | 0 | 0 | 0 | 0 | 0 | 0 | 0 | 0 | 0 | 0 | 0 | 0 | 0 | 0 | 0 | 0 | 0 | 0 | 0 | 0 | 0 | 0 | 0 | 0 | 0 | 0 | 0 | 0 | 0 | 0 | 0 | 0 | 0 | 0 | 0 | 0 | 0 | 0 | 0 | 0 | 0 | 0 | 0 | 0 | 0 | 0 | 0 | 0 | 0 | 0 | 0 | 0 | 0 | 0 | 0 | 0 | 0 | 0 | 0 | 0 | 0 | 0 | 0 | 0 | 0 | 0 | 0 | 0 | 0 | 0 | 0 | 0 | 0 | 0 | 0 | 0
WA_Commercial_WA - Health_New_Space Heating_Natural Gas_Windows - High Efficiency Glazing_A | WA | Commercial | WA - Health | New | Space Heating | Natural Gas | Windows - High Efficiency Glazing | A | WCM165 | Single Glaze | High Efficiency Glaze | 45 | 0 | 0 | 0 | 305.37 | 0 | 0 | 0 | 0.28365 | 0.25 | sqft window | 66.35% | 88.47% | Discretionary | Retro1Slow_WA | 84.66% | Space Heating | 0% | 0 |  | 0 |  | 0 | WND_HE-Heating-RTF-v2.1-1 | WND_HE-Heating-RTF-v2.1-1 | Building Energy Simulation Tool | Single Glaze | Single Glaze | Single Glaze | Single Glaze | Single Glaze | Single Glaze | Single Glaze | Single Glaze | Single Glaze | Single Glaze | Single Glaze | Single Glaze | Single Glaze | Single Glaze | Single Glaze | Single Glaze | Single Glaze | Single Glaze | Single Glaze | Single Glaze | Single Glaze | Single Glaze | Single Glaze | Single Glaze | Single Glaze | Single Glaze | Single Glaze | High Efficiency Glaze | High Efficiency Glaze | High Efficiency Glaze | High Efficiency Glaze | High Efficiency Glaze | High Efficiency Glaze | High Efficiency Glaze | High Efficiency Glaze | High Efficiency Glaze | High Efficiency Glaze | High Efficiency Glaze | High Efficiency Glaze | High Efficiency Glaze | High Efficiency Glaze | High Efficiency Glaze | High Efficiency Glaze | High Efficiency Glaze | High Efficiency Glaze | High Efficiency Glaze | High Efficiency Glaze | High Efficiency Glaze | High Efficiency Glaze | High Efficiency Glaze | High Efficiency Glaze | High Efficiency Glaze | High Efficiency Glaze | High Efficiency Glaze | 305.37 | 305.37 | 305.37 | 305.37 | 305.37 | 305.37 | 305.37 | 305.37 | 305.37 | 305.37 | 305.37 | 305.37 | 305.37 | 305.37 | 305.37 | 305.37 | 305.37 | 305.37 | 305.37 | 305.37 | 305.37 | 305.37 | 305.37 | 305.37 | 305.37 | 305.37 | 305.37 | 0 | 0 | 0 | 0 | 0 | 0 | 0 | 0 | 0 | 0 | 0 | 0 | 0 | 0 | 0 | 0 | 0 | 0 | 0 | 0 | 0 | 0 | 0 | 0 | 0 | 0 | 0 | 0 | 0 | 0 | 0 | 0 | 0 | 0 | 0 | 0 | 0 | 0 | 0 | 0 | 0 | 0 | 0 | 0 | 0 | 0 | 0 | 0 | 0 | 0 | 0 | 0 | 0 | 0 | 0 | 0 | 0 | 0 | 0 | 0 | 0 | 0 | 0 | 0 | 0 | 0 | 0 | 0 | 0 | 0 | 0 | 0 | 0 | 0 | 0 | 0 | 0 | 0 | 0 | 0 | 0 | 0 | 0 | 0 | 0 | 0 | 0 | 0 | 0 | 0 | 0 | 0 | 0 | 0 | 0 | 0 | 0 | 0 | 0 | 0 | 0 | 0 | 0 | 0 | 0 | 0 | 0 | 0 | 0 | 0 | 0 | 0 | 0 | 0 | 0 | 0 | 0 | 0 | 0 | 0 | 0 | 0 | 0 | 0 | 0 | 0 | 0 | 0 | 0 | 0 | 0 | 0 | 0 | 0 | 0 | 0 | 0 | 0 | 0 | 0 | 0 | 0 | 0 | 0 | 0 | 0 | 0 | 0 | 0 | 0 | 0 | 0 | 0 | 0 | 0 | 0 | 0 | 0 | 0 | 0 | 0 | 0 | 0 | 0 | 0 | 0 | 0 | 0 | 0 | 0 | 0 | 0 | 0 | 0 | 0 | 0 | 0 | 0 | 0 | 0 | 0 | 0 | 0 | 0 | 0 | 0 | 0 | 0 | 0 | 0 | 0 | 0 | 0 | 0 | 0 | 0 | 0 | 0 | 0 | 0 | 0 | 0 | 0 | 0 | 0 | 0 | 0 | 0 | 0 | 0 | 0 | 0 | 0 | 0 | 0 | 0 | 0 | 0 | 0 | 0 | 0 | 0 | 0 | 0 | 0 | 0 | 0 | 0 | 0 | 0 | 0 | 0 | 0 | 0 | 0 | 0 | 0 | 0 | 0 | 0 | 0 | 0 | 0 | 0 | 0 | 0 | 0 | 0 | 0 | 0 | 0 | 0 | 0 | 0 | 0 | 0 | 0 | 0 | 0 | 0 | 0 | 0 | 0 | 0 | 0 | 0 | 0 | 0 | 0 | 0 | 0 | 0 | 0 | 0 | 0 | 0 | 0 | 0 | 0 | 0 | 0 | 0 | 0 | 0 | 0 | 0 | 0 | 0 | 0 | 0 | 0 | 0 | 0 | 0 | 0 | 0 | 0 | 0 | 0 | 0 | 0 | 0 | 0 | 0 | 0 | 0 | 0 | 0 | 0 | 0 | 0 | 0 | 0 | 0 | 0 | 0 | 0 | 0 | 0 | 0 | 0 | 0 | 0 | 0 | 0 | 0 | 0 | 0 | 0 | 0 | 0 | 0 | 0 | 0 | 0 | 0 | 0 | 0 | 0 | 0 | 0 | 0 | 0 | 0 | 0 | 0 | 0 | 0 | 0 | 0 | 0 | 0 | 0 | 0 | 0 | 0 | 0 | 0 | 0 | 0 | 0 | 0 | 0 | 0 | 0 | 0 | 0 | 0 | 0 | 0 | 0 | 0 | 0 | 0 | 0 | 0 | 0 | 0 | 0 | 0 | 0 | 0 | 0 | 0 | 0 | 0 | 0 | 0 | 0 | 0 | 0 | 0 | 0 | 0 | 0 | 0 | 0 | 0 | 0 | 0 | 0 | 0 | 0 | 0 | 0 | 0 | 0 | 0 | 0 | 0 | 0 | 0 | 0 | 0 | 0 | 0 | 0 | 0 | 0 | 0 | 0 | 0 | 0 | 0 | 0 | 0 | 0 | 0 | 0 | 0 | 0 | 0 | 0 | 0 | 0 | 0 | 0 | 0 | 0 | 0 | 0 | 0 | 0 | 0 | 0 | 0 | 0 | 0 | 0 | 0 | 0 | 0 | 0 | 0 | 0 | 0 | 0 | 0 | 0 | 0 | 0 | 0 | 0 | 0 | 0 | 0 | 0 | 0 | 0 | 0 | 0 | 0 | 0 | 0 | 0 | 0 | 0
WA_Commercial_WA - Health_New_Space Heating_Natural Gas_Windows - Secondary Glazing Systems_A | WA | Commercial | WA - Health | New | Space Heating | Natural Gas | Windows - Secondary Glazing Systems | A | WCM166 | Windows rated to U-Factor 0.62 and SHGC 0.27. | Windows rated to U-Factor 0.4 and SHGC 0.2. | 30 | 0 | 0 | 0 | 522.31 | 0 | 0 | 0 | 0.28365 | 0.25 | sqft window | 66.35% | 88.47% | Discretionary | Retro1Slow_WA | 84.66% | Space Heating | 0% | 0 |  | 0 |  | 0 | RTF - ComSecondaryGlazingSystems_v1_1 | RTF - ComSecondaryGlazingSystems_v1_1 | RTF - ComSecondaryGlazingSystems_v1_1 | Windows rated to U-Factor 0.62 and SHGC 0.27. | Windows rated to U-Factor 0.62 and SHGC 0.27. | Windows rated to U-Factor 0.62 and SHGC 0.27. | Windows rated to U-Factor 0.62 and SHGC 0.27. | Windows rated to U-Factor 0.62 and SHGC 0.27. | Windows rated to U-Factor 0.62 and SHGC 0.27. | Windows rated to U-Factor 0.62 and SHGC 0.27. | Windows rated to U-Factor 0.62 and SHGC 0.27. | Windows rated to U-Factor 0.62 and SHGC 0.27. | Windows rated to U-Factor 0.62 and SHGC 0.27. | Windows rated to U-Factor 0.62 and SHGC 0.27. | Windows rated to U-Factor 0.62 and SHGC 0.27. | Windows rated to U-Factor 0.62 and SHGC 0.27. | Windows rated to U-Factor 0.62 and SHGC 0.27. | Windows rated to U-Factor 0.62 and SHGC 0.27. | Windows rated to U-Factor 0.62 and SHGC 0.27. | Windows rated to U-Factor 0.62 and SHGC 0.27. | Windows rated to U-Factor 0.62 and SHGC 0.27. | Windows rated to U-Factor 0.62 and SHGC 0.27. | Windows rated to U-Factor 0.62 and SHGC 0.27. | Windows rated to U-Factor 0.62 and SHGC 0.27. | Windows rated to U-Factor 0.62 and SHGC 0.27. | Windows rated to U-Factor 0.62 and SHGC 0.27. | Windows rated to U-Factor 0.62 and SHGC 0.27. | Windows rated to U-Factor 0.62 and SHGC 0.27. | Windows rated to U-Factor 0.62 and SHGC 0.27. | Windows rated to U-Factor 0.62 and SHGC 0.27. | Windows rated to U-Factor 0.4 and SHGC 0.2. | Windows rated to U-Factor 0.4 and SHGC 0.2. | Windows rated to U-Factor 0.4 and SHGC 0.2. | Windows rated to U-Factor 0.4 and SHGC 0.2. | Windows rated to U-Factor 0.4 and SHGC 0.2. | Windows rated to U-Factor 0.4 and SHGC 0.2. | Windows rated to U-Factor 0.4 and SHGC 0.2. | Windows rated to U-Factor 0.4 and SHGC 0.2. | Windows rated to U-Factor 0.4 and SHGC 0.2. | Windows rated to U-Factor 0.4 and SHGC 0.2. | Windows rated to U-Factor 0.4 and SHGC 0.2. | Windows rated to U-Factor 0.4 and SHGC 0.2. | Windows rated to U-Factor 0.4 and SHGC 0.2. | Windows rated to U-Factor 0.4 and SHGC 0.2. | Windows rated to U-Factor 0.4 and SHGC 0.2. | Windows rated to U-Factor 0.4 and SHGC 0.2. | Windows rated to U-Factor 0.4 and SHGC 0.2. | Windows rated to U-Factor 0.4 and SHGC 0.2. | Windows rated to U-Factor 0.4 and SHGC 0.2. | Windows rated to U-Factor 0.4 and SHGC 0.2. | Windows rated to U-Factor 0.4 and SHGC 0.2. | Windows rated to U-Factor 0.4 and SHGC 0.2. | Windows rated to U-Factor 0.4 and SHGC 0.2. | Windows rated to U-Factor 0.4 and SHGC 0.2. | Windows rated to U-Factor 0.4 and SHGC 0.2. | Windows rated to U-Factor 0.4 and SHGC 0.2. | Windows rated to U-Factor 0.4 and SHGC 0.2. | 522.31 | 522.31 | 522.31 | 522.31 | 522.31 | 522.31 | 522.31 | 522.31 | 522.31 | 522.31 | 522.31 | 522.31 | 522.31 | 522.31 | 522.31 | 522.31 | 522.31 | 522.31 | 522.31 | 522.31 | 522.31 | 522.31 | 522.31 | 522.31 | 522.31 | 522.31 | 522.31 | 0 | 0 | 0 | 0 | 0 | 0 | 0 | 0 | 0 | 0 | 0 | 0 | 0 | 0 | 0 | 0 | 0 | 0 | 0 | 0 | 0 | 0 | 0 | 0 | 0 | 0 | 0 | 0 | 0 | 0 | 0 | 0 | 0 | 0 | 0 | 0 | 0 | 0 | 0 | 0 | 0 | 0 | 0 | 0 | 0 | 0 | 0 | 0 | 0 | 0 | 0 | 0 | 0 | 0 | 0 | 0 | 0 | 0 | 0 | 0 | 0 | 0 | 0 | 0 | 0 | 0 | 0 | 0 | 0 | 0 | 0 | 0 | 0 | 0 | 0 | 0 | 0 | 0 | 0 | 0 | 0 | 0 | 0 | 0 | 0 | 0 | 0 | 0 | 0 | 0 | 0 | 0 | 0 | 0 | 0 | 0 | 0 | 0 | 0 | 0 | 0 | 0 | 0 | 0 | 0 | 0 | 0 | 0 | 0 | 0 | 0 | 0 | 0 | 0 | 0 | 0 | 0 | 0 | 0 | 0 | 0 | 0 | 0 | 0 | 0 | 0 | 0 | 0 | 0 | 0 | 0 | 0 | 0 | 0 | 0 | 0 | 0 | 0 | 0 | 0 | 0 | 0 | 0 | 0 | 0 | 0 | 0 | 0 | 0 | 0 | 0 | 0 | 0 | 0 | 0 | 0 | 0 | 0 | 0 | 0 | 0 | 0 | 0 | 0 | 0 | 0 | 0 | 0 | 0 | 0 | 0 | 0 | 0 | 0 | 0 | 0 | 0 | 0 | 0 | 0 | 0 | 0 | 0 | 0 | 0 | 0 | 0 | 0 | 0 | 0 | 0 | 0 | 0 | 0 | 0 | 0 | 0 | 0 | 0 | 0 | 0 | 0 | 0 | 0 | 0 | 0 | 0 | 0 | 0 | 0 | 0 | 0 | 0 | 0 | 0 | 0 | 0 | 0 | 0 | 0 | 0 | 0 | 0 | 0 | 0 | 0 | 0 | 0 | 0 | 0 | 0 | 0 | 0 | 0 | 0 | 0 | 0 | 0 | 0 | 0 | 0 | 0 | 0 | 0 | 0 | 0 | 0 | 0 | 0 | 0 | 0 | 0 | 0 | 0 | 0 | 0 | 0 | 0 | 0 | 0 | 0 | 0 | 0 | 0 | 0 | 0 | 0 | 0 | 0 | 0 | 0 | 0 | 0 | 0 | 0 | 0 | 0 | 0 | 0 | 0 | 0 | 0 | 0 | 0 | 0 | 0 | 0 | 0 | 0 | 0 | 0 | 0 | 0 | 0 | 0 | 0 | 0 | 0 | 0 | 0 | 0 | 0 | 0 | 0 | 0 | 0 | 0 | 0 | 0 | 0 | 0 | 0 | 0 | 0 | 0 | 0 | 0 | 0 | 0 | 0 | 0 | 0 | 0 | 0 | 0 | 0 | 0 | 0 | 0 | 0 | 0 | 0 | 0 | 0 | 0 | 0 | 0 | 0 | 0 | 0 | 0 | 0 | 0 | 0 | 0 | 0 | 0 | 0 | 0 | 0 | 0 | 0 | 0 | 0 | 0 | 0 | 0 | 0 | 0 | 0 | 0 | 0 | 0 | 0 | 0 | 0 | 0 | 0 | 0 | 0 | 0 | 0 | 0 | 0 | 0 | 0 | 0 | 0 | 0 | 0 | 0 | 0 | 0 | 0 | 0 | 0 | 0 | 0 | 0 | 0 | 0 | 0 | 0 | 0 | 0 | 0 | 0 | 0 | 0 | 0 | 0 | 0 | 0 | 0 | 0 | 0 | 0 | 0 | 0 | 0 | 0 | 0 | 0 | 0 | 0 | 0 | 0 | 0 | 0 | 0 | 0 | 0 | 0 | 0 | 0 | 0 | 0 | 0 | 0 | 0 | 0 | 0 | 0 | 0 | 0 | 0 | 0 | 0 | 0 | 0 | 0 | 0 | 0 | 0 | 0 | 0 | 0 | 0 | 0 | 0 | 0 | 0 | 0 | 0 | 0 | 0 | 0 | 0 | 0 | 0 | 0 | 0 | 0 | 0 | 0 | 0 | 0 | 0 | 0 | 0 | 0 | 0 | 0 | 0 | 0 | 0 | 0
WA_Commercial_WA - Health_New_Space Heating_Natural Gas_HVAC - Energy Recovery Ventilator_A | WA | Commercial | WA - Health | New | Space Heating | Natural Gas | HVAC - Energy Recovery Ventilator | A | WCM167 | No ERV | ERV | 20 | 0 | 0 | 0 | 1.09 | 0 | 0 | 0 | 0.28365 | 0.25 | sqft | 100% | 100% | Discretionary | RetroEven20_WA | 85% | Space Heating | 0% | 0 |  | 0 |  | 0 | HRV-Cooling/Heating-E3T-1 | HRV-Cooling/Heating-E3T-1 | HRV-Cooling/Heating-E3T-1 | No ERV | No ERV | No ERV | No ERV | No ERV | No ERV | No ERV | No ERV | No ERV | No ERV | No ERV | No ERV | No ERV | No ERV | No ERV | No ERV | No ERV | No ERV | No ERV | No ERV | No ERV | No ERV | No ERV | No ERV | No ERV | No ERV | No ERV | ERV | ERV | ERV | ERV | ERV | ERV | ERV | ERV | ERV | ERV | ERV | ERV | ERV | ERV | ERV | ERV | ERV | ERV | ERV | ERV | ERV | ERV | ERV | ERV | ERV | ERV | ERV | 1.09 | 1.09 | 1.09 | 1.09 | 1.09 | 1.09 | 1.09 | 1.09 | 1.09 | 1.09 | 1.09 | 1.09 | 1.09 | 1.09 | 1.09 | 1.09 | 1.09 | 1.09 | 1.09 | 1.09 | 1.09 | 1.09 | 1.09 | 1.09 | 1.09 | 1.09 | 1.09 | 0 | 0 | 0 | 0 | 0 | 0 | 0 | 0 | 0 | 0 | 0 | 0 | 0 | 0 | 0 | 0 | 0 | 0 | 0 | 0 | 0 | 0 | 0 | 0 | 0 | 0 | 0 | 0 | 0 | 0 | 0 | 0 | 0 | 0 | 0 | 0 | 0 | 0 | 0 | 0 | 0 | 0 | 0 | 0 | 0 | 0 | 0 | 0 | 0 | 0 | 0 | 0 | 0 | 0 | 0 | 0 | 0 | 0 | 0 | 0 | 0 | 0 | 0 | 0 | 0 | 0 | 0 | 0 | 0 | 0 | 0 | 0 | 0 | 0 | 0 | 0 | 0 | 0 | 0 | 0 | 0 | 0 | 0 | 0 | 0 | 0 | 0 | 0 | 0 | 0 | 0 | 0 | 0 | 0 | 0 | 0 | 0 | 0 | 0 | 0 | 0 | 0 | 0 | 0 | 0 | 0 | 0 | 0 | 0 | 0 | 0 | 0 | 0 | 0 | 0 | 0 | 0 | 0 | 0 | 0 | 0 | 0 | 0 | 0 | 0 | 0 | 0 | 0 | 0 | 0 | 0 | 0 | 0 | 0 | 0 | 0 | 0 | 0 | 0 | 0 | 0 | 0 | 0 | 0 | 0 | 0 | 0 | 0 | 0 | 0 | 0 | 0 | 0 | 0 | 0 | 0 | 0 | 0 | 0 | 0 | 0 | 0 | 0 | 0 | 0 | 0 | 0 | 0 | 0 | 0 | 0 | 0 | 0 | 0 | 0 | 0 | 0 | 0 | 0 | 0 | 0 | 0 | 0 | 0 | 0 | 0 | 0 | 0 | 0 | 0 | 0 | 0 | 0 | 0 | 0 | 0 | 0 | 0 | 0 | 0 | 0 | 0 | 0 | 0 | 0 | 0 | 0 | 0 | 0 | 0 | 0 | 0 | 0 | 0 | 0 | 0 | 0 | 0 | 0 | 0 | 0 | 0 | 0 | 0 | 0 | 0 | 0 | 0 | 0 | 0 | 0 | 0 | 0 | 0 | 0 | 0 | 0 | 0 | 0 | 0 | 0 | 0 | 0 | 0 | 0 | 0 | 0 | 0 | 0 | 0 | 0 | 0 | 0 | 0 | 0 | 0 | 0 | 0 | 0 | 0 | 0 | 0 | 0 | 0 | 0 | 0 | 0 | 0 | 0 | 0 | 0 | 0 | 0 | 0 | 0 | 0 | 0 | 0 | 0 | 0 | 0 | 0 | 0 | 0 | 0 | 0 | 0 | 0 | 0 | 0 | 0 | 0 | 0 | 0 | 0 | 0 | 0 | 0 | 0 | 0 | 0 | 0 | 0 | 0 | 0 | 0 | 0 | 0 | 0 | 0 | 0 | 0 | 0 | 0 | 0 | 0 | 0 | 0 | 0 | 0 | 0 | 0 | 0 | 0 | 0 | 0 | 0 | 0 | 0 | 0 | 0 | 0 | 0 | 0 | 0 | 0 | 0 | 0 | 0 | 0 | 0 | 0 | 0 | 0 | 0 | 0 | 0 | 0 | 0 | 0 | 0 | 0 | 0 | 0 | 0 | 0 | 0 | 0 | 0 | 0 | 0 | 0 | 0 | 0 | 0 | 0 | 0 | 0 | 0 | 0 | 0 | 0 | 0 | 0 | 0 | 0 | 0 | 0 | 0 | 0 | 0 | 0 | 0 | 0 | 0 | 0 | 0 | 0 | 0 | 0 | 0 | 0 | 0 | 0 | 0 | 0 | 0 | 0 | 0 | 0 | 0 | 0 | 0 | 0 | 0 | 0 | 0 | 0 | 0 | 0 | 0 | 0 | 0 | 0 | 0 | 0 | 0 | 0 | 0 | 0 | 0 | 0 | 0 | 0 | 0 | 0 | 0 | 0 | 0 | 0 | 0 | 0 | 0 | 0 | 0 | 0 | 0 | 0 | 0 | 0 | 0 | 0 | 0 | 0 | 0 | 0 | 0 | 0 | 0 | 0 | 0 | 0 | 0 | 0 | 0 | 0 | 0 | 0 | 0 | 0 | 0 | 0 | 0 | 0 | 0 | 0 | 0 | 0 | 0 | 0 | 0 | 0 | 0 | 0 | 0 | 0 | 0
WA_Commercial_WA - Health_New_Space Heating_Natural Gas_Building Shell - Air Sealing (Infiltration Control)_A | WA | Commercial | WA - Health | New | Space Heating | Natural Gas | Building Shell - Air Sealing (Infiltration Control) | A | WCM168 | Building with air infiltration. | Air sealing to reduce air infiltration. | 10 | 0 | 0 | 0 | 174.08 | 0 | 0 | 0 | 0.28365 | 0.25 | foot door | 45% | 66.67% | Discretionary | Retro1Slow_WA | 84.66% | Space Heating | 0% | 0 |  | 0 |  | 0 | IL TRM - CI-MSC-WTST-V01-200101 | IL TRM - CI-MSC-WTST-V01-200101 | IL TRM - CI-MSC-WTST-V01-200101 | Building with air infiltration. | Building with air infiltration. | Building with air infiltration. | Building with air infiltration. | Building with air infiltration. | Building with air infiltration. | Building with air infiltration. | Building with air infiltration. | Building with air infiltration. | Building with air infiltration. | Building with air infiltration. | Building with air infiltration. | Building with air infiltration. | Building with air infiltration. | Building with air infiltration. | Building with air infiltration. | Building with air infiltration. | Building with air infiltration. | Building with air infiltration. | Building with air infiltration. | Building with air infiltration. | Building with air infiltration. | Building with air infiltration. | Building with air infiltration. | Building with air infiltration. | Building with air infiltration. | Building with air infiltration. | Air sealing to reduce air infiltration. | Air sealing to reduce air infiltration. | Air sealing to reduce air infiltration. | Air sealing to reduce air infiltration. | Air sealing to reduce air infiltration. | Air sealing to reduce air infiltration. | Air sealing to reduce air infiltration. | Air sealing to reduce air infiltration. | Air sealing to reduce air infiltration. | Air sealing to reduce air infiltration. | Air sealing to reduce air infiltration. | Air sealing to reduce air infiltration. | Air sealing to reduce air infiltration. | Air sealing to reduce air infiltration. | Air sealing to reduce air infiltration. | Air sealing to reduce air infiltration. | Air sealing to reduce air infiltration. | Air sealing to reduce air infiltration. | Air sealing to reduce air infiltration. | Air sealing to reduce air infiltration. | Air sealing to reduce air infiltration. | Air sealing to reduce air infiltration. | Air sealing to reduce air infiltration. | Air sealing to reduce air infiltration. | Air sealing to reduce air infiltration. | Air sealing to reduce air infiltration. | Air sealing to reduce air infiltration. | 174.08 | 174.08 | 174.08 | 174.08 | 174.08 | 174.08 | 174.08 | 174.08 | 174.08 | 174.08 | 174.08 | 174.08 | 174.08 | 174.08 | 174.08 | 174.08 | 174.08 | 174.08 | 174.08 | 174.08 | 174.08 | 174.08 | 174.08 | 174.08 | 174.08 | 174.08 | 174.08 | 0 | 0 | 0 | 0 | 0 | 0 | 0 | 0 | 0 | 0 | 0 | 0 | 0 | 0 | 0 | 0 | 0 | 0 | 0 | 0 | 0 | 0 | 0 | 0 | 0 | 0 | 0 | 0 | 0 | 0 | 0 | 0 | 0 | 0 | 0 | 0 | 0 | 0 | 0 | 0 | 0 | 0 | 0 | 0 | 0 | 0 | 0 | 0 | 0 | 0 | 0 | 0 | 0 | 0 | 0 | 0 | 0 | 0 | 0 | 0 | 0 | 0 | 0 | 0 | 0 | 0 | 0 | 0 | 0 | 0 | 0 | 0 | 0 | 0 | 0 | 0 | 0 | 0 | 0 | 0 | 0 | 0 | 0 | 0 | 0 | 0 | 0 | 0 | 0 | 0 | 0 | 0 | 0 | 0 | 0 | 0 | 0 | 0 | 0 | 0 | 0 | 0 | 0 | 0 | 0 | 0 | 0 | 0 | 0 | 0 | 0 | 0 | 0 | 0 | 0 | 0 | 0 | 0 | 0 | 0 | 0 | 0 | 0 | 0 | 0 | 0 | 0 | 0 | 0 | 0 | 0 | 0 | 0 | 0 | 0 | 0 | 0 | 0 | 0 | 0 | 0 | 0 | 0 | 0 | 0 | 0 | 0 | 0 | 0 | 0 | 0 | 0 | 0 | 0 | 0 | 0 | 0 | 0 | 0 | 0 | 0 | 0 | 0 | 0 | 0 | 0 | 0 | 0 | 0 | 0 | 0 | 0 | 0 | 0 | 0 | 0 | 0 | 0 | 0 | 0 | 0 | 0 | 0 | 0 | 0 | 0 | 0 | 0 | 0 | 0 | 0 | 0 | 0 | 0 | 0 | 0 | 0 | 0 | 0 | 0 | 0 | 0 | 0 | 0 | 0 | 0 | 0 | 0 | 0 | 0 | 0 | 0 | 0 | 0 | 0 | 0 | 0 | 0 | 0 | 0 | 0 | 0 | 0 | 0 | 0 | 0 | 0 | 0 | 0 | 0 | 0 | 0 | 0 | 0 | 0 | 0 | 0 | 0 | 0 | 0 | 0 | 0 | 0 | 0 | 0 | 0 | 0 | 0 | 0 | 0 | 0 | 0 | 0 | 0 | 0 | 0 | 0 | 0 | 0 | 0 | 0 | 0 | 0 | 0 | 0 | 0 | 0 | 0 | 0 | 0 | 0 | 0 | 0 | 0 | 0 | 0 | 0 | 0 | 0 | 0 | 0 | 0 | 0 | 0 | 0 | 0 | 0 | 0 | 0 | 0 | 0 | 0 | 0 | 0 | 0 | 0 | 0 | 0 | 0 | 0 | 0 | 0 | 0 | 0 | 0 | 0 | 0 | 0 | 0 | 0 | 0 | 0 | 0 | 0 | 0 | 0 | 0 | 0 | 0 | 0 | 0 | 0 | 0 | 0 | 0 | 0 | 0 | 0 | 0 | 0 | 0 | 0 | 0 | 0 | 0 | 0 | 0 | 0 | 0 | 0 | 0 | 0 | 0 | 0 | 0 | 0 | 0 | 0 | 0 | 0 | 0 | 0 | 0 | 0 | 0 | 0 | 0 | 0 | 0 | 0 | 0 | 0 | 0 | 0 | 0 | 0 | 0 | 0 | 0 | 0 | 0 | 0 | 0 | 0 | 0 | 0 | 0 | 0 | 0 | 0 | 0 | 0 | 0 | 0 | 0 | 0 | 0 | 0 | 0 | 0 | 0 | 0 | 0 | 0 | 0 | 0 | 0 | 0 | 0 | 0 | 0 | 0 | 0 | 0 | 0 | 0 | 0 | 0 | 0 | 0 | 0 | 0 | 0 | 0 | 0 | 0 | 0 | 0 | 0 | 0 | 0 | 0 | 0 | 0 | 0 | 0 | 0 | 0 | 0 | 0 | 0 | 0 | 0 | 0 | 0 | 0 | 0 | 0 | 0 | 0 | 0 | 0 | 0 | 0 | 0 | 0 | 0 | 0 | 0 | 0 | 0 | 0 | 0 | 0 | 0 | 0 | 0 | 0 | 0 | 0 | 0 | 0 | 0 | 0 | 0 | 0 | 0 | 0 | 0 | 0 | 0 | 0 | 0 | 0 | 0 | 0 | 0
WA_Commercial_WA - Health_New_Space Heating_Natural Gas_Ventilation - Demand Controlled_A | WA | Commercial | WA - Health | New | Space Heating | Natural Gas | Ventilation - Demand Controlled | A | WCM169 | No occupancy based outdoor air controls. | Outdoor air controlled based on occupancy to meet ASHRAE 62.1 | 10 | 0 | 0 | 0 | 0.15 | 0 | 0 | 0 | 0.28365 | 0.25 | sqft | 100% | 100% | Discretionary | Retro5Med_WA | 85% | Central Systems | 0% | 0 |  | 0 |  | 0 | IL TRM - CI-HVC-DCV-V05-190101 | VENT_DCV-Heating-7PLN-v5-8 | IL TRM - CI-HVC-DCV-V05-190101 | No occupancy based outdoor air controls. | No occupancy based outdoor air controls. | No occupancy based outdoor air controls. | No occupancy based outdoor air controls. | No occupancy based outdoor air controls. | No occupancy based outdoor air controls. | No occupancy based outdoor air controls. | No occupancy based outdoor air controls. | No occupancy based outdoor air controls. | No occupancy based outdoor air controls. | No occupancy based outdoor air controls. | No occupancy based outdoor air controls. | No occupancy based outdoor air controls. | No occupancy based outdoor air controls. | No occupancy based outdoor air controls. | No occupancy based outdoor air controls. | No occupancy based outdoor air controls. | No occupancy based outdoor air controls. | No occupancy based outdoor air controls. | No occupancy based outdoor air controls. | No occupancy based outdoor air controls. | No occupancy based outdoor air controls. | No occupancy based outdoor air controls. | No occupancy based outdoor air controls. | No occupancy based outdoor air controls. | No occupancy based outdoor air controls. | No occupancy based outdoor air controls. | Outdoor air controlled based on occupancy to meet ASHRAE 62.1 | Outdoor air controlled based on occupancy to meet ASHRAE 62.1 | Outdoor air controlled based on occupancy to meet ASHRAE 62.1 | Outdoor air controlled based on occupancy to meet ASHRAE 62.1 | Outdoor air controlled based on occupancy to meet ASHRAE 62.1 | Outdoor air controlled based on occupancy to meet ASHRAE 62.1 | Outdoor air controlled based on occupancy to meet ASHRAE 62.1 | Outdoor air controlled based on occupancy to meet ASHRAE 62.1 | Outdoor air controlled based on occupancy to meet ASHRAE 62.1 | Outdoor air controlled based on occupancy to meet ASHRAE 62.1 | Outdoor air controlled based on occupancy to meet ASHRAE 62.1 | Outdoor air controlled based on occupancy to meet ASHRAE 62.1 | Outdoor air controlled based on occupancy to meet ASHRAE 62.1 | Outdoor air controlled based on occupancy to meet ASHRAE 62.1 | Outdoor air controlled based on occupancy to meet ASHRAE 62.1 | Outdoor air controlled based on occupancy to meet ASHRAE 62.1 | Outdoor air controlled based on occupancy to meet ASHRAE 62.1 | Outdoor air controlled based on occupancy to meet ASHRAE 62.1 | Outdoor air controlled based on occupancy to meet ASHRAE 62.1 | Outdoor air controlled based on occupancy to meet ASHRAE 62.1 | Outdoor air controlled based on occupancy to meet ASHRAE 62.1 | Outdoor air controlled based on occupancy to meet ASHRAE 62.1 | Outdoor air controlled based on occupancy to meet ASHRAE 62.1 | Outdoor air controlled based on occupancy to meet ASHRAE 62.1 | Outdoor air controlled based on occupancy to meet ASHRAE 62.1 | Outdoor air controlled based on occupancy to meet ASHRAE 62.1 | Outdoor air controlled based on occupancy to meet ASHRAE 62.1 | 0.15 | 0.15 | 0.15 | 0.15 | 0.15 | 0.15 | 0.15 | 0.15 | 0.15 | 0.15 | 0.15 | 0.15 | 0.15 | 0.15 | 0.15 | 0.15 | 0.15 | 0.15 | 0.15 | 0.15 | 0.15 | 0.15 | 0.15 | 0.15 | 0.15 | 0.15 | 0.15 | 0 | 0 | 0 | 0 | 0 | 0 | 0 | 0 | 0 | 0 | 0 | 0 | 0 | 0 | 0 | 0 | 0 | 0 | 0 | 0 | 0 | 0 | 0 | 0 | 0 | 0 | 0 | 0 | 0 | 0 | 0 | 0 | 0 | 0 | 0 | 0 | 0 | 0 | 0 | 0 | 0 | 0 | 0 | 0 | 0 | 0 | 0 | 0 | 0 | 0 | 0 | 0 | 0 | 0 | 0 | 0 | 0 | 0 | 0 | 0 | 0 | 0 | 0 | 0 | 0 | 0 | 0 | 0 | 0 | 0 | 0 | 0 | 0 | 0 | 0 | 0 | 0 | 0 | 0 | 0 | 0 | 0 | 0 | 0 | 0 | 0 | 0 | 0 | 0 | 0 | 0 | 0 | 0 | 0 | 0 | 0 | 0 | 0 | 0 | 0 | 0 | 0 | 0 | 0 | 0 | 0 | 0 | 0 | 0 | 0 | 0 | 0 | 0 | 0 | 0 | 0 | 0 | 0 | 0 | 0 | 0 | 0 | 0 | 0 | 0 | 0 | 0 | 0 | 0 | 0 | 0 | 0 | 0 | 0 | 0 | 0 | 0 | 0 | 0 | 0 | 0 | 0 | 0 | 0 | 0 | 0 | 0 | 0 | 0 | 0 | 0 | 0 | 0 | 0 | 0 | 0 | 0 | 0 | 0 | 0 | 0 | 0 | 0 | 0 | 0 | 0 | 0 | 0 | 0 | 0 | 0 | 0 | 0 | 0 | 0 | 0 | 0 | 0 | 0 | 0 | 0 | 0 | 0 | 0 | 0 | 0 | 0 | 0 | 0 | 0 | 0 | 0 | 0 | 0 | 0 | 0 | 0 | 0 | 0 | 0 | 0 | 0 | 0 | 0 | 0 | 0 | 0 | 0 | 0 | 0 | 0 | 0 | 0 | 0 | 0 | 0 | 0 | 0 | 0 | 0 | 0 | 0 | 0 | 0 | 0 | 0 | 0 | 0 | 0 | 0 | 0 | 0 | 0 | 0 | 0 | 0 | 0 | 0 | 0 | 0 | 0 | 0 | 0 | 0 | 0 | 0 | 0 | 0 | 0 | 0 | 0 | 0 | 0 | 0 | 0 | 0 | 0 | 0 | 0 | 0 | 0 | 0 | 0 | 0 | 0 | 0 | 0 | 0 | 0 | 0 | 0 | 0 | 0 | 0 | 0 | 0 | 0 | 0 | 0 | 0 | 0 | 0 | 0 | 0 | 0 | 0 | 0 | 0 | 0 | 0 | 0 | 0 | 0 | 0 | 0 | 0 | 0 | 0 | 0 | 0 | 0 | 0 | 0 | 0 | 0 | 0 | 0 | 0 | 0 | 0 | 0 | 0 | 0 | 0 | 0 | 0 | 0 | 0 | 0 | 0 | 0 | 0 | 0 | 0 | 0 | 0 | 0 | 0 | 0 | 0 | 0 | 0 | 0 | 0 | 0 | 0 | 0 | 0 | 0 | 0 | 0 | 0 | 0 | 0 | 0 | 0 | 0 | 0 | 0 | 0 | 0 | 0 | 0 | 0 | 0 | 0 | 0 | 0 | 0 | 0 | 0 | 0 | 0 | 0 | 0 | 0 | 0 | 0 | 0 | 0 | 0 | 0 | 0 | 0 | 0 | 0 | 0 | 0 | 0 | 0 | 0 | 0 | 0 | 0 | 0 | 0 | 0 | 0 | 0 | 0 | 0 | 0 | 0 | 0 | 0 | 0 | 0 | 0 | 0 | 0 | 0 | 0 | 0 | 0 | 0 | 0 | 0 | 0 | 0 | 0 | 0 | 0 | 0 | 0 | 0 | 0 | 0 | 0 | 0 | 0 | 0 | 0 | 0 | 0 | 0 | 0 | 0 | 0 | 0 | 0 | 0 | 0 | 0 | 0 | 0 | 0 | 0 | 0 | 0 | 0 | 0 | 0 | 0 | 0 | 0 | 0 | 0 | 0 | 0 | 0 | 0 | 0 | 0 | 0 | 0 | 0 | 0 | 0 | 0 | 0 | 0 | 0 | 0 | 0 | 0 | 0 | 0 | 0 | 0 | 0 | 0 | 0 | 0 | 0 | 0 | 0 | 0
WA_Commercial_WA - Health_New_Space Heating_Natural Gas_HVAC - Dedicated Outdoor Air System (DOAS)_A | WA | Commercial | WA - Health | New | Space Heating | Natural Gas | HVAC - Dedicated Outdoor Air System (DOAS) | A | WCM170 | No DOAS. | Outdoor air supplied by a DOAS. | 20 | 0 | 0 | 0 | 8.16 | 0 | 0 | 0 | 0.28365 | 0.25 | sqft | 0% | 0% | Discretionary | RetroEven20_WA | 85% | Central Systems | 0% | 0 |  | 0 |  | 0 | 2021P_Com-VRF-DOAS-2021P_V2 | 2021P_Com-VRF-DOAS-2021P_V2 | 2021P_Com-VRF-DOAS-2021P_V2 | No DOAS. | No DOAS. | No DOAS. | No DOAS. | No DOAS. | No DOAS. | No DOAS. | No DOAS. | No DOAS. | No DOAS. | No DOAS. | No DOAS. | No DOAS. | No DOAS. | No DOAS. | No DOAS. | No DOAS. | No DOAS. | No DOAS. | No DOAS. | No DOAS. | No DOAS. | No DOAS. | No DOAS. | No DOAS. | No DOAS. | No DOAS. | Outdoor air supplied by a DOAS. | Outdoor air supplied by a DOAS. | Outdoor air supplied by a DOAS. | Outdoor air supplied by a DOAS. | Outdoor air supplied by a DOAS. | Outdoor air supplied by a DOAS. | Outdoor air supplied by a DOAS. | Outdoor air supplied by a DOAS. | Outdoor air supplied by a DOAS. | Outdoor air supplied by a DOAS. | Outdoor air supplied by a DOAS. | Outdoor air supplied by a DOAS. | Outdoor air supplied by a DOAS. | Outdoor air supplied by a DOAS. | Outdoor air supplied by a DOAS. | Outdoor air supplied by a DOAS. | Outdoor air supplied by a DOAS. | Outdoor air supplied by a DOAS. | Outdoor air supplied by a DOAS. | Outdoor air supplied by a DOAS. | Outdoor air supplied by a DOAS. | Outdoor air supplied by a DOAS. | Outdoor air supplied by a DOAS. | Outdoor air supplied by a DOAS. | Outdoor air supplied by a DOAS. | Outdoor air supplied by a DOAS. | Outdoor air supplied by a DOAS. | 8.16 | 8.16 | 8.16 | 8.16 | 8.16 | 8.16 | 8.16 | 8.16 | 8.16 | 8.16 | 8.16 | 8.16 | 8.16 | 8.16 | 8.16 | 8.16 | 8.16 | 8.16 | 8.16 | 8.16 | 8.16 | 8.16 | 8.16 | 8.16 | 8.16 | 8.16 | 8.16 | 0 | 0 | 0 | 0 | 0 | 0 | 0 | 0 | 0 | 0 | 0 | 0 | 0 | 0 | 0 | 0 | 0 | 0 | 0 | 0 | 0 | 0 | 0 | 0 | 0 | 0 | 0 | 0 | 0 | 0 | 0 | 0 | 0 | 0 | 0 | 0 | 0 | 0 | 0 | 0 | 0 | 0 | 0 | 0 | 0 | 0 | 0 | 0 | 0 | 0 | 0 | 0 | 0 | 0 | 0 | 0 | 0 | 0 | 0 | 0 | 0 | 0 | 0 | 0 | 0 | 0 | 0 | 0 | 0 | 0 | 0 | 0 | 0 | 0 | 0 | 0 | 0 | 0 | 0 | 0 | 0 | 0 | 0 | 0 | 0 | 0 | 0 | 0 | 0 | 0 | 0 | 0 | 0 | 0 | 0 | 0 | 0 | 0 | 0 | 0 | 0 | 0 | 0 | 0 | 0 | 0 | 0 | 0 | 0 | 0 | 0 | 0 | 0 | 0 | 0 | 0 | 0 | 0 | 0 | 0 | 0 | 0 | 0 | 0 | 0 | 0 | 0 | 0 | 0 | 0 | 0 | 0 | 0 | 0 | 0 | 0 | 0 | 0 | 0 | 0 | 0 | 0 | 0 | 0 | 0 | 0 | 0 | 0 | 0 | 0 | 0 | 0 | 0 | 0 | 0 | 0 | 0 | 0 | 0 | 0 | 0 | 0 | 0 | 0 | 0 | 0 | 0 | 0 | 0 | 0 | 0 | 0 | 0 | 0 | 0 | 0 | 0 | 0 | 0 | 0 | 0 | 0 | 0 | 0 | 0 | 0 | 0 | 0 | 0 | 0 | 0 | 0 | 0 | 0 | 0 | 0 | 0 | 0 | 0 | 0 | 0 | 0 | 0 | 0 | 0 | 0 | 0 | 0 | 0 | 0 | 0 | 0 | 0 | 0 | 0 | 0 | 0 | 0 | 0 | 0 | 0 | 0 | 0 | 0 | 0 | 0 | 0 | 0 | 0 | 0 | 0 | 0 | 0 | 0 | 0 | 0 | 0 | 0 | 0 | 0 | 0 | 0 | 0 | 0 | 0 | 0 | 0 | 0 | 0 | 0 | 0 | 0 | 0 | 0 | 0 | 0 | 0 | 0 | 0 | 0 | 0 | 0 | 0 | 0 | 0 | 0 | 0 | 0 | 0 | 0 | 0 | 0 | 0 | 0 | 0 | 0 | 0 | 0 | 0 | 0 | 0 | 0 | 0 | 0 | 0 | 0 | 0 | 0 | 0 | 0 | 0 | 0 | 0 | 0 | 0 | 0 | 0 | 0 | 0 | 0 | 0 | 0 | 0 | 0 | 0 | 0 | 0 | 0 | 0 | 0 | 0 | 0 | 0 | 0 | 0 | 0 | 0 | 0 | 0 | 0 | 0 | 0 | 0 | 0 | 0 | 0 | 0 | 0 | 0 | 0 | 0 | 0 | 0 | 0 | 0 | 0 | 0 | 0 | 0 | 0 | 0 | 0 | 0 | 0 | 0 | 0 | 0 | 0 | 0 | 0 | 0 | 0 | 0 | 0 | 0 | 0 | 0 | 0 | 0 | 0 | 0 | 0 | 0 | 0 | 0 | 0 | 0 | 0 | 0 | 0 | 0 | 0 | 0 | 0 | 0 | 0 | 0 | 0 | 0 | 0 | 0 | 0 | 0 | 0 | 0 | 0 | 0 | 0 | 0 | 0 | 0 | 0 | 0 | 0 | 0 | 0 | 0 | 0 | 0 | 0 | 0 | 0 | 0 | 0 | 0 | 0 | 0 | 0 | 0 | 0 | 0 | 0 | 0 | 0 | 0 | 0 | 0 | 0 | 0 | 0 | 0 | 0 | 0 | 0 | 0 | 0 | 0 | 0 | 0 | 0 | 0 | 0 | 0 | 0 | 0 | 0 | 0 | 0 | 0 | 0 | 0 | 0 | 0 | 0 | 0 | 0 | 0 | 0 | 0 | 0 | 0 | 0 | 0 | 0 | 0 | 0 | 0 | 0 | 0 | 0 | 0 | 0 | 0 | 0 | 0 | 0 | 0 | 0 | 0 | 0 | 0 | 0 | 0 | 0 | 0 | 0 | 0
WA_Commercial_WA - Health_New_Space Heating_Natural Gas_Destratification Fans (HVLS)_A | WA | Commercial | WA - Health | New | Space Heating | Natural Gas | Destratification Fans (HVLS) | A | WCM171 | No destratification fans. | High volume low speed destratification fans. | 15 | 0 | 0 | 0 | 9799.26 | 0 | 0 | 0 | 0.28365 | 0.25 | Strat Fan | 15% | 20% | Discretionary | RetroEven20_WA | 85% | Space Heating | 0% | 0 |  | 0 |  | 0 | DL20_IHVLS-Ag-2021PLN-v2-8 | DL20_IHVLS-Ag-2021PLN-v2-8 | HVLS-Heating-AEG-v5.0-121 | No destratification fans. | No destratification fans. | No destratification fans. | No destratification fans. | No destratification fans. | No destratification fans. | No destratification fans. | No destratification fans. | No destratification fans. | No destratification fans. | No destratification fans. | No destratification fans. | No destratification fans. | No destratification fans. | No destratification fans. | No destratification fans. | No destratification fans. | No destratification fans. | No destratification fans. | No destratification fans. | No destratification fans. | No destratification fans. | No destratification fans. | No destratification fans. | No destratification fans. | No destratification fans. | No destratification fans. | High volume low speed destratification fans. | High volume low speed destratification fans. | High volume low speed destratification fans. | High volume low speed destratification fans. | High volume low speed destratification fans. | High volume low speed destratification fans. | High volume low speed destratification fans. | High volume low speed destratification fans. | High volume low speed destratification fans. | High volume low speed destratification fans. | High volume low speed destratification fans. | High volume low speed destratification fans. | High volume low speed destratification fans. | High volume low speed destratification fans. | High volume low speed destratification fans. | High volume low speed destratification fans. | High volume low speed destratification fans. | High volume low speed destratification fans. | High volume low speed destratification fans. | High volume low speed destratification fans. | High volume low speed destratification fans. | High volume low speed destratification fans. | High volume low speed destratification fans. | High volume low speed destratification fans. | High volume low speed destratification fans. | High volume low speed destratification fans. | High volume low speed destratification fans. | 9799.26 | 9799.26 | 9799.26 | 9799.26 | 9799.26 | 9799.26 | 9799.26 | 9799.26 | 9799.26 | 9799.26 | 9799.26 | 9799.26 | 9799.26 | 9799.26 | 9799.26 | 9799.26 | 9799.26 | 9799.26 | 9799.26 | 9799.26 | 9799.26 | 9799.26 | 9799.26 | 9799.26 | 9799.26 | 9799.26 | 9799.26 | 0 | 0 | 0 | 0 | 0 | 0 | 0 | 0 | 0 | 0 | 0 | 0 | 0 | 0 | 0 | 0 | 0 | 0 | 0 | 0 | 0 | 0 | 0 | 0 | 0 | 0 | 0 | 0 | 0 | 0 | 0 | 0 | 0 | 0 | 0 | 0 | 0 | 0 | 0 | 0 | 0 | 0 | 0 | 0 | 0 | 0 | 0 | 0 | 0 | 0 | 0 | 0 | 0 | 0 | 0 | 0 | 0 | 0 | 0 | 0 | 0 | 0 | 0 | 0 | 0 | 0 | 0 | 0 | 0 | 0 | 0 | 0 | 0 | 0 | 0 | 0 | 0 | 0 | 0 | 0 | 0 | 0 | 0 | 0 | 0 | 0 | 0 | 0 | 0 | 0 | 0 | 0 | 0 | 0 | 0 | 0 | 0 | 0 | 0 | 0 | 0 | 0 | 0 | 0 | 0 | 0 | 0 | 0 | 0 | 0 | 0 | 0 | 0 | 0 | 0 | 0 | 0 | 0 | 0 | 0 | 0 | 0 | 0 | 0 | 0 | 0 | 0 | 0 | 0 | 0 | 0 | 0 | 0 | 0 | 0 | 0 | 0 | 0 | 0 | 0 | 0 | 0 | 0 | 0 | 0 | 0 | 0 | 0 | 0 | 0 | 0 | 0 | 0 | 0 | 0 | 0 | 0 | 0 | 0 | 0 | 0 | 0 | 0 | 0 | 0 | 0 | 0 | 0 | 0 | 0 | 0 | 0 | 0 | 0 | 0 | 0 | 0 | 0 | 0 | 0 | 0 | 0 | 0 | 0 | 0 | 0 | 0 | 0 | 0 | 0 | 0 | 0 | 0 | 0 | 0 | 0 | 0 | 0 | 0 | 0 | 0 | 0 | 0 | 0 | 0 | 0 | 0 | 0 | 0 | 0 | 0 | 0 | 0 | 0 | 0 | 0 | 0 | 0 | 0 | 0 | 0 | 0 | 0 | 0 | 0 | 0 | 0 | 0 | 0 | 0 | 0 | 0 | 0 | 0 | 0 | 0 | 0 | 0 | 0 | 0 | 0 | 0 | 0 | 0 | 0 | 0 | 0 | 0 | 0 | 0 | 0 | 0 | 0 | 0 | 0 | 0 | 0 | 0 | 0 | 0 | 0 | 0 | 0 | 0 | 0 | 0 | 0 | 0 | 0 | 0 | 0 | 0 | 0 | 0 | 0 | 0 | 0 | 0 | 0 | 0 | 0 | 0 | 0 | 0 | 0 | 0 | 0 | 0 | 0 | 0 | 0 | 0 | 0 | 0 | 0 | 0 | 0 | 0 | 0 | 0 | 0 | 0 | 0 | 0 | 0 | 0 | 0 | 0 | 0 | 0 | 0 | 0 | 0 | 0 | 0 | 0 | 0 | 0 | 0 | 0 | 0 | 0 | 0 | 0 | 0 | 0 | 0 | 0 | 0 | 0 | 0 | 0 | 0 | 0 | 0 | 0 | 0 | 0 | 0 | 0 | 0 | 0 | 0 | 0 | 0 | 0 | 0 | 0 | 0 | 0 | 0 | 0 | 0 | 0 | 0 | 0 | 0 | 0 | 0 | 0 | 0 | 0 | 0 | 0 | 0 | 0 | 0 | 0 | 0 | 0 | 0 | 0 | 0 | 0 | 0 | 0 | 0 | 0 | 0 | 0 | 0 | 0 | 0 | 0 | 0 | 0 | 0 | 0 | 0 | 0 | 0 | 0 | 0 | 0 | 0 | 0 | 0 | 0 | 0 | 0 | 0 | 0 | 0 | 0 | 0 | 0 | 0 | 0 | 0 | 0 | 0 | 0 | 0 | 0 | 0 | 0 | 0 | 0 | 0 | 0 | 0 | 0 | 0 | 0 | 0 | 0 | 0 | 0 | 0 | 0 | 0 | 0 | 0 | 0 | 0 | 0 | 0 | 0 | 0 | 0 | 0 | 0 | 0 | 0 | 0 | 0 | 0 | 0 | 0 | 0 | 0 | 0 | 0 | 0 | 0 | 0 | 0 | 0 | 0 | 0 | 0 | 0 | 0 | 0 | 0 | 0 | 0 | 0 | 0 | 0 | 0 | 0 | 0 | 0 | 0 | 0 | 0
WA_Commercial_WA - Health_New_Space Heating_Natural Gas_Gas Boiler - Maintenance_A | WA | Commercial | WA - Health | New | Space Heating | Natural Gas | Gas Boiler - Maintenance | A | WCM172 | Degrade performance | General cleaning and maintenance | 3 | 0.15169 | 0 | 0 | 1.05 | 0 | 0 | 0 | 0.28365 | 0.25 | kBtuh Heat | 5% | 10% | Discretionary | Retro12Med_WA | 84.74% | Boiler | 0% | 0 |  | 0 |  | 0 | GBLR_MNT-Heating-ILTRM-v4.0-43 | GBLR_MNT-Heating-ILTRM-v4.0-43 | GBLR_MNT-Heating-ILTRM-v4.0-1 | Degrade performance | Degrade performance | Degrade performance | Degrade performance | Degrade performance | Degrade performance | Degrade performance | Degrade performance | Degrade performance | Degrade performance | Degrade performance | Degrade performance | Degrade performance | Degrade performance | Degrade performance | Degrade performance | Degrade performance | Degrade performance | Degrade performance | Degrade performance | Degrade performance | Degrade performance | Degrade performance | Degrade performance | Degrade performance | Degrade performance | Degrade performance | General cleaning and maintenance | General cleaning and maintenance | General cleaning and maintenance | General cleaning and maintenance | General cleaning and maintenance | General cleaning and maintenance | General cleaning and maintenance | General cleaning and maintenance | General cleaning and maintenance | General cleaning and maintenance | General cleaning and maintenance | General cleaning and maintenance | General cleaning and maintenance | General cleaning and maintenance | General cleaning and maintenance | General cleaning and maintenance | General cleaning and maintenance | General cleaning and maintenance | General cleaning and maintenance | General cleaning and maintenance | General cleaning and maintenance | General cleaning and maintenance | General cleaning and maintenance | General cleaning and maintenance | General cleaning and maintenance | General cleaning and maintenance | General cleaning and maintenance | 1.05 | 1.05 | 1.05 | 1.05 | 1.05 | 1.05 | 1.05 | 1.05 | 1.05 | 1.05 | 1.05 | 1.05 | 1.05 | 1.05 | 1.05 | 1.05 | 1.05 | 1.05 | 1.05 | 1.05 | 1.05 | 1.05 | 1.05 | 1.05 | 1.05 | 1.05 | 1.05 | 0 | 0 | 0 | 0 | 0 | 0 | 0 | 0 | 0 | 0 | 0 | 0 | 0 | 0 | 0 | 0 | 0 | 0 | 0 | 0 | 0 | 0 | 0 | 0 | 0 | 0 | 0 | 0 | 0 | 0 | 0 | 0 | 0 | 0 | 0 | 0 | 0 | 0 | 0 | 0 | 0 | 0 | 0 | 0 | 0 | 0 | 0 | 0 | 0 | 0 | 0 | 0 | 0 | 0 | 0 | 0 | 0 | 0 | 0 | 0 | 0 | 0 | 0 | 0 | 0 | 0 | 0 | 0 | 0 | 0 | 0 | 0 | 0 | 0 | 0 | 0 | 0 | 0 | 0 | 0 | 0 | 0 | 0 | 0 | 0 | 0 | 0 | 0 | 0 | 0 | 0 | 0 | 0 | 0 | 0 | 0 | 0 | 0 | 0 | 0 | 0 | 0 | 0 | 0 | 0 | 0 | 0 | 0 | 0 | 0 | 0 | 0 | 0 | 0 | 0 | 0 | 0 | 0 | 0 | 0 | 0 | 0 | 0 | 0 | 0 | 0 | 0 | 0 | 0 | 0 | 0 | 0 | 0 | 0 | 0 | 0 | 0 | 0 | 0 | 0 | 0 | 0 | 0 | 0 | 0 | 0 | 0 | 0 | 0 | 0 | 0 | 0 | 0 | 0 | 0 | 0 | 0 | 0 | 0 | 0 | 0 | 0 | 0 | 0 | 0 | 0 | 0 | 0 | 0 | 0 | 0 | 0 | 0 | 0 | 0 | 0 | 0 | 0 | 0 | 0 | 0 | 0 | 0 | 0 | 0 | 0 | 0 | 0 | 0 | 0 | 0 | 0 | 0 | 0 | 0 | 0 | 0 | 0 | 0 | 0 | 0 | 0 | 0 | 0 | 0 | 0 | 0 | 0 | 0 | 0 | 0 | 0 | 0 | 0 | 0 | 0 | 0 | 0 | 0 | 0 | 0 | 0 | 0 | 0 | 0 | 0 | 0 | 0 | 0 | 0 | 0 | 0 | 0 | 0 | 0 | 0 | 0 | 0 | 0 | 0 | 0 | 0 | 0 | 0 | 0 | 0 | 0 | 0 | 0 | 0 | 0 | 0 | 0 | 0 | 0 | 0 | 0 | 0 | 0 | 0 | 0 | 0 | 0 | 0 | 0 | 0 | 0 | 0 | 0 | 0 | 0 | 0 | 0 | 0 | 0 | 0 | 0 | 0 | 0 | 0 | 0 | 0 | 0 | 0 | 0 | 0 | 0 | 0 | 0 | 0 | 0 | 0 | 0 | 0 | 0 | 0 | 0 | 0 | 0 | 0 | 0 | 0 | 0 | 0 | 0 | 0 | 0 | 0 | 0 | 0 | 0 | 0 | 0 | 0 | 0 | 0 | 0 | 0 | 0 | 0 | 0 | 0 | 0 | 0 | 0 | 0 | 0 | 0 | 0 | 0 | 0 | 0 | 0 | 0 | 0 | 0 | 0 | 0 | 0 | 0 | 0 | 0 | 0 | 0 | 0 | 0 | 0 | 0 | 0 | 0 | 0 | 0 | 0 | 0 | 0 | 0 | 0 | 0 | 0 | 0 | 0 | 0 | 0 | 0 | 0 | 0 | 0 | 0 | 0 | 0 | 0 | 0 | 0 | 0 | 0 | 0 | 0 | 0 | 0 | 0 | 0 | 0 | 0 | 0 | 0 | 0 | 0 | 0 | 0 | 0 | 0 | 0 | 0 | 0 | 0 | 0 | 0 | 0 | 0 | 0 | 0 | 0 | 0 | 0 | 0 | 0 | 0 | 0 | 0 | 0 | 0 | 0 | 0 | 0 | 0 | 0 | 0 | 0 | 0 | 0 | 0 | 0 | 0 | 0 | 0 | 0 | 0 | 0 | 0 | 0 | 0 | 0 | 0 | 0 | 0 | 0 | 0 | 0 | 0 | 0 | 0 | 0 | 0 | 0 | 0 | 0 | 0 | 0 | 0 | 0 | 0 | 0 | 0 | 0 | 0 | 0 | 0 | 0 | 0 | 0 | 0 | 0 | 0 | 0 | 0 | 0 | 0 | 0 | 0 | 0 | 0 | 0 | 0 | 0 | 0 | 0 | 0
WA_Commercial_WA - Health_New_Space Heating_Natural Gas_Gas Furnace - Maintenance_A | WA | Commercial | WA - Health | New | Space Heating | Natural Gas | Gas Furnace - Maintenance | A | WCM173 | Degrade performance | General cleaning and maintenance | 3 | 0.05892 | 0 | 0 | 1.05 | 0 | 0 | 0 | 0.28365 | 0.25 | kBtuh Heat | 5% | 10% | Discretionary | Retro12Med_WA | 84.74% | Furnace | 0% | 0 |  | 0 |  | 0 | IL TRM - CI-HVC-FTUN-V03-200101 | GBLR_MNT-Heating-ILTRM-v4.0-43 | IL TRM - CI-HVC-FTUN-V03-200101 | Degrade performance | Degrade performance | Degrade performance | Degrade performance | Degrade performance | Degrade performance | Degrade performance | Degrade performance | Degrade performance | Degrade performance | Degrade performance | Degrade performance | Degrade performance | Degrade performance | Degrade performance | Degrade performance | Degrade performance | Degrade performance | Degrade performance | Degrade performance | Degrade performance | Degrade performance | Degrade performance | Degrade performance | Degrade performance | Degrade performance | Degrade performance | General cleaning and maintenance | General cleaning and maintenance | General cleaning and maintenance | General cleaning and maintenance | General cleaning and maintenance | General cleaning and maintenance | General cleaning and maintenance | General cleaning and maintenance | General cleaning and maintenance | General cleaning and maintenance | General cleaning and maintenance | General cleaning and maintenance | General cleaning and maintenance | General cleaning and maintenance | General cleaning and maintenance | General cleaning and maintenance | General cleaning and maintenance | General cleaning and maintenance | General cleaning and maintenance | General cleaning and maintenance | General cleaning and maintenance | General cleaning and maintenance | General cleaning and maintenance | General cleaning and maintenance | General cleaning and maintenance | General cleaning and maintenance | General cleaning and maintenance | 1.05 | 1.05 | 1.05 | 1.05 | 1.05 | 1.05 | 1.05 | 1.05 | 1.05 | 1.05 | 1.05 | 1.05 | 1.05 | 1.05 | 1.05 | 1.05 | 1.05 | 1.05 | 1.05 | 1.05 | 1.05 | 1.05 | 1.05 | 1.05 | 1.05 | 1.05 | 1.05 | 0 | 0 | 0 | 0 | 0 | 0 | 0 | 0 | 0 | 0 | 0 | 0 | 0 | 0 | 0 | 0 | 0 | 0 | 0 | 0 | 0 | 0 | 0 | 0 | 0 | 0 | 0 | 0 | 0 | 0 | 0 | 0 | 0 | 0 | 0 | 0 | 0 | 0 | 0 | 0 | 0 | 0 | 0 | 0 | 0 | 0 | 0 | 0 | 0 | 0 | 0 | 0 | 0 | 0 | 0 | 0 | 0 | 0 | 0 | 0 | 0 | 0 | 0 | 0 | 0 | 0 | 0 | 0 | 0 | 0 | 0 | 0 | 0 | 0 | 0 | 0 | 0 | 0 | 0 | 0 | 0 | 0 | 0 | 0 | 0 | 0 | 0 | 0 | 0 | 0 | 0 | 0 | 0 | 0 | 0 | 0 | 0 | 0 | 0 | 0 | 0 | 0 | 0 | 0 | 0 | 0 | 0 | 0 | 0 | 0 | 0 | 0 | 0 | 0 | 0 | 0 | 0 | 0 | 0 | 0 | 0 | 0 | 0 | 0 | 0 | 0 | 0 | 0 | 0 | 0 | 0 | 0 | 0 | 0 | 0 | 0 | 0 | 0 | 0 | 0 | 0 | 0 | 0 | 0 | 0 | 0 | 0 | 0 | 0 | 0 | 0 | 0 | 0 | 0 | 0 | 0 | 0 | 0 | 0 | 0 | 0 | 0 | 0 | 0 | 0 | 0 | 0 | 0 | 0 | 0 | 0 | 0 | 0 | 0 | 0 | 0 | 0 | 0 | 0 | 0 | 0 | 0 | 0 | 0 | 0 | 0 | 0 | 0 | 0 | 0 | 0 | 0 | 0 | 0 | 0 | 0 | 0 | 0 | 0 | 0 | 0 | 0 | 0 | 0 | 0 | 0 | 0 | 0 | 0 | 0 | 0 | 0 | 0 | 0 | 0 | 0 | 0 | 0 | 0 | 0 | 0 | 0 | 0 | 0 | 0 | 0 | 0 | 0 | 0 | 0 | 0 | 0 | 0 | 0 | 0 | 0 | 0 | 0 | 0 | 0 | 0 | 0 | 0 | 0 | 0 | 0 | 0 | 0 | 0 | 0 | 0 | 0 | 0 | 0 | 0 | 0 | 0 | 0 | 0 | 0 | 0 | 0 | 0 | 0 | 0 | 0 | 0 | 0 | 0 | 0 | 0 | 0 | 0 | 0 | 0 | 0 | 0 | 0 | 0 | 0 | 0 | 0 | 0 | 0 | 0 | 0 | 0 | 0 | 0 | 0 | 0 | 0 | 0 | 0 | 0 | 0 | 0 | 0 | 0 | 0 | 0 | 0 | 0 | 0 | 0 | 0 | 0 | 0 | 0 | 0 | 0 | 0 | 0 | 0 | 0 | 0 | 0 | 0 | 0 | 0 | 0 | 0 | 0 | 0 | 0 | 0 | 0 | 0 | 0 | 0 | 0 | 0 | 0 | 0 | 0 | 0 | 0 | 0 | 0 | 0 | 0 | 0 | 0 | 0 | 0 | 0 | 0 | 0 | 0 | 0 | 0 | 0 | 0 | 0 | 0 | 0 | 0 | 0 | 0 | 0 | 0 | 0 | 0 | 0 | 0 | 0 | 0 | 0 | 0 | 0 | 0 | 0 | 0 | 0 | 0 | 0 | 0 | 0 | 0 | 0 | 0 | 0 | 0 | 0 | 0 | 0 | 0 | 0 | 0 | 0 | 0 | 0 | 0 | 0 | 0 | 0 | 0 | 0 | 0 | 0 | 0 | 0 | 0 | 0 | 0 | 0 | 0 | 0 | 0 | 0 | 0 | 0 | 0 | 0 | 0 | 0 | 0 | 0 | 0 | 0 | 0 | 0 | 0 | 0 | 0 | 0 | 0 | 0 | 0 | 0 | 0 | 0 | 0 | 0 | 0 | 0 | 0 | 0 | 0 | 0 | 0 | 0 | 0 | 0 | 0 | 0 | 0 | 0 | 0 | 0 | 0 | 0 | 0 | 0 | 0 | 0 | 0 | 0 | 0 | 0 | 0 | 0 | 0 | 0 | 0 | 0 | 0 | 0 | 0 | 0 | 0 | 0 | 0 | 0 | 0 | 0 | 0
WA_Commercial_WA - Health_New_Space Heating_Natural Gas_Gas Boiler - Hot Water Reset_A | WA | Commercial | WA - Health | New | Space Heating | Natural Gas | Gas Boiler - Hot Water Reset | A | WCM174 | No control | Reset control installed | 20 | 269.6716 | 0 | 0 | 879.32 | 0 | 0 | 0 | 0.28365 | 0.25 | BoilerCtrl | 100% | 100% | Discretionary | RetroEven20_WA | 85% | Boiler | 0% | 0 |  | 0 |  | 0 | GBLR_HWRST-Heating-ILTRM-v4.0-43 | GBLR_HWRST-Heating-ILTRM-v4.0-1 | GBLR_HWRST-Heating-ILTRM-v4.0-1 | No control | No control | No control | No control | No control | No control | No control | No control | No control | No control | No control | No control | No control | No control | No control | No control | No control | No control | No control | No control | No control | No control | No control | No control | No control | No control | No control | Reset control installed | Reset control installed | Reset control installed | Reset control installed | Reset control installed | Reset control installed | Reset control installed | Reset control installed | Reset control installed | Reset control installed | Reset control installed | Reset control installed | Reset control installed | Reset control installed | Reset control installed | Reset control installed | Reset control installed | Reset control installed | Reset control installed | Reset control installed | Reset control installed | Reset control installed | Reset control installed | Reset control installed | Reset control installed | Reset control installed | Reset control installed | 879.32 | 879.32 | 879.32 | 879.32 | 879.32 | 879.32 | 879.32 | 879.32 | 879.32 | 879.32 | 879.32 | 879.32 | 879.32 | 879.32 | 879.32 | 879.32 | 879.32 | 879.32 | 879.32 | 879.32 | 879.32 | 879.32 | 879.32 | 879.32 | 879.32 | 879.32 | 879.32 | 0 | 0 | 0 | 0 | 0 | 0 | 0 | 0 | 0 | 0 | 0 | 0 | 0 | 0 | 0 | 0 | 0 | 0 | 0 | 0 | 0 | 0 | 0 | 0 | 0 | 0 | 0 | 0 | 0 | 0 | 0 | 0 | 0 | 0 | 0 | 0 | 0 | 0 | 0 | 0 | 0 | 0 | 0 | 0 | 0 | 0 | 0 | 0 | 0 | 0 | 0 | 0 | 0 | 0 | 0 | 0 | 0 | 0 | 0 | 0 | 0 | 0 | 0 | 0 | 0 | 0 | 0 | 0 | 0 | 0 | 0 | 0 | 0 | 0 | 0 | 0 | 0 | 0 | 0 | 0 | 0 | 0 | 0 | 0 | 0 | 0 | 0 | 0 | 0 | 0 | 0 | 0 | 0 | 0 | 0 | 0 | 0 | 0 | 0 | 0 | 0 | 0 | 0 | 0 | 0 | 0 | 0 | 0 | 0 | 0 | 0 | 0 | 0 | 0 | 0 | 0 | 0 | 0 | 0 | 0 | 0 | 0 | 0 | 0 | 0 | 0 | 0 | 0 | 0 | 0 | 0 | 0 | 0 | 0 | 0 | 0 | 0 | 0 | 0 | 0 | 0 | 0 | 0 | 0 | 0 | 0 | 0 | 0 | 0 | 0 | 0 | 0 | 0 | 0 | 0 | 0 | 0 | 0 | 0 | 0 | 0 | 0 | 0 | 0 | 0 | 0 | 0 | 0 | 0 | 0 | 0 | 0 | 0 | 0 | 0 | 0 | 0 | 0 | 0 | 0 | 0 | 0 | 0 | 0 | 0 | 0 | 0 | 0 | 0 | 0 | 0 | 0 | 0 | 0 | 0 | 0 | 0 | 0 | 0 | 0 | 0 | 0 | 0 | 0 | 0 | 0 | 0 | 0 | 0 | 0 | 0 | 0 | 0 | 0 | 0 | 0 | 0 | 0 | 0 | 0 | 0 | 0 | 0 | 0 | 0 | 0 | 0 | 0 | 0 | 0 | 0 | 0 | 0 | 0 | 0 | 0 | 0 | 0 | 0 | 0 | 0 | 0 | 0 | 0 | 0 | 0 | 0 | 0 | 0 | 0 | 0 | 0 | 0 | 0 | 0 | 0 | 0 | 0 | 0 | 0 | 0 | 0 | 0 | 0 | 0 | 0 | 0 | 0 | 0 | 0 | 0 | 0 | 0 | 0 | 0 | 0 | 0 | 0 | 0 | 0 | 0 | 0 | 0 | 0 | 0 | 0 | 0 | 0 | 0 | 0 | 0 | 0 | 0 | 0 | 0 | 0 | 0 | 0 | 0 | 0 | 0 | 0 | 0 | 0 | 0 | 0 | 0 | 0 | 0 | 0 | 0 | 0 | 0 | 0 | 0 | 0 | 0 | 0 | 0 | 0 | 0 | 0 | 0 | 0 | 0 | 0 | 0 | 0 | 0 | 0 | 0 | 0 | 0 | 0 | 0 | 0 | 0 | 0 | 0 | 0 | 0 | 0 | 0 | 0 | 0 | 0 | 0 | 0 | 0 | 0 | 0 | 0 | 0 | 0 | 0 | 0 | 0 | 0 | 0 | 0 | 0 | 0 | 0 | 0 | 0 | 0 | 0 | 0 | 0 | 0 | 0 | 0 | 0 | 0 | 0 | 0 | 0 | 0 | 0 | 0 | 0 | 0 | 0 | 0 | 0 | 0 | 0 | 0 | 0 | 0 | 0 | 0 | 0 | 0 | 0 | 0 | 0 | 0 | 0 | 0 | 0 | 0 | 0 | 0 | 0 | 0 | 0 | 0 | 0 | 0 | 0 | 0 | 0 | 0 | 0 | 0 | 0 | 0 | 0 | 0 | 0 | 0 | 0 | 0 | 0 | 0 | 0 | 0 | 0 | 0 | 0 | 0 | 0 | 0 | 0 | 0 | 0 | 0 | 0 | 0 | 0 | 0 | 0 | 0 | 0 | 0 | 0 | 0 | 0 | 0 | 0 | 0 | 0 | 0 | 0 | 0 | 0 | 0 | 0 | 0 | 0 | 0 | 0 | 0 | 0 | 0 | 0 | 0 | 0 | 0 | 0 | 0 | 0 | 0 | 0 | 0 | 0
WA_Commercial_WA - Health_New_Space Heating_Natural Gas_Gas Boiler - Steam Trap Replacement_A | WA | Commercial | WA - Health | New | Space Heating | Natural Gas | Gas Boiler - Steam Trap Replacement | A | WCM175 | Degrade performance | Cleaning and maintenance | 6 | 74.7764 | 0 | 0 | 733.07 | 0 | 0 | 0 | 0.28365 | 0.25 | perBLDg | 0% | 10% | Discretionary | RetroEven20_WA | 85% | Boiler | 0% | 0 |  | 0 |  | 0 | IL TRM v9, Section 4.4.16 | IL TRM v9, Section 4.4.16 | IL TRM - CI-HVC-STRE-V06-200101 | Degrade performance | Degrade performance | Degrade performance | Degrade performance | Degrade performance | Degrade performance | Degrade performance | Degrade performance | Degrade performance | Degrade performance | Degrade performance | Degrade performance | Degrade performance | Degrade performance | Degrade performance | Degrade performance | Degrade performance | Degrade performance | Degrade performance | Degrade performance | Degrade performance | Degrade performance | Degrade performance | Degrade performance | Degrade performance | Degrade performance | Degrade performance | Cleaning and maintenance | Cleaning and maintenance | Cleaning and maintenance | Cleaning and maintenance | Cleaning and maintenance | Cleaning and maintenance | Cleaning and maintenance | Cleaning and maintenance | Cleaning and maintenance | Cleaning and maintenance | Cleaning and maintenance | Cleaning and maintenance | Cleaning and maintenance | Cleaning and maintenance | Cleaning and maintenance | Cleaning and maintenance | Cleaning and maintenance | Cleaning and maintenance | Cleaning and maintenance | Cleaning and maintenance | Cleaning and maintenance | Cleaning and maintenance | Cleaning and maintenance | Cleaning and maintenance | Cleaning and maintenance | Cleaning and maintenance | Cleaning and maintenance | 733.07 | 733.07 | 733.07 | 733.07 | 733.07 | 733.07 | 733.07 | 733.07 | 733.07 | 733.07 | 733.07 | 733.07 | 733.07 | 733.07 | 733.07 | 733.07 | 733.07 | 733.07 | 733.07 | 733.07 | 733.07 | 733.07 | 733.07 | 733.07 | 733.07 | 733.07 | 733.07 | 0 | 0 | 0 | 0 | 0 | 0 | 0 | 0 | 0 | 0 | 0 | 0 | 0 | 0 | 0 | 0 | 0 | 0 | 0 | 0 | 0 | 0 | 0 | 0 | 0 | 0 | 0 | 0 | 0 | 0 | 0 | 0 | 0 | 0 | 0 | 0 | 0 | 0 | 0 | 0 | 0 | 0 | 0 | 0 | 0 | 0 | 0 | 0 | 0 | 0 | 0 | 0 | 0 | 0 | 0 | 0 | 0 | 0 | 0 | 0 | 0 | 0 | 0 | 0 | 0 | 0 | 0 | 0 | 0 | 0 | 0 | 0 | 0 | 0 | 0 | 0 | 0 | 0 | 0 | 0 | 0 | 0 | 0 | 0 | 0 | 0 | 0 | 0 | 0 | 0 | 0 | 0 | 0 | 0 | 0 | 0 | 0 | 0 | 0 | 0 | 0 | 0 | 0 | 0 | 0 | 0 | 0 | 0 | 0 | 0 | 0 | 0 | 0 | 0 | 0 | 0 | 0 | 0 | 0 | 0 | 0 | 0 | 0 | 0 | 0 | 0 | 0 | 0 | 0 | 0 | 0 | 0 | 0 | 0 | 0 | 0 | 0 | 0 | 0 | 0 | 0 | 0 | 0 | 0 | 0 | 0 | 0 | 0 | 0 | 0 | 0 | 0 | 0 | 0 | 0 | 0 | 0 | 0 | 0 | 0 | 0 | 0 | 0 | 0 | 0 | 0 | 0 | 0 | 0 | 0 | 0 | 0 | 0 | 0 | 0 | 0 | 0 | 0 | 0 | 0 | 0 | 0 | 0 | 0 | 0 | 0 | 0 | 0 | 0 | 0 | 0 | 0 | 0 | 0 | 0 | 0 | 0 | 0 | 0 | 0 | 0 | 0 | 0 | 0 | 0 | 0 | 0 | 0 | 0 | 0 | 0 | 0 | 0 | 0 | 0 | 0 | 0 | 0 | 0 | 0 | 0 | 0 | 0 | 0 | 0 | 0 | 0 | 0 | 0 | 0 | 0 | 0 | 0 | 0 | 0 | 0 | 0 | 0 | 0 | 0 | 0 | 0 | 0 | 0 | 0 | 0 | 0 | 0 | 0 | 0 | 0 | 0 | 0 | 0 | 0 | 0 | 0 | 0 | 0 | 0 | 0 | 0 | 0 | 0 | 0 | 0 | 0 | 0 | 0 | 0 | 0 | 0 | 0 | 0 | 0 | 0 | 0 | 0 | 0 | 0 | 0 | 0 | 0 | 0 | 0 | 0 | 0 | 0 | 0 | 0 | 0 | 0 | 0 | 0 | 0 | 0 | 0 | 0 | 0 | 0 | 0 | 0 | 0 | 0 | 0 | 0 | 0 | 0 | 0 | 0 | 0 | 0 | 0 | 0 | 0 | 0 | 0 | 0 | 0 | 0 | 0 | 0 | 0 | 0 | 0 | 0 | 0 | 0 | 0 | 0 | 0 | 0 | 0 | 0 | 0 | 0 | 0 | 0 | 0 | 0 | 0 | 0 | 0 | 0 | 0 | 0 | 0 | 0 | 0 | 0 | 0 | 0 | 0 | 0 | 0 | 0 | 0 | 0 | 0 | 0 | 0 | 0 | 0 | 0 | 0 | 0 | 0 | 0 | 0 | 0 | 0 | 0 | 0 | 0 | 0 | 0 | 0 | 0 | 0 | 0 | 0 | 0 | 0 | 0 | 0 | 0 | 0 | 0 | 0 | 0 | 0 | 0 | 0 | 0 | 0 | 0 | 0 | 0 | 0 | 0 | 0 | 0 | 0 | 0 | 0 | 0 | 0 | 0 | 0 | 0 | 0 | 0 | 0 | 0 | 0 | 0 | 0 | 0 | 0 | 0 | 0 | 0 | 0 | 0 | 0 | 0 | 0 | 0 | 0 | 0 | 0 | 0 | 0 | 0 | 0 | 0 | 0 | 0 | 0 | 0 | 0 | 0 | 0 | 0 | 0 | 0 | 0 | 0 | 0 | 0 | 0 | 0 | 0 | 0 | 0 | 0 | 0 | 0 | 0 | 0 | 0 | 0 | 0 | 0 | 0 | 0 | 0 | 0 | 0 | 0 | 0 | 0 | 0 | 0 | 0 | 0 | 0
WA_Commercial_WA - Health_New_Space Heating_Natural Gas_Gas Boiler - High Turndown Burner_A | WA | Commercial | WA - Health | New | Space Heating | Natural Gas | Gas Boiler - High Turndown Burner | A | WCM176 | No control | Turndown control installed | 15 | 0.25282 | 0 | 0 | 3.08 | 0 | 0 | 0 | 0.28365 | 0.25 | kbtuh heat | 100% | 100% | Discretionary | Retro5Med_WA | 85% | Boiler | 0% | 0 |  | 0 |  | 0 | GBLR_TRN-Heating-MNTRM-v2.1-1 | GBLR_TRN-Heating-MNTRM-v2.1-1 | GBLR_TRN-Heating-MNTRM-v2.1-1 | No control | No control | No control | No control | No control | No control | No control | No control | No control | No control | No control | No control | No control | No control | No control | No control | No control | No control | No control | No control | No control | No control | No control | No control | No control | No control | No control | Turndown control installed | Turndown control installed | Turndown control installed | Turndown control installed | Turndown control installed | Turndown control installed | Turndown control installed | Turndown control installed | Turndown control installed | Turndown control installed | Turndown control installed | Turndown control installed | Turndown control installed | Turndown control installed | Turndown control installed | Turndown control installed | Turndown control installed | Turndown control installed | Turndown control installed | Turndown control installed | Turndown control installed | Turndown control installed | Turndown control installed | Turndown control installed | Turndown control installed | Turndown control installed | Turndown control installed | 3.08 | 3.08 | 3.08 | 3.08 | 3.08 | 3.08 | 3.08 | 3.08 | 3.08 | 3.08 | 3.08 | 3.08 | 3.08 | 3.08 | 3.08 | 3.08 | 3.08 | 3.08 | 3.08 | 3.08 | 3.08 | 3.08 | 3.08 | 3.08 | 3.08 | 3.08 | 3.08 | 0 | 0 | 0 | 0 | 0 | 0 | 0 | 0 | 0 | 0 | 0 | 0 | 0 | 0 | 0 | 0 | 0 | 0 | 0 | 0 | 0 | 0 | 0 | 0 | 0 | 0 | 0 | 0 | 0 | 0 | 0 | 0 | 0 | 0 | 0 | 0 | 0 | 0 | 0 | 0 | 0 | 0 | 0 | 0 | 0 | 0 | 0 | 0 | 0 | 0 | 0 | 0 | 0 | 0 | 0 | 0 | 0 | 0 | 0 | 0 | 0 | 0 | 0 | 0 | 0 | 0 | 0 | 0 | 0 | 0 | 0 | 0 | 0 | 0 | 0 | 0 | 0 | 0 | 0 | 0 | 0 | 0 | 0 | 0 | 0 | 0 | 0 | 0 | 0 | 0 | 0 | 0 | 0 | 0 | 0 | 0 | 0 | 0 | 0 | 0 | 0 | 0 | 0 | 0 | 0 | 0 | 0 | 0 | 0 | 0 | 0 | 0 | 0 | 0 | 0 | 0 | 0 | 0 | 0 | 0 | 0 | 0 | 0 | 0 | 0 | 0 | 0 | 0 | 0 | 0 | 0 | 0 | 0 | 0 | 0 | 0 | 0 | 0 | 0 | 0 | 0 | 0 | 0 | 0 | 0 | 0 | 0 | 0 | 0 | 0 | 0 | 0 | 0 | 0 | 0 | 0 | 0 | 0 | 0 | 0 | 0 | 0 | 0 | 0 | 0 | 0 | 0 | 0 | 0 | 0 | 0 | 0 | 0 | 0 | 0 | 0 | 0 | 0 | 0 | 0 | 0 | 0 | 0 | 0 | 0 | 0 | 0 | 0 | 0 | 0 | 0 | 0 | 0 | 0 | 0 | 0 | 0 | 0 | 0 | 0 | 0 | 0 | 0 | 0 | 0 | 0 | 0 | 0 | 0 | 0 | 0 | 0 | 0 | 0 | 0 | 0 | 0 | 0 | 0 | 0 | 0 | 0 | 0 | 0 | 0 | 0 | 0 | 0 | 0 | 0 | 0 | 0 | 0 | 0 | 0 | 0 | 0 | 0 | 0 | 0 | 0 | 0 | 0 | 0 | 0 | 0 | 0 | 0 | 0 | 0 | 0 | 0 | 0 | 0 | 0 | 0 | 0 | 0 | 0 | 0 | 0 | 0 | 0 | 0 | 0 | 0 | 0 | 0 | 0 | 0 | 0 | 0 | 0 | 0 | 0 | 0 | 0 | 0 | 0 | 0 | 0 | 0 | 0 | 0 | 0 | 0 | 0 | 0 | 0 | 0 | 0 | 0 | 0 | 0 | 0 | 0 | 0 | 0 | 0 | 0 | 0 | 0 | 0 | 0 | 0 | 0 | 0 | 0 | 0 | 0 | 0 | 0 | 0 | 0 | 0 | 0 | 0 | 0 | 0 | 0 | 0 | 0 | 0 | 0 | 0 | 0 | 0 | 0 | 0 | 0 | 0 | 0 | 0 | 0 | 0 | 0 | 0 | 0 | 0 | 0 | 0 | 0 | 0 | 0 | 0 | 0 | 0 | 0 | 0 | 0 | 0 | 0 | 0 | 0 | 0 | 0 | 0 | 0 | 0 | 0 | 0 | 0 | 0 | 0 | 0 | 0 | 0 | 0 | 0 | 0 | 0 | 0 | 0 | 0 | 0 | 0 | 0 | 0 | 0 | 0 | 0 | 0 | 0 | 0 | 0 | 0 | 0 | 0 | 0 | 0 | 0 | 0 | 0 | 0 | 0 | 0 | 0 | 0 | 0 | 0 | 0 | 0 | 0 | 0 | 0 | 0 | 0 | 0 | 0 | 0 | 0 | 0 | 0 | 0 | 0 | 0 | 0 | 0 | 0 | 0 | 0 | 0 | 0 | 0 | 0 | 0 | 0 | 0 | 0 | 0 | 0 | 0 | 0 | 0 | 0 | 0 | 0 | 0 | 0 | 0 | 0 | 0 | 0 | 0 | 0 | 0 | 0 | 0 | 0 | 0 | 0 | 0 | 0 | 0 | 0 | 0 | 0 | 0 | 0 | 0 | 0 | 0 | 0 | 0 | 0 | 0 | 0 | 0 | 0 | 0 | 0 | 0 | 0 | 0 | 0 | 0 | 0
WA_Commercial_WA - Health_New_Space Heating_Natural Gas_Gas Boiler - Burner Control Optimization_A | WA | Commercial | WA - Health | New | Space Heating | Natural Gas | Gas Boiler - Burner Control Optimization | A | WCM177 | Average performance | Optimized burner controls | 18 | 0.073317 | 0 | 0 | 1.03 | 0 | 0 | 0 | 0.28365 | 0.25 | kBtuh heat | 5% | 85% | Discretionary | Retro1Slow_WA | 84.66% | Boiler | 0% | 0 |  | 0 |  | 0 | GBLR_O2TRM-Heating-ILTRM-v4.0-1 | GBLR_O2TRM-Heating-MEMD-2018-1 | GBLR_O2TRM-Heating-ILTRM-v4.0-1 | Average performance | Average performance | Average performance | Average performance | Average performance | Average performance | Average performance | Average performance | Average performance | Average performance | Average performance | Average performance | Average performance | Average performance | Average performance | Average performance | Average performance | Average performance | Average performance | Average performance | Average performance | Average performance | Average performance | Average performance | Average performance | Average performance | Average performance | Optimized burner controls | Optimized burner controls | Optimized burner controls | Optimized burner controls | Optimized burner controls | Optimized burner controls | Optimized burner controls | Optimized burner controls | Optimized burner controls | Optimized burner controls | Optimized burner controls | Optimized burner controls | Optimized burner controls | Optimized burner controls | Optimized burner controls | Optimized burner controls | Optimized burner controls | Optimized burner controls | Optimized burner controls | Optimized burner controls | Optimized burner controls | Optimized burner controls | Optimized burner controls | Optimized burner controls | Optimized burner controls | Optimized burner controls | Optimized burner controls | 1.03 | 1.03 | 1.03 | 1.03 | 1.03 | 1.03 | 1.03 | 1.03 | 1.03 | 1.03 | 1.03 | 1.03 | 1.03 | 1.03 | 1.03 | 1.03 | 1.03 | 1.03 | 1.03 | 1.03 | 1.03 | 1.03 | 1.03 | 1.03 | 1.03 | 1.03 | 1.03 | 0 | 0 | 0 | 0 | 0 | 0 | 0 | 0 | 0 | 0 | 0 | 0 | 0 | 0 | 0 | 0 | 0 | 0 | 0 | 0 | 0 | 0 | 0 | 0 | 0 | 0 | 0 | 0 | 0 | 0 | 0 | 0 | 0 | 0 | 0 | 0 | 0 | 0 | 0 | 0 | 0 | 0 | 0 | 0 | 0 | 0 | 0 | 0 | 0 | 0 | 0 | 0 | 0 | 0 | 0 | 0 | 0 | 0 | 0 | 0 | 0 | 0 | 0 | 0 | 0 | 0 | 0 | 0 | 0 | 0 | 0 | 0 | 0 | 0 | 0 | 0 | 0 | 0 | 0 | 0 | 0 | 0 | 0 | 0 | 0 | 0 | 0 | 0 | 0 | 0 | 0 | 0 | 0 | 0 | 0 | 0 | 0 | 0 | 0 | 0 | 0 | 0 | 0 | 0 | 0 | 0 | 0 | 0 | 0 | 0 | 0 | 0 | 0 | 0 | 0 | 0 | 0 | 0 | 0 | 0 | 0 | 0 | 0 | 0 | 0 | 0 | 0 | 0 | 0 | 0 | 0 | 0 | 0 | 0 | 0 | 0 | 0 | 0 | 0 | 0 | 0 | 0 | 0 | 0 | 0 | 0 | 0 | 0 | 0 | 0 | 0 | 0 | 0 | 0 | 0 | 0 | 0 | 0 | 0 | 0 | 0 | 0 | 0 | 0 | 0 | 0 | 0 | 0 | 0 | 0 | 0 | 0 | 0 | 0 | 0 | 0 | 0 | 0 | 0 | 0 | 0 | 0 | 0 | 0 | 0 | 0 | 0 | 0 | 0 | 0 | 0 | 0 | 0 | 0 | 0 | 0 | 0 | 0 | 0 | 0 | 0 | 0 | 0 | 0 | 0 | 0 | 0 | 0 | 0 | 0 | 0 | 0 | 0 | 0 | 0 | 0 | 0 | 0 | 0 | 0 | 0 | 0 | 0 | 0 | 0 | 0 | 0 | 0 | 0 | 0 | 0 | 0 | 0 | 0 | 0 | 0 | 0 | 0 | 0 | 0 | 0 | 0 | 0 | 0 | 0 | 0 | 0 | 0 | 0 | 0 | 0 | 0 | 0 | 0 | 0 | 0 | 0 | 0 | 0 | 0 | 0 | 0 | 0 | 0 | 0 | 0 | 0 | 0 | 0 | 0 | 0 | 0 | 0 | 0 | 0 | 0 | 0 | 0 | 0 | 0 | 0 | 0 | 0 | 0 | 0 | 0 | 0 | 0 | 0 | 0 | 0 | 0 | 0 | 0 | 0 | 0 | 0 | 0 | 0 | 0 | 0 | 0 | 0 | 0 | 0 | 0 | 0 | 0 | 0 | 0 | 0 | 0 | 0 | 0 | 0 | 0 | 0 | 0 | 0 | 0 | 0 | 0 | 0 | 0 | 0 | 0 | 0 | 0 | 0 | 0 | 0 | 0 | 0 | 0 | 0 | 0 | 0 | 0 | 0 | 0 | 0 | 0 | 0 | 0 | 0 | 0 | 0 | 0 | 0 | 0 | 0 | 0 | 0 | 0 | 0 | 0 | 0 | 0 | 0 | 0 | 0 | 0 | 0 | 0 | 0 | 0 | 0 | 0 | 0 | 0 | 0 | 0 | 0 | 0 | 0 | 0 | 0 | 0 | 0 | 0 | 0 | 0 | 0 | 0 | 0 | 0 | 0 | 0 | 0 | 0 | 0 | 0 | 0 | 0 | 0 | 0 | 0 | 0 | 0 | 0 | 0 | 0 | 0 | 0 | 0 | 0 | 0 | 0 | 0 | 0 | 0 | 0 | 0 | 0 | 0 | 0 | 0 | 0 | 0 | 0 | 0 | 0 | 0 | 0 | 0 | 0 | 0 | 0 | 0 | 0 | 0 | 0 | 0 | 0 | 0 | 0 | 0 | 0 | 0 | 0 | 0 | 0 | 0 | 0 | 0 | 0 | 0 | 0 | 0 | 0 | 0 | 0 | 0 | 0 | 0 | 0 | 0 | 0 | 0 | 0 | 0 | 0 | 0 | 0 | 0 | 0 | 0 | 0 | 0 | 0 | 0 | 0 | 0 | 0 | 0 | 0 | 0
WA_Commercial_WA - Health_New_Space Heating_Natural Gas_Gas Boiler - Stack Economizer_A | WA | Commercial | WA - Health | New | Space Heating | Natural Gas | Gas Boiler - Stack Economizer | A | WCM178 | None | Economizer installed | 15 | 0.2427 | 0 | 0 | 11.38 | 0 | 0 | 0 | 0.28365 | 0.25 | kBtuh Heat | 15% | 55% | Discretionary | Retro5Med_WA | 85% | Boiler | 0% | 0 |  | 0 |  | 0 | IL TRM - CI-HVC-BECO-V01-150601 | IL TRM - CI-HVC-BECO-V01-150601 | IL TRM - CI-HVC-BECO-V01-150601 | None | None | None | None | None | None | None | None | None | None | None | None | None | None | None | None | None | None | None | None | None | None | None | None | None | None | None | Economizer installed | Economizer installed | Economizer installed | Economizer installed | Economizer installed | Economizer installed | Economizer installed | Economizer installed | Economizer installed | Economizer installed | Economizer installed | Economizer installed | Economizer installed | Economizer installed | Economizer installed | Economizer installed | Economizer installed | Economizer installed | Economizer installed | Economizer installed | Economizer installed | Economizer installed | Economizer installed | Economizer installed | Economizer installed | Economizer installed | Economizer installed | 11.38 | 11.38 | 11.38 | 11.38 | 11.38 | 11.38 | 11.38 | 11.38 | 11.38 | 11.38 | 11.38 | 11.38 | 11.38 | 11.38 | 11.38 | 11.38 | 11.38 | 11.38 | 11.38 | 11.38 | 11.38 | 11.38 | 11.38 | 11.38 | 11.38 | 11.38 | 11.38 | 0 | 0 | 0 | 0 | 0 | 0 | 0 | 0 | 0 | 0 | 0 | 0 | 0 | 0 | 0 | 0 | 0 | 0 | 0 | 0 | 0 | 0 | 0 | 0 | 0 | 0 | 0 | 0 | 0 | 0 | 0 | 0 | 0 | 0 | 0 | 0 | 0 | 0 | 0 | 0 | 0 | 0 | 0 | 0 | 0 | 0 | 0 | 0 | 0 | 0 | 0 | 0 | 0 | 0 | 0 | 0 | 0 | 0 | 0 | 0 | 0 | 0 | 0 | 0 | 0 | 0 | 0 | 0 | 0 | 0 | 0 | 0 | 0 | 0 | 0 | 0 | 0 | 0 | 0 | 0 | 0 | 0 | 0 | 0 | 0 | 0 | 0 | 0 | 0 | 0 | 0 | 0 | 0 | 0 | 0 | 0 | 0 | 0 | 0 | 0 | 0 | 0 | 0 | 0 | 0 | 0 | 0 | 0 | 0 | 0 | 0 | 0 | 0 | 0 | 0 | 0 | 0 | 0 | 0 | 0 | 0 | 0 | 0 | 0 | 0 | 0 | 0 | 0 | 0 | 0 | 0 | 0 | 0 | 0 | 0 | 0 | 0 | 0 | 0 | 0 | 0 | 0 | 0 | 0 | 0 | 0 | 0 | 0 | 0 | 0 | 0 | 0 | 0 | 0 | 0 | 0 | 0 | 0 | 0 | 0 | 0 | 0 | 0 | 0 | 0 | 0 | 0 | 0 | 0 | 0 | 0 | 0 | 0 | 0 | 0 | 0 | 0 | 0 | 0 | 0 | 0 | 0 | 0 | 0 | 0 | 0 | 0 | 0 | 0 | 0 | 0 | 0 | 0 | 0 | 0 | 0 | 0 | 0 | 0 | 0 | 0 | 0 | 0 | 0 | 0 | 0 | 0 | 0 | 0 | 0 | 0 | 0 | 0 | 0 | 0 | 0 | 0 | 0 | 0 | 0 | 0 | 0 | 0 | 0 | 0 | 0 | 0 | 0 | 0 | 0 | 0 | 0 | 0 | 0 | 0 | 0 | 0 | 0 | 0 | 0 | 0 | 0 | 0 | 0 | 0 | 0 | 0 | 0 | 0 | 0 | 0 | 0 | 0 | 0 | 0 | 0 | 0 | 0 | 0 | 0 | 0 | 0 | 0 | 0 | 0 | 0 | 0 | 0 | 0 | 0 | 0 | 0 | 0 | 0 | 0 | 0 | 0 | 0 | 0 | 0 | 0 | 0 | 0 | 0 | 0 | 0 | 0 | 0 | 0 | 0 | 0 | 0 | 0 | 0 | 0 | 0 | 0 | 0 | 0 | 0 | 0 | 0 | 0 | 0 | 0 | 0 | 0 | 0 | 0 | 0 | 0 | 0 | 0 | 0 | 0 | 0 | 0 | 0 | 0 | 0 | 0 | 0 | 0 | 0 | 0 | 0 | 0 | 0 | 0 | 0 | 0 | 0 | 0 | 0 | 0 | 0 | 0 | 0 | 0 | 0 | 0 | 0 | 0 | 0 | 0 | 0 | 0 | 0 | 0 | 0 | 0 | 0 | 0 | 0 | 0 | 0 | 0 | 0 | 0 | 0 | 0 | 0 | 0 | 0 | 0 | 0 | 0 | 0 | 0 | 0 | 0 | 0 | 0 | 0 | 0 | 0 | 0 | 0 | 0 | 0 | 0 | 0 | 0 | 0 | 0 | 0 | 0 | 0 | 0 | 0 | 0 | 0 | 0 | 0 | 0 | 0 | 0 | 0 | 0 | 0 | 0 | 0 | 0 | 0 | 0 | 0 | 0 | 0 | 0 | 0 | 0 | 0 | 0 | 0 | 0 | 0 | 0 | 0 | 0 | 0 | 0 | 0 | 0 | 0 | 0 | 0 | 0 | 0 | 0 | 0 | 0 | 0 | 0 | 0 | 0 | 0 | 0 | 0 | 0 | 0 | 0 | 0 | 0 | 0 | 0 | 0 | 0 | 0 | 0 | 0 | 0 | 0 | 0 | 0 | 0 | 0 | 0 | 0 | 0 | 0 | 0 | 0 | 0 | 0 | 0 | 0 | 0 | 0 | 0 | 0 | 0 | 0 | 0 | 0 | 0 | 0 | 0
WA_Commercial_WA - Health_New_Space Heating_Natural Gas_Gas Boiler - Thermostatic Radiator Valves_A | WA | Commercial | WA - Health | New | Space Heating | Natural Gas | Gas Boiler - Thermostatic Radiator Valves | A | WCM179 | TBD | TBD | 15 | 5.25 | 0 | 0 | 109.42 | 0 | 0 | 0 | 0.28365 | 0.25 | radiator | 100% | 100% | Discretionary | RetroEven20_WA | 85% | Boiler | 0% | 0 |  | 0 |  | 0 | IL TRM - 5.3.19 - RS-HVC-TRVS-V01-210101 | AEG Cost Characterization, 2021 | IL TRM - 5.3.19 - RS-HVC-TRVS-V01-210101 | TBD | TBD | TBD | TBD | TBD | TBD | TBD | TBD | TBD | TBD | TBD | TBD | TBD | TBD | TBD | TBD | TBD | TBD | TBD | TBD | TBD | TBD | TBD | TBD | TBD | TBD | TBD | TBD | TBD | TBD | TBD | TBD | TBD | TBD | TBD | TBD | TBD | TBD | TBD | TBD | TBD | TBD | TBD | TBD | TBD | TBD | TBD | TBD | TBD | TBD | TBD | TBD | TBD | TBD | 109.42 | 109.42 | 109.42 | 109.42 | 109.42 | 109.42 | 109.42 | 109.42 | 109.42 | 109.42 | 109.42 | 109.42 | 109.42 | 109.42 | 109.42 | 109.42 | 109.42 | 109.42 | 109.42 | 109.42 | 109.42 | 109.42 | 109.42 | 109.42 | 109.42 | 109.42 | 109.42 | 0 | 0 | 0 | 0 | 0 | 0 | 0 | 0 | 0 | 0 | 0 | 0 | 0 | 0 | 0 | 0 | 0 | 0 | 0 | 0 | 0 | 0 | 0 | 0 | 0 | 0 | 0 | 0 | 0 | 0 | 0 | 0 | 0 | 0 | 0 | 0 | 0 | 0 | 0 | 0 | 0 | 0 | 0 | 0 | 0 | 0 | 0 | 0 | 0 | 0 | 0 | 0 | 0 | 0 | 0 | 0 | 0 | 0 | 0 | 0 | 0 | 0 | 0 | 0 | 0 | 0 | 0 | 0 | 0 | 0 | 0 | 0 | 0 | 0 | 0 | 0 | 0 | 0 | 0 | 0 | 0 | 0 | 0 | 0 | 0 | 0 | 0 | 0 | 0 | 0 | 0 | 0 | 0 | 0 | 0 | 0 | 0 | 0 | 0 | 0 | 0 | 0 | 0 | 0 | 0 | 0 | 0 | 0 | 0 | 0 | 0 | 0 | 0 | 0 | 0 | 0 | 0 | 0 | 0 | 0 | 0 | 0 | 0 | 0 | 0 | 0 | 0 | 0 | 0 | 0 | 0 | 0 | 0 | 0 | 0 | 0 | 0 | 0 | 0 | 0 | 0 | 0 | 0 | 0 | 0 | 0 | 0 | 0 | 0 | 0 | 0 | 0 | 0 | 0 | 0 | 0 | 0 | 0 | 0 | 0 | 0 | 0 | 0 | 0 | 0 | 0 | 0 | 0 | 0 | 0 | 0 | 0 | 0 | 0 | 0 | 0 | 0 | 0 | 0 | 0 | 0 | 0 | 0 | 0 | 0 | 0 | 0 | 0 | 0 | 0 | 0 | 0 | 0 | 0 | 0 | 0 | 0 | 0 | 0 | 0 | 0 | 0 | 0 | 0 | 0 | 0 | 0 | 0 | 0 | 0 | 0 | 0 | 0 | 0 | 0 | 0 | 0 | 0 | 0 | 0 | 0 | 0 | 0 | 0 | 0 | 0 | 0 | 0 | 0 | 0 | 0 | 0 | 0 | 0 | 0 | 0 | 0 | 0 | 0 | 0 | 0 | 0 | 0 | 0 | 0 | 0 | 0 | 0 | 0 | 0 | 0 | 0 | 0 | 0 | 0 | 0 | 0 | 0 | 0 | 0 | 0 | 0 | 0 | 0 | 0 | 0 | 0 | 0 | 0 | 0 | 0 | 0 | 0 | 0 | 0 | 0 | 0 | 0 | 0 | 0 | 0 | 0 | 0 | 0 | 0 | 0 | 0 | 0 | 0 | 0 | 0 | 0 | 0 | 0 | 0 | 0 | 0 | 0 | 0 | 0 | 0 | 0 | 0 | 0 | 0 | 0 | 0 | 0 | 0 | 0 | 0 | 0 | 0 | 0 | 0 | 0 | 0 | 0 | 0 | 0 | 0 | 0 | 0 | 0 | 0 | 0 | 0 | 0 | 0 | 0 | 0 | 0 | 0 | 0 | 0 | 0 | 0 | 0 | 0 | 0 | 0 | 0 | 0 | 0 | 0 | 0 | 0 | 0 | 0 | 0 | 0 | 0 | 0 | 0 | 0 | 0 | 0 | 0 | 0 | 0 | 0 | 0 | 0 | 0 | 0 | 0 | 0 | 0 | 0 | 0 | 0 | 0 | 0 | 0 | 0 | 0 | 0 | 0 | 0 | 0 | 0 | 0 | 0 | 0 | 0 | 0 | 0 | 0 | 0 | 0 | 0 | 0 | 0 | 0 | 0 | 0 | 0 | 0 | 0 | 0 | 0 | 0 | 0 | 0 | 0 | 0 | 0 | 0 | 0 | 0 | 0 | 0 | 0 | 0 | 0 | 0 | 0 | 0 | 0 | 0 | 0 | 0 | 0 | 0 | 0 | 0 | 0 | 0 | 0 | 0 | 0 | 0 | 0 | 0 | 0 | 0 | 0 | 0 | 0 | 0 | 0 | 0 | 0 | 0 | 0 | 0 | 0 | 0 | 0 | 0 | 0 | 0 | 0 | 0 | 0 | 0 | 0 | 0 | 0 | 0 | 0 | 0 | 0 | 0 | 0 | 0 | 0 | 0 | 0 | 0 | 0 | 0 | 0 | 0 | 0 | 0 | 0
WA_Commercial_WA - Health_New_Space Heating_Natural Gas_HVAC - Shut Off Damper_A | WA | Commercial | WA - Health | New | Space Heating | Natural Gas | HVAC - Shut Off Damper | A | WCM180 | No damper | Damper installed | 15 | 0 | 0 | 0 | 1823.43 | 0 | 136.15 | 0 | 0.28365 | 0.25 | BoilerCtrl | 0% | 75% | Discretionary | Retro5Med_WA | 85% | Central Systems | 0% | 0 |  | 0 |  | 0 | HVAC_DMPROFF-Heating-ILTRM-v4.0-1 | HVAC_DMPROFF-Heating-ILTRM-v4.0-1 | HVAC_DMPROFF-Heating-ILTRM-v4.0-1 | No damper | No damper | No damper | No damper | No damper | No damper | No damper | No damper | No damper | No damper | No damper | No damper | No damper | No damper | No damper | No damper | No damper | No damper | No damper | No damper | No damper | No damper | No damper | No damper | No damper | No damper | No damper | Damper installed | Damper installed | Damper installed | Damper installed | Damper installed | Damper installed | Damper installed | Damper installed | Damper installed | Damper installed | Damper installed | Damper installed | Damper installed | Damper installed | Damper installed | Damper installed | Damper installed | Damper installed | Damper installed | Damper installed | Damper installed | Damper installed | Damper installed | Damper installed | Damper installed | Damper installed | Damper installed | 1823.43 | 1823.43 | 1823.43 | 1823.43 | 1823.43 | 1823.43 | 1823.43 | 1823.43 | 1823.43 | 1823.43 | 1823.43 | 1823.43 | 1823.43 | 1823.43 | 1823.43 | 1823.43 | 1823.43 | 1823.43 | 1823.43 | 1823.43 | 1823.43 | 1823.43 | 1823.43 | 1823.43 | 1823.43 | 1823.43 | 1823.43 | 0 | 0 | 0 | 0 | 0 | 0 | 0 | 0 | 0 | 0 | 0 | 0 | 0 | 0 | 0 | 0 | 0 | 0 | 0 | 0 | 0 | 0 | 0 | 0 | 0 | 0 | 0 | 0 | 0 | 0 | 0 | 0 | 0 | 0 | 0 | 0 | 0 | 0 | 0 | 0 | 0 | 0 | 0 | 0 | 0 | 0 | 0 | 0 | 0 | 0 | 0 | 0 | 0 | 0 | 0 | 0 | 0 | 0 | 0 | 0 | 0 | 0 | 0 | 0 | 0 | 0 | 0 | 0 | 0 | 0 | 0 | 0 | 0 | 0 | 0 | 0 | 0 | 0 | 0 | 0 | 0 | 0 | 0 | 0 | 0 | 0 | 0 | 0 | 0 | 0 | 0 | 0 | 0 | 0 | 0 | 0 | 0 | 0 | 0 | 0 | 0 | 0 | 0 | 0 | 0 | 0 | 0 | 0 | 0 | 0 | 0 | 0 | 0 | 0 | 0 | 0 | 0 | 0 | 0 | 0 | 0 | 0 | 0 | 0 | 0 | 0 | 0 | 0 | 0 | 0 | 0 | 0 | 0 | 0 | 0 | 0 | 0 | 0 | 0 | 0 | 0 | 0 | 0 | 0 | 0 | 0 | 0 | 0 | 0 | 0 | 0 | 0 | 0 | 0 | 0 | 0 | 0 | 0 | 0 | 0 | 0 | 0 | 0 | 0 | 0 | 0 | 0 | 0 | 0 | 0 | 0 | 0 | 0 | 0 | 0 | 0 | 0 | 0 | 0 | 0 | 0 | 0 | 0 | 0 | 0 | 0 | 0 | 0 | 0 | 0 | 0 | 0 | 0 | 0 | 0 | 0 | 0 | 0 | 0 | 0 | 0 | 0 | 0 | 0 | 0 | 0 | 0 | 0 | 0 | 0 | 0 | 0 | 0 | 0 | 0 | 0 | 0 | 0 | 0 | 0 | 0 | 0 | 0 | 0 | 0 | 0 | 0 | 0 | 0 | 0 | 0 | 0 | 0 | 0 | 0 | 0 | 0 | 0 | 0 | 0 | 0 | 0 | 0 | 0 | 0 | 0 | 0 | 0 | 0 | 0 | 0 | 0 | 0 | 0 | 0 | 0 | 0 | 0 | 0 | 0 | 0 | 0 | 0 | 0 | 0 | 0 | 0 | 0 | 0 | 0 | 0 | 0 | 0 | 0 | 0 | 0 | 0 | 0 | 0 | 0 | 0 | 0 | 0 | 0 | 0 | 0 | 0 | 0 | 0 | 0 | 0 | 0 | 0 | 0 | 0 | 0 | 0 | 0 | 0 | 0 | 0 | 0 | 0 | 0 | 0 | 0 | 0 | 0 | 0 | 0 | 0 | 0 | 0 | 0 | 0 | 0 | 0 | 0 | 0 | 0 | 0 | 0 | 0 | 0 | 0 | 0 | 0 | 0 | 0 | 0 | 0 | 0 | 0 | 0 | 0 | 0 | 0 | 0 | 0 | 0 | 0 | 0 | 0 | 0 | 0 | 0 | 0 | 0 | 0 | 0 | 0 | 0 | 0 | 0 | 0 | 0 | 0 | 0 | 0 | 0 | 0 | 0 | 0 | 0 | 0 | 0 | 0 | 0 | 0 | 0 | 0 | 0 | 0 | 0 | 0 | 0 | 0 | 0 | 0 | 0 | 0 | 0 | 0 | 0 | 0 | 0 | 0 | 0 | 0 | 0 | 0 | 0 | 0 | 0 | 0 | 0 | 0 | 0 | 0 | 0 | 0 | 0 | 0 | 0 | 0 | 0 | 0 | 0 | 0 | 0 | 0 | 0 | 0 | 0 | 0 | 0 | 0 | 0 | 0 | 0 | 0 | 0 | 0 | 0 | 0 | 0 | 0 | 0 | 0 | 0 | 0 | 0 | 0 | 0 | 0 | 0 | 0 | 0 | 0 | 0 | 0 | 0 | 0 | 0 | 0 | 0 | 0 | 0 | 0 | 0 | 0 | 0 | 0 | 0 | 0 | 0 | 0 | 0 | 0 | 0 | 0 | 0 | 0 | 0 | 0 | 0 | 0 | 0 | 0 | 0 | 0 | 0 | 0 | 0 | 0 | 0 | 0
WA_Commercial_WA - Health_New_Space Heating_Natural Gas_Gas Furnace - Tube Inserts_A | WA | Commercial | WA - Health | New | Space Heating | Natural Gas | Gas Furnace - Tube Inserts | A | WCM181 | None | Tube inserts installed | 5 | 0 | 0 | 0 | 1 | 0 | 0 | 0 | 0.28365 | 0.25 | sqft | 0% | 10% | Discretionary | Retro1Slow_WA | 84.66% | Furnace | 0% | 0 |  | 0 |  | 0 | n/a | n/a | n/a | None | None | None | None | None | None | None | None | None | None | None | None | None | None | None | None | None | None | None | None | None | None | None | None | None | None | None | Tube inserts installed | Tube inserts installed | Tube inserts installed | Tube inserts installed | Tube inserts installed | Tube inserts installed | Tube inserts installed | Tube inserts installed | Tube inserts installed | Tube inserts installed | Tube inserts installed | Tube inserts installed | Tube inserts installed | Tube inserts installed | Tube inserts installed | Tube inserts installed | Tube inserts installed | Tube inserts installed | Tube inserts installed | Tube inserts installed | Tube inserts installed | Tube inserts installed | Tube inserts installed | Tube inserts installed | Tube inserts installed | Tube inserts installed | Tube inserts installed | 1 | 1 | 1 | 1 | 1 | 1 | 1 | 1 | 1 | 1 | 1 | 1 | 1 | 1 | 1 | 1 | 1 | 1 | 1 | 1 | 1 | 1 | 1 | 1 | 1 | 1 | 1 | 0 | 0 | 0 | 0 | 0 | 0 | 0 | 0 | 0 | 0 | 0 | 0 | 0 | 0 | 0 | 0 | 0 | 0 | 0 | 0 | 0 | 0 | 0 | 0 | 0 | 0 | 0 | 0 | 0 | 0 | 0 | 0 | 0 | 0 | 0 | 0 | 0 | 0 | 0 | 0 | 0 | 0 | 0 | 0 | 0 | 0 | 0 | 0 | 0 | 0 | 0 | 0 | 0 | 0 | 0 | 0 | 0 | 0 | 0 | 0 | 0 | 0 | 0 | 0 | 0 | 0 | 0 | 0 | 0 | 0 | 0 | 0 | 0 | 0 | 0 | 0 | 0 | 0 | 0 | 0 | 0 | 0 | 0 | 0 | 0 | 0 | 0 | 0 | 0 | 0 | 0 | 0 | 0 | 0 | 0 | 0 | 0 | 0 | 0 | 0 | 0 | 0 | 0 | 0 | 0 | 0 | 0 | 0 | 0 | 0 | 0 | 0 | 0 | 0 | 0 | 0 | 0 | 0 | 0 | 0 | 0 | 0 | 0 | 0 | 0 | 0 | 0 | 0 | 0 | 0 | 0 | 0 | 0 | 0 | 0 | 0 | 0 | 0 | 0 | 0 | 0 | 0 | 0 | 0 | 0 | 0 | 0 | 0 | 0 | 0 | 0 | 0 | 0 | 0 | 0 | 0 | 0 | 0 | 0 | 0 | 0 | 0 | 0 | 0 | 0 | 0 | 0 | 0 | 0 | 0 | 0 | 0 | 0 | 0 | 0 | 0 | 0 | 0 | 0 | 0 | 0 | 0 | 0 | 0 | 0 | 0 | 0 | 0 | 0 | 0 | 0 | 0 | 0 | 0 | 0 | 0 | 0 | 0 | 0 | 0 | 0 | 0 | 0 | 0 | 0 | 0 | 0 | 0 | 0 | 0 | 0 | 0 | 0 | 0 | 0 | 0 | 0 | 0 | 0 | 0 | 0 | 0 | 0 | 0 | 0 | 0 | 0 | 0 | 0 | 0 | 0 | 0 | 0 | 0 | 0 | 0 | 0 | 0 | 0 | 0 | 0 | 0 | 0 | 0 | 0 | 0 | 0 | 0 | 0 | 0 | 0 | 0 | 0 | 0 | 0 | 0 | 0 | 0 | 0 | 0 | 0 | 0 | 0 | 0 | 0 | 0 | 0 | 0 | 0 | 0 | 0 | 0 | 0 | 0 | 0 | 0 | 0 | 0 | 0 | 0 | 0 | 0 | 0 | 0 | 0 | 0 | 0 | 0 | 0 | 0 | 0 | 0 | 0 | 0 | 0 | 0 | 0 | 0 | 0 | 0 | 0 | 0 | 0 | 0 | 0 | 0 | 0 | 0 | 0 | 0 | 0 | 0 | 0 | 0 | 0 | 0 | 0 | 0 | 0 | 0 | 0 | 0 | 0 | 0 | 0 | 0 | 0 | 0 | 0 | 0 | 0 | 0 | 0 | 0 | 0 | 0 | 0 | 0 | 0 | 0 | 0 | 0 | 0 | 0 | 0 | 0 | 0 | 0 | 0 | 0 | 0 | 0 | 0 | 0 | 0 | 0 | 0 | 0 | 0 | 0 | 0 | 0 | 0 | 0 | 0 | 0 | 0 | 0 | 0 | 0 | 0 | 0 | 0 | 0 | 0 | 0 | 0 | 0 | 0 | 0 | 0 | 0 | 0 | 0 | 0 | 0 | 0 | 0 | 0 | 0 | 0 | 0 | 0 | 0 | 0 | 0 | 0 | 0 | 0 | 0 | 0 | 0 | 0 | 0 | 0 | 0 | 0 | 0 | 0 | 0 | 0 | 0 | 0 | 0 | 0 | 0 | 0 | 0 | 0 | 0 | 0 | 0 | 0 | 0 | 0 | 0 | 0 | 0 | 0 | 0 | 0 | 0 | 0 | 0 | 0 | 0 | 0 | 0 | 0 | 0 | 0 | 0 | 0 | 0 | 0 | 0 | 0 | 0 | 0 | 0 | 0 | 0 | 0 | 0 | 0 | 0 | 0 | 0 | 0 | 0 | 0 | 0 | 0 | 0 | 0 | 0 | 0 | 0 | 0 | 0 | 0 | 0 | 0 | 0 | 0 | 0 | 0
WA_Commercial_WA - Health_New_Space Heating_Natural Gas_Gas Boiler - Insulate Steam Lines/Condensate Tank_A | WA | Commercial | WA - Health | New | Space Heating | Natural Gas | Gas Boiler - Insulate Steam Lines/Condensate Tank | A | WCM182 | No insulation | Lines and condenstate tank insulated | 15 | 5.99 | 0 | 0 | 39.89 | 0 | 0 | 0 | 0.28365 | 0.25 | boiler pipe | 100% | 100% | Discretionary | RetroEven20_WA | 85% | Boiler | 0% | 0 |  | 0 |  | 0 | GBLR_PINS-Heating-ILTRM-v4.0-1 | GBLR_PINS_STM-Heating-PGE-R7-1 | GBLR_PINS_STM-Heating-PGE-R7-1 | No insulation | No insulation | No insulation | No insulation | No insulation | No insulation | No insulation | No insulation | No insulation | No insulation | No insulation | No insulation | No insulation | No insulation | No insulation | No insulation | No insulation | No insulation | No insulation | No insulation | No insulation | No insulation | No insulation | No insulation | No insulation | No insulation | No insulation | Lines and condenstate tank insulated | Lines and condenstate tank insulated | Lines and condenstate tank insulated | Lines and condenstate tank insulated | Lines and condenstate tank insulated | Lines and condenstate tank insulated | Lines and condenstate tank insulated | Lines and condenstate tank insulated | Lines and condenstate tank insulated | Lines and condenstate tank insulated | Lines and condenstate tank insulated | Lines and condenstate tank insulated | Lines and condenstate tank insulated | Lines and condenstate tank insulated | Lines and condenstate tank insulated | Lines and condenstate tank insulated | Lines and condenstate tank insulated | Lines and condenstate tank insulated | Lines and condenstate tank insulated | Lines and condenstate tank insulated | Lines and condenstate tank insulated | Lines and condenstate tank insulated | Lines and condenstate tank insulated | Lines and condenstate tank insulated | Lines and condenstate tank insulated | Lines and condenstate tank insulated | Lines and condenstate tank insulated | 39.89 | 39.89 | 39.89 | 39.89 | 39.89 | 39.89 | 39.89 | 39.89 | 39.89 | 39.89 | 39.89 | 39.89 | 39.89 | 39.89 | 39.89 | 39.89 | 39.89 | 39.89 | 39.89 | 39.89 | 39.89 | 39.89 | 39.89 | 39.89 | 39.89 | 39.89 | 39.89 | 0 | 0 | 0 | 0 | 0 | 0 | 0 | 0 | 0 | 0 | 0 | 0 | 0 | 0 | 0 | 0 | 0 | 0 | 0 | 0 | 0 | 0 | 0 | 0 | 0 | 0 | 0 | 0 | 0 | 0 | 0 | 0 | 0 | 0 | 0 | 0 | 0 | 0 | 0 | 0 | 0 | 0 | 0 | 0 | 0 | 0 | 0 | 0 | 0 | 0 | 0 | 0 | 0 | 0 | 0 | 0 | 0 | 0 | 0 | 0 | 0 | 0 | 0 | 0 | 0 | 0 | 0 | 0 | 0 | 0 | 0 | 0 | 0 | 0 | 0 | 0 | 0 | 0 | 0 | 0 | 0 | 0 | 0 | 0 | 0 | 0 | 0 | 0 | 0 | 0 | 0 | 0 | 0 | 0 | 0 | 0 | 0 | 0 | 0 | 0 | 0 | 0 | 0 | 0 | 0 | 0 | 0 | 0 | 0 | 0 | 0 | 0 | 0 | 0 | 0 | 0 | 0 | 0 | 0 | 0 | 0 | 0 | 0 | 0 | 0 | 0 | 0 | 0 | 0 | 0 | 0 | 0 | 0 | 0 | 0 | 0 | 0 | 0 | 0 | 0 | 0 | 0 | 0 | 0 | 0 | 0 | 0 | 0 | 0 | 0 | 0 | 0 | 0 | 0 | 0 | 0 | 0 | 0 | 0 | 0 | 0 | 0 | 0 | 0 | 0 | 0 | 0 | 0 | 0 | 0 | 0 | 0 | 0 | 0 | 0 | 0 | 0 | 0 | 0 | 0 | 0 | 0 | 0 | 0 | 0 | 0 | 0 | 0 | 0 | 0 | 0 | 0 | 0 | 0 | 0 | 0 | 0 | 0 | 0 | 0 | 0 | 0 | 0 | 0 | 0 | 0 | 0 | 0 | 0 | 0 | 0 | 0 | 0 | 0 | 0 | 0 | 0 | 0 | 0 | 0 | 0 | 0 | 0 | 0 | 0 | 0 | 0 | 0 | 0 | 0 | 0 | 0 | 0 | 0 | 0 | 0 | 0 | 0 | 0 | 0 | 0 | 0 | 0 | 0 | 0 | 0 | 0 | 0 | 0 | 0 | 0 | 0 | 0 | 0 | 0 | 0 | 0 | 0 | 0 | 0 | 0 | 0 | 0 | 0 | 0 | 0 | 0 | 0 | 0 | 0 | 0 | 0 | 0 | 0 | 0 | 0 | 0 | 0 | 0 | 0 | 0 | 0 | 0 | 0 | 0 | 0 | 0 | 0 | 0 | 0 | 0 | 0 | 0 | 0 | 0 | 0 | 0 | 0 | 0 | 0 | 0 | 0 | 0 | 0 | 0 | 0 | 0 | 0 | 0 | 0 | 0 | 0 | 0 | 0 | 0 | 0 | 0 | 0 | 0 | 0 | 0 | 0 | 0 | 0 | 0 | 0 | 0 | 0 | 0 | 0 | 0 | 0 | 0 | 0 | 0 | 0 | 0 | 0 | 0 | 0 | 0 | 0 | 0 | 0 | 0 | 0 | 0 | 0 | 0 | 0 | 0 | 0 | 0 | 0 | 0 | 0 | 0 | 0 | 0 | 0 | 0 | 0 | 0 | 0 | 0 | 0 | 0 | 0 | 0 | 0 | 0 | 0 | 0 | 0 | 0 | 0 | 0 | 0 | 0 | 0 | 0 | 0 | 0 | 0 | 0 | 0 | 0 | 0 | 0 | 0 | 0 | 0 | 0 | 0 | 0 | 0 | 0 | 0 | 0 | 0 | 0 | 0 | 0 | 0 | 0 | 0 | 0 | 0 | 0 | 0 | 0 | 0 | 0 | 0 | 0 | 0 | 0 | 0 | 0 | 0 | 0 | 0 | 0 | 0 | 0 | 0 | 0 | 0 | 0 | 0 | 0 | 0 | 0 | 0 | 0 | 0 | 0 | 0 | 0 | 0 | 0 | 0 | 0 | 0 | 0 | 0 | 0 | 0 | 0 | 0 | 0 | 0 | 0 | 0 | 0 | 0 | 0 | 0 | 0 | 0 | 0 | 0 | 0 | 0 | 0 | 0 | 0 | 0 | 0 | 0 | 0 | 0 | 0 | 0 | 0 | 0 | 0
WA_Commercial_WA - Health_New_Space Heating_Natural Gas_Gas Boiler - Insulate Hot Water Lines_A | WA | Commercial | WA - Health | New | Space Heating | Natural Gas | Gas Boiler - Insulate Hot Water Lines | A | WCM183 | No insulation | Insulated water lines | 11 | 4.01 | 0 | 0 | 74.5 | 0 | 0 | 0 | 0.28365 | 0.25 | boiler pipe | 100% | 100% | Discretionary | RetroEven20_WA | 85% | Boiler | 0% | 0 |  | 0 |  | 0 | GBLR_PINS_HW-Heating-PGE-R7-1 | GBLR_PINS_HW-Heating-PGE-R7-1 | GBLR_PINS_HW-Heating-PGE-R7-1 | No insulation | No insulation | No insulation | No insulation | No insulation | No insulation | No insulation | No insulation | No insulation | No insulation | No insulation | No insulation | No insulation | No insulation | No insulation | No insulation | No insulation | No insulation | No insulation | No insulation | No insulation | No insulation | No insulation | No insulation | No insulation | No insulation | No insulation | Insulated water lines | Insulated water lines | Insulated water lines | Insulated water lines | Insulated water lines | Insulated water lines | Insulated water lines | Insulated water lines | Insulated water lines | Insulated water lines | Insulated water lines | Insulated water lines | Insulated water lines | Insulated water lines | Insulated water lines | Insulated water lines | Insulated water lines | Insulated water lines | Insulated water lines | Insulated water lines | Insulated water lines | Insulated water lines | Insulated water lines | Insulated water lines | Insulated water lines | Insulated water lines | Insulated water lines | 74.5 | 74.5 | 74.5 | 74.5 | 74.5 | 74.5 | 74.5 | 74.5 | 74.5 | 74.5 | 74.5 | 74.5 | 74.5 | 74.5 | 74.5 | 74.5 | 74.5 | 74.5 | 74.5 | 74.5 | 74.5 | 74.5 | 74.5 | 74.5 | 74.5 | 74.5 | 74.5 | 0 | 0 | 0 | 0 | 0 | 0 | 0 | 0 | 0 | 0 | 0 | 0 | 0 | 0 | 0 | 0 | 0 | 0 | 0 | 0 | 0 | 0 | 0 | 0 | 0 | 0 | 0 | 0 | 0 | 0 | 0 | 0 | 0 | 0 | 0 | 0 | 0 | 0 | 0 | 0 | 0 | 0 | 0 | 0 | 0 | 0 | 0 | 0 | 0 | 0 | 0 | 0 | 0 | 0 | 0 | 0 | 0 | 0 | 0 | 0 | 0 | 0 | 0 | 0 | 0 | 0 | 0 | 0 | 0 | 0 | 0 | 0 | 0 | 0 | 0 | 0 | 0 | 0 | 0 | 0 | 0 | 0 | 0 | 0 | 0 | 0 | 0 | 0 | 0 | 0 | 0 | 0 | 0 | 0 | 0 | 0 | 0 | 0 | 0 | 0 | 0 | 0 | 0 | 0 | 0 | 0 | 0 | 0 | 0 | 0 | 0 | 0 | 0 | 0 | 0 | 0 | 0 | 0 | 0 | 0 | 0 | 0 | 0 | 0 | 0 | 0 | 0 | 0 | 0 | 0 | 0 | 0 | 0 | 0 | 0 | 0 | 0 | 0 | 0 | 0 | 0 | 0 | 0 | 0 | 0 | 0 | 0 | 0 | 0 | 0 | 0 | 0 | 0 | 0 | 0 | 0 | 0 | 0 | 0 | 0 | 0 | 0 | 0 | 0 | 0 | 0 | 0 | 0 | 0 | 0 | 0 | 0 | 0 | 0 | 0 | 0 | 0 | 0 | 0 | 0 | 0 | 0 | 0 | 0 | 0 | 0 | 0 | 0 | 0 | 0 | 0 | 0 | 0 | 0 | 0 | 0 | 0 | 0 | 0 | 0 | 0 | 0 | 0 | 0 | 0 | 0 | 0 | 0 | 0 | 0 | 0 | 0 | 0 | 0 | 0 | 0 | 0 | 0 | 0 | 0 | 0 | 0 | 0 | 0 | 0 | 0 | 0 | 0 | 0 | 0 | 0 | 0 | 0 | 0 | 0 | 0 | 0 | 0 | 0 | 0 | 0 | 0 | 0 | 0 | 0 | 0 | 0 | 0 | 0 | 0 | 0 | 0 | 0 | 0 | 0 | 0 | 0 | 0 | 0 | 0 | 0 | 0 | 0 | 0 | 0 | 0 | 0 | 0 | 0 | 0 | 0 | 0 | 0 | 0 | 0 | 0 | 0 | 0 | 0 | 0 | 0 | 0 | 0 | 0 | 0 | 0 | 0 | 0 | 0 | 0 | 0 | 0 | 0 | 0 | 0 | 0 | 0 | 0 | 0 | 0 | 0 | 0 | 0 | 0 | 0 | 0 | 0 | 0 | 0 | 0 | 0 | 0 | 0 | 0 | 0 | 0 | 0 | 0 | 0 | 0 | 0 | 0 | 0 | 0 | 0 | 0 | 0 | 0 | 0 | 0 | 0 | 0 | 0 | 0 | 0 | 0 | 0 | 0 | 0 | 0 | 0 | 0 | 0 | 0 | 0 | 0 | 0 | 0 | 0 | 0 | 0 | 0 | 0 | 0 | 0 | 0 | 0 | 0 | 0 | 0 | 0 | 0 | 0 | 0 | 0 | 0 | 0 | 0 | 0 | 0 | 0 | 0 | 0 | 0 | 0 | 0 | 0 | 0 | 0 | 0 | 0 | 0 | 0 | 0 | 0 | 0 | 0 | 0 | 0 | 0 | 0 | 0 | 0 | 0 | 0 | 0 | 0 | 0 | 0 | 0 | 0 | 0 | 0 | 0 | 0 | 0 | 0 | 0 | 0 | 0 | 0 | 0 | 0 | 0 | 0 | 0 | 0 | 0 | 0 | 0 | 0 | 0 | 0 | 0 | 0 | 0 | 0 | 0 | 0 | 0 | 0 | 0 | 0 | 0 | 0 | 0 | 0 | 0 | 0 | 0 | 0 | 0 | 0 | 0 | 0 | 0 | 0 | 0 | 0 | 0 | 0 | 0 | 0 | 0 | 0 | 0 | 0 | 0 | 0 | 0 | 0 | 0 | 0 | 0 | 0 | 0 | 0 | 0 | 0 | 0 | 0 | 0 | 0 | 0 | 0 | 0 | 0
WA_Commercial_WA - Health_New_Space Heating_Natural Gas_Condensing RTU_A | WA | Commercial | WA - Health | New | Space Heating | Natural Gas | Condensing RTU | A | WCM184 | TBD | TBD | 5 | 0.020314 | 0 | 0 | 2.25 | 0 | 0 | 0 | 0.28365 | 0.25 | sqft cond | 100% | 100% | Discretionary | RetroEven20_WA | 85% | Furnace | 0% | 0 |  | 0 |  | 0 | NEEA Condensing Rooftop Unit Field Study - October 28, 2019 | NEEA Condensing Rooftop Unit Field Study - October 28, 2019 | NEEA Condensing Rooftop Unit Field Study - October 28, 2019 | TBD | TBD | TBD | TBD | TBD | TBD | TBD | TBD | TBD | TBD | TBD | TBD | TBD | TBD | TBD | TBD | TBD | TBD | TBD | TBD | TBD | TBD | TBD | TBD | TBD | TBD | TBD | TBD | TBD | TBD | TBD | TBD | TBD | TBD | TBD | TBD | TBD | TBD | TBD | TBD | TBD | TBD | TBD | TBD | TBD | TBD | TBD | TBD | TBD | TBD | TBD | TBD | TBD | TBD | 2.25 | 2.25 | 2.25 | 2.25 | 2.25 | 2.25 | 2.25 | 2.25 | 2.25 | 2.25 | 2.25 | 2.25 | 2.25 | 2.25 | 2.25 | 2.25 | 2.25 | 2.25 | 2.25 | 2.25 | 2.25 | 2.25 | 2.25 | 2.25 | 2.25 | 2.25 | 2.25 | 0 | 0 | 0 | 0 | 0 | 0 | 0 | 0 | 0 | 0 | 0 | 0 | 0 | 0 | 0 | 0 | 0 | 0 | 0 | 0 | 0 | 0 | 0 | 0 | 0 | 0 | 0 | 0 | 0 | 0 | 0 | 0 | 0 | 0 | 0 | 0 | 0 | 0 | 0 | 0 | 0 | 0 | 0 | 0 | 0 | 0 | 0 | 0 | 0 | 0 | 0 | 0 | 0 | 0 | 0 | 0 | 0 | 0 | 0 | 0 | 0 | 0 | 0 | 0 | 0 | 0 | 0 | 0 | 0 | 0 | 0 | 0 | 0 | 0 | 0 | 0 | 0 | 0 | 0 | 0 | 0 | 0 | 0 | 0 | 0 | 0 | 0 | 0 | 0 | 0 | 0 | 0 | 0 | 0 | 0 | 0 | 0 | 0 | 0 | 0 | 0 | 0 | 0 | 0 | 0 | 0 | 0 | 0 | 0 | 0 | 0 | 0 | 0 | 0 | 0 | 0 | 0 | 0 | 0 | 0 | 0 | 0 | 0 | 0 | 0 | 0 | 0 | 0 | 0 | 0 | 0 | 0 | 0 | 0 | 0 | 0 | 0 | 0 | 0 | 0 | 0 | 0 | 0 | 0 | 0 | 0 | 0 | 0 | 0 | 0 | 0 | 0 | 0 | 0 | 0 | 0 | 0 | 0 | 0 | 0 | 0 | 0 | 0 | 0 | 0 | 0 | 0 | 0 | 0 | 0 | 0 | 0 | 0 | 0 | 0 | 0 | 0 | 0 | 0 | 0 | 0 | 0 | 0 | 0 | 0 | 0 | 0 | 0 | 0 | 0 | 0 | 0 | 0 | 0 | 0 | 0 | 0 | 0 | 0 | 0 | 0 | 0 | 0 | 0 | 0 | 0 | 0 | 0 | 0 | 0 | 0 | 0 | 0 | 0 | 0 | 0 | 0 | 0 | 0 | 0 | 0 | 0 | 0 | 0 | 0 | 0 | 0 | 0 | 0 | 0 | 0 | 0 | 0 | 0 | 0 | 0 | 0 | 0 | 0 | 0 | 0 | 0 | 0 | 0 | 0 | 0 | 0 | 0 | 0 | 0 | 0 | 0 | 0 | 0 | 0 | 0 | 0 | 0 | 0 | 0 | 0 | 0 | 0 | 0 | 0 | 0 | 0 | 0 | 0 | 0 | 0 | 0 | 0 | 0 | 0 | 0 | 0 | 0 | 0 | 0 | 0 | 0 | 0 | 0 | 0 | 0 | 0 | 0 | 0 | 0 | 0 | 0 | 0 | 0 | 0 | 0 | 0 | 0 | 0 | 0 | 0 | 0 | 0 | 0 | 0 | 0 | 0 | 0 | 0 | 0 | 0 | 0 | 0 | 0 | 0 | 0 | 0 | 0 | 0 | 0 | 0 | 0 | 0 | 0 | 0 | 0 | 0 | 0 | 0 | 0 | 0 | 0 | 0 | 0 | 0 | 0 | 0 | 0 | 0 | 0 | 0 | 0 | 0 | 0 | 0 | 0 | 0 | 0 | 0 | 0 | 0 | 0 | 0 | 0 | 0 | 0 | 0 | 0 | 0 | 0 | 0 | 0 | 0 | 0 | 0 | 0 | 0 | 0 | 0 | 0 | 0 | 0 | 0 | 0 | 0 | 0 | 0 | 0 | 0 | 0 | 0 | 0 | 0 | 0 | 0 | 0 | 0 | 0 | 0 | 0 | 0 | 0 | 0 | 0 | 0 | 0 | 0 | 0 | 0 | 0 | 0 | 0 | 0 | 0 | 0 | 0 | 0 | 0 | 0 | 0 | 0 | 0 | 0 | 0 | 0 | 0 | 0 | 0 | 0 | 0 | 0 | 0 | 0 | 0 | 0 | 0 | 0 | 0 | 0 | 0 | 0 | 0 | 0 | 0 | 0 | 0 | 0 | 0 | 0 | 0 | 0 | 0 | 0 | 0 | 0 | 0 | 0 | 0 | 0 | 0 | 0 | 0 | 0 | 0 | 0 | 0 | 0 | 0 | 0 | 0 | 0 | 0 | 0 | 0 | 0 | 0 | 0 | 0 | 0 | 0 | 0 | 0 | 0 | 0 | 0 | 0 | 0
WA_Commercial_WA - Health_New_Space Heating_Natural Gas_Hydronic Heating Radiator Replacement_A | WA | Commercial | WA - Health | New | Space Heating | Natural Gas | Hydronic Heating Radiator Replacement | A | WCM185 | TBD | TBD | 25 | 34 | 0 | 0 | 1117.22 | 0 | 0 | 0 | 0.28365 | 0.25 | radiator | 100% | 100% | Discretionary | RetroEven20_WA | 85% | Boiler | 0% | 0 |  | 0 |  | 0 | IL TRM - 4.4.52 - CI-HVC-HHRR-V01-210101 | IL TRM - 4.4.52 - CI-HVC-HHRR-V01-210101 | IL TRM - 4.4.52 - CI-HVC-HHRR-V01-210101 | TBD | TBD | TBD | TBD | TBD | TBD | TBD | TBD | TBD | TBD | TBD | TBD | TBD | TBD | TBD | TBD | TBD | TBD | TBD | TBD | TBD | TBD | TBD | TBD | TBD | TBD | TBD | TBD | TBD | TBD | TBD | TBD | TBD | TBD | TBD | TBD | TBD | TBD | TBD | TBD | TBD | TBD | TBD | TBD | TBD | TBD | TBD | TBD | TBD | TBD | TBD | TBD | TBD | TBD | 1117.22 | 1117.22 | 1117.22 | 1117.22 | 1117.22 | 1117.22 | 1117.22 | 1117.22 | 1117.22 | 1117.22 | 1117.22 | 1117.22 | 1117.22 | 1117.22 | 1117.22 | 1117.22 | 1117.22 | 1117.22 | 1117.22 | 1117.22 | 1117.22 | 1117.22 | 1117.22 | 1117.22 | 1117.22 | 1117.22 | 1117.22 | 0 | 0 | 0 | 0 | 0 | 0 | 0 | 0 | 0 | 0 | 0 | 0 | 0 | 0 | 0 | 0 | 0 | 0 | 0 | 0 | 0 | 0 | 0 | 0 | 0 | 0 | 0 | 0 | 0 | 0 | 0 | 0 | 0 | 0 | 0 | 0 | 0 | 0 | 0 | 0 | 0 | 0 | 0 | 0 | 0 | 0 | 0 | 0 | 0 | 0 | 0 | 0 | 0 | 0 | 0 | 0 | 0 | 0 | 0 | 0 | 0 | 0 | 0 | 0 | 0 | 0 | 0 | 0 | 0 | 0 | 0 | 0 | 0 | 0 | 0 | 0 | 0 | 0 | 0 | 0 | 0 | 0 | 0 | 0 | 0 | 0 | 0 | 0 | 0 | 0 | 0 | 0 | 0 | 0 | 0 | 0 | 0 | 0 | 0 | 0 | 0 | 0 | 0 | 0 | 0 | 0 | 0 | 0 | 0 | 0 | 0 | 0 | 0 | 0 | 0 | 0 | 0 | 0 | 0 | 0 | 0 | 0 | 0 | 0 | 0 | 0 | 0 | 0 | 0 | 0 | 0 | 0 | 0 | 0 | 0 | 0 | 0 | 0 | 0 | 0 | 0 | 0 | 0 | 0 | 0 | 0 | 0 | 0 | 0 | 0 | 0 | 0 | 0 | 0 | 0 | 0 | 0 | 0 | 0 | 0 | 0 | 0 | 0 | 0 | 0 | 0 | 0 | 0 | 0 | 0 | 0 | 0 | 0 | 0 | 0 | 0 | 0 | 0 | 0 | 0 | 0 | 0 | 0 | 0 | 0 | 0 | 0 | 0 | 0 | 0 | 0 | 0 | 0 | 0 | 0 | 0 | 0 | 0 | 0 | 0 | 0 | 0 | 0 | 0 | 0 | 0 | 0 | 0 | 0 | 0 | 0 | 0 | 0 | 0 | 0 | 0 | 0 | 0 | 0 | 0 | 0 | 0 | 0 | 0 | 0 | 0 | 0 | 0 | 0 | 0 | 0 | 0 | 0 | 0 | 0 | 0 | 0 | 0 | 0 | 0 | 0 | 0 | 0 | 0 | 0 | 0 | 0 | 0 | 0 | 0 | 0 | 0 | 0 | 0 | 0 | 0 | 0 | 0 | 0 | 0 | 0 | 0 | 0 | 0 | 0 | 0 | 0 | 0 | 0 | 0 | 0 | 0 | 0 | 0 | 0 | 0 | 0 | 0 | 0 | 0 | 0 | 0 | 0 | 0 | 0 | 0 | 0 | 0 | 0 | 0 | 0 | 0 | 0 | 0 | 0 | 0 | 0 | 0 | 0 | 0 | 0 | 0 | 0 | 0 | 0 | 0 | 0 | 0 | 0 | 0 | 0 | 0 | 0 | 0 | 0 | 0 | 0 | 0 | 0 | 0 | 0 | 0 | 0 | 0 | 0 | 0 | 0 | 0 | 0 | 0 | 0 | 0 | 0 | 0 | 0 | 0 | 0 | 0 | 0 | 0 | 0 | 0 | 0 | 0 | 0 | 0 | 0 | 0 | 0 | 0 | 0 | 0 | 0 | 0 | 0 | 0 | 0 | 0 | 0 | 0 | 0 | 0 | 0 | 0 | 0 | 0 | 0 | 0 | 0 | 0 | 0 | 0 | 0 | 0 | 0 | 0 | 0 | 0 | 0 | 0 | 0 | 0 | 0 | 0 | 0 | 0 | 0 | 0 | 0 | 0 | 0 | 0 | 0 | 0 | 0 | 0 | 0 | 0 | 0 | 0 | 0 | 0 | 0 | 0 | 0 | 0 | 0 | 0 | 0 | 0 | 0 | 0 | 0 | 0 | 0 | 0 | 0 | 0 | 0 | 0 | 0 | 0 | 0 | 0 | 0 | 0 | 0 | 0 | 0 | 0 | 0 | 0 | 0 | 0 | 0 | 0 | 0 | 0 | 0 | 0 | 0 | 0 | 0 | 0 | 0 | 0 | 0 | 0 | 0 | 0 | 0 | 0 | 0 | 0 | 0 | 0 | 0 | 0 | 0 | 0 | 0 | 0 | 0 | 0 | 0 | 0 | 0 | 0 | 0 | 0 | 0 | 0 | 0 | 0 | 0 | 0 | 0
WA_Commercial_WA - Health_New_Space Heating_Natural Gas_Thermostat - Connected_A | WA | Commercial | WA - Health | New | Space Heating | Natural Gas | Thermostat - Connected | A | WCM186 | Standard thermostat. | Thermostat connected to building management control system. | 5 | 0 | 0 | 0 | 222.91 | 0 | 0 | 0 | 0.28365 | 0.25 | Stat Unit | 30% | 53.33% | Discretionary | Retro5Med_WA | 85% | Space Heating | 0% | 0 |  | 0 |  | 0 | DL20_CSTAT_SMRT-Cool-RTF-v1.1-5 | IL TRM - CI-HVC-THST-V01-200101 | DL20_CSTAT_SMRT-Heat-RTF-v1.1-1 | Standard thermostat. | Standard thermostat. | Standard thermostat. | Standard thermostat. | Standard thermostat. | Standard thermostat. | Standard thermostat. | Standard thermostat. | Standard thermostat. | Standard thermostat. | Standard thermostat. | Standard thermostat. | Standard thermostat. | Standard thermostat. | Standard thermostat. | Standard thermostat. | Standard thermostat. | Standard thermostat. | Standard thermostat. | Standard thermostat. | Standard thermostat. | Standard thermostat. | Standard thermostat. | Standard thermostat. | Standard thermostat. | Standard thermostat. | Standard thermostat. | Thermostat connected to building management control system. | Thermostat connected to building management control system. | Thermostat connected to building management control system. | Thermostat connected to building management control system. | Thermostat connected to building management control system. | Thermostat connected to building management control system. | Thermostat connected to building management control system. | Thermostat connected to building management control system. | Thermostat connected to building management control system. | Thermostat connected to building management control system. | Thermostat connected to building management control system. | Thermostat connected to building management control system. | Thermostat connected to building management control system. | Thermostat connected to building management control system. | Thermostat connected to building management control system. | Thermostat connected to building management control system. | Thermostat connected to building management control system. | Thermostat connected to building management control system. | Thermostat connected to building management control system. | Thermostat connected to building management control system. | Thermostat connected to building management control system. | Thermostat connected to building management control system. | Thermostat connected to building management control system. | Thermostat connected to building management control system. | Thermostat connected to building management control system. | Thermostat connected to building management control system. | Thermostat connected to building management control system. | 222.91 | 222.91 | 222.91 | 222.91 | 222.91 | 222.91 | 222.91 | 222.91 | 222.91 | 222.91 | 222.91 | 222.91 | 222.91 | 222.91 | 222.91 | 222.91 | 222.91 | 222.91 | 222.91 | 222.91 | 222.91 | 222.91 | 222.91 | 222.91 | 222.91 | 222.91 | 222.91 | 0 | 0 | 0 | 0 | 0 | 0 | 0 | 0 | 0 | 0 | 0 | 0 | 0 | 0 | 0 | 0 | 0 | 0 | 0 | 0 | 0 | 0 | 0 | 0 | 0 | 0 | 0 | 0 | 0 | 0 | 0 | 0 | 0 | 0 | 0 | 0 | 0 | 0 | 0 | 0 | 0 | 0 | 0 | 0 | 0 | 0 | 0 | 0 | 0 | 0 | 0 | 0 | 0 | 0 | 0 | 0 | 0 | 0 | 0 | 0 | 0 | 0 | 0 | 0 | 0 | 0 | 0 | 0 | 0 | 0 | 0 | 0 | 0 | 0 | 0 | 0 | 0 | 0 | 0 | 0 | 0 | 0 | 0 | 0 | 0 | 0 | 0 | 0 | 0 | 0 | 0 | 0 | 0 | 0 | 0 | 0 | 0 | 0 | 0 | 0 | 0 | 0 | 0 | 0 | 0 | 0 | 0 | 0 | 0 | 0 | 0 | 0 | 0 | 0 | 0 | 0 | 0 | 0 | 0 | 0 | 0 | 0 | 0 | 0 | 0 | 0 | 0 | 0 | 0 | 0 | 0 | 0 | 0 | 0 | 0 | 0 | 0 | 0 | 0 | 0 | 0 | 0 | 0 | 0 | 0 | 0 | 0 | 0 | 0 | 0 | 0 | 0 | 0 | 0 | 0 | 0 | 0 | 0 | 0 | 0 | 0 | 0 | 0 | 0 | 0 | 0 | 0 | 0 | 0 | 0 | 0 | 0 | 0 | 0 | 0 | 0 | 0 | 0 | 0 | 0 | 0 | 0 | 0 | 0 | 0 | 0 | 0 | 0 | 0 | 0 | 0 | 0 | 0 | 0 | 0 | 0 | 0 | 0 | 0 | 0 | 0 | 0 | 0 | 0 | 0 | 0 | 0 | 0 | 0 | 0 | 0 | 0 | 0 | 0 | 0 | 0 | 0 | 0 | 0 | 0 | 0 | 0 | 0 | 0 | 0 | 0 | 0 | 0 | 0 | 0 | 0 | 0 | 0 | 0 | 0 | 0 | 0 | 0 | 0 | 0 | 0 | 0 | 0 | 0 | 0 | 0 | 0 | 0 | 0 | 0 | 0 | 0 | 0 | 0 | 0 | 0 | 0 | 0 | 0 | 0 | 0 | 0 | 0 | 0 | 0 | 0 | 0 | 0 | 0 | 0 | 0 | 0 | 0 | 0 | 0 | 0 | 0 | 0 | 0 | 0 | 0 | 0 | 0 | 0 | 0 | 0 | 0 | 0 | 0 | 0 | 0 | 0 | 0 | 0 | 0 | 0 | 0 | 0 | 0 | 0 | 0 | 0 | 0 | 0 | 0 | 0 | 0 | 0 | 0 | 0 | 0 | 0 | 0 | 0 | 0 | 0 | 0 | 0 | 0 | 0 | 0 | 0 | 0 | 0 | 0 | 0 | 0 | 0 | 0 | 0 | 0 | 0 | 0 | 0 | 0 | 0 | 0 | 0 | 0 | 0 | 0 | 0 | 0 | 0 | 0 | 0 | 0 | 0 | 0 | 0 | 0 | 0 | 0 | 0 | 0 | 0 | 0 | 0 | 0 | 0 | 0 | 0 | 0 | 0 | 0 | 0 | 0 | 0 | 0 | 0 | 0 | 0 | 0 | 0 | 0 | 0 | 0 | 0 | 0 | 0 | 0 | 0 | 0 | 0 | 0 | 0 | 0 | 0 | 0 | 0 | 0 | 0 | 0 | 0 | 0 | 0 | 0 | 0 | 0 | 0 | 0 | 0 | 0 | 0 | 0 | 0 | 0 | 0 | 0 | 0 | 0 | 0 | 0 | 0 | 0 | 0 | 0 | 0 | 0 | 0 | 0 | 0 | 0 | 0 | 0 | 0 | 0 | 0 | 0 | 0 | 0 | 0 | 0 | 0 | 0 | 0 | 0 | 0 | 0 | 0 | 0 | 0 | 0 | 0 | 0 | 0 | 0 | 0 | 0 | 0 | 0 | 0 | 0 | 0 | 0 | 0 | 0 | 0 | 0 | 0 | 0 | 0 | 0 | 0 | 0 | 0 | 0 | 0 | 0 | 0 | 0 | 0 | 0 | 0 | 0 | 0 | 0
WA_Commercial_WA - Health_New_Water Heating_Natural Gas_Water Heater - Thermostatic Shower Restriction Valve_A | WA | Commercial | WA - Health | New | Water Heating | Natural Gas | Water Heater - Thermostatic Shower Restriction Valve | A | WCM187 | No thermostatic control on shower. | Thermostatic shower restriction valve. | 10 | 193.5742 | 0 | 0 | 199.63 | 55.85 | 0 | 0 | 0.28365 | 0.25 | showerhead | 86.67% | 86.67% | Discretionary | Retro5Med_WA | 85% | Water Heater | 0% | 0 |  | 0 |  | 0 | ThermostaticShowerRestrictionValve_v4_2 | ThermostaticShowerRestrictionValve_v4_2 | ThermostaticShowerRestrictionValve_v4_2 | No thermostatic control on shower. | No thermostatic control on shower. | No thermostatic control on shower. | No thermostatic control on shower. | No thermostatic control on shower. | No thermostatic control on shower. | No thermostatic control on shower. | No thermostatic control on shower. | No thermostatic control on shower. | No thermostatic control on shower. | No thermostatic control on shower. | No thermostatic control on shower. | No thermostatic control on shower. | No thermostatic control on shower. | No thermostatic control on shower. | No thermostatic control on shower. | No thermostatic control on shower. | No thermostatic control on shower. | No thermostatic control on shower. | No thermostatic control on shower. | No thermostatic control on shower. | No thermostatic control on shower. | No thermostatic control on shower. | No thermostatic control on shower. | No thermostatic control on shower. | No thermostatic control on shower. | No thermostatic control on shower. | Thermostatic shower restriction valve. | Thermostatic shower restriction valve. | Thermostatic shower restriction valve. | Thermostatic shower restriction valve. | Thermostatic shower restriction valve. | Thermostatic shower restriction valve. | Thermostatic shower restriction valve. | Thermostatic shower restriction valve. | Thermostatic shower restriction valve. | Thermostatic shower restriction valve. | Thermostatic shower restriction valve. | Thermostatic shower restriction valve. | Thermostatic shower restriction valve. | Thermostatic shower restriction valve. | Thermostatic shower restriction valve. | Thermostatic shower restriction valve. | Thermostatic shower restriction valve. | Thermostatic shower restriction valve. | Thermostatic shower restriction valve. | Thermostatic shower restriction valve. | Thermostatic shower restriction valve. | Thermostatic shower restriction valve. | Thermostatic shower restriction valve. | Thermostatic shower restriction valve. | Thermostatic shower restriction valve. | Thermostatic shower restriction valve. | Thermostatic shower restriction valve. | 199.63 | 199.63 | 199.63 | 199.63 | 199.63 | 199.63 | 199.63 | 199.63 | 199.63 | 199.63 | 199.63 | 199.63 | 199.63 | 199.63 | 199.63 | 199.63 | 199.63 | 199.63 | 199.63 | 199.63 | 199.63 | 199.63 | 199.63 | 199.63 | 199.63 | 199.63 | 199.63 | 0 | 0 | 0 | 0 | 0 | 0 | 0 | 0 | 0 | 0 | 0 | 0 | 0 | 0 | 0 | 0 | 0 | 0 | 0 | 0 | 0 | 0 | 0 | 0 | 0 | 0 | 0 | 0 | 0 | 0 | 0 | 0 | 0 | 0 | 0 | 0 | 0 | 0 | 0 | 0 | 0 | 0 | 0 | 0 | 0 | 0 | 0 | 0 | 0 | 0 | 0 | 0 | 0 | 0 | 0 | 0 | 0 | 0 | 0 | 0 | 0 | 0 | 0 | 0 | 0 | 0 | 0 | 0 | 0 | 0 | 0 | 0 | 0 | 0 | 0 | 0 | 0 | 0 | 0 | 0 | 0 | 0 | 0 | 0 | 0 | 0 | 0 | 0 | 0 | 0 | 0 | 0 | 0 | 0 | 0 | 0 | 0 | 0 | 0 | 0 | 0 | 0 | 0 | 0 | 0 | 0 | 0 | 0 | 0 | 0 | 0 | 0 | 0 | 0 | 0 | 0 | 0 | 0 | 0 | 0 | 0 | 0 | 0 | 0 | 0 | 0 | 0 | 0 | 0 | 0 | 0 | 0 | 0 | 0 | 0 | 0 | 0 | 0 | 0 | 0 | 0 | 0 | 0 | 0 | 0 | 0 | 0 | 0 | 0 | 0 | 0 | 0 | 0 | 0 | 0 | 0 | 0 | 0 | 0 | 0 | 0 | 0 | 0 | 0 | 0 | 0 | 0 | 0 | 0 | 0 | 0 | 0 | 0 | 0 | 0 | 0 | 0 | 0 | 0 | 0 | 0 | 0 | 0 | 0 | 0 | 0 | 0 | 0 | 0 | 0 | 0 | 0 | 0 | 0 | 0 | 0 | 0 | 0 | 0 | 0 | 0 | 0 | 0 | 0 | 0 | 0 | 0 | 0 | 0 | 0 | 0 | 0 | 0 | 0 | 0 | 0 | 0 | 0 | 0 | 0 | 0 | 0 | 0 | 0 | 0 | 0 | 0 | 0 | 0 | 0 | 0 | 0 | 0 | 0 | 0 | 0 | 0 | 0 | 0 | 0 | 0 | 0 | 0 | 0 | 0 | 0 | 0 | 0 | 0 | 0 | 0 | 0 | 0 | 0 | 0 | 0 | 0 | 0 | 0 | 0 | 0 | 0 | 0 | 0 | 0 | 0 | 0 | 0 | 0 | 0 | 0 | 0 | 0 | 0 | 0 | 0 | 0 | 0 | 0 | 0 | 0 | 0 | 0 | 0 | 0 | 0 | 0 | 0 | 0 | 0 | 0 | 0 | 0 | 0 | 0 | 0 | 0 | 0 | 0 | 0 | 0 | 0 | 0 | 0 | 0 | 0 | 0 | 0 | 0 | 0 | 0 | 0 | 0 | 0 | 0 | 0 | 0 | 0 | 0 | 0 | 0 | 0 | 0 | 0 | 0 | 0 | 0 | 0 | 0 | 0 | 0 | 0 | 0 | 0 | 0 | 0 | 0 | 0 | 0 | 0 | 0 | 0 | 0 | 0 | 0 | 0 | 0 | 0 | 0 | 0 | 0 | 0 | 0 | 0 | 0 | 0 | 0 | 0 | 0 | 0 | 0 | 0 | 0 | 0 | 0 | 0 | 0 | 0 | 0 | 0 | 0 | 0 | 0 | 0 | 0 | 0 | 0 | 0 | 0 | 0 | 0 | 0 | 0 | 0 | 0 | 0 | 0 | 0 | 0 | 0 | 0 | 0 | 0 | 0 | 0 | 0 | 0 | 0 | 0 | 0 | 0 | 0 | 0 | 0 | 0 | 0 | 0 | 0 | 0 | 0 | 0 | 0 | 0 | 0 | 0 | 0 | 0 | 0 | 0 | 0 | 0 | 0 | 0 | 0 | 0 | 0 | 0 | 0 | 0 | 0 | 0 | 0 | 0 | 0 | 0 | 0 | 0 | 0 | 0 | 0 | 0 | 0 | 0 | 0 | 0 | 0 | 0 | 0 | 0 | 0 | 0 | 0 | 0 | 0 | 0 | 0 | 0 | 0 | 0 | 0 | 0 | 0 | 0 | 0 | 0 | 0 | 0 | 0 | 0 | 0 | 0 | 0 | 0 | 0 | 0 | 0 | 0
WA_Commercial_WA - Health_New_Water Heating_Natural Gas_Water Heater - Pre-Rinse Spray Valve_A | WA | Commercial | WA - Health | New | Water Heating | Natural Gas | Water Heater - Pre-Rinse Spray Valve | A | WCM188 | Standard pre-rinse spray valve. | Low flow pre-rinse spray valve. | 4 | 16.81 | 0 | 0 | 457.76 | 0 | 0 | 0 | 0.28365 | 0.25 | KitchenFaucet | 25% | 53.33% | Discretionary | Retro5Med_WA | 85% | Water Heater | 0% | 0 |  | 0 |  | 0 | Avista TRM | Avista TRM | Avista TRM | Standard pre-rinse spray valve. | Standard pre-rinse spray valve. | Standard pre-rinse spray valve. | Standard pre-rinse spray valve. | Standard pre-rinse spray valve. | Standard pre-rinse spray valve. | Standard pre-rinse spray valve. | Standard pre-rinse spray valve. | Standard pre-rinse spray valve. | Standard pre-rinse spray valve. | Standard pre-rinse spray valve. | Standard pre-rinse spray valve. | Standard pre-rinse spray valve. | Standard pre-rinse spray valve. | Standard pre-rinse spray valve. | Standard pre-rinse spray valve. | Standard pre-rinse spray valve. | Standard pre-rinse spray valve. | Standard pre-rinse spray valve. | Standard pre-rinse spray valve. | Standard pre-rinse spray valve. | Standard pre-rinse spray valve. | Standard pre-rinse spray valve. | Standard pre-rinse spray valve. | Standard pre-rinse spray valve. | Standard pre-rinse spray valve. | Standard pre-rinse spray valve. | Low flow pre-rinse spray valve. | Low flow pre-rinse spray valve. | Low flow pre-rinse spray valve. | Low flow pre-rinse spray valve. | Low flow pre-rinse spray valve. | Low flow pre-rinse spray valve. | Low flow pre-rinse spray valve. | Low flow pre-rinse spray valve. | Low flow pre-rinse spray valve. | Low flow pre-rinse spray valve. | Low flow pre-rinse spray valve. | Low flow pre-rinse spray valve. | Low flow pre-rinse spray valve. | Low flow pre-rinse spray valve. | Low flow pre-rinse spray valve. | Low flow pre-rinse spray valve. | Low flow pre-rinse spray valve. | Low flow pre-rinse spray valve. | Low flow pre-rinse spray valve. | Low flow pre-rinse spray valve. | Low flow pre-rinse spray valve. | Low flow pre-rinse spray valve. | Low flow pre-rinse spray valve. | Low flow pre-rinse spray valve. | Low flow pre-rinse spray valve. | Low flow pre-rinse spray valve. | Low flow pre-rinse spray valve. | 457.76 | 457.76 | 457.76 | 457.76 | 457.76 | 457.76 | 457.76 | 457.76 | 457.76 | 457.76 | 457.76 | 457.76 | 457.76 | 457.76 | 457.76 | 457.76 | 457.76 | 457.76 | 457.76 | 457.76 | 457.76 | 457.76 | 457.76 | 457.76 | 457.76 | 457.76 | 457.76 | 0 | 0 | 0 | 0 | 0 | 0 | 0 | 0 | 0 | 0 | 0 | 0 | 0 | 0 | 0 | 0 | 0 | 0 | 0 | 0 | 0 | 0 | 0 | 0 | 0 | 0 | 0 | 0 | 0 | 0 | 0 | 0 | 0 | 0 | 0 | 0 | 0 | 0 | 0 | 0 | 0 | 0 | 0 | 0 | 0 | 0 | 0 | 0 | 0 | 0 | 0 | 0 | 0 | 0 | 0 | 0 | 0 | 0 | 0 | 0 | 0 | 0 | 0 | 0 | 0 | 0 | 0 | 0 | 0 | 0 | 0 | 0 | 0 | 0 | 0 | 0 | 0 | 0 | 0 | 0 | 0 | 0 | 0 | 0 | 0 | 0 | 0 | 0 | 0 | 0 | 0 | 0 | 0 | 0 | 0 | 0 | 0 | 0 | 0 | 0 | 0 | 0 | 0 | 0 | 0 | 0 | 0 | 0 | 0 | 0 | 0 | 0 | 0 | 0 | 0 | 0 | 0 | 0 | 0 | 0 | 0 | 0 | 0 | 0 | 0 | 0 | 0 | 0 | 0 | 0 | 0 | 0 | 0 | 0 | 0 | 0 | 0 | 0 | 0 | 0 | 0 | 0 | 0 | 0 | 0 | 0 | 0 | 0 | 0 | 0 | 0 | 0 | 0 | 0 | 0 | 0 | 0 | 0 | 0 | 0 | 0 | 0 | 0 | 0 | 0 | 0 | 0 | 0 | 0 | 0 | 0 | 0 | 0 | 0 | 0 | 0 | 0 | 0 | 0 | 0 | 0 | 0 | 0 | 0 | 0 | 0 | 0 | 0 | 0 | 0 | 0 | 0 | 0 | 0 | 0 | 0 | 0 | 0 | 0 | 0 | 0 | 0 | 0 | 0 | 0 | 0 | 0 | 0 | 0 | 0 | 0 | 0 | 0 | 0 | 0 | 0 | 0 | 0 | 0 | 0 | 0 | 0 | 0 | 0 | 0 | 0 | 0 | 0 | 0 | 0 | 0 | 0 | 0 | 0 | 0 | 0 | 0 | 0 | 0 | 0 | 0 | 0 | 0 | 0 | 0 | 0 | 0 | 0 | 0 | 0 | 0 | 0 | 0 | 0 | 0 | 0 | 0 | 0 | 0 | 0 | 0 | 0 | 0 | 0 | 0 | 0 | 0 | 0 | 0 | 0 | 0 | 0 | 0 | 0 | 0 | 0 | 0 | 0 | 0 | 0 | 0 | 0 | 0 | 0 | 0 | 0 | 0 | 0 | 0 | 0 | 0 | 0 | 0 | 0 | 0 | 0 | 0 | 0 | 0 | 0 | 0 | 0 | 0 | 0 | 0 | 0 | 0 | 0 | 0 | 0 | 0 | 0 | 0 | 0 | 0 | 0 | 0 | 0 | 0 | 0 | 0 | 0 | 0 | 0 | 0 | 0 | 0 | 0 | 0 | 0 | 0 | 0 | 0 | 0 | 0 | 0 | 0 | 0 | 0 | 0 | 0 | 0 | 0 | 0 | 0 | 0 | 0 | 0 | 0 | 0 | 0 | 0 | 0 | 0 | 0 | 0 | 0 | 0 | 0 | 0 | 0 | 0 | 0 | 0 | 0 | 0 | 0 | 0 | 0 | 0 | 0 | 0 | 0 | 0 | 0 | 0 | 0 | 0 | 0 | 0 | 0 | 0 | 0 | 0 | 0 | 0 | 0 | 0 | 0 | 0 | 0 | 0 | 0 | 0 | 0 | 0 | 0 | 0 | 0 | 0 | 0 | 0 | 0 | 0 | 0 | 0 | 0 | 0 | 0 | 0 | 0 | 0 | 0 | 0 | 0 | 0 | 0 | 0 | 0 | 0 | 0 | 0 | 0 | 0 | 0 | 0 | 0 | 0 | 0 | 0 | 0 | 0 | 0 | 0 | 0 | 0 | 0 | 0 | 0 | 0 | 0 | 0 | 0 | 0 | 0 | 0 | 0 | 0 | 0 | 0 | 0 | 0 | 0 | 0 | 0 | 0 | 0 | 0 | 0 | 0 | 0 | 0 | 0 | 0 | 0 | 0 | 0 | 0 | 0 | 0 | 0 | 0 | 0 | 0 | 0 | 0 | 0
WA_Commercial_WA - Health_New_Water Heating_Natural Gas_Water Heater - Temperature Setback_A | WA | Commercial | WA - Health | New | Water Heating | Natural Gas | Water Heater - Temperature Setback | A | WCM189 | No water heater temperature setback. | Water heater temperature setback. | 2 | 103.9223 | 0 | 0 | 3.73 | 0 | 0 | 0 | 0.28365 | 0.25 | WHunits | 15% | 100% | Discretionary | Retro5Med_WA | 85% | Water Heater | 0% | 0 |  | 0 |  | 0 | IL TRM - RS-HWE-TMPS-V08-210101 | IL TRM - RS-HWE-TMPS-V08-210101 | IL TRM - RS-HWE-TMPS-V08-210101 | No water heater temperature setback. | No water heater temperature setback. | No water heater temperature setback. | No water heater temperature setback. | No water heater temperature setback. | No water heater temperature setback. | No water heater temperature setback. | No water heater temperature setback. | No water heater temperature setback. | No water heater temperature setback. | No water heater temperature setback. | No water heater temperature setback. | No water heater temperature setback. | No water heater temperature setback. | No water heater temperature setback. | No water heater temperature setback. | No water heater temperature setback. | No water heater temperature setback. | No water heater temperature setback. | No water heater temperature setback. | No water heater temperature setback. | No water heater temperature setback. | No water heater temperature setback. | No water heater temperature setback. | No water heater temperature setback. | No water heater temperature setback. | No water heater temperature setback. | Water heater temperature setback. | Water heater temperature setback. | Water heater temperature setback. | Water heater temperature setback. | Water heater temperature setback. | Water heater temperature setback. | Water heater temperature setback. | Water heater temperature setback. | Water heater temperature setback. | Water heater temperature setback. | Water heater temperature setback. | Water heater temperature setback. | Water heater temperature setback. | Water heater temperature setback. | Water heater temperature setback. | Water heater temperature setback. | Water heater temperature setback. | Water heater temperature setback. | Water heater temperature setback. | Water heater temperature setback. | Water heater temperature setback. | Water heater temperature setback. | Water heater temperature setback. | Water heater temperature setback. | Water heater temperature setback. | Water heater temperature setback. | Water heater temperature setback. | 3.73 | 3.73 | 3.73 | 3.73 | 3.73 | 3.73 | 3.73 | 3.73 | 3.73 | 3.73 | 3.73 | 3.73 | 3.73 | 3.73 | 3.73 | 3.73 | 3.73 | 3.73 | 3.73 | 3.73 | 3.73 | 3.73 | 3.73 | 3.73 | 3.73 | 3.73 | 3.73 | 0 | 0 | 0 | 0 | 0 | 0 | 0 | 0 | 0 | 0 | 0 | 0 | 0 | 0 | 0 | 0 | 0 | 0 | 0 | 0 | 0 | 0 | 0 | 0 | 0 | 0 | 0 | 0 | 0 | 0 | 0 | 0 | 0 | 0 | 0 | 0 | 0 | 0 | 0 | 0 | 0 | 0 | 0 | 0 | 0 | 0 | 0 | 0 | 0 | 0 | 0 | 0 | 0 | 0 | 0 | 0 | 0 | 0 | 0 | 0 | 0 | 0 | 0 | 0 | 0 | 0 | 0 | 0 | 0 | 0 | 0 | 0 | 0 | 0 | 0 | 0 | 0 | 0 | 0 | 0 | 0 | 0 | 0 | 0 | 0 | 0 | 0 | 0 | 0 | 0 | 0 | 0 | 0 | 0 | 0 | 0 | 0 | 0 | 0 | 0 | 0 | 0 | 0 | 0 | 0 | 0 | 0 | 0 | 0 | 0 | 0 | 0 | 0 | 0 | 0 | 0 | 0 | 0 | 0 | 0 | 0 | 0 | 0 | 0 | 0 | 0 | 0 | 0 | 0 | 0 | 0 | 0 | 0 | 0 | 0 | 0 | 0 | 0 | 0 | 0 | 0 | 0 | 0 | 0 | 0 | 0 | 0 | 0 | 0 | 0 | 0 | 0 | 0 | 0 | 0 | 0 | 0 | 0 | 0 | 0 | 0 | 0 | 0 | 0 | 0 | 0 | 0 | 0 | 0 | 0 | 0 | 0 | 0 | 0 | 0 | 0 | 0 | 0 | 0 | 0 | 0 | 0 | 0 | 0 | 0 | 0 | 0 | 0 | 0 | 0 | 0 | 0 | 0 | 0 | 0 | 0 | 0 | 0 | 0 | 0 | 0 | 0 | 0 | 0 | 0 | 0 | 0 | 0 | 0 | 0 | 0 | 0 | 0 | 0 | 0 | 0 | 0 | 0 | 0 | 0 | 0 | 0 | 0 | 0 | 0 | 0 | 0 | 0 | 0 | 0 | 0 | 0 | 0 | 0 | 0 | 0 | 0 | 0 | 0 | 0 | 0 | 0 | 0 | 0 | 0 | 0 | 0 | 0 | 0 | 0 | 0 | 0 | 0 | 0 | 0 | 0 | 0 | 0 | 0 | 0 | 0 | 0 | 0 | 0 | 0 | 0 | 0 | 0 | 0 | 0 | 0 | 0 | 0 | 0 | 0 | 0 | 0 | 0 | 0 | 0 | 0 | 0 | 0 | 0 | 0 | 0 | 0 | 0 | 0 | 0 | 0 | 0 | 0 | 0 | 0 | 0 | 0 | 0 | 0 | 0 | 0 | 0 | 0 | 0 | 0 | 0 | 0 | 0 | 0 | 0 | 0 | 0 | 0 | 0 | 0 | 0 | 0 | 0 | 0 | 0 | 0 | 0 | 0 | 0 | 0 | 0 | 0 | 0 | 0 | 0 | 0 | 0 | 0 | 0 | 0 | 0 | 0 | 0 | 0 | 0 | 0 | 0 | 0 | 0 | 0 | 0 | 0 | 0 | 0 | 0 | 0 | 0 | 0 | 0 | 0 | 0 | 0 | 0 | 0 | 0 | 0 | 0 | 0 | 0 | 0 | 0 | 0 | 0 | 0 | 0 | 0 | 0 | 0 | 0 | 0 | 0 | 0 | 0 | 0 | 0 | 0 | 0 | 0 | 0 | 0 | 0 | 0 | 0 | 0 | 0 | 0 | 0 | 0 | 0 | 0 | 0 | 0 | 0 | 0 | 0 | 0 | 0 | 0 | 0 | 0 | 0 | 0 | 0 | 0 | 0 | 0 | 0 | 0 | 0 | 0 | 0 | 0 | 0 | 0 | 0 | 0 | 0 | 0 | 0 | 0 | 0 | 0 | 0 | 0 | 0 | 0 | 0 | 0 | 0 | 0 | 0 | 0 | 0 | 0 | 0 | 0 | 0 | 0 | 0 | 0 | 0 | 0 | 0 | 0 | 0 | 0 | 0 | 0 | 0 | 0 | 0 | 0 | 0 | 0 | 0 | 0 | 0 | 0 | 0 | 0 | 0 | 0 | 0 | 0 | 0 | 0 | 0 | 0 | 0 | 0 | 0 | 0
WA_Commercial_WA - Health_New_Water Heating_Natural Gas_Water Heater - Faucet Aerators_A | WA | Commercial | WA - Health | New | Water Heating | Natural Gas | Water Heater - Faucet Aerators | A | WCM190 | 0 | 0 | 10 | 24.4071 | 0 | 0 | 30.36 | 60.72 | 0 | 0 | 0.28365 | 0.25 | faucet | 86.67% | 86.67% | Discretionary | Retro5Med_WA | 85% | Water Heater | 0% | 0 |  | 0 |  | 0 | DHW_AER-Water Heating-XCELCO-2017-18-6 | DHW_AER-Water Heating-XCELCO-2017-18-6 | DHW_AER-Water Heating-ILTRM-v5.0-24 | 0 | 0 | 0 | 0 | 0 | 0 | 0 | 0 | 0 | 0 | 0 | 0 | 0 | 0 | 0 | 0 | 0 | 0 | 0 | 0 | 0 | 0 | 0 | 0 | 0 | 0 | 0 | 0 | 0 | 0 | 0 | 0 | 0 | 0 | 0 | 0 | 0 | 0 | 0 | 0 | 0 | 0 | 0 | 0 | 0 | 0 | 0 | 0 | 0 | 0 | 0 | 0 | 0 | 0 | 30.36 | 30.36 | 30.36 | 30.36 | 30.36 | 30.36 | 30.36 | 30.36 | 30.36 | 30.36 | 30.36 | 30.36 | 30.36 | 30.36 | 30.36 | 30.36 | 30.36 | 30.36 | 30.36 | 30.36 | 30.36 | 30.36 | 30.36 | 30.36 | 30.36 | 30.36 | 30.36 | 0 | 0 | 0 | 0 | 0 | 0 | 0 | 0 | 0 | 0 | 0 | 0 | 0 | 0 | 0 | 0 | 0 | 0 | 0 | 0 | 0 | 0 | 0 | 0 | 0 | 0 | 0 | 0 | 0 | 0 | 0 | 0 | 0 | 0 | 0 | 0 | 0 | 0 | 0 | 0 | 0 | 0 | 0 | 0 | 0 | 0 | 0 | 0 | 0 | 0 | 0 | 0 | 0 | 0 | 0 | 0 | 0 | 0 | 0 | 0 | 0 | 0 | 0 | 0 | 0 | 0 | 0 | 0 | 0 | 0 | 0 | 0 | 0 | 0 | 0 | 0 | 0 | 0 | 0 | 0 | 0 | 0 | 0 | 0 | 0 | 0 | 0 | 0 | 0 | 0 | 0 | 0 | 0 | 0 | 0 | 0 | 0 | 0 | 0 | 0 | 0 | 0 | 0 | 0 | 0 | 0 | 0 | 0 | 0 | 0 | 0 | 0 | 0 | 0 | 0 | 0 | 0 | 0 | 0 | 0 | 0 | 0 | 0 | 0 | 0 | 0 | 0 | 0 | 0 | 0 | 0 | 0 | 0 | 0 | 0 | 0 | 0 | 0 | 0 | 0 | 0 | 0 | 0 | 0 | 0 | 0 | 0 | 0 | 0 | 0 | 0 | 0 | 0 | 0 | 0 | 0 | 0 | 0 | 0 | 0 | 0 | 0 | 0 | 0 | 0 | 0 | 0 | 0 | 0 | 0 | 0 | 0 | 0 | 0 | 0 | 0 | 0 | 0 | 0 | 0 | 0 | 0 | 0 | 0 | 0 | 0 | 0 | 0 | 0 | 0 | 0 | 0 | 0 | 0 | 0 | 0 | 0 | 0 | 0 | 0 | 0 | 0 | 0 | 0 | 0 | 0 | 0 | 0 | 0 | 0 | 0 | 0 | 0 | 0 | 0 | 0 | 0 | 0 | 0 | 0 | 0 | 0 | 0 | 0 | 0 | 0 | 0 | 0 | 0 | 0 | 0 | 0 | 0 | 0 | 0 | 0 | 0 | 0 | 0 | 0 | 0 | 0 | 0 | 0 | 0 | 0 | 0 | 0 | 0 | 0 | 0 | 0 | 0 | 0 | 0 | 0 | 0 | 0 | 0 | 0 | 0 | 0 | 0 | 0 | 0 | 0 | 0 | 0 | 0 | 0 | 0 | 0 | 0 | 0 | 0 | 0 | 0 | 0 | 0 | 0 | 0 | 0 | 0 | 0 | 0 | 0 | 0 | 0 | 0 | 0 | 0 | 0 | 0 | 0 | 0 | 0 | 0 | 0 | 0 | 0 | 0 | 0 | 0 | 0 | 0 | 0 | 0 | 0 | 0 | 0 | 0 | 0 | 0 | 0 | 0 | 0 | 0 | 0 | 0 | 0 | 0 | 0 | 0 | 0 | 0 | 0 | 0 | 0 | 0 | 0 | 0 | 0 | 0 | 0 | 0 | 0 | 0 | 0 | 0 | 0 | 0 | 0 | 0 | 0 | 0 | 0 | 0 | 0 | 0 | 0 | 0 | 0 | 0 | 0 | 0 | 0 | 0 | 0 | 0 | 0 | 0 | 0 | 0 | 0 | 0 | 0 | 0 | 0 | 0 | 0 | 0 | 0 | 0 | 0 | 0 | 0 | 0 | 0 | 0 | 0 | 0 | 0 | 0 | 0 | 0 | 0 | 0 | 0 | 0 | 0 | 0 | 0 | 0 | 0 | 0 | 0 | 0 | 0 | 0 | 0 | 0 | 0 | 0 | 0 | 0 | 0 | 0 | 0 | 0 | 0 | 0 | 0 | 0 | 0 | 0 | 0 | 0 | 0 | 0 | 0 | 0 | 0 | 0 | 0 | 0 | 0 | 0 | 0 | 0 | 0 | 0 | 0 | 0 | 0 | 0 | 0 | 0 | 0 | 0 | 0 | 0 | 0 | 0 | 0 | 0 | 0 | 0 | 0 | 0 | 0 | 0 | 0 | 0 | 0 | 0 | 0 | 0 | 0 | 0 | 0 | 0 | 0 | 0 | 0 | 0 | 0 | 0 | 0 | 0 | 0 | 0 | 0 | 0 | 0 | 0 | 0 | 0
WA_Commercial_WA - Health_New_Water Heating_Natural Gas_Water Heater - Low-Flow Showerheads_A | WA | Commercial | WA - Health | New | Water Heating | Natural Gas | Water Heater - Low-Flow Showerheads | A | WCM191 | 0 | 0 | 10 | 584.8771 | 0 | 0 | 161.18 | 323.74 | 0 | 0 | 0.28365 | 0.25 | Showerhead | 86.67% | 86.67% | Discretionary | Retro5Med_WA | 85% | Water Heater | 0% | 0 |  | 0 |  | 0 | Com-Showerheads-2021P_V2 | Com-Showerheads-2021P_V2 | Com-Showerheads-2021P_V2 | 0 | 0 | 0 | 0 | 0 | 0 | 0 | 0 | 0 | 0 | 0 | 0 | 0 | 0 | 0 | 0 | 0 | 0 | 0 | 0 | 0 | 0 | 0 | 0 | 0 | 0 | 0 | 0 | 0 | 0 | 0 | 0 | 0 | 0 | 0 | 0 | 0 | 0 | 0 | 0 | 0 | 0 | 0 | 0 | 0 | 0 | 0 | 0 | 0 | 0 | 0 | 0 | 0 | 0 | 161.18 | 161.18 | 161.18 | 161.18 | 161.18 | 161.18 | 161.18 | 161.18 | 161.18 | 161.18 | 161.18 | 161.18 | 161.18 | 161.18 | 161.18 | 161.18 | 161.18 | 161.18 | 161.18 | 161.18 | 161.18 | 161.18 | 161.18 | 161.18 | 161.18 | 161.18 | 161.18 | 0 | 0 | 0 | 0 | 0 | 0 | 0 | 0 | 0 | 0 | 0 | 0 | 0 | 0 | 0 | 0 | 0 | 0 | 0 | 0 | 0 | 0 | 0 | 0 | 0 | 0 | 0 | 0 | 0 | 0 | 0 | 0 | 0 | 0 | 0 | 0 | 0 | 0 | 0 | 0 | 0 | 0 | 0 | 0 | 0 | 0 | 0 | 0 | 0 | 0 | 0 | 0 | 0 | 0 | 0 | 0 | 0 | 0 | 0 | 0 | 0 | 0 | 0 | 0 | 0 | 0 | 0 | 0 | 0 | 0 | 0 | 0 | 0 | 0 | 0 | 0 | 0 | 0 | 0 | 0 | 0 | 0 | 0 | 0 | 0 | 0 | 0 | 0 | 0 | 0 | 0 | 0 | 0 | 0 | 0 | 0 | 0 | 0 | 0 | 0 | 0 | 0 | 0 | 0 | 0 | 0 | 0 | 0 | 0 | 0 | 0 | 0 | 0 | 0 | 0 | 0 | 0 | 0 | 0 | 0 | 0 | 0 | 0 | 0 | 0 | 0 | 0 | 0 | 0 | 0 | 0 | 0 | 0 | 0 | 0 | 0 | 0 | 0 | 0 | 0 | 0 | 0 | 0 | 0 | 0 | 0 | 0 | 0 | 0 | 0 | 0 | 0 | 0 | 0 | 0 | 0 | 0 | 0 | 0 | 0 | 0 | 0 | 0 | 0 | 0 | 0 | 0 | 0 | 0 | 0 | 0 | 0 | 0 | 0 | 0 | 0 | 0 | 0 | 0 | 0 | 0 | 0 | 0 | 0 | 0 | 0 | 0 | 0 | 0 | 0 | 0 | 0 | 0 | 0 | 0 | 0 | 0 | 0 | 0 | 0 | 0 | 0 | 0 | 0 | 0 | 0 | 0 | 0 | 0 | 0 | 0 | 0 | 0 | 0 | 0 | 0 | 0 | 0 | 0 | 0 | 0 | 0 | 0 | 0 | 0 | 0 | 0 | 0 | 0 | 0 | 0 | 0 | 0 | 0 | 0 | 0 | 0 | 0 | 0 | 0 | 0 | 0 | 0 | 0 | 0 | 0 | 0 | 0 | 0 | 0 | 0 | 0 | 0 | 0 | 0 | 0 | 0 | 0 | 0 | 0 | 0 | 0 | 0 | 0 | 0 | 0 | 0 | 0 | 0 | 0 | 0 | 0 | 0 | 0 | 0 | 0 | 0 | 0 | 0 | 0 | 0 | 0 | 0 | 0 | 0 | 0 | 0 | 0 | 0 | 0 | 0 | 0 | 0 | 0 | 0 | 0 | 0 | 0 | 0 | 0 | 0 | 0 | 0 | 0 | 0 | 0 | 0 | 0 | 0 | 0 | 0 | 0 | 0 | 0 | 0 | 0 | 0 | 0 | 0 | 0 | 0 | 0 | 0 | 0 | 0 | 0 | 0 | 0 | 0 | 0 | 0 | 0 | 0 | 0 | 0 | 0 | 0 | 0 | 0 | 0 | 0 | 0 | 0 | 0 | 0 | 0 | 0 | 0 | 0 | 0 | 0 | 0 | 0 | 0 | 0 | 0 | 0 | 0 | 0 | 0 | 0 | 0 | 0 | 0 | 0 | 0 | 0 | 0 | 0 | 0 | 0 | 0 | 0 | 0 | 0 | 0 | 0 | 0 | 0 | 0 | 0 | 0 | 0 | 0 | 0 | 0 | 0 | 0 | 0 | 0 | 0 | 0 | 0 | 0 | 0 | 0 | 0 | 0 | 0 | 0 | 0 | 0 | 0 | 0 | 0 | 0 | 0 | 0 | 0 | 0 | 0 | 0 | 0 | 0 | 0 | 0 | 0 | 0 | 0 | 0 | 0 | 0 | 0 | 0 | 0 | 0 | 0 | 0 | 0 | 0 | 0 | 0 | 0 | 0 | 0 | 0 | 0 | 0 | 0 | 0 | 0 | 0 | 0 | 0 | 0 | 0 | 0 | 0 | 0 | 0 | 0 | 0 | 0 | 0 | 0 | 0 | 0 | 0 | 0 | 0 | 0 | 0 | 0 | 0 | 0 | 0 | 0 | 0 | 0 | 0 | 0 | 0 | 0 | 0 | 0 | 0 | 0
WA_Commercial_WA - Health_New_Water Heating_Natural Gas_Water Heater - Tank Blanket/Insulation_A | WA | Commercial | WA - Health | New | Water Heating | Natural Gas | Water Heater - Tank Blanket/Insulation | A | WCM192 | 0 | 0 | 15 | 200.7769 | 0 | 0 | 1.09 | 0 | 0 | 0 | 0.28365 | 0.25 | WHUnits | 100% | 100% | Discretionary | Retro5Med_WA | 85% | Water Heater | 0% | 0 |  | 0 |  | 0 | IL TRM - 4.3.12 Tank Insulation - CI-HWE-TKIN-V01-210101 / PA TRM - 2.3.4 - State of Pennsylvania TRM, Volume 2: Residential Measures, 2021 Final Order. August 8, 2019. | IL TRM - 4.3.12 Tank Insulation - CI-HWE-TKIN-V01-210101 / PA TRM - 2.3.4 - State of Pennsylvania TRM, Volume 2: Residential Measures, 2021 Final Order. August 8, 2019. | IL TRM - 4.3.12 Tank Insulation - CI-HWE-TKIN-V01-210101 / PA TRM - 2.3.4 - State of Pennsylvania TRM, Volume 2: Residential Measures, 2021 Final Order. August 8, 2019. | 0 | 0 | 0 | 0 | 0 | 0 | 0 | 0 | 0 | 0 | 0 | 0 | 0 | 0 | 0 | 0 | 0 | 0 | 0 | 0 | 0 | 0 | 0 | 0 | 0 | 0 | 0 | 0 | 0 | 0 | 0 | 0 | 0 | 0 | 0 | 0 | 0 | 0 | 0 | 0 | 0 | 0 | 0 | 0 | 0 | 0 | 0 | 0 | 0 | 0 | 0 | 0 | 0 | 0 | 1.09 | 1.09 | 1.09 | 1.09 | 1.09 | 1.09 | 1.09 | 1.09 | 1.09 | 1.09 | 1.09 | 1.09 | 1.09 | 1.09 | 1.09 | 1.09 | 1.09 | 1.09 | 1.09 | 1.09 | 1.09 | 1.09 | 1.09 | 1.09 | 1.09 | 1.09 | 1.09 | 0 | 0 | 0 | 0 | 0 | 0 | 0 | 0 | 0 | 0 | 0 | 0 | 0 | 0 | 0 | 0 | 0 | 0 | 0 | 0 | 0 | 0 | 0 | 0 | 0 | 0 | 0 | 0 | 0 | 0 | 0 | 0 | 0 | 0 | 0 | 0 | 0 | 0 | 0 | 0 | 0 | 0 | 0 | 0 | 0 | 0 | 0 | 0 | 0 | 0 | 0 | 0 | 0 | 0 | 0 | 0 | 0 | 0 | 0 | 0 | 0 | 0 | 0 | 0 | 0 | 0 | 0 | 0 | 0 | 0 | 0 | 0 | 0 | 0 | 0 | 0 | 0 | 0 | 0 | 0 | 0 | 0 | 0 | 0 | 0 | 0 | 0 | 0 | 0 | 0 | 0 | 0 | 0 | 0 | 0 | 0 | 0 | 0 | 0 | 0 | 0 | 0 | 0 | 0 | 0 | 0 | 0 | 0 | 0 | 0 | 0 | 0 | 0 | 0 | 0 | 0 | 0 | 0 | 0 | 0 | 0 | 0 | 0 | 0 | 0 | 0 | 0 | 0 | 0 | 0 | 0 | 0 | 0 | 0 | 0 | 0 | 0 | 0 | 0 | 0 | 0 | 0 | 0 | 0 | 0 | 0 | 0 | 0 | 0 | 0 | 0 | 0 | 0 | 0 | 0 | 0 | 0 | 0 | 0 | 0 | 0 | 0 | 0 | 0 | 0 | 0 | 0 | 0 | 0 | 0 | 0 | 0 | 0 | 0 | 0 | 0 | 0 | 0 | 0 | 0 | 0 | 0 | 0 | 0 | 0 | 0 | 0 | 0 | 0 | 0 | 0 | 0 | 0 | 0 | 0 | 0 | 0 | 0 | 0 | 0 | 0 | 0 | 0 | 0 | 0 | 0 | 0 | 0 | 0 | 0 | 0 | 0 | 0 | 0 | 0 | 0 | 0 | 0 | 0 | 0 | 0 | 0 | 0 | 0 | 0 | 0 | 0 | 0 | 0 | 0 | 0 | 0 | 0 | 0 | 0 | 0 | 0 | 0 | 0 | 0 | 0 | 0 | 0 | 0 | 0 | 0 | 0 | 0 | 0 | 0 | 0 | 0 | 0 | 0 | 0 | 0 | 0 | 0 | 0 | 0 | 0 | 0 | 0 | 0 | 0 | 0 | 0 | 0 | 0 | 0 | 0 | 0 | 0 | 0 | 0 | 0 | 0 | 0 | 0 | 0 | 0 | 0 | 0 | 0 | 0 | 0 | 0 | 0 | 0 | 0 | 0 | 0 | 0 | 0 | 0 | 0 | 0 | 0 | 0 | 0 | 0 | 0 | 0 | 0 | 0 | 0 | 0 | 0 | 0 | 0 | 0 | 0 | 0 | 0 | 0 | 0 | 0 | 0 | 0 | 0 | 0 | 0 | 0 | 0 | 0 | 0 | 0 | 0 | 0 | 0 | 0 | 0 | 0 | 0 | 0 | 0 | 0 | 0 | 0 | 0 | 0 | 0 | 0 | 0 | 0 | 0 | 0 | 0 | 0 | 0 | 0 | 0 | 0 | 0 | 0 | 0 | 0 | 0 | 0 | 0 | 0 | 0 | 0 | 0 | 0 | 0 | 0 | 0 | 0 | 0 | 0 | 0 | 0 | 0 | 0 | 0 | 0 | 0 | 0 | 0 | 0 | 0 | 0 | 0 | 0 | 0 | 0 | 0 | 0 | 0 | 0 | 0 | 0 | 0 | 0 | 0 | 0 | 0 | 0 | 0 | 0 | 0 | 0 | 0 | 0 | 0 | 0 | 0 | 0 | 0 | 0 | 0 | 0 | 0 | 0 | 0 | 0 | 0 | 0 | 0 | 0 | 0 | 0 | 0 | 0 | 0 | 0 | 0 | 0 | 0 | 0 | 0 | 0 | 0 | 0 | 0 | 0 | 0 | 0 | 0 | 0 | 0 | 0 | 0 | 0 | 0 | 0 | 0 | 0 | 0 | 0 | 0 | 0 | 0 | 0 | 0 | 0 | 0 | 0 | 0 | 0 | 0 | 0 | 0 | 0 | 0 | 0 | 0 | 0 | 0 | 0 | 0 | 0 | 0 | 0 | 0 | 0
WA_Commercial_WA - Health_New_Water Heating_Natural Gas_Water Heater - Drainwater Heat Recovery_A | WA | Commercial | WA - Health | New | Water Heating | Natural Gas | Water Heater - Drainwater Heat Recovery | A | WCM193 | 0 | 0 | 40 | 54.4308 | 0 | 0 | 3870.13 | 0 | 0 | 0 | 0.28365 | 0.25 | faucet | 86.67% | 86.67% | Discretionary | Retro5Med_WA | 85% | Water Heater | 0% | 0 |  | 0 |  | 0 | DHW_DWHR-Water Heating-OPATRM-v1-1 | DHW_DWHR-Water Heating-OPATRM-v1-1 | DHW_DWHR-Water Heating-MNTRM-v1.0-7 | 0 | 0 | 0 | 0 | 0 | 0 | 0 | 0 | 0 | 0 | 0 | 0 | 0 | 0 | 0 | 0 | 0 | 0 | 0 | 0 | 0 | 0 | 0 | 0 | 0 | 0 | 0 | 0 | 0 | 0 | 0 | 0 | 0 | 0 | 0 | 0 | 0 | 0 | 0 | 0 | 0 | 0 | 0 | 0 | 0 | 0 | 0 | 0 | 0 | 0 | 0 | 0 | 0 | 0 | 3870.13 | 3870.13 | 3870.13 | 3870.13 | 3870.13 | 3870.13 | 3870.13 | 3870.13 | 3870.13 | 3870.13 | 3870.13 | 3870.13 | 3870.13 | 3870.13 | 3870.13 | 3870.13 | 3870.13 | 3870.13 | 3870.13 | 3870.13 | 3870.13 | 3870.13 | 3870.13 | 3870.13 | 3870.13 | 3870.13 | 3870.13 | 0 | 0 | 0 | 0 | 0 | 0 | 0 | 0 | 0 | 0 | 0 | 0 | 0 | 0 | 0 | 0 | 0 | 0 | 0 | 0 | 0 | 0 | 0 | 0 | 0 | 0 | 0 | 0 | 0 | 0 | 0 | 0 | 0 | 0 | 0 | 0 | 0 | 0 | 0 | 0 | 0 | 0 | 0 | 0 | 0 | 0 | 0 | 0 | 0 | 0 | 0 | 0 | 0 | 0 | 0 | 0 | 0 | 0 | 0 | 0 | 0 | 0 | 0 | 0 | 0 | 0 | 0 | 0 | 0 | 0 | 0 | 0 | 0 | 0 | 0 | 0 | 0 | 0 | 0 | 0 | 0 | 0 | 0 | 0 | 0 | 0 | 0 | 0 | 0 | 0 | 0 | 0 | 0 | 0 | 0 | 0 | 0 | 0 | 0 | 0 | 0 | 0 | 0 | 0 | 0 | 0 | 0 | 0 | 0 | 0 | 0 | 0 | 0 | 0 | 0 | 0 | 0 | 0 | 0 | 0 | 0 | 0 | 0 | 0 | 0 | 0 | 0 | 0 | 0 | 0 | 0 | 0 | 0 | 0 | 0 | 0 | 0 | 0 | 0 | 0 | 0 | 0 | 0 | 0 | 0 | 0 | 0 | 0 | 0 | 0 | 0 | 0 | 0 | 0 | 0 | 0 | 0 | 0 | 0 | 0 | 0 | 0 | 0 | 0 | 0 | 0 | 0 | 0 | 0 | 0 | 0 | 0 | 0 | 0 | 0 | 0 | 0 | 0 | 0 | 0 | 0 | 0 | 0 | 0 | 0 | 0 | 0 | 0 | 0 | 0 | 0 | 0 | 0 | 0 | 0 | 0 | 0 | 0 | 0 | 0 | 0 | 0 | 0 | 0 | 0 | 0 | 0 | 0 | 0 | 0 | 0 | 0 | 0 | 0 | 0 | 0 | 0 | 0 | 0 | 0 | 0 | 0 | 0 | 0 | 0 | 0 | 0 | 0 | 0 | 0 | 0 | 0 | 0 | 0 | 0 | 0 | 0 | 0 | 0 | 0 | 0 | 0 | 0 | 0 | 0 | 0 | 0 | 0 | 0 | 0 | 0 | 0 | 0 | 0 | 0 | 0 | 0 | 0 | 0 | 0 | 0 | 0 | 0 | 0 | 0 | 0 | 0 | 0 | 0 | 0 | 0 | 0 | 0 | 0 | 0 | 0 | 0 | 0 | 0 | 0 | 0 | 0 | 0 | 0 | 0 | 0 | 0 | 0 | 0 | 0 | 0 | 0 | 0 | 0 | 0 | 0 | 0 | 0 | 0 | 0 | 0 | 0 | 0 | 0 | 0 | 0 | 0 | 0 | 0 | 0 | 0 | 0 | 0 | 0 | 0 | 0 | 0 | 0 | 0 | 0 | 0 | 0 | 0 | 0 | 0 | 0 | 0 | 0 | 0 | 0 | 0 | 0 | 0 | 0 | 0 | 0 | 0 | 0 | 0 | 0 | 0 | 0 | 0 | 0 | 0 | 0 | 0 | 0 | 0 | 0 | 0 | 0 | 0 | 0 | 0 | 0 | 0 | 0 | 0 | 0 | 0 | 0 | 0 | 0 | 0 | 0 | 0 | 0 | 0 | 0 | 0 | 0 | 0 | 0 | 0 | 0 | 0 | 0 | 0 | 0 | 0 | 0 | 0 | 0 | 0 | 0 | 0 | 0 | 0 | 0 | 0 | 0 | 0 | 0 | 0 | 0 | 0 | 0 | 0 | 0 | 0 | 0 | 0 | 0 | 0 | 0 | 0 | 0 | 0 | 0 | 0 | 0 | 0 | 0 | 0 | 0 | 0 | 0 | 0 | 0 | 0 | 0 | 0 | 0 | 0 | 0 | 0 | 0 | 0 | 0 | 0 | 0 | 0 | 0 | 0 | 0 | 0 | 0 | 0 | 0 | 0 | 0 | 0 | 0 | 0 | 0 | 0 | 0 | 0 | 0 | 0 | 0 | 0 | 0 | 0 | 0 | 0 | 0 | 0 | 0 | 0 | 0 | 0 | 0 | 0 | 0 | 0 | 0 | 0 | 0 | 0 | 0 | 0 | 0 | 0 | 0 | 0
WA_Commercial_WA - Health_New_Water Heating_Natural Gas_Water Heater - Circulation Pump Controls_A | WA | Commercial | WA - Health | New | Water Heating | Natural Gas | Water Heater - Circulation Pump Controls | A | WCM194 | Circulation pump with no controls. | Controlled circulation pump. | 11.5 | 5715.9356 | 0 | 0 | 7454.64 | 0 | 0 | 0 | 0.28365 | 0.25 | perbldg | 15% | 40% | Discretionary | Retro5Med_WA | 85% | Water Heater | 0% | 0 |  | 0 |  | 0 | RTF - ComResCirculatorPumps_2_3 - AEG Edited | RTF - ComResCirculatorPumps_2_3 - AEG Edited | RTF - ComResCirculatorPumps_2_3 - AEG Edited | Circulation pump with no controls. | Circulation pump with no controls. | Circulation pump with no controls. | Circulation pump with no controls. | Circulation pump with no controls. | Circulation pump with no controls. | Circulation pump with no controls. | Circulation pump with no controls. | Circulation pump with no controls. | Circulation pump with no controls. | Circulation pump with no controls. | Circulation pump with no controls. | Circulation pump with no controls. | Circulation pump with no controls. | Circulation pump with no controls. | Circulation pump with no controls. | Circulation pump with no controls. | Circulation pump with no controls. | Circulation pump with no controls. | Circulation pump with no controls. | Circulation pump with no controls. | Circulation pump with no controls. | Circulation pump with no controls. | Circulation pump with no controls. | Circulation pump with no controls. | Circulation pump with no controls. | Circulation pump with no controls. | Controlled circulation pump. | Controlled circulation pump. | Controlled circulation pump. | Controlled circulation pump. | Controlled circulation pump. | Controlled circulation pump. | Controlled circulation pump. | Controlled circulation pump. | Controlled circulation pump. | Controlled circulation pump. | Controlled circulation pump. | Controlled circulation pump. | Controlled circulation pump. | Controlled circulation pump. | Controlled circulation pump. | Controlled circulation pump. | Controlled circulation pump. | Controlled circulation pump. | Controlled circulation pump. | Controlled circulation pump. | Controlled circulation pump. | Controlled circulation pump. | Controlled circulation pump. | Controlled circulation pump. | Controlled circulation pump. | Controlled circulation pump. | Controlled circulation pump. | 7454.64 | 7454.64 | 7454.64 | 7454.64 | 7454.64 | 7454.64 | 7454.64 | 7454.64 | 7454.64 | 7454.64 | 7454.64 | 7454.64 | 7454.64 | 7454.64 | 7454.64 | 7454.64 | 7454.64 | 7454.64 | 7454.64 | 7454.64 | 7454.64 | 7454.64 | 7454.64 | 7454.64 | 7454.64 | 7454.64 | 7454.64 | 0 | 0 | 0 | 0 | 0 | 0 | 0 | 0 | 0 | 0 | 0 | 0 | 0 | 0 | 0 | 0 | 0 | 0 | 0 | 0 | 0 | 0 | 0 | 0 | 0 | 0 | 0 | 0 | 0 | 0 | 0 | 0 | 0 | 0 | 0 | 0 | 0 | 0 | 0 | 0 | 0 | 0 | 0 | 0 | 0 | 0 | 0 | 0 | 0 | 0 | 0 | 0 | 0 | 0 | 0 | 0 | 0 | 0 | 0 | 0 | 0 | 0 | 0 | 0 | 0 | 0 | 0 | 0 | 0 | 0 | 0 | 0 | 0 | 0 | 0 | 0 | 0 | 0 | 0 | 0 | 0 | 0 | 0 | 0 | 0 | 0 | 0 | 0 | 0 | 0 | 0 | 0 | 0 | 0 | 0 | 0 | 0 | 0 | 0 | 0 | 0 | 0 | 0 | 0 | 0 | 0 | 0 | 0 | 0 | 0 | 0 | 0 | 0 | 0 | 0 | 0 | 0 | 0 | 0 | 0 | 0 | 0 | 0 | 0 | 0 | 0 | 0 | 0 | 0 | 0 | 0 | 0 | 0 | 0 | 0 | 0 | 0 | 0 | 0 | 0 | 0 | 0 | 0 | 0 | 0 | 0 | 0 | 0 | 0 | 0 | 0 | 0 | 0 | 0 | 0 | 0 | 0 | 0 | 0 | 0 | 0 | 0 | 0 | 0 | 0 | 0 | 0 | 0 | 0 | 0 | 0 | 0 | 0 | 0 | 0 | 0 | 0 | 0 | 0 | 0 | 0 | 0 | 0 | 0 | 0 | 0 | 0 | 0 | 0 | 0 | 0 | 0 | 0 | 0 | 0 | 0 | 0 | 0 | 0 | 0 | 0 | 0 | 0 | 0 | 0 | 0 | 0 | 0 | 0 | 0 | 0 | 0 | 0 | 0 | 0 | 0 | 0 | 0 | 0 | 0 | 0 | 0 | 0 | 0 | 0 | 0 | 0 | 0 | 0 | 0 | 0 | 0 | 0 | 0 | 0 | 0 | 0 | 0 | 0 | 0 | 0 | 0 | 0 | 0 | 0 | 0 | 0 | 0 | 0 | 0 | 0 | 0 | 0 | 0 | 0 | 0 | 0 | 0 | 0 | 0 | 0 | 0 | 0 | 0 | 0 | 0 | 0 | 0 | 0 | 0 | 0 | 0 | 0 | 0 | 0 | 0 | 0 | 0 | 0 | 0 | 0 | 0 | 0 | 0 | 0 | 0 | 0 | 0 | 0 | 0 | 0 | 0 | 0 | 0 | 0 | 0 | 0 | 0 | 0 | 0 | 0 | 0 | 0 | 0 | 0 | 0 | 0 | 0 | 0 | 0 | 0 | 0 | 0 | 0 | 0 | 0 | 0 | 0 | 0 | 0 | 0 | 0 | 0 | 0 | 0 | 0 | 0 | 0 | 0 | 0 | 0 | 0 | 0 | 0 | 0 | 0 | 0 | 0 | 0 | 0 | 0 | 0 | 0 | 0 | 0 | 0 | 0 | 0 | 0 | 0 | 0 | 0 | 0 | 0 | 0 | 0 | 0 | 0 | 0 | 0 | 0 | 0 | 0 | 0 | 0 | 0 | 0 | 0 | 0 | 0 | 0 | 0 | 0 | 0 | 0 | 0 | 0 | 0 | 0 | 0 | 0 | 0 | 0 | 0 | 0 | 0 | 0 | 0 | 0 | 0 | 0 | 0 | 0 | 0 | 0 | 0 | 0 | 0 | 0 | 0 | 0 | 0 | 0 | 0 | 0 | 0 | 0 | 0 | 0 | 0 | 0 | 0 | 0 | 0 | 0 | 0 | 0 | 0 | 0 | 0 | 0 | 0 | 0 | 0 | 0 | 0 | 0 | 0 | 0 | 0 | 0 | 0 | 0 | 0 | 0 | 0 | 0 | 0 | 0 | 0 | 0 | 0 | 0 | 0 | 0 | 0 | 0 | 0 | 0 | 0 | 0 | 0 | 0 | 0 | 0 | 0 | 0 | 0 | 0 | 0 | 0 | 0 | 0 | 0 | 0 | 0 | 0 | 0 | 0 | 0 | 0 | 0 | 0 | 0 | 0 | 0 | 0
WA_Commercial_WA - Health_New_Water Heating_Natural Gas_Water Heater - Pipe Insulation_A | WA | Commercial | WA - Health | New | Water Heating | Natural Gas | Water Heater - Pipe Insulation | A | WCM195 | No insulation. | Water heater pipe insulation. | 15 | 5.02 | 0 | 0 | 158.19 | 0 | 0 | 0 | 0.28365 | 0.25 | PipeFeet | 1.124% | 100% | Discretionary | Retro5Med_WA | 85% | Water Heater | 0% | 0 |  | 0 |  | 0 | IL TRM v10 - 4.4.14 Pipe Insulation - CI-HVC-PINS-V07-220101 | IL TRM v10 - 4.4.14 Pipe Insulation - CI-HVC-PINS-V07-220101 | IL TRM v10 - 4.4.14 Pipe Insulation - CI-HVC-PINS-V07-220101 | No insulation. | No insulation. | No insulation. | No insulation. | No insulation. | No insulation. | No insulation. | No insulation. | No insulation. | No insulation. | No insulation. | No insulation. | No insulation. | No insulation. | No insulation. | No insulation. | No insulation. | No insulation. | No insulation. | No insulation. | No insulation. | No insulation. | No insulation. | No insulation. | No insulation. | No insulation. | No insulation. | Water heater pipe insulation. | Water heater pipe insulation. | Water heater pipe insulation. | Water heater pipe insulation. | Water heater pipe insulation. | Water heater pipe insulation. | Water heater pipe insulation. | Water heater pipe insulation. | Water heater pipe insulation. | Water heater pipe insulation. | Water heater pipe insulation. | Water heater pipe insulation. | Water heater pipe insulation. | Water heater pipe insulation. | Water heater pipe insulation. | Water heater pipe insulation. | Water heater pipe insulation. | Water heater pipe insulation. | Water heater pipe insulation. | Water heater pipe insulation. | Water heater pipe insulation. | Water heater pipe insulation. | Water heater pipe insulation. | Water heater pipe insulation. | Water heater pipe insulation. | Water heater pipe insulation. | Water heater pipe insulation. | 158.19 | 158.19 | 158.19 | 158.19 | 158.19 | 158.19 | 158.19 | 158.19 | 158.19 | 158.19 | 158.19 | 158.19 | 158.19 | 158.19 | 158.19 | 158.19 | 158.19 | 158.19 | 158.19 | 158.19 | 158.19 | 158.19 | 158.19 | 158.19 | 158.19 | 158.19 | 158.19 | 0 | 0 | 0 | 0 | 0 | 0 | 0 | 0 | 0 | 0 | 0 | 0 | 0 | 0 | 0 | 0 | 0 | 0 | 0 | 0 | 0 | 0 | 0 | 0 | 0 | 0 | 0 | 0 | 0 | 0 | 0 | 0 | 0 | 0 | 0 | 0 | 0 | 0 | 0 | 0 | 0 | 0 | 0 | 0 | 0 | 0 | 0 | 0 | 0 | 0 | 0 | 0 | 0 | 0 | 0 | 0 | 0 | 0 | 0 | 0 | 0 | 0 | 0 | 0 | 0 | 0 | 0 | 0 | 0 | 0 | 0 | 0 | 0 | 0 | 0 | 0 | 0 | 0 | 0 | 0 | 0 | 0 | 0 | 0 | 0 | 0 | 0 | 0 | 0 | 0 | 0 | 0 | 0 | 0 | 0 | 0 | 0 | 0 | 0 | 0 | 0 | 0 | 0 | 0 | 0 | 0 | 0 | 0 | 0 | 0 | 0 | 0 | 0 | 0 | 0 | 0 | 0 | 0 | 0 | 0 | 0 | 0 | 0 | 0 | 0 | 0 | 0 | 0 | 0 | 0 | 0 | 0 | 0 | 0 | 0 | 0 | 0 | 0 | 0 | 0 | 0 | 0 | 0 | 0 | 0 | 0 | 0 | 0 | 0 | 0 | 0 | 0 | 0 | 0 | 0 | 0 | 0 | 0 | 0 | 0 | 0 | 0 | 0 | 0 | 0 | 0 | 0 | 0 | 0 | 0 | 0 | 0 | 0 | 0 | 0 | 0 | 0 | 0 | 0 | 0 | 0 | 0 | 0 | 0 | 0 | 0 | 0 | 0 | 0 | 0 | 0 | 0 | 0 | 0 | 0 | 0 | 0 | 0 | 0 | 0 | 0 | 0 | 0 | 0 | 0 | 0 | 0 | 0 | 0 | 0 | 0 | 0 | 0 | 0 | 0 | 0 | 0 | 0 | 0 | 0 | 0 | 0 | 0 | 0 | 0 | 0 | 0 | 0 | 0 | 0 | 0 | 0 | 0 | 0 | 0 | 0 | 0 | 0 | 0 | 0 | 0 | 0 | 0 | 0 | 0 | 0 | 0 | 0 | 0 | 0 | 0 | 0 | 0 | 0 | 0 | 0 | 0 | 0 | 0 | 0 | 0 | 0 | 0 | 0 | 0 | 0 | 0 | 0 | 0 | 0 | 0 | 0 | 0 | 0 | 0 | 0 | 0 | 0 | 0 | 0 | 0 | 0 | 0 | 0 | 0 | 0 | 0 | 0 | 0 | 0 | 0 | 0 | 0 | 0 | 0 | 0 | 0 | 0 | 0 | 0 | 0 | 0 | 0 | 0 | 0 | 0 | 0 | 0 | 0 | 0 | 0 | 0 | 0 | 0 | 0 | 0 | 0 | 0 | 0 | 0 | 0 | 0 | 0 | 0 | 0 | 0 | 0 | 0 | 0 | 0 | 0 | 0 | 0 | 0 | 0 | 0 | 0 | 0 | 0 | 0 | 0 | 0 | 0 | 0 | 0 | 0 | 0 | 0 | 0 | 0 | 0 | 0 | 0 | 0 | 0 | 0 | 0 | 0 | 0 | 0 | 0 | 0 | 0 | 0 | 0 | 0 | 0 | 0 | 0 | 0 | 0 | 0 | 0 | 0 | 0 | 0 | 0 | 0 | 0 | 0 | 0 | 0 | 0 | 0 | 0 | 0 | 0 | 0 | 0 | 0 | 0 | 0 | 0 | 0 | 0 | 0 | 0 | 0 | 0 | 0 | 0 | 0 | 0 | 0 | 0 | 0 | 0 | 0 | 0 | 0 | 0 | 0 | 0 | 0 | 0 | 0 | 0 | 0 | 0 | 0 | 0 | 0 | 0 | 0 | 0 | 0 | 0 | 0 | 0 | 0 | 0 | 0 | 0 | 0 | 0 | 0 | 0 | 0 | 0 | 0 | 0 | 0 | 0 | 0 | 0 | 0 | 0 | 0 | 0 | 0 | 0 | 0 | 0 | 0 | 0 | 0 | 0 | 0 | 0 | 0 | 0 | 0 | 0 | 0 | 0 | 0 | 0 | 0 | 0 | 0 | 0 | 0 | 0 | 0 | 0 | 0 | 0
WA_Commercial_WA - Health_New_Water Heating_Natural Gas_Water Heater - Motion Control Faucet_A | WA | Commercial | WA - Health | New | Water Heating | Natural Gas | Water Heater - Motion Control Faucet | A | WCM196 | 1.39 gpm w/o motion sensor | 0.35 gpm w/ motion sensor | 5 | 0 | 0 | 0 | 1.07 | 0 | 0 | 0 | 0.28365 | 0.25 | sqft | 30% | 75% | Discretionary | Retro5Med_WA | 85% | Water Heater | 0% | 0 |  | 0 |  | 0 | n/a | n/a | n/a | 1.39 gpm w/o motion sensor | 1.39 gpm w/o motion sensor | 1.39 gpm w/o motion sensor | 1.39 gpm w/o motion sensor | 1.39 gpm w/o motion sensor | 1.39 gpm w/o motion sensor | 1.39 gpm w/o motion sensor | 1.39 gpm w/o motion sensor | 1.39 gpm w/o motion sensor | 1.39 gpm w/o motion sensor | 1.39 gpm w/o motion sensor | 1.39 gpm w/o motion sensor | 1.39 gpm w/o motion sensor | 1.39 gpm w/o motion sensor | 1.39 gpm w/o motion sensor | 1.39 gpm w/o motion sensor | 1.39 gpm w/o motion sensor | 1.39 gpm w/o motion sensor | 1.39 gpm w/o motion sensor | 1.39 gpm w/o motion sensor | 1.39 gpm w/o motion sensor | 1.39 gpm w/o motion sensor | 1.39 gpm w/o motion sensor | 1.39 gpm w/o motion sensor | 1.39 gpm w/o motion sensor | 1.39 gpm w/o motion sensor | 1.39 gpm w/o motion sensor | 0.35 gpm w/ motion sensor | 0.35 gpm w/ motion sensor | 0.35 gpm w/ motion sensor | 0.35 gpm w/ motion sensor | 0.35 gpm w/ motion sensor | 0.35 gpm w/ motion sensor | 0.35 gpm w/ motion sensor | 0.35 gpm w/ motion sensor | 0.35 gpm w/ motion sensor | 0.35 gpm w/ motion sensor | 0.35 gpm w/ motion sensor | 0.35 gpm w/ motion sensor | 0.35 gpm w/ motion sensor | 0.35 gpm w/ motion sensor | 0.35 gpm w/ motion sensor | 0.35 gpm w/ motion sensor | 0.35 gpm w/ motion sensor | 0.35 gpm w/ motion sensor | 0.35 gpm w/ motion sensor | 0.35 gpm w/ motion sensor | 0.35 gpm w/ motion sensor | 0.35 gpm w/ motion sensor | 0.35 gpm w/ motion sensor | 0.35 gpm w/ motion sensor | 0.35 gpm w/ motion sensor | 0.35 gpm w/ motion sensor | 0.35 gpm w/ motion sensor | 1.07 | 1.07 | 1.07 | 1.07 | 1.07 | 1.07 | 1.07 | 1.07 | 1.07 | 1.07 | 1.07 | 1.07 | 1.07 | 1.07 | 1.07 | 1.07 | 1.07 | 1.07 | 1.07 | 1.07 | 1.07 | 1.07 | 1.07 | 1.07 | 1.07 | 1.07 | 1.07 | 0 | 0 | 0 | 0 | 0 | 0 | 0 | 0 | 0 | 0 | 0 | 0 | 0 | 0 | 0 | 0 | 0 | 0 | 0 | 0 | 0 | 0 | 0 | 0 | 0 | 0 | 0 | 0 | 0 | 0 | 0 | 0 | 0 | 0 | 0 | 0 | 0 | 0 | 0 | 0 | 0 | 0 | 0 | 0 | 0 | 0 | 0 | 0 | 0 | 0 | 0 | 0 | 0 | 0 | 0 | 0 | 0 | 0 | 0 | 0 | 0 | 0 | 0 | 0 | 0 | 0 | 0 | 0 | 0 | 0 | 0 | 0 | 0 | 0 | 0 | 0 | 0 | 0 | 0 | 0 | 0 | 0 | 0 | 0 | 0 | 0 | 0 | 0 | 0 | 0 | 0 | 0 | 0 | 0 | 0 | 0 | 0 | 0 | 0 | 0 | 0 | 0 | 0 | 0 | 0 | 0 | 0 | 0 | 0 | 0 | 0 | 0 | 0 | 0 | 0 | 0 | 0 | 0 | 0 | 0 | 0 | 0 | 0 | 0 | 0 | 0 | 0 | 0 | 0 | 0 | 0 | 0 | 0 | 0 | 0 | 0 | 0 | 0 | 0 | 0 | 0 | 0 | 0 | 0 | 0 | 0 | 0 | 0 | 0 | 0 | 0 | 0 | 0 | 0 | 0 | 0 | 0 | 0 | 0 | 0 | 0 | 0 | 0 | 0 | 0 | 0 | 0 | 0 | 0 | 0 | 0 | 0 | 0 | 0 | 0 | 0 | 0 | 0 | 0 | 0 | 0 | 0 | 0 | 0 | 0 | 0 | 0 | 0 | 0 | 0 | 0 | 0 | 0 | 0 | 0 | 0 | 0 | 0 | 0 | 0 | 0 | 0 | 0 | 0 | 0 | 0 | 0 | 0 | 0 | 0 | 0 | 0 | 0 | 0 | 0 | 0 | 0 | 0 | 0 | 0 | 0 | 0 | 0 | 0 | 0 | 0 | 0 | 0 | 0 | 0 | 0 | 0 | 0 | 0 | 0 | 0 | 0 | 0 | 0 | 0 | 0 | 0 | 0 | 0 | 0 | 0 | 0 | 0 | 0 | 0 | 0 | 0 | 0 | 0 | 0 | 0 | 0 | 0 | 0 | 0 | 0 | 0 | 0 | 0 | 0 | 0 | 0 | 0 | 0 | 0 | 0 | 0 | 0 | 0 | 0 | 0 | 0 | 0 | 0 | 0 | 0 | 0 | 0 | 0 | 0 | 0 | 0 | 0 | 0 | 0 | 0 | 0 | 0 | 0 | 0 | 0 | 0 | 0 | 0 | 0 | 0 | 0 | 0 | 0 | 0 | 0 | 0 | 0 | 0 | 0 | 0 | 0 | 0 | 0 | 0 | 0 | 0 | 0 | 0 | 0 | 0 | 0 | 0 | 0 | 0 | 0 | 0 | 0 | 0 | 0 | 0 | 0 | 0 | 0 | 0 | 0 | 0 | 0 | 0 | 0 | 0 | 0 | 0 | 0 | 0 | 0 | 0 | 0 | 0 | 0 | 0 | 0 | 0 | 0 | 0 | 0 | 0 | 0 | 0 | 0 | 0 | 0 | 0 | 0 | 0 | 0 | 0 | 0 | 0 | 0 | 0 | 0 | 0 | 0 | 0 | 0 | 0 | 0 | 0 | 0 | 0 | 0 | 0 | 0 | 0 | 0 | 0 | 0 | 0 | 0 | 0 | 0 | 0 | 0 | 0 | 0 | 0 | 0 | 0 | 0 | 0 | 0 | 0 | 0 | 0 | 0 | 0 | 0 | 0 | 0 | 0 | 0 | 0 | 0 | 0 | 0 | 0 | 0 | 0 | 0 | 0 | 0 | 0 | 0 | 0 | 0 | 0 | 0 | 0 | 0 | 0 | 0 | 0 | 0 | 0 | 0 | 0 | 0 | 0 | 0 | 0 | 0 | 0 | 0 | 0 | 0 | 0 | 0 | 0 | 0 | 0 | 0 | 0 | 0 | 0 | 0 | 0 | 0 | 0 | 0 | 0 | 0 | 0 | 0 | 0 | 0 | 0 | 0 | 0 | 0 | 0 | 0 | 0 | 0 | 0 | 0 | 0
WA_Commercial_WA - Health_New_Water Heating_Natural Gas_Water Heater - Solar System_A | WA | Commercial | WA - Health | New | Water Heating | Natural Gas | Water Heater - Solar System | A | WCM197 | 0 | Solar water heater with electric backup unit | 20 | 40.1544 | 0 | 0 | 208.06 | 0 | 0 | 0 | 0.28365 | 0.25 | DHW kbtuh | 1% | 40% | Discretionary | Retro5Med_WA | 85% | Water Heater | 0% | 0 |  | 0 |  | 0 | DHW_WH-Water Heating-AEO17-8 | DHW_WH-Water Heating-AEO17-8 | DHW_WH-Water Heating-DOE-PTool2014-1 | 0 | 0 | 0 | 0 | 0 | 0 | 0 | 0 | 0 | 0 | 0 | 0 | 0 | 0 | 0 | 0 | 0 | 0 | 0 | 0 | 0 | 0 | 0 | 0 | 0 | 0 | 0 | Solar water heater with electric backup unit | Solar water heater with electric backup unit | Solar water heater with electric backup unit | Solar water heater with electric backup unit | Solar water heater with electric backup unit | Solar water heater with electric backup unit | Solar water heater with electric backup unit | Solar water heater with electric backup unit | Solar water heater with electric backup unit | Solar water heater with electric backup unit | Solar water heater with electric backup unit | Solar water heater with electric backup unit | Solar water heater with electric backup unit | Solar water heater with electric backup unit | Solar water heater with electric backup unit | Solar water heater with electric backup unit | Solar water heater with electric backup unit | Solar water heater with electric backup unit | Solar water heater with electric backup unit | Solar water heater with electric backup unit | Solar water heater with electric backup unit | Solar water heater with electric backup unit | Solar water heater with electric backup unit | Solar water heater with electric backup unit | Solar water heater with electric backup unit | Solar water heater with electric backup unit | Solar water heater with electric backup unit | 208.06 | 208.06 | 208.06 | 208.06 | 208.06 | 208.06 | 208.06 | 208.06 | 208.06 | 208.06 | 208.06 | 208.06 | 208.06 | 208.06 | 208.06 | 208.06 | 208.06 | 208.06 | 208.06 | 208.06 | 208.06 | 208.06 | 208.06 | 208.06 | 208.06 | 208.06 | 208.06 | 0 | 0 | 0 | 0 | 0 | 0 | 0 | 0 | 0 | 0 | 0 | 0 | 0 | 0 | 0 | 0 | 0 | 0 | 0 | 0 | 0 | 0 | 0 | 0 | 0 | 0 | 0 | 0 | 0 | 0 | 0 | 0 | 0 | 0 | 0 | 0 | 0 | 0 | 0 | 0 | 0 | 0 | 0 | 0 | 0 | 0 | 0 | 0 | 0 | 0 | 0 | 0 | 0 | 0 | 0 | 0 | 0 | 0 | 0 | 0 | 0 | 0 | 0 | 0 | 0 | 0 | 0 | 0 | 0 | 0 | 0 | 0 | 0 | 0 | 0 | 0 | 0 | 0 | 0 | 0 | 0 | 0 | 0 | 0 | 0 | 0 | 0 | 0 | 0 | 0 | 0 | 0 | 0 | 0 | 0 | 0 | 0 | 0 | 0 | 0 | 0 | 0 | 0 | 0 | 0 | 0 | 0 | 0 | 0 | 0 | 0 | 0 | 0 | 0 | 0 | 0 | 0 | 0 | 0 | 0 | 0 | 0 | 0 | 0 | 0 | 0 | 0 | 0 | 0 | 0 | 0 | 0 | 0 | 0 | 0 | 0 | 0 | 0 | 0 | 0 | 0 | 0 | 0 | 0 | 0 | 0 | 0 | 0 | 0 | 0 | 0 | 0 | 0 | 0 | 0 | 0 | 0 | 0 | 0 | 0 | 0 | 0 | 0 | 0 | 0 | 0 | 0 | 0 | 0 | 0 | 0 | 0 | 0 | 0 | 0 | 0 | 0 | 0 | 0 | 0 | 0 | 0 | 0 | 0 | 0 | 0 | 0 | 0 | 0 | 0 | 0 | 0 | 0 | 0 | 0 | 0 | 0 | 0 | 0 | 0 | 0 | 0 | 0 | 0 | 0 | 0 | 0 | 0 | 0 | 0 | 0 | 0 | 0 | 0 | 0 | 0 | 0 | 0 | 0 | 0 | 0 | 0 | 0 | 0 | 0 | 0 | 0 | 0 | 0 | 0 | 0 | 0 | 0 | 0 | 0 | 0 | 0 | 0 | 0 | 0 | 0 | 0 | 0 | 0 | 0 | 0 | 0 | 0 | 0 | 0 | 0 | 0 | 0 | 0 | 0 | 0 | 0 | 0 | 0 | 0 | 0 | 0 | 0 | 0 | 0 | 0 | 0 | 0 | 0 | 0 | 0 | 0 | 0 | 0 | 0 | 0 | 0 | 0 | 0 | 0 | 0 | 0 | 0 | 0 | 0 | 0 | 0 | 0 | 0 | 0 | 0 | 0 | 0 | 0 | 0 | 0 | 0 | 0 | 0 | 0 | 0 | 0 | 0 | 0 | 0 | 0 | 0 | 0 | 0 | 0 | 0 | 0 | 0 | 0 | 0 | 0 | 0 | 0 | 0 | 0 | 0 | 0 | 0 | 0 | 0 | 0 | 0 | 0 | 0 | 0 | 0 | 0 | 0 | 0 | 0 | 0 | 0 | 0 | 0 | 0 | 0 | 0 | 0 | 0 | 0 | 0 | 0 | 0 | 0 | 0 | 0 | 0 | 0 | 0 | 0 | 0 | 0 | 0 | 0 | 0 | 0 | 0 | 0 | 0 | 0 | 0 | 0 | 0 | 0 | 0 | 0 | 0 | 0 | 0 | 0 | 0 | 0 | 0 | 0 | 0 | 0 | 0 | 0 | 0 | 0 | 0 | 0 | 0 | 0 | 0 | 0 | 0 | 0 | 0 | 0 | 0 | 0 | 0 | 0 | 0 | 0 | 0 | 0 | 0 | 0 | 0 | 0 | 0 | 0 | 0 | 0 | 0 | 0 | 0 | 0 | 0 | 0 | 0 | 0 | 0 | 0 | 0 | 0 | 0 | 0 | 0 | 0 | 0 | 0 | 0 | 0 | 0 | 0 | 0 | 0 | 0 | 0 | 0 | 0 | 0 | 0 | 0 | 0 | 0 | 0 | 0 | 0 | 0 | 0 | 0 | 0 | 0 | 0 | 0 | 0 | 0 | 0 | 0 | 0 | 0 | 0 | 0 | 0 | 0 | 0 | 0 | 0 | 0 | 0 | 0 | 0 | 0 | 0 | 0 | 0 | 0 | 0
WA_Commercial_WA - Health_New_Water Heating_Natural Gas_Commercial Laundry - Ozone Treatment_A | WA | Commercial | WA - Health | New | Water Heating | Natural Gas | Commercial Laundry - Ozone Treatment | A | WCM198 | Standard commercial washer. | Ozone laundry treatment system. | 10 | 1833.2024 | 0 | 0 | 151053.96 | 0 | 1812.2 | 0 | 0.28365 | 0.25 | perBldg | 0% | 6.667% | Discretionary | Retro5Med_WA | 85% | Water Heater | 0% | 0 |  | 0 |  | 0 | CW_OZON-Water Heating-ILTRM-v4.0-4 | CW_OZON-Water Heating-ILTRM-v4.0-4 | CW_OZON-Water Heating-ILTRM-v4.0-4 | Standard commercial washer. | Standard commercial washer. | Standard commercial washer. | Standard commercial washer. | Standard commercial washer. | Standard commercial washer. | Standard commercial washer. | Standard commercial washer. | Standard commercial washer. | Standard commercial washer. | Standard commercial washer. | Standard commercial washer. | Standard commercial washer. | Standard commercial washer. | Standard commercial washer. | Standard commercial washer. | Standard commercial washer. | Standard commercial washer. | Standard commercial washer. | Standard commercial washer. | Standard commercial washer. | Standard commercial washer. | Standard commercial washer. | Standard commercial washer. | Standard commercial washer. | Standard commercial washer. | Standard commercial washer. | Ozone laundry treatment system. | Ozone laundry treatment system. | Ozone laundry treatment system. | Ozone laundry treatment system. | Ozone laundry treatment system. | Ozone laundry treatment system. | Ozone laundry treatment system. | Ozone laundry treatment system. | Ozone laundry treatment system. | Ozone laundry treatment system. | Ozone laundry treatment system. | Ozone laundry treatment system. | Ozone laundry treatment system. | Ozone laundry treatment system. | Ozone laundry treatment system. | Ozone laundry treatment system. | Ozone laundry treatment system. | Ozone laundry treatment system. | Ozone laundry treatment system. | Ozone laundry treatment system. | Ozone laundry treatment system. | Ozone laundry treatment system. | Ozone laundry treatment system. | Ozone laundry treatment system. | Ozone laundry treatment system. | Ozone laundry treatment system. | Ozone laundry treatment system. | 151053.96 | 151053.96 | 151053.96 | 151053.96 | 151053.96 | 151053.96 | 151053.96 | 151053.96 | 151053.96 | 151053.96 | 151053.96 | 151053.96 | 151053.96 | 151053.96 | 151053.96 | 151053.96 | 151053.96 | 151053.96 | 151053.96 | 151053.96 | 151053.96 | 151053.96 | 151053.96 | 151053.96 | 151053.96 | 151053.96 | 151053.96 | 0 | 0 | 0 | 0 | 0 | 0 | 0 | 0 | 0 | 0 | 0 | 0 | 0 | 0 | 0 | 0 | 0 | 0 | 0 | 0 | 0 | 0 | 0 | 0 | 0 | 0 | 0 | 0 | 0 | 0 | 0 | 0 | 0 | 0 | 0 | 0 | 0 | 0 | 0 | 0 | 0 | 0 | 0 | 0 | 0 | 0 | 0 | 0 | 0 | 0 | 0 | 0 | 0 | 0 | 0 | 0 | 0 | 0 | 0 | 0 | 0 | 0 | 0 | 0 | 0 | 0 | 0 | 0 | 0 | 0 | 0 | 0 | 0 | 0 | 0 | 0 | 0 | 0 | 0 | 0 | 0 | 0 | 0 | 0 | 0 | 0 | 0 | 0 | 0 | 0 | 0 | 0 | 0 | 0 | 0 | 0 | 0 | 0 | 0 | 0 | 0 | 0 | 0 | 0 | 0 | 0 | 0 | 0 | 0 | 0 | 0 | 0 | 0 | 0 | 0 | 0 | 0 | 0 | 0 | 0 | 0 | 0 | 0 | 0 | 0 | 0 | 0 | 0 | 0 | 0 | 0 | 0 | 0 | 0 | 0 | 0 | 0 | 0 | 0 | 0 | 0 | 0 | 0 | 0 | 0 | 0 | 0 | 0 | 0 | 0 | 0 | 0 | 0 | 0 | 0 | 0 | 0 | 0 | 0 | 0 | 0 | 0 | 0 | 0 | 0 | 0 | 0 | 0 | 0 | 0 | 0 | 0 | 0 | 0 | 0 | 0 | 0 | 0 | 0 | 0 | 0 | 0 | 0 | 0 | 0 | 0 | 0 | 0 | 0 | 0 | 0 | 0 | 0 | 0 | 0 | 0 | 0 | 0 | 0 | 0 | 0 | 0 | 0 | 0 | 0 | 0 | 0 | 0 | 0 | 0 | 0 | 0 | 0 | 0 | 0 | 0 | 0 | 0 | 0 | 0 | 0 | 0 | 0 | 0 | 0 | 0 | 0 | 0 | 0 | 0 | 0 | 0 | 0 | 0 | 0 | 0 | 0 | 0 | 0 | 0 | 0 | 0 | 0 | 0 | 0 | 0 | 0 | 0 | 0 | 0 | 0 | 0 | 0 | 0 | 0 | 0 | 0 | 0 | 0 | 0 | 0 | 0 | 0 | 0 | 0 | 0 | 0 | 0 | 0 | 0 | 0 | 0 | 0 | 0 | 0 | 0 | 0 | 0 | 0 | 0 | 0 | 0 | 0 | 0 | 0 | 0 | 0 | 0 | 0 | 0 | 0 | 0 | 0 | 0 | 0 | 0 | 0 | 0 | 0 | 0 | 0 | 0 | 0 | 0 | 0 | 0 | 0 | 0 | 0 | 0 | 0 | 0 | 0 | 0 | 0 | 0 | 0 | 0 | 0 | 0 | 0 | 0 | 0 | 0 | 0 | 0 | 0 | 0 | 0 | 0 | 0 | 0 | 0 | 0 | 0 | 0 | 0 | 0 | 0 | 0 | 0 | 0 | 0 | 0 | 0 | 0 | 0 | 0 | 0 | 0 | 0 | 0 | 0 | 0 | 0 | 0 | 0 | 0 | 0 | 0 | 0 | 0 | 0 | 0 | 0 | 0 | 0 | 0 | 0 | 0 | 0 | 0 | 0 | 0 | 0 | 0 | 0 | 0 | 0 | 0 | 0 | 0 | 0 | 0 | 0 | 0 | 0 | 0 | 0 | 0 | 0 | 0 | 0 | 0 | 0 | 0 | 0 | 0 | 0 | 0 | 0 | 0 | 0 | 0 | 0 | 0 | 0 | 0 | 0 | 0 | 0 | 0 | 0 | 0 | 0 | 0 | 0 | 0 | 0 | 0 | 0 | 0 | 0 | 0 | 0 | 0 | 0 | 0 | 0 | 0 | 0 | 0 | 0 | 0 | 0 | 0 | 0 | 0 | 0 | 0 | 0 | 0 | 0 | 0 | 0 | 0 | 0 | 0 | 0 | 0 | 0 | 0 | 0 | 0 | 0 | 0 | 0 | 0 | 0 | 0 | 0 | 0 | 0 | 0 | 0 | 0 | 0 | 0 | 0 | 0 | 0 | 0 | 0 | 0 | 0 | 0 | 0
WA_Commercial_WA - Health_New_Water Heating_Natural Gas_Commercial Laundry - ENERGY STAR Washer_A | WA | Commercial | WA - Health | New | Water Heating | Natural Gas | Commercial Laundry - ENERGY STAR Washer | A | WCM199 | Standard efficiency washer. | ENERGY STAR rated washer. | 7 | 35.5089 | 0 | 0 | 971.92 | 424.69 | 0 | 0 | 0.28365 | 0.25 | ClothesWashers | 0% | 6.667% | Discretionary | Retro5Med_WA | 95% | Water Heater | 0% | 0 |  | 0 |  | 0 | CW-Miscellaneous-RTF-v5.1-21 | CW-Miscellaneous-RTF-v5.1-21 | CW-Miscellaneous-RTF-PreQCv5.0-8 | Standard efficiency washer. | Standard efficiency washer. | Standard efficiency washer. | Standard efficiency washer. | Standard efficiency washer. | Standard efficiency washer. | Standard efficiency washer. | Standard efficiency washer. | Standard efficiency washer. | Standard efficiency washer. | Standard efficiency washer. | Standard efficiency washer. | Standard efficiency washer. | Standard efficiency washer. | Standard efficiency washer. | Standard efficiency washer. | Standard efficiency washer. | Standard efficiency washer. | Standard efficiency washer. | Standard efficiency washer. | Standard efficiency washer. | Standard efficiency washer. | Standard efficiency washer. | Standard efficiency washer. | Standard efficiency washer. | Standard efficiency washer. | Standard efficiency washer. | ENERGY STAR rated washer. | ENERGY STAR rated washer. | ENERGY STAR rated washer. | ENERGY STAR rated washer. | ENERGY STAR rated washer. | ENERGY STAR rated washer. | ENERGY STAR rated washer. | ENERGY STAR rated washer. | ENERGY STAR rated washer. | ENERGY STAR rated washer. | ENERGY STAR rated washer. | ENERGY STAR rated washer. | ENERGY STAR rated washer. | ENERGY STAR rated washer. | ENERGY STAR rated washer. | ENERGY STAR rated washer. | ENERGY STAR rated washer. | ENERGY STAR rated washer. | ENERGY STAR rated washer. | ENERGY STAR rated washer. | ENERGY STAR rated washer. | ENERGY STAR rated washer. | ENERGY STAR rated washer. | ENERGY STAR rated washer. | ENERGY STAR rated washer. | ENERGY STAR rated washer. | ENERGY STAR rated washer. | 971.92 | 971.92 | 971.92 | 971.92 | 971.92 | 971.92 | 971.92 | 971.92 | 971.92 | 971.92 | 971.92 | 971.92 | 971.92 | 971.92 | 971.92 | 971.92 | 971.92 | 971.92 | 971.92 | 971.92 | 971.92 | 971.92 | 971.92 | 971.92 | 971.92 | 971.92 | 971.92 | 0 | 0 | 0 | 0 | 0 | 0 | 0 | 0 | 0 | 0 | 0 | 0 | 0 | 0 | 0 | 0 | 0 | 0 | 0 | 0 | 0 | 0 | 0 | 0 | 0 | 0 | 0 | 0 | 0 | 0 | 0 | 0 | 0 | 0 | 0 | 0 | 0 | 0 | 0 | 0 | 0 | 0 | 0 | 0 | 0 | 0 | 0 | 0 | 0 | 0 | 0 | 0 | 0 | 0 | 0 | 0 | 0 | 0 | 0 | 0 | 0 | 0 | 0 | 0 | 0 | 0 | 0 | 0 | 0 | 0 | 0 | 0 | 0 | 0 | 0 | 0 | 0 | 0 | 0 | 0 | 0 | 0 | 0 | 0 | 0 | 0 | 0 | 0 | 0 | 0 | 0 | 0 | 0 | 0 | 0 | 0 | 0 | 0 | 0 | 0 | 0 | 0 | 0 | 0 | 0 | 0 | 0 | 0 | 0 | 0 | 0 | 0 | 0 | 0 | 0 | 0 | 0 | 0 | 0 | 0 | 0 | 0 | 0 | 0 | 0 | 0 | 0 | 0 | 0 | 0 | 0 | 0 | 0 | 0 | 0 | 0 | 0 | 0 | 0 | 0 | 0 | 0 | 0 | 0 | 0 | 0 | 0 | 0 | 0 | 0 | 0 | 0 | 0 | 0 | 0 | 0 | 0 | 0 | 0 | 0 | 0 | 0 | 0 | 0 | 0 | 0 | 0 | 0 | 0 | 0 | 0 | 0 | 0 | 0 | 0 | 0 | 0 | 0 | 0 | 0 | 0 | 0 | 0 | 0 | 0 | 0 | 0 | 0 | 0 | 0 | 0 | 0 | 0 | 0 | 0 | 0 | 0 | 0 | 0 | 0 | 0 | 0 | 0 | 0 | 0 | 0 | 0 | 0 | 0 | 0 | 0 | 0 | 0 | 0 | 0 | 0 | 0 | 0 | 0 | 0 | 0 | 0 | 0 | 0 | 0 | 0 | 0 | 0 | 0 | 0 | 0 | 0 | 0 | 0 | 0 | 0 | 0 | 0 | 0 | 0 | 0 | 0 | 0 | 0 | 0 | 0 | 0 | 0 | 0 | 0 | 0 | 0 | 0 | 0 | 0 | 0 | 0 | 0 | 0 | 0 | 0 | 0 | 0 | 0 | 0 | 0 | 0 | 0 | 0 | 0 | 0 | 0 | 0 | 0 | 0 | 0 | 0 | 0 | 0 | 0 | 0 | 0 | 0 | 0 | 0 | 0 | 0 | 0 | 0 | 0 | 0 | 0 | 0 | 0 | 0 | 0 | 0 | 0 | 0 | 0 | 0 | 0 | 0 | 0 | 0 | 0 | 0 | 0 | 0 | 0 | 0 | 0 | 0 | 0 | 0 | 0 | 0 | 0 | 0 | 0 | 0 | 0 | 0 | 0 | 0 | 0 | 0 | 0 | 0 | 0 | 0 | 0 | 0 | 0 | 0 | 0 | 0 | 0 | 0 | 0 | 0 | 0 | 0 | 0 | 0 | 0 | 0 | 0 | 0 | 0 | 0 | 0 | 0 | 0 | 0 | 0 | 0 | 0 | 0 | 0 | 0 | 0 | 0 | 0 | 0 | 0 | 0 | 0 | 0 | 0 | 0 | 0 | 0 | 0 | 0 | 0 | 0 | 0 | 0 | 0 | 0 | 0 | 0 | 0 | 0 | 0 | 0 | 0 | 0 | 0 | 0 | 0 | 0 | 0 | 0 | 0 | 0 | 0 | 0 | 0 | 0 | 0 | 0 | 0 | 0 | 0 | 0 | 0 | 0 | 0 | 0 | 0 | 0 | 0 | 0 | 0 | 0 | 0 | 0 | 0 | 0 | 0 | 0 | 0 | 0 | 0 | 0 | 0 | 0 | 0 | 0 | 0 | 0 | 0 | 0 | 0 | 0 | 0 | 0 | 0 | 0 | 0 | 0 | 0 | 0 | 0 | 0 | 0 | 0 | 0 | 0 | 0 | 0 | 0 | 0 | 0 | 0 | 0 | 0 | 0 | 0 | 0 | 0 | 0 | 0 | 0 | 0 | 0 | 0 | 0 | 0 | 0 | 0 | 0 | 0 | 0 | 0
WA_Commercial_WA - Health_New_Water Heating_Natural Gas_Water Heater - Efficient Dishwasher_A | WA | Commercial | WA - Health | New | Water Heating | Natural Gas | Water Heater - Efficient Dishwasher | A | WCM200 | 0 | ENERGY STAR | 12 | 102.8166 | 0 | 0 | 19396.33 | 10770.54 | 0 | 0 | 0.28365 | 0.25 | perBldg | 0% | 6.667% | Discretionary | Retro5Med_WA | 85% | Water Heater | 0% | 0 |  | 0 |  | 0 | Avista TRM | Avista TRM | Avista TRM | 0 | 0 | 0 | 0 | 0 | 0 | 0 | 0 | 0 | 0 | 0 | 0 | 0 | 0 | 0 | 0 | 0 | 0 | 0 | 0 | 0 | 0 | 0 | 0 | 0 | 0 | 0 | ENERGY STAR | ENERGY STAR | ENERGY STAR | ENERGY STAR | ENERGY STAR | ENERGY STAR | ENERGY STAR | ENERGY STAR | ENERGY STAR | ENERGY STAR | ENERGY STAR | ENERGY STAR | ENERGY STAR | ENERGY STAR | ENERGY STAR | ENERGY STAR | ENERGY STAR | ENERGY STAR | ENERGY STAR | ENERGY STAR | ENERGY STAR | ENERGY STAR | ENERGY STAR | ENERGY STAR | ENERGY STAR | ENERGY STAR | ENERGY STAR | 19396.33 | 19396.33 | 19396.33 | 19396.33 | 19396.33 | 19396.33 | 19396.33 | 19396.33 | 19396.33 | 19396.33 | 19396.33 | 19396.33 | 19396.33 | 19396.33 | 19396.33 | 19396.33 | 19396.33 | 19396.33 | 19396.33 | 19396.33 | 19396.33 | 19396.33 | 19396.33 | 19396.33 | 19396.33 | 19396.33 | 19396.33 | 0 | 0 | 0 | 0 | 0 | 0 | 0 | 0 | 0 | 0 | 0 | 0 | 0 | 0 | 0 | 0 | 0 | 0 | 0 | 0 | 0 | 0 | 0 | 0 | 0 | 0 | 0 | 0 | 0 | 0 | 0 | 0 | 0 | 0 | 0 | 0 | 0 | 0 | 0 | 0 | 0 | 0 | 0 | 0 | 0 | 0 | 0 | 0 | 0 | 0 | 0 | 0 | 0 | 0 | 0 | 0 | 0 | 0 | 0 | 0 | 0 | 0 | 0 | 0 | 0 | 0 | 0 | 0 | 0 | 0 | 0 | 0 | 0 | 0 | 0 | 0 | 0 | 0 | 0 | 0 | 0 | 0 | 0 | 0 | 0 | 0 | 0 | 0 | 0 | 0 | 0 | 0 | 0 | 0 | 0 | 0 | 0 | 0 | 0 | 0 | 0 | 0 | 0 | 0 | 0 | 0 | 0 | 0 | 0 | 0 | 0 | 0 | 0 | 0 | 0 | 0 | 0 | 0 | 0 | 0 | 0 | 0 | 0 | 0 | 0 | 0 | 0 | 0 | 0 | 0 | 0 | 0 | 0 | 0 | 0 | 0 | 0 | 0 | 0 | 0 | 0 | 0 | 0 | 0 | 0 | 0 | 0 | 0 | 0 | 0 | 0 | 0 | 0 | 0 | 0 | 0 | 0 | 0 | 0 | 0 | 0 | 0 | 0 | 0 | 0 | 0 | 0 | 0 | 0 | 0 | 0 | 0 | 0 | 0 | 0 | 0 | 0 | 0 | 0 | 0 | 0 | 0 | 0 | 0 | 0 | 0 | 0 | 0 | 0 | 0 | 0 | 0 | 0 | 0 | 0 | 0 | 0 | 0 | 0 | 0 | 0 | 0 | 0 | 0 | 0 | 0 | 0 | 0 | 0 | 0 | 0 | 0 | 0 | 0 | 0 | 0 | 0 | 0 | 0 | 0 | 0 | 0 | 0 | 0 | 0 | 0 | 0 | 0 | 0 | 0 | 0 | 0 | 0 | 0 | 0 | 0 | 0 | 0 | 0 | 0 | 0 | 0 | 0 | 0 | 0 | 0 | 0 | 0 | 0 | 0 | 0 | 0 | 0 | 0 | 0 | 0 | 0 | 0 | 0 | 0 | 0 | 0 | 0 | 0 | 0 | 0 | 0 | 0 | 0 | 0 | 0 | 0 | 0 | 0 | 0 | 0 | 0 | 0 | 0 | 0 | 0 | 0 | 0 | 0 | 0 | 0 | 0 | 0 | 0 | 0 | 0 | 0 | 0 | 0 | 0 | 0 | 0 | 0 | 0 | 0 | 0 | 0 | 0 | 0 | 0 | 0 | 0 | 0 | 0 | 0 | 0 | 0 | 0 | 0 | 0 | 0 | 0 | 0 | 0 | 0 | 0 | 0 | 0 | 0 | 0 | 0 | 0 | 0 | 0 | 0 | 0 | 0 | 0 | 0 | 0 | 0 | 0 | 0 | 0 | 0 | 0 | 0 | 0 | 0 | 0 | 0 | 0 | 0 | 0 | 0 | 0 | 0 | 0 | 0 | 0 | 0 | 0 | 0 | 0 | 0 | 0 | 0 | 0 | 0 | 0 | 0 | 0 | 0 | 0 | 0 | 0 | 0 | 0 | 0 | 0 | 0 | 0 | 0 | 0 | 0 | 0 | 0 | 0 | 0 | 0 | 0 | 0 | 0 | 0 | 0 | 0 | 0 | 0 | 0 | 0 | 0 | 0 | 0 | 0 | 0 | 0 | 0 | 0 | 0 | 0 | 0 | 0 | 0 | 0 | 0 | 0 | 0 | 0 | 0 | 0 | 0 | 0 | 0 | 0 | 0 | 0 | 0 | 0 | 0 | 0 | 0 | 0 | 0 | 0 | 0 | 0 | 0 | 0 | 0 | 0 | 0 | 0 | 0 | 0 | 0 | 0 | 0 | 0 | 0 | 0 | 0 | 0 | 0 | 0 | 0 | 0 | 0 | 0 | 0 | 0 | 0 | 0 | 0 | 0 | 0 | 0 | 0 | 0 | 0 | 0 | 0 | 0 | 0 | 0 | 0 | 0 | 0 | 0 | 0 | 0 | 0 | 0
WA_Commercial_WA - Health_New_Water Heating_Natural Gas_Commercial Laundry - Alternative Dry-Cleaning Methods_A | WA | Commercial | WA - Health | New | Water Heating | Natural Gas | Commercial Laundry - Alternative Dry-Cleaning Methods | A | WCM201 | Standard efficiency dryer. | High efficiency alternative dry-cleaning methods. | 15 | 0 | 0 | 0 | 540574.21 | 0 | 0 | 0 | 0.28365 | 0.25 | perBldg | 0% | 6.667% | Discretionary | Retro5Med_WA | 85% | Water Heater | 0% | 0 |  | 0 |  | 0 | CW_ALTDRYCLN-Miscellaneous-SCE-ET05.01-6 | CW_ALTDRYCLN-Miscellaneous-SCE-ET05.01-6 | CW_ALTDRYCLN-Miscellaneous-SCE-ET05.01-6 | Standard efficiency dryer. | Standard efficiency dryer. | Standard efficiency dryer. | Standard efficiency dryer. | Standard efficiency dryer. | Standard efficiency dryer. | Standard efficiency dryer. | Standard efficiency dryer. | Standard efficiency dryer. | Standard efficiency dryer. | Standard efficiency dryer. | Standard efficiency dryer. | Standard efficiency dryer. | Standard efficiency dryer. | Standard efficiency dryer. | Standard efficiency dryer. | Standard efficiency dryer. | Standard efficiency dryer. | Standard efficiency dryer. | Standard efficiency dryer. | Standard efficiency dryer. | Standard efficiency dryer. | Standard efficiency dryer. | Standard efficiency dryer. | Standard efficiency dryer. | Standard efficiency dryer. | Standard efficiency dryer. | High efficiency alternative dry-cleaning methods. | High efficiency alternative dry-cleaning methods. | High efficiency alternative dry-cleaning methods. | High efficiency alternative dry-cleaning methods. | High efficiency alternative dry-cleaning methods. | High efficiency alternative dry-cleaning methods. | High efficiency alternative dry-cleaning methods. | High efficiency alternative dry-cleaning methods. | High efficiency alternative dry-cleaning methods. | High efficiency alternative dry-cleaning methods. | High efficiency alternative dry-cleaning methods. | High efficiency alternative dry-cleaning methods. | High efficiency alternative dry-cleaning methods. | High efficiency alternative dry-cleaning methods. | High efficiency alternative dry-cleaning methods. | High efficiency alternative dry-cleaning methods. | High efficiency alternative dry-cleaning methods. | High efficiency alternative dry-cleaning methods. | High efficiency alternative dry-cleaning methods. | High efficiency alternative dry-cleaning methods. | High efficiency alternative dry-cleaning methods. | High efficiency alternative dry-cleaning methods. | High efficiency alternative dry-cleaning methods. | High efficiency alternative dry-cleaning methods. | High efficiency alternative dry-cleaning methods. | High efficiency alternative dry-cleaning methods. | High efficiency alternative dry-cleaning methods. | 540574.21 | 540574.21 | 540574.21 | 540574.21 | 540574.21 | 540574.21 | 540574.21 | 540574.21 | 540574.21 | 540574.21 | 540574.21 | 540574.21 | 540574.21 | 540574.21 | 540574.21 | 540574.21 | 540574.21 | 540574.21 | 540574.21 | 540574.21 | 540574.21 | 540574.21 | 540574.21 | 540574.21 | 540574.21 | 540574.21 | 540574.21 | 0 | 0 | 0 | 0 | 0 | 0 | 0 | 0 | 0 | 0 | 0 | 0 | 0 | 0 | 0 | 0 | 0 | 0 | 0 | 0 | 0 | 0 | 0 | 0 | 0 | 0 | 0 | 0 | 0 | 0 | 0 | 0 | 0 | 0 | 0 | 0 | 0 | 0 | 0 | 0 | 0 | 0 | 0 | 0 | 0 | 0 | 0 | 0 | 0 | 0 | 0 | 0 | 0 | 0 | 0 | 0 | 0 | 0 | 0 | 0 | 0 | 0 | 0 | 0 | 0 | 0 | 0 | 0 | 0 | 0 | 0 | 0 | 0 | 0 | 0 | 0 | 0 | 0 | 0 | 0 | 0 | 0 | 0 | 0 | 0 | 0 | 0 | 0 | 0 | 0 | 0 | 0 | 0 | 0 | 0 | 0 | 0 | 0 | 0 | 0 | 0 | 0 | 0 | 0 | 0 | 0 | 0 | 0 | 0 | 0 | 0 | 0 | 0 | 0 | 0 | 0 | 0 | 0 | 0 | 0 | 0 | 0 | 0 | 0 | 0 | 0 | 0 | 0 | 0 | 0 | 0 | 0 | 0 | 0 | 0 | 0 | 0 | 0 | 0 | 0 | 0 | 0 | 0 | 0 | 0 | 0 | 0 | 0 | 0 | 0 | 0 | 0 | 0 | 0 | 0 | 0 | 0 | 0 | 0 | 0 | 0 | 0 | 0 | 0 | 0 | 0 | 0 | 0 | 0 | 0 | 0 | 0 | 0 | 0 | 0 | 0 | 0 | 0 | 0 | 0 | 0 | 0 | 0 | 0 | 0 | 0 | 0 | 0 | 0 | 0 | 0 | 0 | 0 | 0 | 0 | 0 | 0 | 0 | 0 | 0 | 0 | 0 | 0 | 0 | 0 | 0 | 0 | 0 | 0 | 0 | 0 | 0 | 0 | 0 | 0 | 0 | 0 | 0 | 0 | 0 | 0 | 0 | 0 | 0 | 0 | 0 | 0 | 0 | 0 | 0 | 0 | 0 | 0 | 0 | 0 | 0 | 0 | 0 | 0 | 0 | 0 | 0 | 0 | 0 | 0 | 0 | 0 | 0 | 0 | 0 | 0 | 0 | 0 | 0 | 0 | 0 | 0 | 0 | 0 | 0 | 0 | 0 | 0 | 0 | 0 | 0 | 0 | 0 | 0 | 0 | 0 | 0 | 0 | 0 | 0 | 0 | 0 | 0 | 0 | 0 | 0 | 0 | 0 | 0 | 0 | 0 | 0 | 0 | 0 | 0 | 0 | 0 | 0 | 0 | 0 | 0 | 0 | 0 | 0 | 0 | 0 | 0 | 0 | 0 | 0 | 0 | 0 | 0 | 0 | 0 | 0 | 0 | 0 | 0 | 0 | 0 | 0 | 0 | 0 | 0 | 0 | 0 | 0 | 0 | 0 | 0 | 0 | 0 | 0 | 0 | 0 | 0 | 0 | 0 | 0 | 0 | 0 | 0 | 0 | 0 | 0 | 0 | 0 | 0 | 0 | 0 | 0 | 0 | 0 | 0 | 0 | 0 | 0 | 0 | 0 | 0 | 0 | 0 | 0 | 0 | 0 | 0 | 0 | 0 | 0 | 0 | 0 | 0 | 0 | 0 | 0 | 0 | 0 | 0 | 0 | 0 | 0 | 0 | 0 | 0 | 0 | 0 | 0 | 0 | 0 | 0 | 0 | 0 | 0 | 0 | 0 | 0 | 0 | 0 | 0 | 0 | 0 | 0 | 0 | 0 | 0 | 0 | 0 | 0 | 0 | 0 | 0 | 0 | 0 | 0 | 0 | 0 | 0 | 0 | 0 | 0 | 0 | 0 | 0 | 0 | 0 | 0 | 0 | 0 | 0 | 0 | 0 | 0 | 0 | 0 | 0 | 0 | 0 | 0 | 0 | 0 | 0 | 0 | 0 | 0 | 0 | 0 | 0 | 0 | 0 | 0 | 0 | 0 | 0 | 0 | 0 | 0 | 0 | 0 | 0 | 0 | 0 | 0 | 0 | 0 | 0 | 0 | 0 | 0 | 0 | 0 | 0 | 0 | 0 | 0 | 0 | 0 | 0 | 0 | 0 | 0 | 0
WA_Commercial_WA - Health_New_Space Heating_Natural Gas_Advanced Kitchen Ventilation Controls_A | WA | Commercial | WA - Health | New | Space Heating | Natural Gas | Advanced Kitchen Ventilation Controls | A | WCM202 | No controls on exhaust hoods. | Variable exhaust hood flow based on temperature or grease sensor. | 15 | 0 | 0 | 0 | 0.18 | 0 | 0 | 0 | 0.28365 | 0.25 | sqft | 10% | 20% | Discretionary | RetroEven20_WA | 85% | Space Heating | 0% | 0 |  | 0 |  | 0 | IL TRM - CI-FSE-VENT-V03-160601 | COOK_EXHD-Ventilation-XCELCO-2017-18-2 | COOK_EXHD-Ventilation-XCELCO-2017-18-2 | No controls on exhaust hoods. | No controls on exhaust hoods. | No controls on exhaust hoods. | No controls on exhaust hoods. | No controls on exhaust hoods. | No controls on exhaust hoods. | No controls on exhaust hoods. | No controls on exhaust hoods. | No controls on exhaust hoods. | No controls on exhaust hoods. | No controls on exhaust hoods. | No controls on exhaust hoods. | No controls on exhaust hoods. | No controls on exhaust hoods. | No controls on exhaust hoods. | No controls on exhaust hoods. | No controls on exhaust hoods. | No controls on exhaust hoods. | No controls on exhaust hoods. | No controls on exhaust hoods. | No controls on exhaust hoods. | No controls on exhaust hoods. | No controls on exhaust hoods. | No controls on exhaust hoods. | No controls on exhaust hoods. | No controls on exhaust hoods. | No controls on exhaust hoods. | Variable exhaust hood flow based on temperature or grease sensor. | Variable exhaust hood flow based on temperature or grease sensor. | Variable exhaust hood flow based on temperature or grease sensor. | Variable exhaust hood flow based on temperature or grease sensor. | Variable exhaust hood flow based on temperature or grease sensor. | Variable exhaust hood flow based on temperature or grease sensor. | Variable exhaust hood flow based on temperature or grease sensor. | Variable exhaust hood flow based on temperature or grease sensor. | Variable exhaust hood flow based on temperature or grease sensor. | Variable exhaust hood flow based on temperature or grease sensor. | Variable exhaust hood flow based on temperature or grease sensor. | Variable exhaust hood flow based on temperature or grease sensor. | Variable exhaust hood flow based on temperature or grease sensor. | Variable exhaust hood flow based on temperature or grease sensor. | Variable exhaust hood flow based on temperature or grease sensor. | Variable exhaust hood flow based on temperature or grease sensor. | Variable exhaust hood flow based on temperature or grease sensor. | Variable exhaust hood flow based on temperature or grease sensor. | Variable exhaust hood flow based on temperature or grease sensor. | Variable exhaust hood flow based on temperature or grease sensor. | Variable exhaust hood flow based on temperature or grease sensor. | Variable exhaust hood flow based on temperature or grease sensor. | Variable exhaust hood flow based on temperature or grease sensor. | Variable exhaust hood flow based on temperature or grease sensor. | Variable exhaust hood flow based on temperature or grease sensor. | Variable exhaust hood flow based on temperature or grease sensor. | Variable exhaust hood flow based on temperature or grease sensor. | 0.18 | 0.18 | 0.18 | 0.18 | 0.18 | 0.18 | 0.18 | 0.18 | 0.18 | 0.18 | 0.18 | 0.18 | 0.18 | 0.18 | 0.18 | 0.18 | 0.18 | 0.18 | 0.18 | 0.18 | 0.18 | 0.18 | 0.18 | 0.18 | 0.18 | 0.18 | 0.18 | 0 | 0 | 0 | 0 | 0 | 0 | 0 | 0 | 0 | 0 | 0 | 0 | 0 | 0 | 0 | 0 | 0 | 0 | 0 | 0 | 0 | 0 | 0 | 0 | 0 | 0 | 0 | 0 | 0 | 0 | 0 | 0 | 0 | 0 | 0 | 0 | 0 | 0 | 0 | 0 | 0 | 0 | 0 | 0 | 0 | 0 | 0 | 0 | 0 | 0 | 0 | 0 | 0 | 0 | 0 | 0 | 0 | 0 | 0 | 0 | 0 | 0 | 0 | 0 | 0 | 0 | 0 | 0 | 0 | 0 | 0 | 0 | 0 | 0 | 0 | 0 | 0 | 0 | 0 | 0 | 0 | 0 | 0 | 0 | 0 | 0 | 0 | 0 | 0 | 0 | 0 | 0 | 0 | 0 | 0 | 0 | 0 | 0 | 0 | 0 | 0 | 0 | 0 | 0 | 0 | 0 | 0 | 0 | 0 | 0 | 0 | 0 | 0 | 0 | 0 | 0 | 0 | 0 | 0 | 0 | 0 | 0 | 0 | 0 | 0 | 0 | 0 | 0 | 0 | 0 | 0 | 0 | 0 | 0 | 0 | 0 | 0 | 0 | 0 | 0 | 0 | 0 | 0 | 0 | 0 | 0 | 0 | 0 | 0 | 0 | 0 | 0 | 0 | 0 | 0 | 0 | 0 | 0 | 0 | 0 | 0 | 0 | 0 | 0 | 0 | 0 | 0 | 0 | 0 | 0 | 0 | 0 | 0 | 0 | 0 | 0 | 0 | 0 | 0 | 0 | 0 | 0 | 0 | 0 | 0 | 0 | 0 | 0 | 0 | 0 | 0 | 0 | 0 | 0 | 0 | 0 | 0 | 0 | 0 | 0 | 0 | 0 | 0 | 0 | 0 | 0 | 0 | 0 | 0 | 0 | 0 | 0 | 0 | 0 | 0 | 0 | 0 | 0 | 0 | 0 | 0 | 0 | 0 | 0 | 0 | 0 | 0 | 0 | 0 | 0 | 0 | 0 | 0 | 0 | 0 | 0 | 0 | 0 | 0 | 0 | 0 | 0 | 0 | 0 | 0 | 0 | 0 | 0 | 0 | 0 | 0 | 0 | 0 | 0 | 0 | 0 | 0 | 0 | 0 | 0 | 0 | 0 | 0 | 0 | 0 | 0 | 0 | 0 | 0 | 0 | 0 | 0 | 0 | 0 | 0 | 0 | 0 | 0 | 0 | 0 | 0 | 0 | 0 | 0 | 0 | 0 | 0 | 0 | 0 | 0 | 0 | 0 | 0 | 0 | 0 | 0 | 0 | 0 | 0 | 0 | 0 | 0 | 0 | 0 | 0 | 0 | 0 | 0 | 0 | 0 | 0 | 0 | 0 | 0 | 0 | 0 | 0 | 0 | 0 | 0 | 0 | 0 | 0 | 0 | 0 | 0 | 0 | 0 | 0 | 0 | 0 | 0 | 0 | 0 | 0 | 0 | 0 | 0 | 0 | 0 | 0 | 0 | 0 | 0 | 0 | 0 | 0 | 0 | 0 | 0 | 0 | 0 | 0 | 0 | 0 | 0 | 0 | 0 | 0 | 0 | 0 | 0 | 0 | 0 | 0 | 0 | 0 | 0 | 0 | 0 | 0 | 0 | 0 | 0 | 0 | 0 | 0 | 0 | 0 | 0 | 0 | 0 | 0 | 0 | 0 | 0 | 0 | 0 | 0 | 0 | 0 | 0 | 0 | 0 | 0 | 0 | 0 | 0 | 0 | 0 | 0 | 0 | 0 | 0 | 0 | 0 | 0 | 0 | 0 | 0 | 0 | 0 | 0 | 0 | 0 | 0 | 0 | 0 | 0 | 0 | 0 | 0 | 0 | 0 | 0 | 0 | 0 | 0 | 0 | 0 | 0 | 0 | 0 | 0 | 0 | 0 | 0 | 0 | 0 | 0 | 0 | 0 | 0 | 0 | 0 | 0 | 0 | 0 | 0 | 0 | 0 | 0 | 0 | 0 | 0 | 0 | 0 | 0 | 0 | 0 | 0 | 0 | 0 | 0 | 0 | 0 | 0 | 0 | 0 | 0 | 0 | 0 | 0 | 0 | 0 | 0 | 0
WA_Commercial_WA - Health_New_Space Heating_Natural Gas_Infiltration Control - Loading Dock Sealing_A | WA | Commercial | WA - Health | New | Space Heating | Natural Gas | Infiltration Control - Loading Dock Sealing | A | WCM203 | 0 | 0 | 10 | 0 | 0 | 0 | 25349.2 | 0 | 0 | 0 | 0.28365 | 0.25 | perBldg | 0% | 0% | Discretionary | RetroEven20_WA | 85% | Space Heating | 0% | 0 |  | 0 |  | 0 | MEMD - Truck Loading Dock Seals - 8.10.01.FES-E10.v01 | MEMD - Truck Loading Dock Seals - 8.10.01.FES-E10.v01 | MEMD - Truck Loading Dock Seals - 8.10.01.FES-E10.v01 | 0 | 0 | 0 | 0 | 0 | 0 | 0 | 0 | 0 | 0 | 0 | 0 | 0 | 0 | 0 | 0 | 0 | 0 | 0 | 0 | 0 | 0 | 0 | 0 | 0 | 0 | 0 | 0 | 0 | 0 | 0 | 0 | 0 | 0 | 0 | 0 | 0 | 0 | 0 | 0 | 0 | 0 | 0 | 0 | 0 | 0 | 0 | 0 | 0 | 0 | 0 | 0 | 0 | 0 | 25349.2 | 25349.2 | 25349.2 | 25349.2 | 25349.2 | 25349.2 | 25349.2 | 25349.2 | 25349.2 | 25349.2 | 25349.2 | 25349.2 | 25349.2 | 25349.2 | 25349.2 | 25349.2 | 25349.2 | 25349.2 | 25349.2 | 25349.2 | 25349.2 | 25349.2 | 25349.2 | 25349.2 | 25349.2 | 25349.2 | 25349.2 | 0 | 0 | 0 | 0 | 0 | 0 | 0 | 0 | 0 | 0 | 0 | 0 | 0 | 0 | 0 | 0 | 0 | 0 | 0 | 0 | 0 | 0 | 0 | 0 | 0 | 0 | 0 | 0 | 0 | 0 | 0 | 0 | 0 | 0 | 0 | 0 | 0 | 0 | 0 | 0 | 0 | 0 | 0 | 0 | 0 | 0 | 0 | 0 | 0 | 0 | 0 | 0 | 0 | 0 | 0 | 0 | 0 | 0 | 0 | 0 | 0 | 0 | 0 | 0 | 0 | 0 | 0 | 0 | 0 | 0 | 0 | 0 | 0 | 0 | 0 | 0 | 0 | 0 | 0 | 0 | 0 | 0 | 0 | 0 | 0 | 0 | 0 | 0 | 0 | 0 | 0 | 0 | 0 | 0 | 0 | 0 | 0 | 0 | 0 | 0 | 0 | 0 | 0 | 0 | 0 | 0 | 0 | 0 | 0 | 0 | 0 | 0 | 0 | 0 | 0 | 0 | 0 | 0 | 0 | 0 | 0 | 0 | 0 | 0 | 0 | 0 | 0 | 0 | 0 | 0 | 0 | 0 | 0 | 0 | 0 | 0 | 0 | 0 | 0 | 0 | 0 | 0 | 0 | 0 | 0 | 0 | 0 | 0 | 0 | 0 | 0 | 0 | 0 | 0 | 0 | 0 | 0 | 0 | 0 | 0 | 0 | 0 | 0 | 0 | 0 | 0 | 0 | 0 | 0 | 0 | 0 | 0 | 0 | 0 | 0 | 0 | 0 | 0 | 0 | 0 | 0 | 0 | 0 | 0 | 0 | 0 | 0 | 0 | 0 | 0 | 0 | 0 | 0 | 0 | 0 | 0 | 0 | 0 | 0 | 0 | 0 | 0 | 0 | 0 | 0 | 0 | 0 | 0 | 0 | 0 | 0 | 0 | 0 | 0 | 0 | 0 | 0 | 0 | 0 | 0 | 0 | 0 | 0 | 0 | 0 | 0 | 0 | 0 | 0 | 0 | 0 | 0 | 0 | 0 | 0 | 0 | 0 | 0 | 0 | 0 | 0 | 0 | 0 | 0 | 0 | 0 | 0 | 0 | 0 | 0 | 0 | 0 | 0 | 0 | 0 | 0 | 0 | 0 | 0 | 0 | 0 | 0 | 0 | 0 | 0 | 0 | 0 | 0 | 0 | 0 | 0 | 0 | 0 | 0 | 0 | 0 | 0 | 0 | 0 | 0 | 0 | 0 | 0 | 0 | 0 | 0 | 0 | 0 | 0 | 0 | 0 | 0 | 0 | 0 | 0 | 0 | 0 | 0 | 0 | 0 | 0 | 0 | 0 | 0 | 0 | 0 | 0 | 0 | 0 | 0 | 0 | 0 | 0 | 0 | 0 | 0 | 0 | 0 | 0 | 0 | 0 | 0 | 0 | 0 | 0 | 0 | 0 | 0 | 0 | 0 | 0 | 0 | 0 | 0 | 0 | 0 | 0 | 0 | 0 | 0 | 0 | 0 | 0 | 0 | 0 | 0 | 0 | 0 | 0 | 0 | 0 | 0 | 0 | 0 | 0 | 0 | 0 | 0 | 0 | 0 | 0 | 0 | 0 | 0 | 0 | 0 | 0 | 0 | 0 | 0 | 0 | 0 | 0 | 0 | 0 | 0 | 0 | 0 | 0 | 0 | 0 | 0 | 0 | 0 | 0 | 0 | 0 | 0 | 0 | 0 | 0 | 0 | 0 | 0 | 0 | 0 | 0 | 0 | 0 | 0 | 0 | 0 | 0 | 0 | 0 | 0 | 0 | 0 | 0 | 0 | 0 | 0 | 0 | 0 | 0 | 0 | 0 | 0 | 0 | 0 | 0 | 0 | 0 | 0 | 0 | 0 | 0 | 0 | 0 | 0 | 0 | 0 | 0 | 0 | 0 | 0 | 0 | 0 | 0 | 0 | 0 | 0 | 0 | 0 | 0 | 0 | 0 | 0 | 0 | 0 | 0 | 0 | 0 | 0 | 0 | 0 | 0 | 0 | 0 | 0 | 0 | 0 | 0 | 0 | 0 | 0 | 0 | 0 | 0 | 0 | 0 | 0 | 0 | 0 | 0 | 0 | 0
WA_Commercial_WA - Health_New_Space Heating_Natural Gas_Greenhouse Heat Curtain_A | WA | Commercial | WA - Health | New | Space Heating | Natural Gas | Greenhouse Heat Curtain | A | WCM204 | No heat curtain. | 0 | 5 | 0 | 0 | 0 | 3335.46 | 0 | 0 | 0 | 0.28365 | 0.25 | perBldg | 0% | 0% | Discretionary | RetroEven20_WA | 85% | Space Heating | 0% | 0 |  | 0 |  | 0 | CA eTRM https://www.caetrm.com/measure/SWBE001/01/ | CA eTRM https://www.caetrm.com/measure/SWBE001/01/ | CA eTRM https://www.caetrm.com/measure/SWBE001/01/ | No heat curtain. | No heat curtain. | No heat curtain. | No heat curtain. | No heat curtain. | No heat curtain. | No heat curtain. | No heat curtain. | No heat curtain. | No heat curtain. | No heat curtain. | No heat curtain. | No heat curtain. | No heat curtain. | No heat curtain. | No heat curtain. | No heat curtain. | No heat curtain. | No heat curtain. | No heat curtain. | No heat curtain. | No heat curtain. | No heat curtain. | No heat curtain. | No heat curtain. | No heat curtain. | No heat curtain. | 0 | 0 | 0 | 0 | 0 | 0 | 0 | 0 | 0 | 0 | 0 | 0 | 0 | 0 | 0 | 0 | 0 | 0 | 0 | 0 | 0 | 0 | 0 | 0 | 0 | 0 | 0 | 3335.46 | 3335.46 | 3335.46 | 3335.46 | 3335.46 | 3335.46 | 3335.46 | 3335.46 | 3335.46 | 3335.46 | 3335.46 | 3335.46 | 3335.46 | 3335.46 | 3335.46 | 3335.46 | 3335.46 | 3335.46 | 3335.46 | 3335.46 | 3335.46 | 3335.46 | 3335.46 | 3335.46 | 3335.46 | 3335.46 | 3335.46 | 0 | 0 | 0 | 0 | 0 | 0 | 0 | 0 | 0 | 0 | 0 | 0 | 0 | 0 | 0 | 0 | 0 | 0 | 0 | 0 | 0 | 0 | 0 | 0 | 0 | 0 | 0 | 0 | 0 | 0 | 0 | 0 | 0 | 0 | 0 | 0 | 0 | 0 | 0 | 0 | 0 | 0 | 0 | 0 | 0 | 0 | 0 | 0 | 0 | 0 | 0 | 0 | 0 | 0 | 0 | 0 | 0 | 0 | 0 | 0 | 0 | 0 | 0 | 0 | 0 | 0 | 0 | 0 | 0 | 0 | 0 | 0 | 0 | 0 | 0 | 0 | 0 | 0 | 0 | 0 | 0 | 0 | 0 | 0 | 0 | 0 | 0 | 0 | 0 | 0 | 0 | 0 | 0 | 0 | 0 | 0 | 0 | 0 | 0 | 0 | 0 | 0 | 0 | 0 | 0 | 0 | 0 | 0 | 0 | 0 | 0 | 0 | 0 | 0 | 0 | 0 | 0 | 0 | 0 | 0 | 0 | 0 | 0 | 0 | 0 | 0 | 0 | 0 | 0 | 0 | 0 | 0 | 0 | 0 | 0 | 0 | 0 | 0 | 0 | 0 | 0 | 0 | 0 | 0 | 0 | 0 | 0 | 0 | 0 | 0 | 0 | 0 | 0 | 0 | 0 | 0 | 0 | 0 | 0 | 0 | 0 | 0 | 0 | 0 | 0 | 0 | 0 | 0 | 0 | 0 | 0 | 0 | 0 | 0 | 0 | 0 | 0 | 0 | 0 | 0 | 0 | 0 | 0 | 0 | 0 | 0 | 0 | 0 | 0 | 0 | 0 | 0 | 0 | 0 | 0 | 0 | 0 | 0 | 0 | 0 | 0 | 0 | 0 | 0 | 0 | 0 | 0 | 0 | 0 | 0 | 0 | 0 | 0 | 0 | 0 | 0 | 0 | 0 | 0 | 0 | 0 | 0 | 0 | 0 | 0 | 0 | 0 | 0 | 0 | 0 | 0 | 0 | 0 | 0 | 0 | 0 | 0 | 0 | 0 | 0 | 0 | 0 | 0 | 0 | 0 | 0 | 0 | 0 | 0 | 0 | 0 | 0 | 0 | 0 | 0 | 0 | 0 | 0 | 0 | 0 | 0 | 0 | 0 | 0 | 0 | 0 | 0 | 0 | 0 | 0 | 0 | 0 | 0 | 0 | 0 | 0 | 0 | 0 | 0 | 0 | 0 | 0 | 0 | 0 | 0 | 0 | 0 | 0 | 0 | 0 | 0 | 0 | 0 | 0 | 0 | 0 | 0 | 0 | 0 | 0 | 0 | 0 | 0 | 0 | 0 | 0 | 0 | 0 | 0 | 0 | 0 | 0 | 0 | 0 | 0 | 0 | 0 | 0 | 0 | 0 | 0 | 0 | 0 | 0 | 0 | 0 | 0 | 0 | 0 | 0 | 0 | 0 | 0 | 0 | 0 | 0 | 0 | 0 | 0 | 0 | 0 | 0 | 0 | 0 | 0 | 0 | 0 | 0 | 0 | 0 | 0 | 0 | 0 | 0 | 0 | 0 | 0 | 0 | 0 | 0 | 0 | 0 | 0 | 0 | 0 | 0 | 0 | 0 | 0 | 0 | 0 | 0 | 0 | 0 | 0 | 0 | 0 | 0 | 0 | 0 | 0 | 0 | 0 | 0 | 0 | 0 | 0 | 0 | 0 | 0 | 0 | 0 | 0 | 0 | 0 | 0 | 0 | 0 | 0 | 0 | 0 | 0 | 0 | 0 | 0 | 0 | 0 | 0 | 0 | 0 | 0 | 0 | 0 | 0 | 0 | 0 | 0 | 0 | 0 | 0 | 0 | 0 | 0 | 0 | 0 | 0 | 0 | 0 | 0 | 0 | 0 | 0 | 0 | 0 | 0 | 0 | 0 | 0 | 0 | 0 | 0 | 0 | 0 | 0 | 0 | 0 | 0 | 0 | 0 | 0 | 0 | 0 | 0 | 0 | 0 | 0 | 0 | 0 | 0 | 0 | 0 | 0 | 0 | 0 | 0 | 0 | 0 | 0 | 0 | 0 | 0 | 0 | 0 | 0 | 0 | 0 | 0
WA_Commercial_WA - Health_New_Space Heating_Natural Gas_Ventilation - Parking Garages, Demand Controlled_A | WA | Commercial | WA - Health | New | Space Heating | Natural Gas | Ventilation - Parking Garages, Demand Controlled | A | WCM205 | 0 | 0 | 5 | 0 | 0 | 0 | 843.06 | 0 | 0 | 0 | 0.28365 | 0.25 | garage | 0% | 0% | Discretionary | RetroEven20_WA | 85% | Central Systems | 0% | 0 |  | 0 |  | 0 | FOE - Parking Garage Ventilation Controls - W0047 | FOE - Parking Garage Ventilation Controls - W0047 | FOE - Parking Garage Ventilation Controls - W0047 | 0 | 0 | 0 | 0 | 0 | 0 | 0 | 0 | 0 | 0 | 0 | 0 | 0 | 0 | 0 | 0 | 0 | 0 | 0 | 0 | 0 | 0 | 0 | 0 | 0 | 0 | 0 | 0 | 0 | 0 | 0 | 0 | 0 | 0 | 0 | 0 | 0 | 0 | 0 | 0 | 0 | 0 | 0 | 0 | 0 | 0 | 0 | 0 | 0 | 0 | 0 | 0 | 0 | 0 | 843.06 | 843.06 | 843.06 | 843.06 | 843.06 | 843.06 | 843.06 | 843.06 | 843.06 | 843.06 | 843.06 | 843.06 | 843.06 | 843.06 | 843.06 | 843.06 | 843.06 | 843.06 | 843.06 | 843.06 | 843.06 | 843.06 | 843.06 | 843.06 | 843.06 | 843.06 | 843.06 | 0 | 0 | 0 | 0 | 0 | 0 | 0 | 0 | 0 | 0 | 0 | 0 | 0 | 0 | 0 | 0 | 0 | 0 | 0 | 0 | 0 | 0 | 0 | 0 | 0 | 0 | 0 | 0 | 0 | 0 | 0 | 0 | 0 | 0 | 0 | 0 | 0 | 0 | 0 | 0 | 0 | 0 | 0 | 0 | 0 | 0 | 0 | 0 | 0 | 0 | 0 | 0 | 0 | 0 | 0 | 0 | 0 | 0 | 0 | 0 | 0 | 0 | 0 | 0 | 0 | 0 | 0 | 0 | 0 | 0 | 0 | 0 | 0 | 0 | 0 | 0 | 0 | 0 | 0 | 0 | 0 | 0 | 0 | 0 | 0 | 0 | 0 | 0 | 0 | 0 | 0 | 0 | 0 | 0 | 0 | 0 | 0 | 0 | 0 | 0 | 0 | 0 | 0 | 0 | 0 | 0 | 0 | 0 | 0 | 0 | 0 | 0 | 0 | 0 | 0 | 0 | 0 | 0 | 0 | 0 | 0 | 0 | 0 | 0 | 0 | 0 | 0 | 0 | 0 | 0 | 0 | 0 | 0 | 0 | 0 | 0 | 0 | 0 | 0 | 0 | 0 | 0 | 0 | 0 | 0 | 0 | 0 | 0 | 0 | 0 | 0 | 0 | 0 | 0 | 0 | 0 | 0 | 0 | 0 | 0 | 0 | 0 | 0 | 0 | 0 | 0 | 0 | 0 | 0 | 0 | 0 | 0 | 0 | 0 | 0 | 0 | 0 | 0 | 0 | 0 | 0 | 0 | 0 | 0 | 0 | 0 | 0 | 0 | 0 | 0 | 0 | 0 | 0 | 0 | 0 | 0 | 0 | 0 | 0 | 0 | 0 | 0 | 0 | 0 | 0 | 0 | 0 | 0 | 0 | 0 | 0 | 0 | 0 | 0 | 0 | 0 | 0 | 0 | 0 | 0 | 0 | 0 | 0 | 0 | 0 | 0 | 0 | 0 | 0 | 0 | 0 | 0 | 0 | 0 | 0 | 0 | 0 | 0 | 0 | 0 | 0 | 0 | 0 | 0 | 0 | 0 | 0 | 0 | 0 | 0 | 0 | 0 | 0 | 0 | 0 | 0 | 0 | 0 | 0 | 0 | 0 | 0 | 0 | 0 | 0 | 0 | 0 | 0 | 0 | 0 | 0 | 0 | 0 | 0 | 0 | 0 | 0 | 0 | 0 | 0 | 0 | 0 | 0 | 0 | 0 | 0 | 0 | 0 | 0 | 0 | 0 | 0 | 0 | 0 | 0 | 0 | 0 | 0 | 0 | 0 | 0 | 0 | 0 | 0 | 0 | 0 | 0 | 0 | 0 | 0 | 0 | 0 | 0 | 0 | 0 | 0 | 0 | 0 | 0 | 0 | 0 | 0 | 0 | 0 | 0 | 0 | 0 | 0 | 0 | 0 | 0 | 0 | 0 | 0 | 0 | 0 | 0 | 0 | 0 | 0 | 0 | 0 | 0 | 0 | 0 | 0 | 0 | 0 | 0 | 0 | 0 | 0 | 0 | 0 | 0 | 0 | 0 | 0 | 0 | 0 | 0 | 0 | 0 | 0 | 0 | 0 | 0 | 0 | 0 | 0 | 0 | 0 | 0 | 0 | 0 | 0 | 0 | 0 | 0 | 0 | 0 | 0 | 0 | 0 | 0 | 0 | 0 | 0 | 0 | 0 | 0 | 0 | 0 | 0 | 0 | 0 | 0 | 0 | 0 | 0 | 0 | 0 | 0 | 0 | 0 | 0 | 0 | 0 | 0 | 0 | 0 | 0 | 0 | 0 | 0 | 0 | 0 | 0 | 0 | 0 | 0 | 0 | 0 | 0 | 0 | 0 | 0 | 0 | 0 | 0 | 0 | 0 | 0 | 0 | 0 | 0 | 0 | 0 | 0 | 0 | 0 | 0 | 0 | 0 | 0 | 0 | 0 | 0 | 0 | 0 | 0 | 0 | 0 | 0 | 0 | 0 | 0 | 0 | 0 | 0 | 0 | 0 | 0 | 0 | 0 | 0 | 0 | 0 | 0 | 0 | 0 | 0 | 0 | 0 | 0 | 0 | 0
WA_Commercial_WA - Health_New_Miscellaneous_Natural Gas_Pool Heater - Night Covers_A | WA | Commercial | WA - Health | New | Miscellaneous | Natural Gas | Pool Heater - Night Covers | A | WCM206 | Uncovered. | Night covers on pool. | 5 | 0.00010507 | 0 | 0 | 11.13 | 0 | 0 | 0 | 0.28365 | 0.25 | sqft pool | 15% | 100% | Discretionary | Retro12Med_WA | 84.74% | Pool Heater | 0% | 0 |  | 0 |  | 0 | PL_COV-Water Heating-SCG-R0-62 | PL_COV-Water Heating-SCG-R0-62 | PL_COV-Water Heating-SCG-R0-1 | Uncovered. | Uncovered. | Uncovered. | Uncovered. | Uncovered. | Uncovered. | Uncovered. | Uncovered. | Uncovered. | Uncovered. | Uncovered. | Uncovered. | Uncovered. | Uncovered. | Uncovered. | Uncovered. | Uncovered. | Uncovered. | Uncovered. | Uncovered. | Uncovered. | Uncovered. | Uncovered. | Uncovered. | Uncovered. | Uncovered. | Uncovered. | Night covers on pool. | Night covers on pool. | Night covers on pool. | Night covers on pool. | Night covers on pool. | Night covers on pool. | Night covers on pool. | Night covers on pool. | Night covers on pool. | Night covers on pool. | Night covers on pool. | Night covers on pool. | Night covers on pool. | Night covers on pool. | Night covers on pool. | Night covers on pool. | Night covers on pool. | Night covers on pool. | Night covers on pool. | Night covers on pool. | Night covers on pool. | Night covers on pool. | Night covers on pool. | Night covers on pool. | Night covers on pool. | Night covers on pool. | Night covers on pool. | 11.13 | 11.13 | 11.13 | 11.13 | 11.13 | 11.13 | 11.13 | 11.13 | 11.13 | 11.13 | 11.13 | 11.13 | 11.13 | 11.13 | 11.13 | 11.13 | 11.13 | 11.13 | 11.13 | 11.13 | 11.13 | 11.13 | 11.13 | 11.13 | 11.13 | 11.13 | 11.13 | 0 | 0 | 0 | 0 | 0 | 0 | 0 | 0 | 0 | 0 | 0 | 0 | 0 | 0 | 0 | 0 | 0 | 0 | 0 | 0 | 0 | 0 | 0 | 0 | 0 | 0 | 0 | 0 | 0 | 0 | 0 | 0 | 0 | 0 | 0 | 0 | 0 | 0 | 0 | 0 | 0 | 0 | 0 | 0 | 0 | 0 | 0 | 0 | 0 | 0 | 0 | 0 | 0 | 0 | 0 | 0 | 0 | 0 | 0 | 0 | 0 | 0 | 0 | 0 | 0 | 0 | 0 | 0 | 0 | 0 | 0 | 0 | 0 | 0 | 0 | 0 | 0 | 0 | 0 | 0 | 0 | 0 | 0 | 0 | 0 | 0 | 0 | 0 | 0 | 0 | 0 | 0 | 0 | 0 | 0 | 0 | 0 | 0 | 0 | 0 | 0 | 0 | 0 | 0 | 0 | 0 | 0 | 0 | 0 | 0 | 0 | 0 | 0 | 0 | 0 | 0 | 0 | 0 | 0 | 0 | 0 | 0 | 0 | 0 | 0 | 0 | 0 | 0 | 0 | 0 | 0 | 0 | 0 | 0 | 0 | 0 | 0 | 0 | 0 | 0 | 0 | 0 | 0 | 0 | 0 | 0 | 0 | 0 | 0 | 0 | 0 | 0 | 0 | 0 | 0 | 0 | 0 | 0 | 0 | 0 | 0 | 0 | 0 | 0 | 0 | 0 | 0 | 0 | 0 | 0 | 0 | 0 | 0 | 0 | 0 | 0 | 0 | 0 | 0 | 0 | 0 | 0 | 0 | 0 | 0 | 0 | 0 | 0 | 0 | 0 | 0 | 0 | 0 | 0 | 0 | 0 | 0 | 0 | 0 | 0 | 0 | 0 | 0 | 0 | 0 | 0 | 0 | 0 | 0 | 0 | 0 | 0 | 0 | 0 | 0 | 0 | 0 | 0 | 0 | 0 | 0 | 0 | 0 | 0 | 0 | 0 | 0 | 0 | 0 | 0 | 0 | 0 | 0 | 0 | 0 | 0 | 0 | 0 | 0 | 0 | 0 | 0 | 0 | 0 | 0 | 0 | 0 | 0 | 0 | 0 | 0 | 0 | 0 | 0 | 0 | 0 | 0 | 0 | 0 | 0 | 0 | 0 | 0 | 0 | 0 | 0 | 0 | 0 | 0 | 0 | 0 | 0 | 0 | 0 | 0 | 0 | 0 | 0 | 0 | 0 | 0 | 0 | 0 | 0 | 0 | 0 | 0 | 0 | 0 | 0 | 0 | 0 | 0 | 0 | 0 | 0 | 0 | 0 | 0 | 0 | 0 | 0 | 0 | 0 | 0 | 0 | 0 | 0 | 0 | 0 | 0 | 0 | 0 | 0 | 0 | 0 | 0 | 0 | 0 | 0 | 0 | 0 | 0 | 0 | 0 | 0 | 0 | 0 | 0 | 0 | 0 | 0 | 0 | 0 | 0 | 0 | 0 | 0 | 0 | 0 | 0 | 0 | 0 | 0 | 0 | 0 | 0 | 0 | 0 | 0 | 0 | 0 | 0 | 0 | 0 | 0 | 0 | 0 | 0 | 0 | 0 | 0 | 0 | 0 | 0 | 0 | 0 | 0 | 0 | 0 | 0 | 0 | 0 | 0 | 0 | 0 | 0 | 0 | 0 | 0 | 0 | 0 | 0 | 0 | 0 | 0 | 0 | 0 | 0 | 0 | 0 | 0 | 0 | 0 | 0 | 0 | 0 | 0 | 0 | 0 | 0 | 0 | 0 | 0 | 0 | 0 | 0 | 0 | 0 | 0 | 0 | 0 | 0 | 0 | 0 | 0 | 0 | 0 | 0 | 0 | 0 | 0 | 0 | 0 | 0 | 0 | 0 | 0 | 0 | 0 | 0 | 0 | 0 | 0 | 0 | 0 | 0 | 0 | 0 | 0 | 0 | 0 | 0 | 0 | 0 | 0 | 0 | 0 | 0 | 0 | 0 | 0 | 0 | 0 | 0 | 0 | 0 | 0 | 0 | 0 | 0 | 0 | 0 | 0 | 0 | 0 | 0 | 0 | 0 | 0 | 0 | 0 | 0 | 0 | 0 | 0 | 0
WA_Commercial_WA - Health_New_Space Heating_Natural Gas_Advanced New Construction Designs_A | WA | Commercial | WA - Health | New | Space Heating | Natural Gas | Advanced New Construction Designs | A | WCM207 | Standard new construction design. | New construction designs exceeding ASHRAE 90.1 requirements. | 3 | 0 | 0 | 0 | 1.4 | 0 | 0 | 0 | 0.28365 | 0.25 | sqft | 10% | 33.33% | Discretionary | LO1Slow_WA | 84.66% | Space Heating | 0% | 0 |  | 0 |  | 0 | COM_CX-HVAC-AEG-1 | COM_CX-All-AEG-5 | COM_CX-All-AEG-5 | Standard new construction design. | Standard new construction design. | Standard new construction design. | Standard new construction design. | Standard new construction design. | Standard new construction design. | Standard new construction design. | Standard new construction design. | Standard new construction design. | Standard new construction design. | Standard new construction design. | Standard new construction design. | Standard new construction design. | Standard new construction design. | Standard new construction design. | Standard new construction design. | Standard new construction design. | Standard new construction design. | Standard new construction design. | Standard new construction design. | Standard new construction design. | Standard new construction design. | Standard new construction design. | Standard new construction design. | Standard new construction design. | Standard new construction design. | Standard new construction design. | New construction designs exceeding ASHRAE 90.1 requirements. | New construction designs exceeding ASHRAE 90.1 requirements. | New construction designs exceeding ASHRAE 90.1 requirements. | New construction designs exceeding ASHRAE 90.1 requirements. | New construction designs exceeding ASHRAE 90.1 requirements. | New construction designs exceeding ASHRAE 90.1 requirements. | New construction designs exceeding ASHRAE 90.1 requirements. | New construction designs exceeding ASHRAE 90.1 requirements. | New construction designs exceeding ASHRAE 90.1 requirements. | New construction designs exceeding ASHRAE 90.1 requirements. | New construction designs exceeding ASHRAE 90.1 requirements. | New construction designs exceeding ASHRAE 90.1 requirements. | New construction designs exceeding ASHRAE 90.1 requirements. | New construction designs exceeding ASHRAE 90.1 requirements. | New construction designs exceeding ASHRAE 90.1 requirements. | New construction designs exceeding ASHRAE 90.1 requirements. | New construction designs exceeding ASHRAE 90.1 requirements. | New construction designs exceeding ASHRAE 90.1 requirements. | New construction designs exceeding ASHRAE 90.1 requirements. | New construction designs exceeding ASHRAE 90.1 requirements. | New construction designs exceeding ASHRAE 90.1 requirements. | New construction designs exceeding ASHRAE 90.1 requirements. | New construction designs exceeding ASHRAE 90.1 requirements. | New construction designs exceeding ASHRAE 90.1 requirements. | New construction designs exceeding ASHRAE 90.1 requirements. | New construction designs exceeding ASHRAE 90.1 requirements. | New construction designs exceeding ASHRAE 90.1 requirements. | 1.4 | 1.4 | 1.4 | 1.4 | 1.4 | 1.4 | 1.4 | 1.4 | 1.4 | 1.4 | 1.4 | 1.4 | 1.4 | 1.4 | 1.4 | 1.4 | 1.4 | 1.4 | 1.4 | 1.4 | 1.4 | 1.4 | 1.4 | 1.4 | 1.4 | 1.4 | 1.4 | 0 | 0 | 0 | 0 | 0 | 0 | 0 | 0 | 0 | 0 | 0 | 0 | 0 | 0 | 0 | 0 | 0 | 0 | 0 | 0 | 0 | 0 | 0 | 0 | 0 | 0 | 0 | 0 | 0 | 0 | 0 | 0 | 0 | 0 | 0 | 0 | 0 | 0 | 0 | 0 | 0 | 0 | 0 | 0 | 0 | 0 | 0 | 0 | 0 | 0 | 0 | 0 | 0 | 0 | 0 | 0 | 0 | 0 | 0 | 0 | 0 | 0 | 0 | 0 | 0 | 0 | 0 | 0 | 0 | 0 | 0 | 0 | 0 | 0 | 0 | 0 | 0 | 0 | 0 | 0 | 0 | 0 | 0 | 0 | 0 | 0 | 0 | 0 | 0 | 0 | 0 | 0 | 0 | 0 | 0 | 0 | 0 | 0 | 0 | 0 | 0 | 0 | 0 | 0 | 0 | 0 | 0 | 0 | 0 | 0 | 0 | 0 | 0 | 0 | 0 | 0 | 0 | 0 | 0 | 0 | 0 | 0 | 0 | 0 | 0 | 0 | 0 | 0 | 0 | 0 | 0 | 0 | 0 | 0 | 0 | 0 | 0 | 0 | 0 | 0 | 0 | 0 | 0 | 0 | 0 | 0 | 0 | 0 | 0 | 0 | 0 | 0 | 0 | 0 | 0 | 0 | 0 | 0 | 0 | 0 | 0 | 0 | 0 | 0 | 0 | 0 | 0 | 0 | 0 | 0 | 0 | 0 | 0 | 0 | 0 | 0 | 0 | 0 | 0 | 0 | 0 | 0 | 0 | 0 | 0 | 0 | 0 | 0 | 0 | 0 | 0 | 0 | 0 | 0 | 0 | 0 | 0 | 0 | 0 | 0 | 0 | 0 | 0 | 0 | 0 | 0 | 0 | 0 | 0 | 0 | 0 | 0 | 0 | 0 | 0 | 0 | 0 | 0 | 0 | 0 | 0 | 0 | 0 | 0 | 0 | 0 | 0 | 0 | 0 | 0 | 0 | 0 | 0 | 0 | 0 | 0 | 0 | 0 | 0 | 0 | 0 | 0 | 0 | 0 | 0 | 0 | 0 | 0 | 0 | 0 | 0 | 0 | 0 | 0 | 0 | 0 | 0 | 0 | 0 | 0 | 0 | 0 | 0 | 0 | 0 | 0 | 0 | 0 | 0 | 0 | 0 | 0 | 0 | 0 | 0 | 0 | 0 | 0 | 0 | 0 | 0 | 0 | 0 | 0 | 0 | 0 | 0 | 0 | 0 | 0 | 0 | 0 | 0 | 0 | 0 | 0 | 0 | 0 | 0 | 0 | 0 | 0 | 0 | 0 | 0 | 0 | 0 | 0 | 0 | 0 | 0 | 0 | 0 | 0 | 0 | 0 | 0 | 0 | 0 | 0 | 0 | 0 | 0 | 0 | 0 | 0 | 0 | 0 | 0 | 0 | 0 | 0 | 0 | 0 | 0 | 0 | 0 | 0 | 0 | 0 | 0 | 0 | 0 | 0 | 0 | 0 | 0 | 0 | 0 | 0 | 0 | 0 | 0 | 0 | 0 | 0 | 0 | 0 | 0 | 0 | 0 | 0 | 0 | 0 | 0 | 0 | 0 | 0 | 0 | 0 | 0 | 0 | 0 | 0 | 0 | 0 | 0 | 0 | 0 | 0 | 0 | 0 | 0 | 0 | 0 | 0 | 0 | 0 | 0 | 0 | 0 | 0 | 0 | 0 | 0 | 0 | 0 | 0 | 0 | 0 | 0 | 0 | 0 | 0 | 0 | 0 | 0 | 0 | 0 | 0 | 0 | 0 | 0 | 0 | 0 | 0 | 0 | 0 | 0 | 0 | 0 | 0 | 0 | 0 | 0 | 0 | 0 | 0 | 0 | 0 | 0 | 0 | 0 | 0 | 0 | 0 | 0 | 0 | 0 | 0 | 0 | 0 | 0 | 0 | 0 | 0 | 0 | 0 | 0 | 0 | 0 | 0 | 0 | 0 | 0 | 0 | 0 | 0 | 0 | 0 | 0 | 0 | 0 | 0 | 0 | 0 | 0 | 0 | 0 | 0 | 0 | 0 | 0 | 0 | 0 | 0 | 0
WA_Commercial_WA - Health_New_Water Heating_Natural Gas_Advanced New Construction Designs_A | WA | Commercial | WA - Health | New | Water Heating | Natural Gas | Advanced New Construction Designs | A | WCM208 | Standard new construction design. | New construction designs exceeding ASHRAE 90.1 requirements. | 3 | 0 | 0 | 0 | 1.4 | 0 | 0 | 0 | 0.28365 | 0.25 | sqft | 10% | 33.33% | Discretionary | LO1Slow_WA | 84.66% | Water Heating | 0% | 0 |  | 0 |  | 0 | COM_CX-HVAC-AEG-1 | COM_CX-All-AEG-5 | COM_CX-All-AEG-5 | Standard new construction design. | Standard new construction design. | Standard new construction design. | Standard new construction design. | Standard new construction design. | Standard new construction design. | Standard new construction design. | Standard new construction design. | Standard new construction design. | Standard new construction design. | Standard new construction design. | Standard new construction design. | Standard new construction design. | Standard new construction design. | Standard new construction design. | Standard new construction design. | Standard new construction design. | Standard new construction design. | Standard new construction design. | Standard new construction design. | Standard new construction design. | Standard new construction design. | Standard new construction design. | Standard new construction design. | Standard new construction design. | Standard new construction design. | Standard new construction design. | New construction designs exceeding ASHRAE 90.1 requirements. | New construction designs exceeding ASHRAE 90.1 requirements. | New construction designs exceeding ASHRAE 90.1 requirements. | New construction designs exceeding ASHRAE 90.1 requirements. | New construction designs exceeding ASHRAE 90.1 requirements. | New construction designs exceeding ASHRAE 90.1 requirements. | New construction designs exceeding ASHRAE 90.1 requirements. | New construction designs exceeding ASHRAE 90.1 requirements. | New construction designs exceeding ASHRAE 90.1 requirements. | New construction designs exceeding ASHRAE 90.1 requirements. | New construction designs exceeding ASHRAE 90.1 requirements. | New construction designs exceeding ASHRAE 90.1 requirements. | New construction designs exceeding ASHRAE 90.1 requirements. | New construction designs exceeding ASHRAE 90.1 requirements. | New construction designs exceeding ASHRAE 90.1 requirements. | New construction designs exceeding ASHRAE 90.1 requirements. | New construction designs exceeding ASHRAE 90.1 requirements. | New construction designs exceeding ASHRAE 90.1 requirements. | New construction designs exceeding ASHRAE 90.1 requirements. | New construction designs exceeding ASHRAE 90.1 requirements. | New construction designs exceeding ASHRAE 90.1 requirements. | New construction designs exceeding ASHRAE 90.1 requirements. | New construction designs exceeding ASHRAE 90.1 requirements. | New construction designs exceeding ASHRAE 90.1 requirements. | New construction designs exceeding ASHRAE 90.1 requirements. | New construction designs exceeding ASHRAE 90.1 requirements. | New construction designs exceeding ASHRAE 90.1 requirements. | 1.4 | 1.4 | 1.4 | 1.4 | 1.4 | 1.4 | 1.4 | 1.4 | 1.4 | 1.4 | 1.4 | 1.4 | 1.4 | 1.4 | 1.4 | 1.4 | 1.4 | 1.4 | 1.4 | 1.4 | 1.4 | 1.4 | 1.4 | 1.4 | 1.4 | 1.4 | 1.4 | 0 | 0 | 0 | 0 | 0 | 0 | 0 | 0 | 0 | 0 | 0 | 0 | 0 | 0 | 0 | 0 | 0 | 0 | 0 | 0 | 0 | 0 | 0 | 0 | 0 | 0 | 0 | 0 | 0 | 0 | 0 | 0 | 0 | 0 | 0 | 0 | 0 | 0 | 0 | 0 | 0 | 0 | 0 | 0 | 0 | 0 | 0 | 0 | 0 | 0 | 0 | 0 | 0 | 0 | 0 | 0 | 0 | 0 | 0 | 0 | 0 | 0 | 0 | 0 | 0 | 0 | 0 | 0 | 0 | 0 | 0 | 0 | 0 | 0 | 0 | 0 | 0 | 0 | 0 | 0 | 0 | 0 | 0 | 0 | 0 | 0 | 0 | 0 | 0 | 0 | 0 | 0 | 0 | 0 | 0 | 0 | 0 | 0 | 0 | 0 | 0 | 0 | 0 | 0 | 0 | 0 | 0 | 0 | 0 | 0 | 0 | 0 | 0 | 0 | 0 | 0 | 0 | 0 | 0 | 0 | 0 | 0 | 0 | 0 | 0 | 0 | 0 | 0 | 0 | 0 | 0 | 0 | 0 | 0 | 0 | 0 | 0 | 0 | 0 | 0 | 0 | 0 | 0 | 0 | 0 | 0 | 0 | 0 | 0 | 0 | 0 | 0 | 0 | 0 | 0 | 0 | 0 | 0 | 0 | 0 | 0 | 0 | 0 | 0 | 0 | 0 | 0 | 0 | 0 | 0 | 0 | 0 | 0 | 0 | 0 | 0 | 0 | 0 | 0 | 0 | 0 | 0 | 0 | 0 | 0 | 0 | 0 | 0 | 0 | 0 | 0 | 0 | 0 | 0 | 0 | 0 | 0 | 0 | 0 | 0 | 0 | 0 | 0 | 0 | 0 | 0 | 0 | 0 | 0 | 0 | 0 | 0 | 0 | 0 | 0 | 0 | 0 | 0 | 0 | 0 | 0 | 0 | 0 | 0 | 0 | 0 | 0 | 0 | 0 | 0 | 0 | 0 | 0 | 0 | 0 | 0 | 0 | 0 | 0 | 0 | 0 | 0 | 0 | 0 | 0 | 0 | 0 | 0 | 0 | 0 | 0 | 0 | 0 | 0 | 0 | 0 | 0 | 0 | 0 | 0 | 0 | 0 | 0 | 0 | 0 | 0 | 0 | 0 | 0 | 0 | 0 | 0 | 0 | 0 | 0 | 0 | 0 | 0 | 0 | 0 | 0 | 0 | 0 | 0 | 0 | 0 | 0 | 0 | 0 | 0 | 0 | 0 | 0 | 0 | 0 | 0 | 0 | 0 | 0 | 0 | 0 | 0 | 0 | 0 | 0 | 0 | 0 | 0 | 0 | 0 | 0 | 0 | 0 | 0 | 0 | 0 | 0 | 0 | 0 | 0 | 0 | 0 | 0 | 0 | 0 | 0 | 0 | 0 | 0 | 0 | 0 | 0 | 0 | 0 | 0 | 0 | 0 | 0 | 0 | 0 | 0 | 0 | 0 | 0 | 0 | 0 | 0 | 0 | 0 | 0 | 0 | 0 | 0 | 0 | 0 | 0 | 0 | 0 | 0 | 0 | 0 | 0 | 0 | 0 | 0 | 0 | 0 | 0 | 0 | 0 | 0 | 0 | 0 | 0 | 0 | 0 | 0 | 0 | 0 | 0 | 0 | 0 | 0 | 0 | 0 | 0 | 0 | 0 | 0 | 0 | 0 | 0 | 0 | 0 | 0 | 0 | 0 | 0 | 0 | 0 | 0 | 0 | 0 | 0 | 0 | 0 | 0 | 0 | 0 | 0 | 0 | 0 | 0 | 0 | 0 | 0 | 0 | 0 | 0 | 0 | 0 | 0 | 0 | 0 | 0 | 0 | 0 | 0 | 0 | 0 | 0 | 0 | 0 | 0 | 0 | 0 | 0 | 0 | 0 | 0 | 0 | 0 | 0 | 0 | 0 | 0 | 0 | 0 | 0 | 0 | 0 | 0 | 0 | 0 | 0 | 0 | 0 | 0 | 0 | 0 | 0 | 0 | 0 | 0 | 0 | 0 | 0 | 0 | 0 | 0 | 0 | 0 | 0 | 0 | 0 | 0 | 0
WA_Commercial_WA - Health_New_Space Heating_Natural Gas_Strategic Energy Management_A | WA | Commercial | WA - Health | New | Space Heating | Natural Gas | Strategic Energy Management | A | WCM209 | No strategic energy management. | Implementation of strategic energy management. | 3 | 0 | 0 | 0 | 0 | 0 | 0 | 0 | 0.28365 | 0.25 | sqft | 69% | 100% | Discretionary | RetroEven20_WA | 85% | Space Heating | 0% | 0 |  | 0 |  | 0 | DL20_COM_SEM-Misc-2021PLN-V4-1 | BEHAV_SEM-All-CPUC-2018_PG-2 | DL20_COM_SEM-Misc-2021PLN-V4-15 | No strategic energy management. | No strategic energy management. | No strategic energy management. | No strategic energy management. | No strategic energy management. | No strategic energy management. | No strategic energy management. | No strategic energy management. | No strategic energy management. | No strategic energy management. | No strategic energy management. | No strategic energy management. | No strategic energy management. | No strategic energy management. | No strategic energy management. | No strategic energy management. | No strategic energy management. | No strategic energy management. | No strategic energy management. | No strategic energy management. | No strategic energy management. | No strategic energy management. | No strategic energy management. | No strategic energy management. | No strategic energy management. | No strategic energy management. | No strategic energy management. | Implementation of strategic energy management. | Implementation of strategic energy management. | Implementation of strategic energy management. | Implementation of strategic energy management. | Implementation of strategic energy management. | Implementation of strategic energy management. | Implementation of strategic energy management. | Implementation of strategic energy management. | Implementation of strategic energy management. | Implementation of strategic energy management. | Implementation of strategic energy management. | Implementation of strategic energy management. | Implementation of strategic energy management. | Implementation of strategic energy management. | Implementation of strategic energy management. | Implementation of strategic energy management. | Implementation of strategic energy management. | Implementation of strategic energy management. | Implementation of strategic energy management. | Implementation of strategic energy management. | Implementation of strategic energy management. | Implementation of strategic energy management. | Implementation of strategic energy management. | Implementation of strategic energy management. | Implementation of strategic energy management. | Implementation of strategic energy management. | Implementation of strategic energy management. | 0 | 0 | 0 | 0 | 0 | 0 | 0 | 0 | 0 | 0 | 0 | 0 | 0 | 0 | 0 | 0 | 0 | 0 | 0 | 0 | 0 | 0 | 0 | 0 | 0 | 0 | 0 | 0 | 0 | 0 | 0 | 0 | 0 | 0 | 0 | 0 | 0 | 0 | 0 | 0 | 0 | 0 | 0 | 0 | 0 | 0 | 0 | 0 | 0 | 0 | 0 | 0 | 0 | 0 | 0 | 0 | 0 | 0 | 0 | 0 | 0 | 0 | 0 | 0 | 0 | 0 | 0 | 0 | 0 | 0 | 0 | 0 | 0 | 0 | 0 | 0 | 0 | 0 | 0 | 0 | 0 | 0 | 0 | 0 | 0 | 0 | 0 | 0 | 0 | 0 | 0 | 0 | 0 | 0 | 0 | 0 | 0 | 0 | 0 | 0 | 0 | 0 | 0 | 0 | 0 | 0 | 0 | 0 | 0 | 0 | 0 | 0 | 0 | 0 | 0 | 0 | 0 | 0 | 0 | 0 | 0 | 0 | 0 | 0 | 0 | 0 | 0 | 0 | 0 | 0 | 0 | 0 | 0 | 0 | 0 | 0 | 0 | 0 | 0 | 0 | 0 | 0 | 0 | 0 | 0 | 0 | 0 | 0 | 0 | 0 | 0 | 0 | 0 | 0 | 0 | 0 | 0 | 0 | 0 | 0 | 0 | 0 | 0 | 0 | 0 | 0 | 0 | 0 | 0 | 0 | 0 | 0 | 0 | 0 | 0 | 0 | 0 | 0 | 0 | 0 | 0 | 0 | 0 | 0 | 0 | 0 | 0 | 0 | 0 | 0 | 0 | 0 | 0 | 0 | 0 | 0 | 0 | 0 | 0 | 0 | 0 | 0 | 0 | 0 | 0 | 0 | 0 | 0 | 0 | 0 | 0 | 0 | 0 | 0 | 0 | 0 | 0 | 0 | 0 | 0 | 0 | 0 | 0 | 0 | 0 | 0 | 0 | 0 | 0 | 0 | 0 | 0 | 0 | 0 | 0 | 0 | 0 | 0 | 0 | 0 | 0 | 0 | 0 | 0 | 0 | 0 | 0 | 0 | 0 | 0 | 0 | 0 | 0 | 0 | 0 | 0 | 0 | 0 | 0 | 0 | 0 | 0 | 0 | 0 | 0 | 0 | 0 | 0 | 0 | 0 | 0 | 0 | 0 | 0 | 0 | 0 | 0 | 0 | 0 | 0 | 0 | 0 | 0 | 0 | 0 | 0 | 0 | 0 | 0 | 0 | 0 | 0 | 0 | 0 | 0 | 0 | 0 | 0 | 0 | 0 | 0 | 0 | 0 | 0 | 0 | 0 | 0 | 0 | 0 | 0 | 0 | 0 | 0 | 0 | 0 | 0 | 0 | 0 | 0 | 0 | 0 | 0 | 0 | 0 | 0 | 0 | 0 | 0 | 0 | 0 | 0 | 0 | 0 | 0 | 0 | 0 | 0 | 0 | 0 | 0 | 0 | 0 | 0 | 0 | 0 | 0 | 0 | 0 | 0 | 0 | 0 | 0 | 0 | 0 | 0 | 0 | 0 | 0 | 0 | 0 | 0 | 0 | 0 | 0 | 0 | 0 | 0 | 0 | 0 | 0 | 0 | 0 | 0 | 0 | 0 | 0 | 0 | 0 | 0 | 0 | 0 | 0 | 0 | 0 | 0 | 0 | 0 | 0 | 0 | 0 | 0 | 0 | 0 | 0 | 0 | 0 | 0 | 0 | 0 | 0 | 0 | 0 | 0 | 0 | 0 | 0 | 0 | 0 | 0 | 0 | 0 | 0 | 0 | 0 | 0 | 0 | 0 | 0 | 0 | 0 | 0 | 0 | 0 | 0 | 0 | 0 | 0 | 0 | 0 | 0 | 0 | 0 | 0 | 0 | 0 | 0 | 0 | 0 | 0 | 0 | 0 | 0 | 0 | 0 | 0 | 0 | 0 | 0 | 0 | 0 | 0 | 0 | 0 | 0 | 0 | 0 | 0 | 0 | 0 | 0 | 0 | 0 | 0 | 0 | 0 | 0 | 0 | 0 | 0 | 0 | 0 | 0 | 0 | 0 | 0 | 0 | 0 | 0 | 0 | 0 | 0 | 0 | 0 | 0 | 0 | 0 | 0 | 0 | 0 | 0 | 0 | 0 | 0 | 0 | 0 | 0 | 0 | 0 | 0 | 0 | 0 | 0 | 0 | 0
WA_Commercial_WA - Health_New_Water Heating_Natural Gas_Strategic Energy Management_A | WA | Commercial | WA - Health | New | Water Heating | Natural Gas | Strategic Energy Management | A | WCM210 | No strategic energy management. | Implementation of strategic energy management. | 3 | 0 | 0 | 0 | 0 | 0 | 0 | 0 | 0.28365 | 0.25 | sqft | 69% | 100% | Discretionary | RetroEven20_WA | 85% | Water Heating | 0% | 0 |  | 0 |  | 0 | DL20_COM_SEM-Misc-2021PLN-V4-1 | BEHAV_SEM-All-CPUC-2018_PG-2 | DL20_COM_SEM-Misc-2021PLN-V4-15 | No strategic energy management. | No strategic energy management. | No strategic energy management. | No strategic energy management. | No strategic energy management. | No strategic energy management. | No strategic energy management. | No strategic energy management. | No strategic energy management. | No strategic energy management. | No strategic energy management. | No strategic energy management. | No strategic energy management. | No strategic energy management. | No strategic energy management. | No strategic energy management. | No strategic energy management. | No strategic energy management. | No strategic energy management. | No strategic energy management. | No strategic energy management. | No strategic energy management. | No strategic energy management. | No strategic energy management. | No strategic energy management. | No strategic energy management. | No strategic energy management. | Implementation of strategic energy management. | Implementation of strategic energy management. | Implementation of strategic energy management. | Implementation of strategic energy management. | Implementation of strategic energy management. | Implementation of strategic energy management. | Implementation of strategic energy management. | Implementation of strategic energy management. | Implementation of strategic energy management. | Implementation of strategic energy management. | Implementation of strategic energy management. | Implementation of strategic energy management. | Implementation of strategic energy management. | Implementation of strategic energy management. | Implementation of strategic energy management. | Implementation of strategic energy management. | Implementation of strategic energy management. | Implementation of strategic energy management. | Implementation of strategic energy management. | Implementation of strategic energy management. | Implementation of strategic energy management. | Implementation of strategic energy management. | Implementation of strategic energy management. | Implementation of strategic energy management. | Implementation of strategic energy management. | Implementation of strategic energy management. | Implementation of strategic energy management. | 0 | 0 | 0 | 0 | 0 | 0 | 0 | 0 | 0 | 0 | 0 | 0 | 0 | 0 | 0 | 0 | 0 | 0 | 0 | 0 | 0 | 0 | 0 | 0 | 0 | 0 | 0 | 0 | 0 | 0 | 0 | 0 | 0 | 0 | 0 | 0 | 0 | 0 | 0 | 0 | 0 | 0 | 0 | 0 | 0 | 0 | 0 | 0 | 0 | 0 | 0 | 0 | 0 | 0 | 0 | 0 | 0 | 0 | 0 | 0 | 0 | 0 | 0 | 0 | 0 | 0 | 0 | 0 | 0 | 0 | 0 | 0 | 0 | 0 | 0 | 0 | 0 | 0 | 0 | 0 | 0 | 0 | 0 | 0 | 0 | 0 | 0 | 0 | 0 | 0 | 0 | 0 | 0 | 0 | 0 | 0 | 0 | 0 | 0 | 0 | 0 | 0 | 0 | 0 | 0 | 0 | 0 | 0 | 0 | 0 | 0 | 0 | 0 | 0 | 0 | 0 | 0 | 0 | 0 | 0 | 0 | 0 | 0 | 0 | 0 | 0 | 0 | 0 | 0 | 0 | 0 | 0 | 0 | 0 | 0 | 0 | 0 | 0 | 0 | 0 | 0 | 0 | 0 | 0 | 0 | 0 | 0 | 0 | 0 | 0 | 0 | 0 | 0 | 0 | 0 | 0 | 0 | 0 | 0 | 0 | 0 | 0 | 0 | 0 | 0 | 0 | 0 | 0 | 0 | 0 | 0 | 0 | 0 | 0 | 0 | 0 | 0 | 0 | 0 | 0 | 0 | 0 | 0 | 0 | 0 | 0 | 0 | 0 | 0 | 0 | 0 | 0 | 0 | 0 | 0 | 0 | 0 | 0 | 0 | 0 | 0 | 0 | 0 | 0 | 0 | 0 | 0 | 0 | 0 | 0 | 0 | 0 | 0 | 0 | 0 | 0 | 0 | 0 | 0 | 0 | 0 | 0 | 0 | 0 | 0 | 0 | 0 | 0 | 0 | 0 | 0 | 0 | 0 | 0 | 0 | 0 | 0 | 0 | 0 | 0 | 0 | 0 | 0 | 0 | 0 | 0 | 0 | 0 | 0 | 0 | 0 | 0 | 0 | 0 | 0 | 0 | 0 | 0 | 0 | 0 | 0 | 0 | 0 | 0 | 0 | 0 | 0 | 0 | 0 | 0 | 0 | 0 | 0 | 0 | 0 | 0 | 0 | 0 | 0 | 0 | 0 | 0 | 0 | 0 | 0 | 0 | 0 | 0 | 0 | 0 | 0 | 0 | 0 | 0 | 0 | 0 | 0 | 0 | 0 | 0 | 0 | 0 | 0 | 0 | 0 | 0 | 0 | 0 | 0 | 0 | 0 | 0 | 0 | 0 | 0 | 0 | 0 | 0 | 0 | 0 | 0 | 0 | 0 | 0 | 0 | 0 | 0 | 0 | 0 | 0 | 0 | 0 | 0 | 0 | 0 | 0 | 0 | 0 | 0 | 0 | 0 | 0 | 0 | 0 | 0 | 0 | 0 | 0 | 0 | 0 | 0 | 0 | 0 | 0 | 0 | 0 | 0 | 0 | 0 | 0 | 0 | 0 | 0 | 0 | 0 | 0 | 0 | 0 | 0 | 0 | 0 | 0 | 0 | 0 | 0 | 0 | 0 | 0 | 0 | 0 | 0 | 0 | 0 | 0 | 0 | 0 | 0 | 0 | 0 | 0 | 0 | 0 | 0 | 0 | 0 | 0 | 0 | 0 | 0 | 0 | 0 | 0 | 0 | 0 | 0 | 0 | 0 | 0 | 0 | 0 | 0 | 0 | 0 | 0 | 0 | 0 | 0 | 0 | 0 | 0 | 0 | 0 | 0 | 0 | 0 | 0 | 0 | 0 | 0 | 0 | 0 | 0 | 0 | 0 | 0 | 0 | 0 | 0 | 0 | 0 | 0 | 0 | 0 | 0 | 0 | 0 | 0 | 0 | 0 | 0 | 0 | 0 | 0 | 0 | 0 | 0 | 0 | 0 | 0 | 0 | 0 | 0 | 0 | 0 | 0 | 0 | 0 | 0 | 0 | 0 | 0 | 0 | 0 | 0 | 0 | 0 | 0 | 0 | 0 | 0 | 0 | 0 | 0 | 0 | 0 | 0 | 0 | 0 | 0 | 0 | 0 | 0 | 0 | 0 | 0 | 0 | 0 | 0 | 0 | 0 | 0 | 0 | 0 | 0
WA_Commercial_WA - Health_New_Space Heating_Natural Gas_Retrocommissioning_A | WA | Commercial | WA - Health | New | Space Heating | Natural Gas | Retrocommissioning | A | WCM211 | No retro commissioning. | Periodic recommissioning of building systems. | 3 | 0 | 0 | 0 | 1.31 | 0 | 0 | 0 | 0.28365 | 0.25 | sqft | 0% | 0% | Discretionary | RetroEven20_WA | 85% | Space Heating | 0% | 0 |  | 0 |  | 0 | COM_RCX-HVAC-AEG-1 | N/A | COM_RCX-HVAC-AEG-1 | No retro commissioning. | No retro commissioning. | No retro commissioning. | No retro commissioning. | No retro commissioning. | No retro commissioning. | No retro commissioning. | No retro commissioning. | No retro commissioning. | No retro commissioning. | No retro commissioning. | No retro commissioning. | No retro commissioning. | No retro commissioning. | No retro commissioning. | No retro commissioning. | No retro commissioning. | No retro commissioning. | No retro commissioning. | No retro commissioning. | No retro commissioning. | No retro commissioning. | No retro commissioning. | No retro commissioning. | No retro commissioning. | No retro commissioning. | No retro commissioning. | Periodic recommissioning of building systems. | Periodic recommissioning of building systems. | Periodic recommissioning of building systems. | Periodic recommissioning of building systems. | Periodic recommissioning of building systems. | Periodic recommissioning of building systems. | Periodic recommissioning of building systems. | Periodic recommissioning of building systems. | Periodic recommissioning of building systems. | Periodic recommissioning of building systems. | Periodic recommissioning of building systems. | Periodic recommissioning of building systems. | Periodic recommissioning of building systems. | Periodic recommissioning of building systems. | Periodic recommissioning of building systems. | Periodic recommissioning of building systems. | Periodic recommissioning of building systems. | Periodic recommissioning of building systems. | Periodic recommissioning of building systems. | Periodic recommissioning of building systems. | Periodic recommissioning of building systems. | Periodic recommissioning of building systems. | Periodic recommissioning of building systems. | Periodic recommissioning of building systems. | Periodic recommissioning of building systems. | Periodic recommissioning of building systems. | Periodic recommissioning of building systems. | 1.31 | 1.31 | 1.31 | 1.31 | 1.31 | 1.31 | 1.31 | 1.31 | 1.31 | 1.31 | 1.31 | 1.31 | 1.31 | 1.31 | 1.31 | 1.31 | 1.31 | 1.31 | 1.31 | 1.31 | 1.31 | 1.31 | 1.31 | 1.31 | 1.31 | 1.31 | 1.31 | 0 | 0 | 0 | 0 | 0 | 0 | 0 | 0 | 0 | 0 | 0 | 0 | 0 | 0 | 0 | 0 | 0 | 0 | 0 | 0 | 0 | 0 | 0 | 0 | 0 | 0 | 0 | 0 | 0 | 0 | 0 | 0 | 0 | 0 | 0 | 0 | 0 | 0 | 0 | 0 | 0 | 0 | 0 | 0 | 0 | 0 | 0 | 0 | 0 | 0 | 0 | 0 | 0 | 0 | 0 | 0 | 0 | 0 | 0 | 0 | 0 | 0 | 0 | 0 | 0 | 0 | 0 | 0 | 0 | 0 | 0 | 0 | 0 | 0 | 0 | 0 | 0 | 0 | 0 | 0 | 0 | 0 | 0 | 0 | 0 | 0 | 0 | 0 | 0 | 0 | 0 | 0 | 0 | 0 | 0 | 0 | 0 | 0 | 0 | 0 | 0 | 0 | 0 | 0 | 0 | 0 | 0 | 0 | 0 | 0 | 0 | 0 | 0 | 0 | 0 | 0 | 0 | 0 | 0 | 0 | 0 | 0 | 0 | 0 | 0 | 0 | 0 | 0 | 0 | 0 | 0 | 0 | 0 | 0 | 0 | 0 | 0 | 0 | 0 | 0 | 0 | 0 | 0 | 0 | 0 | 0 | 0 | 0 | 0 | 0 | 0 | 0 | 0 | 0 | 0 | 0 | 0 | 0 | 0 | 0 | 0 | 0 | 0 | 0 | 0 | 0 | 0 | 0 | 0 | 0 | 0 | 0 | 0 | 0 | 0 | 0 | 0 | 0 | 0 | 0 | 0 | 0 | 0 | 0 | 0 | 0 | 0 | 0 | 0 | 0 | 0 | 0 | 0 | 0 | 0 | 0 | 0 | 0 | 0 | 0 | 0 | 0 | 0 | 0 | 0 | 0 | 0 | 0 | 0 | 0 | 0 | 0 | 0 | 0 | 0 | 0 | 0 | 0 | 0 | 0 | 0 | 0 | 0 | 0 | 0 | 0 | 0 | 0 | 0 | 0 | 0 | 0 | 0 | 0 | 0 | 0 | 0 | 0 | 0 | 0 | 0 | 0 | 0 | 0 | 0 | 0 | 0 | 0 | 0 | 0 | 0 | 0 | 0 | 0 | 0 | 0 | 0 | 0 | 0 | 0 | 0 | 0 | 0 | 0 | 0 | 0 | 0 | 0 | 0 | 0 | 0 | 0 | 0 | 0 | 0 | 0 | 0 | 0 | 0 | 0 | 0 | 0 | 0 | 0 | 0 | 0 | 0 | 0 | 0 | 0 | 0 | 0 | 0 | 0 | 0 | 0 | 0 | 0 | 0 | 0 | 0 | 0 | 0 | 0 | 0 | 0 | 0 | 0 | 0 | 0 | 0 | 0 | 0 | 0 | 0 | 0 | 0 | 0 | 0 | 0 | 0 | 0 | 0 | 0 | 0 | 0 | 0 | 0 | 0 | 0 | 0 | 0 | 0 | 0 | 0 | 0 | 0 | 0 | 0 | 0 | 0 | 0 | 0 | 0 | 0 | 0 | 0 | 0 | 0 | 0 | 0 | 0 | 0 | 0 | 0 | 0 | 0 | 0 | 0 | 0 | 0 | 0 | 0 | 0 | 0 | 0 | 0 | 0 | 0 | 0 | 0 | 0 | 0 | 0 | 0 | 0 | 0 | 0 | 0 | 0 | 0 | 0 | 0 | 0 | 0 | 0 | 0 | 0 | 0 | 0 | 0 | 0 | 0 | 0 | 0 | 0 | 0 | 0 | 0 | 0 | 0 | 0 | 0 | 0 | 0 | 0 | 0 | 0 | 0 | 0 | 0 | 0 | 0 | 0 | 0 | 0 | 0 | 0 | 0 | 0 | 0 | 0 | 0 | 0 | 0 | 0 | 0 | 0 | 0 | 0 | 0 | 0 | 0 | 0 | 0 | 0 | 0 | 0 | 0 | 0 | 0 | 0 | 0 | 0 | 0 | 0 | 0 | 0 | 0 | 0 | 0 | 0 | 0 | 0 | 0 | 0 | 0 | 0 | 0 | 0 | 0 | 0 | 0 | 0 | 0 | 0 | 0 | 0 | 0 | 0 | 0 | 0 | 0 | 0 | 0 | 0 | 0
WA_Commercial_WA - Health_New_Water Heating_Natural Gas_Retrocommissioning_A | WA | Commercial | WA - Health | New | Water Heating | Natural Gas | Retrocommissioning | A | WCM212 | No retro commissioning. | Periodic recommissioning of building systems. | 3 | 0 | 0 | 0 | 1.31 | 0 | 0 | 0 | 0.28365 | 0.25 | sqft | 0% | 0% | Discretionary | RetroEven20_WA | 85% | Water Heating | 0% | 0 |  | 0 |  | 0 | COM_RCX-HVAC-AEG-1 | N/A | COM_RCX-HVAC-AEG-1 | No retro commissioning. | No retro commissioning. | No retro commissioning. | No retro commissioning. | No retro commissioning. | No retro commissioning. | No retro commissioning. | No retro commissioning. | No retro commissioning. | No retro commissioning. | No retro commissioning. | No retro commissioning. | No retro commissioning. | No retro commissioning. | No retro commissioning. | No retro commissioning. | No retro commissioning. | No retro commissioning. | No retro commissioning. | No retro commissioning. | No retro commissioning. | No retro commissioning. | No retro commissioning. | No retro commissioning. | No retro commissioning. | No retro commissioning. | No retro commissioning. | Periodic recommissioning of building systems. | Periodic recommissioning of building systems. | Periodic recommissioning of building systems. | Periodic recommissioning of building systems. | Periodic recommissioning of building systems. | Periodic recommissioning of building systems. | Periodic recommissioning of building systems. | Periodic recommissioning of building systems. | Periodic recommissioning of building systems. | Periodic recommissioning of building systems. | Periodic recommissioning of building systems. | Periodic recommissioning of building systems. | Periodic recommissioning of building systems. | Periodic recommissioning of building systems. | Periodic recommissioning of building systems. | Periodic recommissioning of building systems. | Periodic recommissioning of building systems. | Periodic recommissioning of building systems. | Periodic recommissioning of building systems. | Periodic recommissioning of building systems. | Periodic recommissioning of building systems. | Periodic recommissioning of building systems. | Periodic recommissioning of building systems. | Periodic recommissioning of building systems. | Periodic recommissioning of building systems. | Periodic recommissioning of building systems. | Periodic recommissioning of building systems. | 1.31 | 1.31 | 1.31 | 1.31 | 1.31 | 1.31 | 1.31 | 1.31 | 1.31 | 1.31 | 1.31 | 1.31 | 1.31 | 1.31 | 1.31 | 1.31 | 1.31 | 1.31 | 1.31 | 1.31 | 1.31 | 1.31 | 1.31 | 1.31 | 1.31 | 1.31 | 1.31 | 0 | 0 | 0 | 0 | 0 | 0 | 0 | 0 | 0 | 0 | 0 | 0 | 0 | 0 | 0 | 0 | 0 | 0 | 0 | 0 | 0 | 0 | 0 | 0 | 0 | 0 | 0 | 0 | 0 | 0 | 0 | 0 | 0 | 0 | 0 | 0 | 0 | 0 | 0 | 0 | 0 | 0 | 0 | 0 | 0 | 0 | 0 | 0 | 0 | 0 | 0 | 0 | 0 | 0 | 0 | 0 | 0 | 0 | 0 | 0 | 0 | 0 | 0 | 0 | 0 | 0 | 0 | 0 | 0 | 0 | 0 | 0 | 0 | 0 | 0 | 0 | 0 | 0 | 0 | 0 | 0 | 0 | 0 | 0 | 0 | 0 | 0 | 0 | 0 | 0 | 0 | 0 | 0 | 0 | 0 | 0 | 0 | 0 | 0 | 0 | 0 | 0 | 0 | 0 | 0 | 0 | 0 | 0 | 0 | 0 | 0 | 0 | 0 | 0 | 0 | 0 | 0 | 0 | 0 | 0 | 0 | 0 | 0 | 0 | 0 | 0 | 0 | 0 | 0 | 0 | 0 | 0 | 0 | 0 | 0 | 0 | 0 | 0 | 0 | 0 | 0 | 0 | 0 | 0 | 0 | 0 | 0 | 0 | 0 | 0 | 0 | 0 | 0 | 0 | 0 | 0 | 0 | 0 | 0 | 0 | 0 | 0 | 0 | 0 | 0 | 0 | 0 | 0 | 0 | 0 | 0 | 0 | 0 | 0 | 0 | 0 | 0 | 0 | 0 | 0 | 0 | 0 | 0 | 0 | 0 | 0 | 0 | 0 | 0 | 0 | 0 | 0 | 0 | 0 | 0 | 0 | 0 | 0 | 0 | 0 | 0 | 0 | 0 | 0 | 0 | 0 | 0 | 0 | 0 | 0 | 0 | 0 | 0 | 0 | 0 | 0 | 0 | 0 | 0 | 0 | 0 | 0 | 0 | 0 | 0 | 0 | 0 | 0 | 0 | 0 | 0 | 0 | 0 | 0 | 0 | 0 | 0 | 0 | 0 | 0 | 0 | 0 | 0 | 0 | 0 | 0 | 0 | 0 | 0 | 0 | 0 | 0 | 0 | 0 | 0 | 0 | 0 | 0 | 0 | 0 | 0 | 0 | 0 | 0 | 0 | 0 | 0 | 0 | 0 | 0 | 0 | 0 | 0 | 0 | 0 | 0 | 0 | 0 | 0 | 0 | 0 | 0 | 0 | 0 | 0 | 0 | 0 | 0 | 0 | 0 | 0 | 0 | 0 | 0 | 0 | 0 | 0 | 0 | 0 | 0 | 0 | 0 | 0 | 0 | 0 | 0 | 0 | 0 | 0 | 0 | 0 | 0 | 0 | 0 | 0 | 0 | 0 | 0 | 0 | 0 | 0 | 0 | 0 | 0 | 0 | 0 | 0 | 0 | 0 | 0 | 0 | 0 | 0 | 0 | 0 | 0 | 0 | 0 | 0 | 0 | 0 | 0 | 0 | 0 | 0 | 0 | 0 | 0 | 0 | 0 | 0 | 0 | 0 | 0 | 0 | 0 | 0 | 0 | 0 | 0 | 0 | 0 | 0 | 0 | 0 | 0 | 0 | 0 | 0 | 0 | 0 | 0 | 0 | 0 | 0 | 0 | 0 | 0 | 0 | 0 | 0 | 0 | 0 | 0 | 0 | 0 | 0 | 0 | 0 | 0 | 0 | 0 | 0 | 0 | 0 | 0 | 0 | 0 | 0 | 0 | 0 | 0 | 0 | 0 | 0 | 0 | 0 | 0 | 0 | 0 | 0 | 0 | 0 | 0 | 0 | 0 | 0 | 0 | 0 | 0 | 0 | 0 | 0 | 0 | 0 | 0 | 0 | 0 | 0 | 0 | 0 | 0 | 0 | 0 | 0 | 0 | 0 | 0 | 0 | 0 | 0 | 0 | 0 | 0 | 0 | 0 | 0 | 0 | 0 | 0 | 0 | 0 | 0 | 0 | 0 | 0 | 0 | 0 | 0 | 0 | 0 | 0 | 0 | 0 | 0 | 0 | 0 | 0 | 0 | 0 | 0 | 0 | 0 | 0 | 0 | 0 | 0
WA_Commercial_WA - Miscellaneous_Existing_Space Heating_Natural Gas_Insulation - Ceiling_A | WA | Commercial | WA - Miscellaneous | Existing | Space Heating | Natural Gas | Insulation - Ceiling | A | WCM213 | R-13 | R-38 | 22 | 0.09 | 0 | 0 | 0.39 | 0.02 | 0 | 0 | 0.24319 | 0.25 | sqft roof | 15% | 46.67% | Discretionary | Retro1Slow_WA | 84.66% | Space Heating | 0% | 234.2635 |  | 184.7055 |  | 0 | Avista TRM | Avista TRM | Avista TRM | R-13 | R-13 | R-13 | R-13 | R-13 | R-13 | R-13 | R-13 | R-13 | R-13 | R-13 | R-13 | R-13 | R-13 | R-13 | R-13 | R-13 | R-13 | R-13 | R-13 | R-13 | R-13 | R-13 | R-13 | R-13 | R-13 | R-13 | R-38 | R-38 | R-38 | R-38 | R-38 | R-38 | R-38 | R-38 | R-38 | R-38 | R-38 | R-38 | R-38 | R-38 | R-38 | R-38 | R-38 | R-38 | R-38 | R-38 | R-38 | R-38 | R-38 | R-38 | R-38 | R-38 | R-38 | 0.39 | 0.39 | 0.39 | 0.39 | 0.39 | 0.39 | 0.39 | 0.39 | 0.39 | 0.39 | 0.39 | 0.39 | 0.39 | 0.39 | 0.39 | 0.39 | 0.39 | 0.39 | 0.39 | 0.39 | 0.39 | 0.39 | 0.39 | 0.39 | 0.39 | 0.39 | 0.39 | 0 | 0 | 0.12057 | 0.11908 | 0.11714 | 0.11497 | 0.11261 | 0.11 | 0.1071 | 0.10388 | 0.10034 | 0.096468 | 0.092344 | 0.088076 | 0.0838 | 0.079683 | 0.075871 | 0.072482 | 0.069758 | 0.067715 | 0.066029 | 0.064775 | 0.063633 | 0.062929 | 0.062246 | 0.061609 | 0.060992 | 0 | 0.97065 | 0.51379 | 1.7059 | 2.7179 | 4.0299 | 5.6194 | 7.4141 | 9.2834 | 11.0395 | 12.4617 | 13.335 | 13.4972 | 12.8876 | 11.5676 | 9.7162 | 7.6119 | 5.5229 | 3.9457 | 2.112 | 1.6598 | 0 | 0 | 0 | 0 | 0 | 0.97065 | 1.4686 | 3.1474 | 5.8007 | 9.6963 | 15.0597 | 22.0212 | 30.5532 | 40.4152 | 51.1492 | 62.1203 | 72.6016 | 81.9217 | 89.571 | 95.286 | 99.3168 | 101.9308 | 103.3387 | 103.4884 | 103.3234 | 102.1797 | 101.0705 | 100.0364 | 99.0348 | 0 | 8151.3055 | 4386.15 | 14837.91 | 24135.8944 | 36634.9165 | 52469.0285 | 71372.288 | 92524.263 | 114436.567 | 134947.8971 | 151402.7706 | 161064.0421 | 161736.4631 | 152463.8928 | 134049.8613 | 109119.1884 | 81561.2534 | 59756.9554 | 32605.2218 | 26084.1775 | 0 | 0 | 0 | 0 | 0 | 8151.3055 | 12537.4555 | 27375.3655 | 51511.2599 | 88146.1764 | 140615.205 | 211987.4929 | 304511.756 | 418948.323 | 553896.22 | 705298.9906 | 866363.0327 | 1028099.4958 | 1180563.3886 | 1314613.2499 | 1423732.4383 | 1505293.6917 | 1565050.6471 | 1597655.8689 | 1623740.0464 | 1623740.0464 | 1623740.0464 | 1623740.0464 | 1623740.0464 | 0 | 0.83482 | 0.44475 | 1.4866 | 2.385 | 3.5623 | 5.0062 | 6.6606 | 8.4153 | 10.1044 | 11.5247 | 12.4674 | 12.762 | 12.3248 | 11.1864 | 9.4963 | 7.5104 | 5.4936 | 3.954 | 2.1303 | 1.6847 | 0 | 0 | 0 | 0 | 0 | 0.83482 | 1.2713 | 2.7427 | 5.0902 | 8.5712 | 13.4165 | 19.7832 | 27.696 | 36.992 | 47.3033 | 58.0785 | 68.6468 | 78.344 | 86.6189 | 93.1293 | 97.9914 | 101.3906 | 103.5572 | 104.3834 | 104.8754 | 104.263 | 103.6787 | 103.1198 | 102.5837 | 0 | 6928.6096 | 3728.2275 | 12612.2235 | 20515.5102 | 31139.6791 | 44598.6743 | 60666.4448 | 78645.6236 | 97271.082 | 114705.7125 | 128692.355 | 136904.4357 | 137475.9937 | 129594.3089 | 113942.3821 | 92751.3101 | 69327.0654 | 50793.4121 | 27714.4385 | 22171.5508 | 0 | 0 | 0 | 0 | 0 | 6928.6096 | 10656.8372 | 23269.0607 | 43784.5709 | 74924.25 | 119522.9242 | 180189.369 | 258834.9926 | 356106.0745 | 470811.787 | 599504.142 | 736408.5778 | 873884.5714 | 1003478.8803 | 1117421.2624 | 1210172.5725 | 1279499.638 | 1330293.05 | 1358007.4886 | 1380179.0394 | 1380179.0394 | 1380179.0394 | 1380179.0394 | 1380179.0394 | 0 | 0.83482 | 0.44475 | 1.4866 | 2.385 | 3.5623 | 5.0062 | 6.6606 | 8.4153 | 10.1044 | 11.5247 | 12.4674 | 12.762 | 12.3248 | 11.1864 | 9.4963 | 7.5104 | 5.4936 | 3.954 | 2.1303 | 1.6847 | 0 | 0 | 0 | 0 | 0 | 0.83482 | 1.2713 | 2.7427 | 5.0902 | 8.5712 | 13.4165 | 19.7832 | 27.696 | 36.992 | 47.3033 | 58.0785 | 68.6468 | 78.344 | 86.6189 | 93.1293 | 97.9914 | 101.3906 | 103.5572 | 104.3834 | 104.8754 | 104.263 | 103.6787 | 103.1198 | 102.5837 | 0 | 6928.6096 | 3728.2275 | 12612.2235 | 20515.5102 | 31139.6791 | 44598.6743 | 60666.4448 | 78645.6236 | 97271.082 | 114705.7125 | 128692.355 | 136904.4357 | 137475.9937 | 129594.3089 | 113942.3821 | 92751.3101 | 69327.0654 | 50793.4121 | 27714.4385 | 22171.5508 | 0 | 0 | 0 | 0 | 0 | 6928.6096 | 10656.8372 | 23269.0607 | 43784.5709 | 74924.25 | 119522.9242 | 180189.369 | 258834.9926 | 356106.0745 | 470811.787 | 599504.142 | 736408.5778 | 873884.5714 | 1003478.8803 | 1117421.2624 | 1210172.5725 | 1279499.638 | 1330293.05 | 1358007.4886 | 1380179.0394 | 1380179.0394 | 1380179.0394 | 1380179.0394 | 1380179.0394 | 0 | 0.83482 | 0.44475 | 1.4866 | 2.385 | 3.5623 | 5.0062 | 6.6606 | 8.4153 | 10.1044 | 11.5247 | 12.4674 | 12.762 | 12.3248 | 11.1864 | 9.4963 | 7.5104 | 5.4936 | 3.954 | 2.1303 | 1.6847 | 0 | 0 | 0 | 0 | 0 | 0.83482 | 1.2713 | 2.7427 | 5.0902 | 8.5712 | 13.4165 | 19.7832 | 27.696 | 36.992 | 47.3033 | 58.0785 | 68.6468 | 78.344 | 86.6189 | 93.1293 | 97.9914 | 101.3906 | 103.5572 | 104.3834 | 104.8754 | 104.263 | 103.6787 | 103.1198 | 102.5837 | 0 | 6928.6096 | 3728.2275 | 12612.2235 | 20515.5102 | 31139.6791 | 44598.6743 | 60666.4448 | 78645.6236 | 97271.082 | 114705.7125 | 128692.355 | 136904.4357 | 137475.9937 | 129594.3089 | 113942.3821 | 92751.3101 | 69327.0654 | 50793.4121 | 27714.4385 | 22171.5508 | 0 | 0 | 0 | 0 | 0 | 6928.6096 | 10656.8372 | 23269.0607 | 43784.5709 | 74924.25 | 119522.9242 | 180189.369 | 258834.9926 | 356106.0745 | 470811.787 | 599504.142 | 736408.5778 | 873884.5714 | 1003478.8803 | 1117421.2624 | 1210172.5725 | 1279499.638 | 1330293.05 | 1358007.4886 | 1380179.0394 | 1380179.0394 | 1380179.0394 | 1380179.0394 | 1380179.0394 | 228.3655 | 229.0654 | 229.7608 | 230.4498 | 231.1307 | 231.8017 | 232.4611 | 233.107 | 233.7372 | 234.3496 | 234.9423 | 235.5134 | 236.0611 | 236.5838 | 237.0798 | 237.5478 | 237.9864 | 238.3936 | 238.7694 | 239.1129 | 239.4268 | 239.7136 | 239.9757 | 240.215 | 240.4337 | 180.0552 | 180.607 | 181.1552 | 181.6985 | 182.2354 | 182.7644 | 183.2843 | 183.7935 | 184.2904 | 184.7733 | 185.2407 | 185.6909 | 186.1227 | 186.5348 | 186.9259 | 187.2949 | 187.6407 | 187.9618 | 188.2581 | 188.5289 | 188.7764 | 189.0026 | 189.2092 | 189.3979 | 189.5703
WA_Commercial_WA - Miscellaneous_Existing_Space Heating_Natural Gas_Insulation - Ducting_A | WA | Commercial | WA - Miscellaneous | Existing | Space Heating | Natural Gas | Insulation - Ducting | A | WCM214 | R-4 | R-8 | 20 | 0 | 0 | 0 | 0.48 | 0 | 0 | 0 | 0.24319 | 0.25 | sqft duct | 15% | 66.67% | Discretionary | Retro1Slow_WA | 84.66% | Central Systems | 0% | 0 |  | 0 |  | 0 | INS_DCT-All-DEER-1 | INS_DCT-All-DEER-1 | Building Energy Simulation Tool | R-4 | R-4 | R-4 | R-4 | R-4 | R-4 | R-4 | R-4 | R-4 | R-4 | R-4 | R-4 | R-4 | R-4 | R-4 | R-4 | R-4 | R-4 | R-4 | R-4 | R-4 | R-4 | R-4 | R-4 | R-4 | R-4 | R-4 | R-8 | R-8 | R-8 | R-8 | R-8 | R-8 | R-8 | R-8 | R-8 | R-8 | R-8 | R-8 | R-8 | R-8 | R-8 | R-8 | R-8 | R-8 | R-8 | R-8 | R-8 | R-8 | R-8 | R-8 | R-8 | R-8 | R-8 | 0.48 | 0.48 | 0.48 | 0.48 | 0.48 | 0.48 | 0.48 | 0.48 | 0.48 | 0.48 | 0.48 | 0.48 | 0.48 | 0.48 | 0.48 | 0.48 | 0.48 | 0.48 | 0.48 | 0.48 | 0.48 | 0.48 | 0.48 | 0.48 | 0.48 | 0.48 | 0.48 | 0 | 0 | 0 | 0 | 0 | 0 | 0 | 0 | 0 | 0 | 0 | 0 | 0 | 0 | 0 | 0 | 0 | 0 | 0 | 0 | 0 | 0 | 0 | 0 | 0 | 0 | 0 | 0 | 0 | 0 | 0 | 0 | 0 | 0 | 0 | 0 | 0 | 0 | 0 | 0 | 0 | 0 | 0 | 0 | 0 | 0 | 0 | 0 | 0 | 0 | 0 | 0 | 0 | 0 | 0 | 0 | 0 | 0 | 0 | 0 | 0 | 0 | 0 | 0 | 0 | 0 | 0 | 0 | 0 | 0 | 0 | 0 | 0 | 0 | 0 | 0 | 0 | 0 | 6649.7492 | 3578.175 | 12104.6108 | 19689.8086 | 29886.3793 | 42803.6812 | 58224.7612 | 75480.3199 | 93356.1468 | 110089.0739 | 123512.7865 | 131394.3501 | 131942.9041 | 124378.4389 | 109356.4658 | 89018.2852 | 66536.812 | 48749.0952 | 26598.9967 | 21279.1974 | 0 | 0 | 0 | 0 | 0 | 6649.7492 | 10227.9242 | 22332.535 | 42022.3436 | 71908.7229 | 114712.404 | 172937.1653 | 248417.4851 | 341773.6319 | 451862.7058 | 575375.4923 | 706769.8424 | 838712.7466 | 963091.1854 | 1072447.6513 | 1161465.9365 | 1228002.7485 | 1276751.8437 | 1303350.8404 | 1324630.0378 | 1324630.0378 | 1324630.0378 | 1324630.0378 | 1324630.0378 | 0 | 0 | 0 | 0 | 0 | 0 | 0 | 0 | 0 | 0 | 0 | 0 | 0 | 0 | 0 | 0 | 0 | 0 | 0 | 0 | 0 | 0 | 0 | 0 | 0 | 0 | 0 | 0 | 0 | 0 | 0 | 0 | 0 | 0 | 0 | 0 | 0 | 0 | 0 | 0 | 0 | 0 | 0 | 0 | 0 | 0 | 0 | 0 | 0 | 0 | 0 | 5652.2868 | 3041.4488 | 10288.9192 | 16736.3373 | 25403.4224 | 36383.129 | 49491.047 | 64158.2719 | 79352.7248 | 93575.7128 | 104985.8685 | 111685.1976 | 112151.4685 | 105721.673 | 92952.9959 | 75665.5425 | 56556.2902 | 41436.7309 | 22609.1472 | 18087.3178 | 0 | 0 | 0 | 0 | 0 | 5652.2868 | 8693.7356 | 18982.6548 | 35718.992 | 61122.4144 | 97505.5434 | 146996.5905 | 211154.8624 | 290507.5871 | 384083.2999 | 489069.1685 | 600754.3661 | 712905.8346 | 818627.5076 | 911580.5036 | 987246.046 | 1043802.3362 | 1085239.0671 | 1107848.2144 | 1125935.5322 | 1125935.5322 | 1125935.5322 | 1125935.5322 | 1125935.5322 | 0 | 0 | 0 | 0 | 0 | 0 | 0 | 0 | 0 | 0 | 0 | 0 | 0 | 0 | 0 | 0 | 0 | 0 | 0 | 0 | 0 | 0 | 0 | 0 | 0 | 0 | 0 | 0 | 0 | 0 | 0 | 0 | 0 | 0 | 0 | 0 | 0 | 0 | 0 | 0 | 0 | 0 | 0 | 0 | 0 | 0 | 0 | 0 | 0 | 0 | 0 | 0 | 0 | 0 | 0 | 0 | 0 | 0 | 0 | 0 | 0 | 0 | 0 | 0 | 0 | 0 | 0 | 0 | 0 | 0 | 0 | 0 | 0 | 0 | 0 | 0 | 0 | 0 | 0 | 0 | 0 | 0 | 0 | 0 | 0 | 0 | 0 | 0 | 0 | 0 | 0 | 0 | 0 | 0 | 0 | 0 | 0 | 0 | 0 | 0 | 0 | 0 | 0 | 0 | 0 | 0 | 0 | 0 | 0 | 0 | 0 | 0 | 0 | 0 | 0 | 0 | 0 | 0 | 0 | 0 | 0 | 0 | 0 | 0 | 0 | 0 | 0 | 0 | 0 | 0 | 0 | 0 | 0 | 0 | 0 | 0 | 0 | 0 | 0 | 0 | 0 | 0 | 0 | 0 | 0 | 0 | 0 | 0 | 0 | 0 | 0 | 0 | 0 | 0 | 0 | 0 | 0 | 0 | 0 | 0 | 0 | 0 | 0 | 0 | 0 | 0 | 0 | 0 | 0 | 0 | 0 | 0 | 0 | 0 | 0 | 0 | 0 | 0 | 0 | 0 | 0 | 0 | 0 | 0 | 0 | 0 | 0 | 0 | 0 | 0 | 0 | 0 | 0 | 0 | 0 | 0 | 0 | 0 | 0 | 0 | 0 | 0 | 0 | 0 | 0 | 0 | 0 | 0 | 0 | 0 | 0 | 0 | 0 | 0 | 0 | 0 | 0 | 0 | 0 | 0 | 0 | 0 | 0 | 0 | 0 | 0 | 0 | 0 | 0 | 0 | 0 | 0 | 0 | 0 | 0 | 0 | 0 | 0 | 0 | 0 | 0 | 0 | 0 | 0 | 0 | 0 | 0 | 0 | 0 | 0
WA_Commercial_WA - Miscellaneous_Existing_Space Heating_Natural Gas_Insulation - Wall Cavity_A | WA | Commercial | WA - Miscellaneous | Existing | Space Heating | Natural Gas | Insulation - Wall Cavity | A | WCM215 | R-9 | R-23 | 22 | 0.36 | 0 | 0 | 0.49 | 0.05 | 0 | 0 | 0.24319 | 0.25 | sqft wall | 15% | 46.67% | Discretionary | Retro1Slow_WA | 84.66% | Space Heating | 0% | 12.0166 |  | 58.0165 |  | 0 | Avista TRM | Avista TRM | Avista TRM | R-9 | R-9 | R-9 | R-9 | R-9 | R-9 | R-9 | R-9 | R-9 | R-9 | R-9 | R-9 | R-9 | R-9 | R-9 | R-9 | R-9 | R-9 | R-9 | R-9 | R-9 | R-9 | R-9 | R-9 | R-9 | R-9 | R-9 | R-23 | R-23 | R-23 | R-23 | R-23 | R-23 | R-23 | R-23 | R-23 | R-23 | R-23 | R-23 | R-23 | R-23 | R-23 | R-23 | R-23 | R-23 | R-23 | R-23 | R-23 | R-23 | R-23 | R-23 | R-23 | R-23 | R-23 | 0.49 | 0.49 | 0.49 | 0.49 | 0.49 | 0.49 | 0.49 | 0.49 | 0.49 | 0.49 | 0.49 | 0.49 | 0.49 | 0.49 | 0.49 | 0.49 | 0.49 | 0.49 | 0.49 | 0.49 | 0.49 | 0.49 | 0.49 | 0.49 | 0.49 | 0.49 | 0.49 | 0 | 0 | 0.4823 | 0.47853 | 0.47419 | 0.46973 | 0.46513 | 0.4604 | 0.45552 | 0.45058 | 0.44558 | 0.44045 | 0.43522 | 0.42991 | 0.42455 | 0.41918 | 0.41386 | 0.40862 | 0.40348 | 0.39861 | 0.3939 | 0.38934 | 0.38494 | 0.38069 | 0.37656 | 0.37271 | 0.36898 | 0 | 2.0268 | 1.0807 | 3.6216 | 5.8334 | 8.7642 | 12.4193 | 16.7103 | 21.4223 | 26.1907 | 30.5178 | 33.8219 | 35.5308 | 35.2286 | 32.7872 | 28.462 | 22.8773 | 16.8933 | 12.2309 | 6.5963 | 5.2174 | 0 | 0 | 0 | 0 | 0 | 2.0268 | 3.0892 | 6.6817 | 12.4497 | 21.0872 | 33.2832 | 49.6324 | 70.504 | 95.8833 | 125.2608 | 157.5567 | 191.1203 | 223.9354 | 253.879 | 279.1235 | 298.4917 | 311.783 | 320.3294 | 323.2183 | 324.7842 | 321.194 | 317.7119 | 314.4651 | 311.3203 | 0 | 4235.5487 | 2279.1137 | 7710.0155 | 12541.3969 | 19036.0888 | 27263.7467 | 37086.1828 | 48077.0875 | 59463.0712 | 70121.0865 | 78671.302 | 83691.4533 | 84040.854 | 79222.6781 | 69654.4527 | 56700.0762 | 42380.5323 | 31050.6701 | 16942.1949 | 13553.756 | 0 | 0 | 0 | 0 | 0 | 4235.5487 | 6514.6625 | 14224.6779 | 26766.0748 | 45802.1636 | 73065.9103 | 110152.0931 | 158229.1806 | 217692.2518 | 287813.3383 | 366484.6403 | 450176.0936 | 534216.9476 | 613439.6257 | 683094.0785 | 739794.1547 | 782174.6869 | 813225.357 | 830167.552 | 843721.3079 | 843721.3079 | 843721.3079 | 843721.3079 | 843721.3079 | 0 | 1.742 | 0.93383 | 3.1459 | 5.0942 | 7.6945 | 10.9623 | 14.8296 | 19.1143 | 23.4965 | 27.5283 | 30.6758 | 32.4023 | 32.3017 | 30.226 | 26.3798 | 21.3172 | 15.8245 | 11.5175 | 6.2444 | 4.9651 | 0 | 0 | 0 | 0 | 0 | 1.742 | 2.6693 | 5.8041 | 10.8721 | 18.5136 | 29.3785 | 44.0464 | 62.9081 | 86.0198 | 112.9906 | 142.9012 | 174.2917 | 205.3301 | 234.0467 | 258.704 | 278.1359 | 292.0569 | 301.646 | 305.9776 | 309.0806 | 307.2796 | 305.5613 | 303.9173 | 302.3406 | 0 | 3600.2164 | 1937.2467 | 6553.5131 | 10660.1874 | 16180.6755 | 23174.1847 | 31523.2554 | 40865.5243 | 50543.6105 | 59602.9235 | 66870.6067 | 71137.7353 | 71434.7259 | 67339.2764 | 59206.2848 | 48195.0648 | 36023.4524 | 26393.0696 | 14400.8657 | 11520.6926 | 0 | 0 | 0 | 0 | 0 | 3600.2164 | 5537.4631 | 12090.9762 | 22751.1636 | 38931.8391 | 62106.0238 | 93629.2791 | 134494.8035 | 185038.414 | 244641.3375 | 311511.9443 | 382649.6795 | 454084.4055 | 521423.6819 | 580629.9667 | 628825.0315 | 664848.4839 | 691241.5535 | 705642.4192 | 717163.1117 | 717163.1117 | 717163.1117 | 717163.1117 | 717163.1117 | 0 | 1.742 | 0.93383 | 3.1459 | 5.0942 | 7.6945 | 10.9623 | 14.8296 | 19.1143 | 23.4965 | 27.5283 | 30.6758 | 32.4023 | 32.3017 | 30.226 | 26.3798 | 21.3172 | 15.8245 | 11.5175 | 6.2444 | 4.9651 | 0 | 0 | 0 | 0 | 0 | 1.742 | 2.6693 | 5.8041 | 10.8721 | 18.5136 | 29.3785 | 44.0464 | 62.9081 | 86.0198 | 112.9906 | 142.9012 | 174.2917 | 205.3301 | 234.0467 | 258.704 | 278.1359 | 292.0569 | 301.646 | 305.9776 | 309.0806 | 307.2796 | 305.5613 | 303.9173 | 302.3406 | 0 | 3600.2164 | 1937.2467 | 6553.5131 | 10660.1874 | 16180.6755 | 23174.1847 | 31523.2554 | 40865.5243 | 50543.6105 | 59602.9235 | 66870.6067 | 71137.7353 | 71434.7259 | 67339.2764 | 59206.2848 | 48195.0648 | 36023.4524 | 26393.0696 | 14400.8657 | 11520.6926 | 0 | 0 | 0 | 0 | 0 | 3600.2164 | 5537.4631 | 12090.9762 | 22751.1636 | 38931.8391 | 62106.0238 | 93629.2791 | 134494.8035 | 185038.414 | 244641.3375 | 311511.9443 | 382649.6795 | 454084.4055 | 521423.6819 | 580629.9667 | 628825.0315 | 664848.4839 | 691241.5535 | 705642.4192 | 717163.1117 | 717163.1117 | 717163.1117 | 717163.1117 | 717163.1117 | 0 | 1.742 | 0.93383 | 3.1459 | 5.0942 | 7.6945 | 10.9623 | 14.8296 | 19.1143 | 23.4965 | 27.5283 | 30.6758 | 32.4023 | 32.3017 | 30.226 | 26.3798 | 21.3172 | 15.8245 | 11.5175 | 6.2444 | 4.9651 | 0 | 0 | 0 | 0 | 0 | 1.742 | 2.6693 | 5.8041 | 10.8721 | 18.5136 | 29.3785 | 44.0464 | 62.9081 | 86.0198 | 112.9906 | 142.9012 | 174.2917 | 205.3301 | 234.0467 | 258.704 | 278.1359 | 292.0569 | 301.646 | 305.9776 | 309.0806 | 307.2796 | 305.5613 | 303.9173 | 302.3406 | 0 | 3600.2164 | 1937.2467 | 6553.5131 | 10660.1874 | 16180.6755 | 23174.1847 | 31523.2554 | 40865.5243 | 50543.6105 | 59602.9235 | 66870.6067 | 71137.7353 | 71434.7259 | 67339.2764 | 59206.2848 | 48195.0648 | 36023.4524 | 26393.0696 | 14400.8657 | 11520.6926 | 0 | 0 | 0 | 0 | 0 | 3600.2164 | 5537.4631 | 12090.9762 | 22751.1636 | 38931.8391 | 62106.0238 | 93629.2791 | 134494.8035 | 185038.414 | 244641.3375 | 311511.9443 | 382649.6795 | 454084.4055 | 521423.6819 | 580629.9667 | 628825.0315 | 664848.4839 | 691241.5535 | 705642.4192 | 717163.1117 | 717163.1117 | 717163.1117 | 717163.1117 | 717163.1117 | 11.7141 | 11.75 | 11.7856 | 11.821 | 11.8559 | 11.8903 | 11.9241 | 11.9573 | 11.9896 | 12.021 | 12.0514 | 12.0807 | 12.1088 | 12.1356 | 12.1611 | 12.1851 | 12.2076 | 12.2284 | 12.2477 | 12.2653 | 12.2814 | 12.2962 | 12.3096 | 12.3219 | 12.3331 | 56.5558 | 56.7291 | 56.9013 | 57.072 | 57.2406 | 57.4068 | 57.5701 | 57.73 | 57.8861 | 58.0378 | 58.1846 | 58.326 | 58.4616 | 58.5911 | 58.7139 | 58.8298 | 58.9384 | 59.0393 | 59.1323 | 59.2174 | 59.2952 | 59.3662 | 59.4311 | 59.4904 | 59.5445
WA_Commercial_WA - Miscellaneous_Existing_Space Heating_Natural Gas_Green Roof - Vegetated Rooftop_A | WA | Commercial | WA - Miscellaneous | Existing | Space Heating | Natural Gas | Green Roof - Vegetated Rooftop | A | WCM216 | No vegetation on roof | Green roof | 25 | 0.0049174 | 0 | 0 | 7.64 | 0 | 0.57 | 0 | 0.28365 | 0.25 | sqft roof | 0% | 0% | Discretionary | Retro1Slow_WA | 84.66% | Space Heating | 0% | 271402.6714 |  | 67968.9894 |  | 0 | Measure Cost Research v1.1 - Sep 2020.xlsx | Measure Cost Research v1.1 - Sep 2020.xlsx | Measure Cost Research v1.1 - Sep 2020.xlsx | No vegetation on roof | No vegetation on roof | No vegetation on roof | No vegetation on roof | No vegetation on roof | No vegetation on roof | No vegetation on roof | No vegetation on roof | No vegetation on roof | No vegetation on roof | No vegetation on roof | No vegetation on roof | No vegetation on roof | No vegetation on roof | No vegetation on roof | No vegetation on roof | No vegetation on roof | No vegetation on roof | No vegetation on roof | No vegetation on roof | No vegetation on roof | No vegetation on roof | No vegetation on roof | No vegetation on roof | No vegetation on roof | No vegetation on roof | No vegetation on roof | Green roof | Green roof | Green roof | Green roof | Green roof | Green roof | Green roof | Green roof | Green roof | Green roof | Green roof | Green roof | Green roof | Green roof | Green roof | Green roof | Green roof | Green roof | Green roof | Green roof | Green roof | Green roof | Green roof | Green roof | Green roof | Green roof | Green roof | 7.64 | 7.64 | 7.64 | 7.64 | 7.64 | 7.64 | 7.64 | 7.64 | 7.64 | 7.64 | 7.64 | 7.64 | 7.64 | 7.64 | 7.64 | 7.64 | 7.64 | 7.64 | 7.64 | 7.64 | 7.64 | 7.64 | 7.64 | 7.64 | 7.64 | 7.64 | 7.64 | 0 | 0 | 0.006588 | 0.0064397 | 0.006226 | 0.0059965 | 0.0057657 | 0.0055283 | 0.0052774 | 0.0050106 | 0.0047316 | 0.004445 | 0.0041581 | 0.00388 | 0.0036163 | 0.0033725 | 0.0031526 | 0.0029611 | 0.0028065 | 0.0026876 | 0.0025888 | 0.0025129 | 0.0024434 | 0.0024163 | 0.0023901 | 0.0023656 | 0.0023419 | 0 | 0 | 0 | 0 | 0 | 0 | 0 | 0 | 0 | 0 | 0 | 0 | 0 | 0 | 0 | 0 | 0 | 0 | 0 | 0 | 0 | 0 | 0 | 0 | 0 | 0 | 0 | 0 | 0 | 0 | 0 | 0 | 0 | 0 | 0 | 0 | 0 | 0 | 0 | 0 | 0 | 0 | 0 | 0 | 0 | 0 | 0 | 0 | 0 | 0 | 0 | 0 | 0 | 0 | 0 | 0 | 0 | 0 | 0 | 0 | 0 | 0 | 0 | 0 | 0 | 0 | 0 | 0 | 0 | 0 | 0 | 0 | 0 | 0 | 0 | 0 | 0 | 0 | 0 | 0 | 0 | 0 | 0 | 0 | 0 | 0 | 0 | 0 | 0 | 0 | 0 | 0 | 0 | 0 | 0 | 0 | 0 | 0 | 0 | 0 | 0 | 0 | 0 | 0 | 0 | 0 | 0 | 0 | 0 | 0 | 0 | 0 | 0 | 0 | 0 | 0 | 0 | 0 | 0 | 0 | 0 | 0 | 0 | 0 | 0 | 0 | 0 | 0 | 0 | 0 | 0 | 0 | 0 | 0 | 0 | 0 | 0 | 0 | 0 | 0 | 0 | 0 | 0 | 0 | 0 | 0 | 0 | 0 | 0 | 0 | 0 | 0 | 0 | 0 | 0 | 0 | 0 | 0 | 0 | 0 | 0 | 0 | 0 | 0 | 0 | 0 | 0 | 0 | 0 | 0 | 0 | 0 | 0 | 0 | 0 | 0 | 0 | 0 | 0 | 0 | 0 | 0 | 0 | 0 | 0 | 0 | 0 | 0 | 0 | 0 | 0 | 0 | 0 | 0 | 0 | 0 | 0 | 0 | 0 | 0 | 0 | 0 | 0 | 0 | 0 | 0 | 0 | 0 | 0 | 0 | 0 | 0 | 0 | 0 | 0 | 0 | 0 | 0 | 0 | 0 | 0 | 0 | 0 | 0 | 0 | 0 | 0 | 0 | 0 | 0 | 0 | 0 | 0 | 0 | 0 | 0 | 0 | 0 | 0 | 0 | 0 | 0 | 0 | 0 | 0 | 0 | 0 | 0 | 0 | 0 | 0 | 0 | 0 | 0 | 0 | 0 | 0 | 0 | 0 | 0 | 0 | 0 | 0 | 0 | 0 | 0 | 0 | 0 | 0 | 0 | 0 | 0 | 0 | 0 | 0 | 0 | 0 | 0 | 0 | 0 | 0 | 0 | 0 | 0 | 0 | 0 | 0 | 0 | 0 | 0 | 0 | 0 | 0 | 0 | 0 | 0 | 0 | 0 | 0 | 0 | 0 | 0 | 0 | 0 | 0 | 0 | 0 | 0 | 0 | 0 | 0 | 0 | 0 | 0 | 0 | 0 | 0 | 0 | 0 | 0 | 0 | 0 | 0 | 0 | 0 | 0 | 0 | 0 | 0 | 0 | 0 | 0 | 0 | 0 | 0 | 0 | 0 | 0 | 0 | 0 | 0 | 0 | 0 | 0 | 0 | 0 | 0 | 0 | 0 | 0 | 0 | 0 | 0 | 0 | 0 | 0 | 0 | 0 | 0 | 0 | 0 | 0 | 0 | 0 | 0 | 0 | 0 | 0 | 0 | 0 | 0 | 0 | 0 | 0 | 0 | 0 | 0 | 0 | 0 | 0 | 0 | 0 | 0 | 0 | 0 | 0 | 0 | 0 | 0 | 0 | 0 | 0 | 0 | 0 | 0 | 0 | 0 | 0 | 0 | 0 | 264569.6154 | 265380.4267 | 266186.0215 | 266984.2934 | 267773.1583 | 268550.5499 | 269314.4161 | 270062.7154 | 270792.8618 | 271502.4169 | 272189.0824 | 272850.6928 | 273485.2091 | 274090.7134 | 274665.4038 | 275207.5904 | 275715.6909 | 276187.5413 | 276622.8414 | 277020.7714 | 277384.4558 | 277716.7728 | 278020.3712 | 278297.6866 | 278550.9566 | 66257.7464 | 66460.8027 | 66662.5526 | 66862.4686 | 67060.0288 | 67254.7156 | 67446.0151 | 67633.4162 | 67816.2711 | 67993.9692 | 68165.935 | 68331.626 | 68490.5317 | 68642.1718 | 68786.0949 | 68921.8779 | 69049.1246 | 69167.2929 | 69276.3077 | 69375.9637 | 69467.0433 | 69550.2674 | 69626.2994 | 69695.7492 | 69759.1771
WA_Commercial_WA - Miscellaneous_Existing_Space Heating_Natural Gas_Ducting - Repair and Sealing_A | WA | Commercial | WA - Miscellaneous | Existing | Space Heating | Natural Gas | Ducting - Repair and Sealing | A | WCM217 | 20% Leakage | Sealed | 18 | 0.14099 | 0 | 0 | 0.33 | 0.04 | 0 | 0 | 0.19525 | 0.25 | sqft duct | 15% | 66.67% | Discretionary | Retro1Slow_WA | 84.66% | Central Systems | 0% | 35.0992 |  | 99.1382 |  | 0 | DCT_RPR-All-DEER-1 | DCT_RPR-Cooling-RTF-1 | Building Energy Simulation Tool | 20% Leakage | 20% Leakage | 20% Leakage | 20% Leakage | 20% Leakage | 20% Leakage | 20% Leakage | 20% Leakage | 20% Leakage | 20% Leakage | 20% Leakage | 20% Leakage | 20% Leakage | 20% Leakage | 20% Leakage | 20% Leakage | 20% Leakage | 20% Leakage | 20% Leakage | 20% Leakage | 20% Leakage | 20% Leakage | 20% Leakage | 20% Leakage | 20% Leakage | 20% Leakage | 20% Leakage | Sealed | Sealed | Sealed | Sealed | Sealed | Sealed | Sealed | Sealed | Sealed | Sealed | Sealed | Sealed | Sealed | Sealed | Sealed | Sealed | Sealed | Sealed | Sealed | Sealed | Sealed | Sealed | Sealed | Sealed | Sealed | Sealed | Sealed | 0.33 | 0.33 | 0.33 | 0.33 | 0.33 | 0.33 | 0.33 | 0.33 | 0.33 | 0.33 | 0.33 | 0.33 | 0.33 | 0.33 | 0.33 | 0.33 | 0.33 | 0.33 | 0.33 | 0.33 | 0.33 | 0.33 | 0.33 | 0.33 | 0.33 | 0.33 | 0.33 | 0 | 0 | 0.18888 | 0.1869 | 0.18449 | 0.18179 | 0.17883 | 0.17556 | 0.17191 | 0.16785 | 0.16337 | 0.15845 | 0.15316 | 0.14764 | 0.14204 | 0.13659 | 0.13147 | 0.12686 | 0.12297 | 0.11986 | 0.11722 | 0.11514 | 0.11323 | 0.11198 | 0.11077 | 0.10963 | 0.10854 | 0 | 1.2429 | 0.66014 | 2.2005 | 3.5212 | 5.247 | 7.3584 | 9.7732 | 12.3313 | 14.7923 | 16.8614 | 18.2351 | 18.6634 | 18.0216 | 16.3522 | 13.8731 | 10.9467 | 7.9749 | 5.7146 | 2.297 | 2.0044 | 0 | 0 | 0 | 0 | 0 | 1.2429 | 1.887 | 4.0598 | 7.5151 | 12.6246 | 19.7203 | 29.028 | 40.5841 | 54.154 | 69.2079 | 84.9471 | 100.3902 | 114.5566 | 126.619 | 136.0519 | 142.8268 | 147.1855 | 149.667 | 149.3035 | 148.8363 | 147.1899 | 145.5931 | 144.1042 | 142.6622 | 0 | 6649.7492 | 3578.175 | 12104.6108 | 19689.8086 | 29886.3793 | 42803.6812 | 58224.7612 | 75480.3199 | 93356.1468 | 110089.0739 | 123512.7865 | 131394.3501 | 131942.9041 | 124378.4389 | 109356.4658 | 89018.2852 | 66536.812 | 48749.0952 | 19949.2476 | 17701.0224 | 0 | 0 | 0 | 0 | 0 | 6649.7492 | 10227.9242 | 22332.535 | 42022.3436 | 71908.7229 | 114712.404 | 172937.1653 | 248417.4851 | 341773.6319 | 451862.7058 | 575375.4923 | 706769.8424 | 838712.7466 | 963091.1854 | 1072447.6513 | 1161465.9365 | 1228002.7485 | 1276751.8437 | 1296701.0913 | 1314402.1136 | 1314402.1136 | 1314402.1136 | 1314402.1136 | 1314402.1136 | 0 | 1.0686 | 0.57097 | 1.9149 | 3.0836 | 4.6251 | 6.5315 | 8.7389 | 11.1129 | 13.4425 | 15.459 | 16.874 | 17.4358 | 16.9988 | 15.5706 | 13.33 | 10.6061 | 7.7848 | 5.6172 | 2.2721 | 1.9948 | 0 | 0 | 0 | 0 | 0 | 1.0686 | 1.6321 | 3.5329 | 6.581 | 11.1283 | 17.5041 | 25.9561 | 36.5743 | 49.2125 | 63.4516 | 78.6062 | 93.7873 | 108.0554 | 120.5666 | 130.726 | 138.3833 | 143.6757 | 147.1165 | 147.6869 | 148.1289 | 147.2648 | 146.4403 | 145.6516 | 144.8952 | 0 | 5652.2868 | 3041.4488 | 10288.9192 | 16736.3373 | 25403.4224 | 36383.129 | 49491.047 | 64158.2719 | 79352.7248 | 93575.7128 | 104985.8685 | 111685.1976 | 112151.4685 | 105721.673 | 92952.9959 | 75665.5425 | 56556.2902 | 41436.7309 | 16956.8604 | 15045.869 | 0 | 0 | 0 | 0 | 0 | 5652.2868 | 8693.7356 | 18982.6548 | 35718.992 | 61122.4144 | 97505.5434 | 146996.5905 | 211154.8624 | 290507.5871 | 384083.2999 | 489069.1685 | 600754.3661 | 712905.8346 | 818627.5076 | 911580.5036 | 987246.046 | 1043802.3362 | 1085239.0671 | 1102195.9276 | 1117241.7966 | 1117241.7966 | 1117241.7966 | 1117241.7966 | 1117241.7966 | 0 | 1.0686 | 0.57097 | 1.9149 | 3.0836 | 4.6251 | 6.5315 | 8.7389 | 11.1129 | 13.4425 | 15.459 | 16.874 | 17.4358 | 16.9988 | 15.5706 | 13.33 | 10.6061 | 7.7848 | 5.6172 | 2.2721 | 1.9948 | 0 | 0 | 0 | 0 | 0 | 1.0686 | 1.6321 | 3.5329 | 6.581 | 11.1283 | 17.5041 | 25.9561 | 36.5743 | 49.2125 | 63.4516 | 78.6062 | 93.7873 | 108.0554 | 120.5666 | 130.726 | 138.3833 | 143.6757 | 147.1165 | 147.6869 | 148.1289 | 147.2648 | 146.4403 | 145.6516 | 144.8952 | 0 | 5652.2868 | 3041.4488 | 10288.9192 | 16736.3373 | 25403.4224 | 36383.129 | 49491.047 | 64158.2719 | 79352.7248 | 93575.7128 | 104985.8685 | 111685.1976 | 112151.4685 | 105721.673 | 92952.9959 | 75665.5425 | 56556.2902 | 41436.7309 | 16956.8604 | 15045.869 | 0 | 0 | 0 | 0 | 0 | 5652.2868 | 8693.7356 | 18982.6548 | 35718.992 | 61122.4144 | 97505.5434 | 146996.5905 | 211154.8624 | 290507.5871 | 384083.2999 | 489069.1685 | 600754.3661 | 712905.8346 | 818627.5076 | 911580.5036 | 987246.046 | 1043802.3362 | 1085239.0671 | 1102195.9276 | 1117241.7966 | 1117241.7966 | 1117241.7966 | 1117241.7966 | 1117241.7966 | 0 | 1.0686 | 0.57097 | 1.9149 | 3.0836 | 4.6251 | 6.5315 | 8.7389 | 11.1129 | 13.4425 | 15.459 | 16.874 | 17.4358 | 16.9988 | 15.5706 | 13.33 | 10.6061 | 7.7848 | 5.6172 | 2.2721 | 1.9948 | 0 | 0 | 0 | 0 | 0 | 1.0686 | 1.6321 | 3.5329 | 6.581 | 11.1283 | 17.5041 | 25.9561 | 36.5743 | 49.2125 | 63.4516 | 78.6062 | 93.7873 | 108.0554 | 120.5666 | 130.726 | 138.3833 | 143.6757 | 147.1165 | 147.6869 | 148.1289 | 147.2648 | 146.4403 | 145.6516 | 144.8952 | 0 | 5652.2868 | 3041.4488 | 10288.9192 | 16736.3373 | 25403.4224 | 36383.129 | 49491.047 | 64158.2719 | 79352.7248 | 93575.7128 | 104985.8685 | 111685.1976 | 112151.4685 | 105721.673 | 92952.9959 | 75665.5425 | 56556.2902 | 41436.7309 | 16956.8604 | 15045.869 | 0 | 0 | 0 | 0 | 0 | 5652.2868 | 8693.7356 | 18982.6548 | 35718.992 | 61122.4144 | 97505.5434 | 146996.5905 | 211154.8624 | 290507.5871 | 384083.2999 | 489069.1685 | 600754.3661 | 712905.8346 | 818627.5076 | 911580.5036 | 987246.046 | 1043802.3362 | 1085239.0671 | 1102195.9276 | 1117241.7966 | 1117241.7966 | 1117241.7966 | 1117241.7966 | 1117241.7966 | 34.2155 | 34.3204 | 34.4246 | 34.5278 | 34.6298 | 34.7304 | 34.8292 | 34.9259 | 35.0204 | 35.1121 | 35.2009 | 35.2865 | 35.3685 | 35.4469 | 35.5212 | 35.5913 | 35.657 | 35.718 | 35.7743 | 35.8258 | 35.8728 | 35.9158 | 35.9551 | 35.9909 | 36.0237 | 96.6422 | 96.9384 | 97.2326 | 97.5242 | 97.8124 | 98.0963 | 98.3754 | 98.6487 | 98.9154 | 99.1746 | 99.4254 | 99.6671 | 99.8989 | 100.12 | 100.33 | 100.528 | 100.7136 | 100.886 | 101.045 | 101.1903 | 101.3232 | 101.4446 | 101.5555 | 101.6568 | 101.7493
WA_Commercial_WA - Miscellaneous_Existing_Space Heating_Natural Gas_Windows - High Efficiency Glazing_A | WA | Commercial | WA - Miscellaneous | Existing | Space Heating | Natural Gas | Windows - High Efficiency Glazing | A | WCM218 | Single Glaze | High Efficiency Glaze | 45 | 0.27353 | 0 | 0 | 1.59 | 0.1 | 0 | 0 | 0.28365 | 0.25 | sqft window | 47.83% | 63.78% | Discretionary | Retro1Slow_WA | 84.66% | Space Heating | 0% | 146.8415 |  | 217.194 |  | 0 | WND_HE-Heating-RTF-v2.1-1 | WND_HE-Heating-RTF-v2.1-1 | Building Energy Simulation Tool | Single Glaze | Single Glaze | Single Glaze | Single Glaze | Single Glaze | Single Glaze | Single Glaze | Single Glaze | Single Glaze | Single Glaze | Single Glaze | Single Glaze | Single Glaze | Single Glaze | Single Glaze | Single Glaze | Single Glaze | Single Glaze | Single Glaze | Single Glaze | Single Glaze | Single Glaze | Single Glaze | Single Glaze | Single Glaze | Single Glaze | Single Glaze | High Efficiency Glaze | High Efficiency Glaze | High Efficiency Glaze | High Efficiency Glaze | High Efficiency Glaze | High Efficiency Glaze | High Efficiency Glaze | High Efficiency Glaze | High Efficiency Glaze | High Efficiency Glaze | High Efficiency Glaze | High Efficiency Glaze | High Efficiency Glaze | High Efficiency Glaze | High Efficiency Glaze | High Efficiency Glaze | High Efficiency Glaze | High Efficiency Glaze | High Efficiency Glaze | High Efficiency Glaze | High Efficiency Glaze | High Efficiency Glaze | High Efficiency Glaze | High Efficiency Glaze | High Efficiency Glaze | High Efficiency Glaze | High Efficiency Glaze | 1.59 | 1.59 | 1.59 | 1.59 | 1.59 | 1.59 | 1.59 | 1.59 | 1.59 | 1.59 | 1.59 | 1.59 | 1.59 | 1.59 | 1.59 | 1.59 | 1.59 | 1.59 | 1.59 | 1.59 | 1.59 | 1.59 | 1.59 | 1.59 | 1.59 | 1.59 | 1.59 | 0 | 0 | 0.36645 | 0.36179 | 0.35584 | 0.34907 | 0.3416 | 0.33324 | 0.32382 | 0.31327 | 0.30156 | 0.28871 | 0.27499 | 0.26081 | 0.24665 | 0.23311 | 0.22068 | 0.20974 | 0.20102 | 0.19452 | 0.18924 | 0.18541 | 0.18196 | 0.17995 | 0.17799 | 0.17617 | 0.17441 | 0 | 0.38579 | 0.20418 | 0.67756 | 1.0786 | 1.5971 | 2.2227 | 2.9249 | 3.65 | 4.3221 | 4.8546 | 5.1656 | 5.197 | 4.9321 | 4.4014 | 3.6781 | 2.8695 | 2.0755 | 1.4793 | 0.79085 | 0.6209 | 0 | 0 | 0 | 0 | 0 | 0.38579 | 0.58362 | 1.2501 | 2.3019 | 3.8426 | 5.9567 | 8.6875 | 12.0126 | 15.823 | 19.9257 | 24.0634 | 27.9544 | 31.3512 | 34.081 | 36.0707 | 37.4397 | 38.3048 | 38.7445 | 38.7518 | 38.651 | 38.2232 | 37.8083 | 37.4214 | 37.0467 | 0 | 1066.3303 | 573.7835 | 1941.0527 | 3157.3882 | 4792.4744 | 6863.8473 | 9336.7173 | 12103.7578 | 14970.2624 | 17653.4955 | 19806.0747 | 21069.9345 | 21157.8987 | 19944.8877 | 17536.0171 | 14274.6582 | 10669.6085 | 7817.2329 | 4265.3213 | 3412.257 | 0 | 0 | 0 | 0 | 0 | 1066.3303 | 1640.1138 | 3581.1665 | 6738.5548 | 11531.0291 | 18394.8764 | 27731.5938 | 39835.3516 | 54805.6139 | 72459.1095 | 92265.1842 | 113335.1187 | 134493.0173 | 154437.905 | 171973.9221 | 186248.5803 | 196918.1887 | 204735.4217 | 209000.743 | 212413 | 212413 | 212413 | 212413 | 212413 | 0 | 0.33182 | 0.17675 | 0.59053 | 0.94671 | 1.4124 | 1.9817 | 2.6307 | 3.3142 | 3.9652 | 4.5034 | 4.8486 | 4.9379 | 4.7442 | 4.285 | 3.6219 | 2.8544 | 2.0824 | 1.4959 | 0.80508 | 0.63616 | 0 | 0 | 0 | 0 | 0 | 0.33182 | 0.50523 | 1.0895 | 2.0205 | 3.3984 | 5.3109 | 7.8137 | 10.9075 | 14.5165 | 18.4843 | 22.5867 | 26.5607 | 30.1569 | 33.1797 | 35.52 | 37.2429 | 38.4331 | 39.1782 | 39.449 | 39.6012 | 39.37 | 39.1494 | 38.9383 | 38.7359 | 0 | 906.3808 | 487.716 | 1649.8948 | 2683.78 | 4073.6032 | 5834.2702 | 7936.2097 | 10288.1941 | 12724.723 | 15005.4712 | 16835.1635 | 17909.4443 | 17984.2139 | 16953.1545 | 14905.6145 | 12133.4595 | 9069.1672 | 6644.648 | 3625.5231 | 2900.4185 | 0 | 0 | 0 | 0 | 0 | 906.3808 | 1394.0968 | 3043.9916 | 5727.7716 | 9801.3748 | 15635.645 | 23571.8547 | 33860.0488 | 46584.7718 | 61590.2431 | 78425.4066 | 96334.8509 | 114319.0647 | 131272.2193 | 146177.8338 | 158311.2932 | 167380.4604 | 174025.1084 | 177650.6315 | 180551.05 | 180551.05 | 180551.05 | 180551.05 | 180551.05 | 0 | 0.33182 | 0.17675 | 0.59053 | 0.94671 | 1.4124 | 1.9817 | 2.6307 | 3.3142 | 3.9652 | 4.5034 | 4.8486 | 4.9379 | 4.7442 | 4.285 | 3.6219 | 2.8544 | 2.0824 | 1.4959 | 0.80508 | 0.63616 | 0 | 0 | 0 | 0 | 0 | 0.33182 | 0.50523 | 1.0895 | 2.0205 | 3.3984 | 5.3109 | 7.8137 | 10.9075 | 14.5165 | 18.4843 | 22.5867 | 26.5607 | 30.1569 | 33.1797 | 35.52 | 37.2429 | 38.4331 | 39.1782 | 39.449 | 39.6012 | 39.37 | 39.1494 | 38.9383 | 38.7359 | 0 | 906.3808 | 487.716 | 1649.8948 | 2683.78 | 4073.6032 | 5834.2702 | 7936.2097 | 10288.1941 | 12724.723 | 15005.4712 | 16835.1635 | 17909.4443 | 17984.2139 | 16953.1545 | 14905.6145 | 12133.4595 | 9069.1672 | 6644.648 | 3625.5231 | 2900.4185 | 0 | 0 | 0 | 0 | 0 | 906.3808 | 1394.0968 | 3043.9916 | 5727.7716 | 9801.3748 | 15635.645 | 23571.8547 | 33860.0488 | 46584.7718 | 61590.2431 | 78425.4066 | 96334.8509 | 114319.0647 | 131272.2193 | 146177.8338 | 158311.2932 | 167380.4604 | 174025.1084 | 177650.6315 | 180551.05 | 180551.05 | 180551.05 | 180551.05 | 180551.05 | 0 | 0.33182 | 0.17675 | 0.59053 | 0.94671 | 1.4124 | 1.9817 | 2.6307 | 3.3142 | 3.9652 | 4.5034 | 4.8486 | 4.9379 | 4.7442 | 4.285 | 3.6219 | 2.8544 | 2.0824 | 1.4959 | 0.80508 | 0.63616 | 0 | 0 | 0 | 0 | 0 | 0.33182 | 0.50523 | 1.0895 | 2.0205 | 3.3984 | 5.3109 | 7.8137 | 10.9075 | 14.5165 | 18.4843 | 22.5867 | 26.5607 | 30.1569 | 33.1797 | 35.52 | 37.2429 | 38.4331 | 39.1782 | 39.449 | 39.6012 | 39.37 | 39.1494 | 38.9383 | 38.7359 | 0 | 906.3808 | 487.716 | 1649.8948 | 2683.78 | 4073.6032 | 5834.2702 | 7936.2097 | 10288.1941 | 12724.723 | 15005.4712 | 16835.1635 | 17909.4443 | 17984.2139 | 16953.1545 | 14905.6145 | 12133.4595 | 9069.1672 | 6644.648 | 3625.5231 | 2900.4185 | 0 | 0 | 0 | 0 | 0 | 906.3808 | 1394.0968 | 3043.9916 | 5727.7716 | 9801.3748 | 15635.645 | 23571.8547 | 33860.0488 | 46584.7718 | 61590.2431 | 78425.4066 | 96334.8509 | 114319.0647 | 131272.2193 | 146177.8338 | 158311.2932 | 167380.4604 | 174025.1084 | 177650.6315 | 180551.05 | 180551.05 | 180551.05 | 180551.05 | 180551.05 | 143.1445 | 143.5832 | 144.0191 | 144.451 | 144.8778 | 145.2984 | 145.7117 | 146.1165 | 146.5116 | 146.8955 | 147.267 | 147.6249 | 147.9683 | 148.2959 | 148.6068 | 148.9001 | 149.175 | 149.4303 | 149.6659 | 149.8812 | 150.0779 | 150.2577 | 150.422 | 150.572 | 150.7091 | 211.7257 | 212.3746 | 213.0193 | 213.6581 | 214.2894 | 214.9115 | 215.5228 | 216.1217 | 216.706 | 217.2738 | 217.8233 | 218.3528 | 218.8606 | 219.3451 | 219.805 | 220.2389 | 220.6455 | 221.0231 | 221.3715 | 221.6899 | 221.981 | 222.2469 | 222.4899 | 222.7118 | 222.9145
WA_Commercial_WA - Miscellaneous_Existing_Space Heating_Natural Gas_Windows - Secondary Glazing Systems_A | WA | Commercial | WA - Miscellaneous | Existing | Space Heating | Natural Gas | Windows - Secondary Glazing Systems | A | WCM219 | Windows rated to U-Factor 0.62 and SHGC 0.27. | Windows rated to U-Factor 0.4 and SHGC 0.2. | 30 | 1.0926 | 0 | 0 | 2.72 | 0.28 | 0 | 0 | 0.28365 | 0.25 | sqft window | 47.83% | 63.78% | Discretionary | Retro1Slow_WA | 84.66% | Space Heating | 0% | -4.7273 |  | 102.1803 |  | 0 | RTF - ComSecondaryGlazingSystems_v1_1 | RTF - ComSecondaryGlazingSystems_v1_1 | RTF - ComSecondaryGlazingSystems_v1_1 | Windows rated to U-Factor 0.62 and SHGC 0.27. | Windows rated to U-Factor 0.62 and SHGC 0.27. | Windows rated to U-Factor 0.62 and SHGC 0.27. | Windows rated to U-Factor 0.62 and SHGC 0.27. | Windows rated to U-Factor 0.62 and SHGC 0.27. | Windows rated to U-Factor 0.62 and SHGC 0.27. | Windows rated to U-Factor 0.62 and SHGC 0.27. | Windows rated to U-Factor 0.62 and SHGC 0.27. | Windows rated to U-Factor 0.62 and SHGC 0.27. | Windows rated to U-Factor 0.62 and SHGC 0.27. | Windows rated to U-Factor 0.62 and SHGC 0.27. | Windows rated to U-Factor 0.62 and SHGC 0.27. | Windows rated to U-Factor 0.62 and SHGC 0.27. | Windows rated to U-Factor 0.62 and SHGC 0.27. | Windows rated to U-Factor 0.62 and SHGC 0.27. | Windows rated to U-Factor 0.62 and SHGC 0.27. | Windows rated to U-Factor 0.62 and SHGC 0.27. | Windows rated to U-Factor 0.62 and SHGC 0.27. | Windows rated to U-Factor 0.62 and SHGC 0.27. | Windows rated to U-Factor 0.62 and SHGC 0.27. | Windows rated to U-Factor 0.62 and SHGC 0.27. | Windows rated to U-Factor 0.62 and SHGC 0.27. | Windows rated to U-Factor 0.62 and SHGC 0.27. | Windows rated to U-Factor 0.62 and SHGC 0.27. | Windows rated to U-Factor 0.62 and SHGC 0.27. | Windows rated to U-Factor 0.62 and SHGC 0.27. | Windows rated to U-Factor 0.62 and SHGC 0.27. | Windows rated to U-Factor 0.4 and SHGC 0.2. | Windows rated to U-Factor 0.4 and SHGC 0.2. | Windows rated to U-Factor 0.4 and SHGC 0.2. | Windows rated to U-Factor 0.4 and SHGC 0.2. | Windows rated to U-Factor 0.4 and SHGC 0.2. | Windows rated to U-Factor 0.4 and SHGC 0.2. | Windows rated to U-Factor 0.4 and SHGC 0.2. | Windows rated to U-Factor 0.4 and SHGC 0.2. | Windows rated to U-Factor 0.4 and SHGC 0.2. | Windows rated to U-Factor 0.4 and SHGC 0.2. | Windows rated to U-Factor 0.4 and SHGC 0.2. | Windows rated to U-Factor 0.4 and SHGC 0.2. | Windows rated to U-Factor 0.4 and SHGC 0.2. | Windows rated to U-Factor 0.4 and SHGC 0.2. | Windows rated to U-Factor 0.4 and SHGC 0.2. | Windows rated to U-Factor 0.4 and SHGC 0.2. | Windows rated to U-Factor 0.4 and SHGC 0.2. | Windows rated to U-Factor 0.4 and SHGC 0.2. | Windows rated to U-Factor 0.4 and SHGC 0.2. | Windows rated to U-Factor 0.4 and SHGC 0.2. | Windows rated to U-Factor 0.4 and SHGC 0.2. | Windows rated to U-Factor 0.4 and SHGC 0.2. | Windows rated to U-Factor 0.4 and SHGC 0.2. | Windows rated to U-Factor 0.4 and SHGC 0.2. | Windows rated to U-Factor 0.4 and SHGC 0.2. | Windows rated to U-Factor 0.4 and SHGC 0.2. | Windows rated to U-Factor 0.4 and SHGC 0.2. | 2.72 | 2.72 | 2.72 | 2.72 | 2.72 | 2.72 | 2.72 | 2.72 | 2.72 | 2.72 | 2.72 | 2.72 | 2.72 | 2.72 | 2.72 | 2.72 | 2.72 | 2.72 | 2.72 | 2.72 | 2.72 | 2.72 | 2.72 | 2.72 | 2.72 | 2.72 | 2.72 | 0 | 0 | 1.4638 | 1.4491 | 1.4308 | 1.4111 | 1.3901 | 1.3676 | 1.3432 | 1.317 | 1.2888 | 1.2584 | 1.2262 | 1.1928 | 1.1588 | 1.1254 | 1.0935 | 1.064 | 1.0385 | 1.0174 | 0.99883 | 0.98311 | 0.96845 | 0.95774 | 0.94735 | 0.93766 | 0.92827 | 0 | 1.5453 | 0.82097 | 2.7389 | 4.389 | 6.554 | 9.2195 | 12.2961 | 15.599 | 18.8391 | 21.6473 | 23.6245 | 24.4163 | 23.8111 | 21.8098 | 18.6584 | 14.8238 | 10.8553 | 7.8081 | 4.1933 | 3.3046 | 0 | 0 | 0 | 0 | 0 | 1.5453 | 2.3467 | 5.0532 | 9.3671 | 15.7693 | 24.7078 | 36.5215 | 51.3388 | 68.9691 | 88.8517 | 110.0532 | 131.3354 | 151.3582 | 168.8781 | 182.9809 | 193.4132 | 200.3448 | 204.4963 | 205.4715 | 205.711 | 203.4354 | 201.2285 | 199.1707 | 197.1776 | 0 | 1066.3303 | 573.7835 | 1941.0527 | 3157.3882 | 4792.4744 | 6863.8473 | 9336.7173 | 12103.7578 | 14970.2624 | 17653.4955 | 19806.0747 | 21069.9345 | 21157.8987 | 19944.8877 | 17536.0171 | 14274.6582 | 10669.6085 | 7817.2329 | 4265.3213 | 3412.257 | 0 | 0 | 0 | 0 | 0 | 1066.3303 | 1640.1138 | 3581.1665 | 6738.5548 | 11531.0291 | 18394.8764 | 27731.5938 | 39835.3516 | 54805.6139 | 72459.1095 | 92265.1842 | 113335.1187 | 134493.0173 | 154437.905 | 171973.9221 | 186248.5803 | 196918.1887 | 204735.4217 | 209000.743 | 212413 | 212413 | 212413 | 212413 | 212413 | 0 | 1.3285 | 0.71 | 2.3829 | 3.8418 | 5.7728 | 8.1733 | 10.9744 | 14.0201 | 17.0565 | 19.7488 | 21.7226 | 22.6314 | 22.2489 | 20.5416 | 17.7095 | 14.1719 | 10.4471 | 7.5622 | 4.0855 | 3.2386 | 0 | 0 | 0 | 0 | 0 | 1.3285 | 2.0295 | 4.3963 | 8.1991 | 13.8897 | 21.9042 | 32.5959 | 46.1424 | 62.4433 | 81.0593 | 101.1931 | 121.7344 | 141.428 | 159.0583 | 173.6755 | 184.9083 | 192.8109 | 198.0564 | 200.1914 | 201.6009 | 200.4248 | 199.3028 | 198.2294 | 197.1998 | 0 | 906.3808 | 487.716 | 1649.8948 | 2683.78 | 4073.6032 | 5834.2702 | 7936.2097 | 10288.1941 | 12724.723 | 15005.4712 | 16835.1635 | 17909.4443 | 17984.2139 | 16953.1545 | 14905.6145 | 12133.4595 | 9069.1672 | 6644.648 | 3625.5231 | 2900.4185 | 0 | 0 | 0 | 0 | 0 | 906.3808 | 1394.0968 | 3043.9916 | 5727.7716 | 9801.3748 | 15635.645 | 23571.8547 | 33860.0488 | 46584.7718 | 61590.2431 | 78425.4066 | 96334.8509 | 114319.0647 | 131272.2193 | 146177.8338 | 158311.2932 | 167380.4604 | 174025.1084 | 177650.6315 | 180551.05 | 180551.05 | 180551.05 | 180551.05 | 180551.05 | 0 | 1.3285 | 0.71 | 2.3829 | 3.8418 | 5.7728 | 8.1733 | 10.9744 | 14.0201 | 17.0565 | 19.7488 | 21.7226 | 22.6314 | 22.2489 | 20.5416 | 17.7095 | 14.1719 | 10.4471 | 7.5622 | 4.0855 | 3.2386 | 0 | 0 | 0 | 0 | 0 | 1.3285 | 2.0295 | 4.3963 | 8.1991 | 13.8897 | 21.9042 | 32.5959 | 46.1424 | 62.4433 | 81.0593 | 101.1931 | 121.7344 | 141.428 | 159.0583 | 173.6755 | 184.9083 | 192.8109 | 198.0564 | 200.1914 | 201.6009 | 200.4248 | 199.3028 | 198.2294 | 197.1998 | 0 | 906.3808 | 487.716 | 1649.8948 | 2683.78 | 4073.6032 | 5834.2702 | 7936.2097 | 10288.1941 | 12724.723 | 15005.4712 | 16835.1635 | 17909.4443 | 17984.2139 | 16953.1545 | 14905.6145 | 12133.4595 | 9069.1672 | 6644.648 | 3625.5231 | 2900.4185 | 0 | 0 | 0 | 0 | 0 | 906.3808 | 1394.0968 | 3043.9916 | 5727.7716 | 9801.3748 | 15635.645 | 23571.8547 | 33860.0488 | 46584.7718 | 61590.2431 | 78425.4066 | 96334.8509 | 114319.0647 | 131272.2193 | 146177.8338 | 158311.2932 | 167380.4604 | 174025.1084 | 177650.6315 | 180551.05 | 180551.05 | 180551.05 | 180551.05 | 180551.05 | 0 | 1.3285 | 0.71 | 2.3829 | 3.8418 | 5.7728 | 8.1733 | 10.9744 | 14.0201 | 17.0565 | 19.7488 | 21.7226 | 22.6314 | 22.2489 | 20.5416 | 17.7095 | 14.1719 | 10.4471 | 7.5622 | 4.0855 | 3.2386 | 0 | 0 | 0 | 0 | 0 | 1.3285 | 2.0295 | 4.3963 | 8.1991 | 13.8897 | 21.9042 | 32.5959 | 46.1424 | 62.4433 | 81.0593 | 101.1931 | 121.7344 | 141.428 | 159.0583 | 173.6755 | 184.9083 | 192.8109 | 198.0564 | 200.1914 | 201.6009 | 200.4248 | 199.3028 | 198.2294 | 197.1998 | 0 | 906.3808 | 487.716 | 1649.8948 | 2683.78 | 4073.6032 | 5834.2702 | 7936.2097 | 10288.1941 | 12724.723 | 15005.4712 | 16835.1635 | 17909.4443 | 17984.2139 | 16953.1545 | 14905.6145 | 12133.4595 | 9069.1672 | 6644.648 | 3625.5231 | 2900.4185 | 0 | 0 | 0 | 0 | 0 | 906.3808 | 1394.0968 | 3043.9916 | 5727.7716 | 9801.3748 | 15635.645 | 23571.8547 | 33860.0488 | 46584.7718 | 61590.2431 | 78425.4066 | 96334.8509 | 114319.0647 | 131272.2193 | 146177.8338 | 158311.2932 | 167380.4604 | 174025.1084 | 177650.6315 | 180551.05 | 180551.05 | 180551.05 | 180551.05 | 180551.05 | -4.6083 | -4.6224 | -4.6364 | -4.6503 | -4.6641 | -4.6776 | -4.6909 | -4.7039 | -4.7167 | -4.729 | -4.741 | -4.7525 | -4.7636 | -4.7741 | -4.7841 | -4.7936 | -4.8024 | -4.8106 | -4.8182 | -4.8251 | -4.8315 | -4.8373 | -4.8426 | -4.8474 | -4.8518 | 99.6077 | 99.913 | 100.2163 | 100.5168 | 100.8138 | 101.1065 | 101.3941 | 101.6758 | 101.9507 | 102.2178 | 102.4763 | 102.7254 | 102.9643 | 103.1923 | 103.4087 | 103.6128 | 103.8041 | 103.9817 | 104.1456 | 104.2954 | 104.4324 | 104.5575 | 104.6718 | 104.7762 | 104.8715
WA_Commercial_WA - Miscellaneous_Existing_Space Heating_Natural Gas_HVAC - Energy Recovery Ventilator_A | WA | Commercial | WA - Miscellaneous | Existing | Space Heating | Natural Gas | HVAC - Energy Recovery Ventilator | A | WCM220 | No ERV | ERV | 20 | 0.21075 | 0 | 0 | 1.09 | 0 | 0 | 0 | 0.28365 | 0.25 | sqft | 5% | 15% | Discretionary | RetroEven20_WA | 85% | Space Heating | 0% | 583.6639 |  | 249.1755 |  | 0 | HRV-Cooling/Heating-E3T-1 | HRV-Cooling/Heating-E3T-1 | HRV-Cooling/Heating-E3T-1 | No ERV | No ERV | No ERV | No ERV | No ERV | No ERV | No ERV | No ERV | No ERV | No ERV | No ERV | No ERV | No ERV | No ERV | No ERV | No ERV | No ERV | No ERV | No ERV | No ERV | No ERV | No ERV | No ERV | No ERV | No ERV | No ERV | No ERV | ERV | ERV | ERV | ERV | ERV | ERV | ERV | ERV | ERV | ERV | ERV | ERV | ERV | ERV | ERV | ERV | ERV | ERV | ERV | ERV | ERV | ERV | ERV | ERV | ERV | ERV | ERV | 1.09 | 1.09 | 1.09 | 1.09 | 1.09 | 1.09 | 1.09 | 1.09 | 1.09 | 1.09 | 1.09 | 1.09 | 1.09 | 1.09 | 1.09 | 1.09 | 1.09 | 1.09 | 1.09 | 1.09 | 1.09 | 1.09 | 1.09 | 1.09 | 1.09 | 1.09 | 1.09 | 0 | 0 | 0.28234 | 0.27872 | 0.27412 | 0.26885 | 0.263 | 0.25643 | 0.24899 | 0.24063 | 0.23132 | 0.2211 | 0.21018 | 0.1989 | 0.18766 | 0.17693 | 0.16712 | 0.15853 | 0.15169 | 0.14661 | 0.14251 | 0.13956 | 0.1369 | 0.13539 | 0.13392 | 0.13255 | 0.13122 | 0 | 3.5873 | 7.2419 | 7.1024 | 6.948 | 6.7745 | 6.578 | 6.3571 | 6.1111 | 5.8411 | 5.5526 | 5.2545 | 4.9577 | 4.6743 | 4.4151 | 4.1881 | 4.0074 | 3.8732 | 3.7648 | 3.6868 | 3.6168 | 0 | 0 | 0 | 0 | 0 | 3.5873 | 10.77 | 17.6651 | 24.2291 | 30.3984 | 36.0948 | 41.2395 | 45.7549 | 49.5744 | 52.6782 | 55.1053 | 56.9494 | 58.3686 | 59.5478 | 60.6741 | 62.0641 | 63.8585 | 65.8351 | 68.1594 | 70.481 | 69.7009 | 68.9443 | 68.2388 | 67.5556 | 0 | 12870.4823 | 26418.3584 | 26418.3584 | 26418.3584 | 26418.3584 | 26418.3584 | 26418.3584 | 26418.3584 | 26418.3584 | 26418.3584 | 26418.3584 | 26418.3584 | 26418.3584 | 26418.3584 | 26418.3584 | 26418.3584 | 26418.3584 | 26418.3584 | 26418.3584 | 26418.3584 | 0 | 0 | 0 | 0 | 0 | 12870.4823 | 39288.8407 | 65707.1991 | 92125.5575 | 118543.9159 | 144962.2743 | 171380.6327 | 197798.9911 | 224217.3495 | 250635.7079 | 277054.0663 | 303472.4246 | 329890.783 | 356309.1414 | 382727.4998 | 409145.8582 | 435564.2166 | 461982.575 | 488400.9334 | 514819.2918 | 514819.2918 | 514819.2918 | 514819.2918 | 514819.2918 | 0 | 3.0855 | 6.2693 | 6.1906 | 6.0994 | 5.9924 | 5.8666 | 5.7203 | 5.5526 | 5.3637 | 5.1572 | 4.9397 | 4.7195 | 4.5064 | 4.3096 | 4.1362 | 3.999 | 3.8992 | 3.8201 | 3.7665 | 3.7191 | 0 | 0 | 0 | 0 | 0 | 3.0855 | 9.3235 | 15.397 | 21.2696 | 26.8892 | 32.1911 | 37.1087 | 41.5733 | 45.5224 | 48.927 | 51.8036 | 54.2133 | 56.2722 | 58.1242 | 59.9217 | 61.9326 | 64.2864 | 66.8035 | 69.6319 | 72.4744 | 72.0512 | 71.6474 | 71.2611 | 70.8907 | 0 | 10939.91 | 22455.6046 | 22455.6046 | 22455.6046 | 22455.6046 | 22455.6046 | 22455.6046 | 22455.6046 | 22455.6046 | 22455.6046 | 22455.6046 | 22455.6046 | 22455.6046 | 22455.6046 | 22455.6046 | 22455.6046 | 22455.6046 | 22455.6046 | 22455.6046 | 22455.6046 | 0 | 0 | 0 | 0 | 0 | 10939.91 | 33395.5146 | 55851.1192 | 78306.7239 | 100762.3285 | 123217.9331 | 145673.5378 | 168129.1424 | 190584.747 | 213040.3517 | 235495.9563 | 257951.561 | 280407.1656 | 302862.7702 | 325318.3749 | 347773.9795 | 370229.5841 | 392685.1888 | 415140.7934 | 437596.398 | 437596.398 | 437596.398 | 437596.398 | 437596.398 | 0 | 3.0855 | 6.2693 | 6.1906 | 6.0994 | 5.9924 | 5.8666 | 5.7203 | 5.5526 | 5.3637 | 5.1572 | 4.9397 | 4.7195 | 4.5064 | 4.3096 | 4.1362 | 3.999 | 3.8992 | 3.8201 | 3.7665 | 3.7191 | 0 | 0 | 0 | 0 | 0 | 3.0855 | 9.3235 | 15.397 | 21.2696 | 26.8892 | 32.1911 | 37.1087 | 41.5733 | 45.5224 | 48.927 | 51.8036 | 54.2133 | 56.2722 | 58.1242 | 59.9217 | 61.9326 | 64.2864 | 66.8035 | 69.6319 | 72.4744 | 72.0512 | 71.6474 | 71.2611 | 70.8907 | 0 | 10939.91 | 22455.6046 | 22455.6046 | 22455.6046 | 22455.6046 | 22455.6046 | 22455.6046 | 22455.6046 | 22455.6046 | 22455.6046 | 22455.6046 | 22455.6046 | 22455.6046 | 22455.6046 | 22455.6046 | 22455.6046 | 22455.6046 | 22455.6046 | 22455.6046 | 22455.6046 | 0 | 0 | 0 | 0 | 0 | 10939.91 | 33395.5146 | 55851.1192 | 78306.7239 | 100762.3285 | 123217.9331 | 145673.5378 | 168129.1424 | 190584.747 | 213040.3517 | 235495.9563 | 257951.561 | 280407.1656 | 302862.7702 | 325318.3749 | 347773.9795 | 370229.5841 | 392685.1888 | 415140.7934 | 437596.398 | 437596.398 | 437596.398 | 437596.398 | 437596.398 | 0 | 3.0855 | 6.2693 | 6.1906 | 6.0994 | 5.9924 | 5.8666 | 5.7203 | 5.5526 | 5.3637 | 5.1572 | 4.9397 | 4.7195 | 4.5064 | 4.3096 | 4.1362 | 3.999 | 3.8992 | 3.8201 | 3.7665 | 3.7191 | 0 | 0 | 0 | 0 | 0 | 3.0855 | 9.3235 | 15.397 | 21.2696 | 26.8892 | 32.1911 | 37.1087 | 41.5733 | 45.5224 | 48.927 | 51.8036 | 54.2133 | 56.2722 | 58.1242 | 59.9217 | 61.9326 | 64.2864 | 66.8035 | 69.6319 | 72.4744 | 72.0512 | 71.6474 | 71.2611 | 70.8907 | 0 | 10939.91 | 22455.6046 | 22455.6046 | 22455.6046 | 22455.6046 | 22455.6046 | 22455.6046 | 22455.6046 | 22455.6046 | 22455.6046 | 22455.6046 | 22455.6046 | 22455.6046 | 22455.6046 | 22455.6046 | 22455.6046 | 22455.6046 | 22455.6046 | 22455.6046 | 22455.6046 | 0 | 0 | 0 | 0 | 0 | 10939.91 | 33395.5146 | 55851.1192 | 78306.7239 | 100762.3285 | 123217.9331 | 145673.5378 | 168129.1424 | 190584.747 | 213040.3517 | 235495.9563 | 257951.561 | 280407.1656 | 302862.7702 | 325318.3749 | 347773.9795 | 370229.5841 | 392685.1888 | 415140.7934 | 437596.398 | 437596.398 | 437596.398 | 437596.398 | 437596.398 | 568.9691 | 570.7128 | 572.4453 | 574.162 | 575.8585 | 577.5303 | 579.173 | 580.7823 | 582.3525 | 583.8784 | 585.3551 | 586.778 | 588.1425 | 589.4447 | 590.6806 | 591.8466 | 592.9393 | 593.954 | 594.8902 | 595.7459 | 596.528 | 597.2427 | 597.8956 | 598.492 | 599.0367 | 242.9021 | 243.6465 | 244.3861 | 245.119 | 245.8433 | 246.557 | 247.2583 | 247.9453 | 248.6157 | 249.2671 | 249.8975 | 250.505 | 251.0875 | 251.6434 | 252.171 | 252.6688 | 253.1353 | 253.5685 | 253.9682 | 254.3335 | 254.6674 | 254.9725 | 255.2512 | 255.5059 | 255.7384
WA_Commercial_WA - Miscellaneous_Existing_Space Heating_Natural Gas_Building Shell - Air Sealing (Infiltration Control)_A | WA | Commercial | WA - Miscellaneous | Existing | Space Heating | Natural Gas | Building Shell - Air Sealing (Infiltration Control) | A | WCM221 | Building with air infiltration. | Air sealing to reduce air infiltration. | 10 | 4.0957 | 0 | 0 | 0.37 | 2.22 | 0 | 0 | 0.28365 | 0.25 | foot door | 45% | 66.67% | Discretionary | Retro1Slow_WA | 84.66% | Space Heating | 0% | -507.1939 |  | 6.5834 |  | 0 | IL TRM - CI-MSC-WTST-V01-200101 | IL TRM - CI-MSC-WTST-V01-200101 | IL TRM - CI-MSC-WTST-V01-200101 | Building with air infiltration. | Building with air infiltration. | Building with air infiltration. | Building with air infiltration. | Building with air infiltration. | Building with air infiltration. | Building with air infiltration. | Building with air infiltration. | Building with air infiltration. | Building with air infiltration. | Building with air infiltration. | Building with air infiltration. | Building with air infiltration. | Building with air infiltration. | Building with air infiltration. | Building with air infiltration. | Building with air infiltration. | Building with air infiltration. | Building with air infiltration. | Building with air infiltration. | Building with air infiltration. | Building with air infiltration. | Building with air infiltration. | Building with air infiltration. | Building with air infiltration. | Building with air infiltration. | Building with air infiltration. | Air sealing to reduce air infiltration. | Air sealing to reduce air infiltration. | Air sealing to reduce air infiltration. | Air sealing to reduce air infiltration. | Air sealing to reduce air infiltration. | Air sealing to reduce air infiltration. | Air sealing to reduce air infiltration. | Air sealing to reduce air infiltration. | Air sealing to reduce air infiltration. | Air sealing to reduce air infiltration. | Air sealing to reduce air infiltration. | Air sealing to reduce air infiltration. | Air sealing to reduce air infiltration. | Air sealing to reduce air infiltration. | Air sealing to reduce air infiltration. | Air sealing to reduce air infiltration. | Air sealing to reduce air infiltration. | Air sealing to reduce air infiltration. | Air sealing to reduce air infiltration. | Air sealing to reduce air infiltration. | Air sealing to reduce air infiltration. | Air sealing to reduce air infiltration. | Air sealing to reduce air infiltration. | Air sealing to reduce air infiltration. | Air sealing to reduce air infiltration. | Air sealing to reduce air infiltration. | Air sealing to reduce air infiltration. | 0.37 | 0.37 | 0.37 | 0.37 | 0.37 | 0.37 | 0.37 | 0.37 | 0.37 | 0.37 | 0.37 | 0.37 | 0.37 | 0.37 | 0.37 | 0.37 | 0.37 | 0.37 | 0.37 | 0.37 | 0.37 | 0.37 | 0.37 | 0.37 | 0.37 | 0.37 | 0.37 | 0 | 0 | 5.4871 | 5.4454 | 5.3982 | 5.3498 | 5.3002 | 5.2495 | 5.1975 | 5.1444 | 5.0903 | 5.0354 | 4.9798 | 4.9237 | 4.867 | 4.8101 | 4.7529 | 4.6956 | 4.6382 | 4.5826 | 4.5284 | 4.476 | 4.4254 | 4.3765 | 4.3291 | 4.2848 | 4.242 | 0 | 0.17007 | 0.090722 | 0.30415 | 0.49016 | 0.73686 | 1.0449 | 1.4068 | 1.8046 | 2.2079 | 2.5749 | 2.7025 | 2.9218 | 2.7074 | 2.337 | 1.7526 | 1.0068 | 0.1789 | 0 | 0 | 0 | 0 | 0 | 0 | 0 | 0 | 0.17007 | 0.25932 | 0.56115 | 1.0461 | 1.7729 | 2.8003 | 4.1785 | 5.9392 | 8.083 | 10.5687 | 13.1519 | 15.9225 | 18.4436 | 20.5613 | 22.066 | 22.8033 | 22.7085 | 22.4402 | 22.1805 | 21.9299 | 21.6875 | 21.4524 | 21.2332 | 21.0208 | 0 | 31.2324 | 16.8059 | 56.8526 | 92.4786 | 140.3696 | 201.0392 | 273.4686 | 354.514 | 438.4727 | 517.0635 | 548.8793 | 600.3237 | 562.8534 | 491.6989 | 373.2531 | 217.0596 | 39.0398 | 0 | 0 | 0 | 0 | 0 | 0 | 0 | 0 | 31.2324 | 48.0383 | 104.8909 | 197.3695 | 337.739 | 538.7783 | 812.2468 | 1166.7608 | 1605.2336 | 2122.2971 | 2671.1764 | 3271.5001 | 3834.3535 | 4326.0524 | 4699.3054 | 4916.365 | 4955.4048 | 4955.4048 | 4955.4048 | 4955.4048 | 4955.4048 | 4955.4048 | 4955.4048 | 4955.4048 | 0 | 0.14617 | 0.078382 | 0.26416 | 0.42794 | 0.64672 | 0.92192 | 1.2478 | 1.6092 | 1.9793 | 2.3207 | 2.4487 | 2.6615 | 2.4792 | 2.1514 | 1.622 | 0.93665 | 0.16732 | 0 | 0 | 0 | 0 | 0 | 0 | 0 | 0 | 0.14617 | 0.22405 | 0.48737 | 0.91332 | 1.556 | 2.4707 | 3.7063 | 5.296 | 7.2462 | 9.5252 | 11.9167 | 14.5038 | 16.8894 | 18.9284 | 20.421 | 21.2151 | 21.2384 | 21.0981 | 20.9644 | 20.8368 | 20.7154 | 20.5995 | 20.4887 | 20.3824 | 0 | 26.5475 | 14.285 | 48.3247 | 78.6068 | 119.3141 | 170.8833 | 232.4483 | 301.3369 | 372.7018 | 439.504 | 466.5474 | 510.2752 | 478.4254 | 417.944 | 317.2651 | 184.5006 | 33.1839 | 0 | 0 | 0 | 0 | 0 | 0 | 0 | 0 | 26.5475 | 40.8325 | 89.1572 | 167.764 | 287.0782 | 457.9615 | 690.4098 | 991.7467 | 1364.4485 | 1803.9525 | 2270.4999 | 2780.7751 | 3259.2005 | 3677.1445 | 3994.4096 | 4178.9102 | 4212.0941 | 4212.0941 | 4212.0941 | 4212.0941 | 4212.0941 | 4212.0941 | 4212.0941 | 4212.0941 | 0 | 0.14617 | 0.078382 | 0.26416 | 0.42794 | 0.64672 | 0.92192 | 1.2478 | 1.6092 | 1.9793 | 2.3207 | 2.4487 | 2.6615 | 2.4792 | 2.1514 | 1.622 | 0.93665 | 0.16732 | 0 | 0 | 0 | 0 | 0 | 0 | 0 | 0 | 0.14617 | 0.22405 | 0.48737 | 0.91332 | 1.556 | 2.4707 | 3.7063 | 5.296 | 7.2462 | 9.5252 | 11.9167 | 14.5038 | 16.8894 | 18.9284 | 20.421 | 21.2151 | 21.2384 | 21.0981 | 20.9644 | 20.8368 | 20.7154 | 20.5995 | 20.4887 | 20.3824 | 0 | 26.5475 | 14.285 | 48.3247 | 78.6068 | 119.3141 | 170.8833 | 232.4483 | 301.3369 | 372.7018 | 439.504 | 466.5474 | 510.2752 | 478.4254 | 417.944 | 317.2651 | 184.5006 | 33.1839 | 0 | 0 | 0 | 0 | 0 | 0 | 0 | 0 | 26.5475 | 40.8325 | 89.1572 | 167.764 | 287.0782 | 457.9615 | 690.4098 | 991.7467 | 1364.4485 | 1803.9525 | 2270.4999 | 2780.7751 | 3259.2005 | 3677.1445 | 3994.4096 | 4178.9102 | 4212.0941 | 4212.0941 | 4212.0941 | 4212.0941 | 4212.0941 | 4212.0941 | 4212.0941 | 4212.0941 | 0 | 0.14617 | 0.078382 | 0.26416 | 0.42794 | 0.64672 | 0.92192 | 1.2478 | 1.6092 | 1.9793 | 2.3207 | 2.4487 | 2.6615 | 2.4792 | 2.1514 | 1.622 | 0.93665 | 0.16732 | 0 | 0 | 0 | 0 | 0 | 0 | 0 | 0 | 0.14617 | 0.22405 | 0.48737 | 0.91332 | 1.556 | 2.4707 | 3.7063 | 5.296 | 7.2462 | 9.5252 | 11.9167 | 14.5038 | 16.8894 | 18.9284 | 20.421 | 21.2151 | 21.2384 | 21.0981 | 20.9644 | 20.8368 | 20.7154 | 20.5995 | 20.4887 | 20.3824 | 0 | 26.5475 | 14.285 | 48.3247 | 78.6068 | 119.3141 | 170.8833 | 232.4483 | 301.3369 | 372.7018 | 439.504 | 466.5474 | 510.2752 | 478.4254 | 417.944 | 317.2651 | 184.5006 | 33.1839 | 0 | 0 | 0 | 0 | 0 | 0 | 0 | 0 | 26.5475 | 40.8325 | 89.1572 | 167.764 | 287.0782 | 457.9615 | 690.4098 | 991.7467 | 1364.4485 | 1803.9525 | 2270.4999 | 2780.7751 | 3259.2005 | 3677.1445 | 3994.4096 | 4178.9102 | 4212.0941 | 4212.0941 | 4212.0941 | 4212.0941 | 4212.0941 | 4212.0941 | 4212.0941 | 4212.0941 | -494.4243 | -495.9396 | -497.4451 | -498.9369 | -500.4111 | -501.8639 | -503.2914 | -504.6898 | -506.0543 | -507.3803 | -508.6635 | -509.8999 | -511.0857 | -512.2173 | -513.2912 | -514.3045 | -515.254 | -516.1358 | -516.9493 | -517.6929 | -518.3726 | -518.9936 | -519.5609 | -520.0792 | -520.5525 | 6.4177 | 6.4374 | 6.4569 | 6.4763 | 6.4954 | 6.5143 | 6.5328 | 6.5509 | 6.5686 | 6.5859 | 6.6025 | 6.6186 | 6.634 | 6.6486 | 6.6626 | 6.6757 | 6.6881 | 6.6995 | 6.7101 | 6.7197 | 6.7285 | 6.7366 | 6.744 | 6.7507 | 6.7568
WA_Commercial_WA - Miscellaneous_Existing_Space Heating_Natural Gas_Ventilation - Demand Controlled_A | WA | Commercial | WA - Miscellaneous | Existing | Space Heating | Natural Gas | Ventilation - Demand Controlled | A | WCM222 | No occupancy based outdoor air controls. | Outdoor air controlled based on occupancy to meet ASHRAE 62.1 | 10 | 0.052043 | 0 | 0 | 0.25 | 0.01 | 0 | 0 | 0.28365 | 0.25 | sqft | 55% | 75% | Discretionary | Retro5Med_WA | 85% | Central Systems | 0% | 576.7667 |  | 350.0677 |  | 0 | IL TRM - CI-HVC-DCV-V05-190101 | VENT_DCV-Heating-7PLN-v5-8 | IL TRM - CI-HVC-DCV-V05-190101 | No occupancy based outdoor air controls. | No occupancy based outdoor air controls. | No occupancy based outdoor air controls. | No occupancy based outdoor air controls. | No occupancy based outdoor air controls. | No occupancy based outdoor air controls. | No occupancy based outdoor air controls. | No occupancy based outdoor air controls. | No occupancy based outdoor air controls. | No occupancy based outdoor air controls. | No occupancy based outdoor air controls. | No occupancy based outdoor air controls. | No occupancy based outdoor air controls. | No occupancy based outdoor air controls. | No occupancy based outdoor air controls. | No occupancy based outdoor air controls. | No occupancy based outdoor air controls. | No occupancy based outdoor air controls. | No occupancy based outdoor air controls. | No occupancy based outdoor air controls. | No occupancy based outdoor air controls. | No occupancy based outdoor air controls. | No occupancy based outdoor air controls. | No occupancy based outdoor air controls. | No occupancy based outdoor air controls. | No occupancy based outdoor air controls. | No occupancy based outdoor air controls. | Outdoor air controlled based on occupancy to meet ASHRAE 62.1 | Outdoor air controlled based on occupancy to meet ASHRAE 62.1 | Outdoor air controlled based on occupancy to meet ASHRAE 62.1 | Outdoor air controlled based on occupancy to meet ASHRAE 62.1 | Outdoor air controlled based on occupancy to meet ASHRAE 62.1 | Outdoor air controlled based on occupancy to meet ASHRAE 62.1 | Outdoor air controlled based on occupancy to meet ASHRAE 62.1 | Outdoor air controlled based on occupancy to meet ASHRAE 62.1 | Outdoor air controlled based on occupancy to meet ASHRAE 62.1 | Outdoor air controlled based on occupancy to meet ASHRAE 62.1 | Outdoor air controlled based on occupancy to meet ASHRAE 62.1 | Outdoor air controlled based on occupancy to meet ASHRAE 62.1 | Outdoor air controlled based on occupancy to meet ASHRAE 62.1 | Outdoor air controlled based on occupancy to meet ASHRAE 62.1 | Outdoor air controlled based on occupancy to meet ASHRAE 62.1 | Outdoor air controlled based on occupancy to meet ASHRAE 62.1 | Outdoor air controlled based on occupancy to meet ASHRAE 62.1 | Outdoor air controlled based on occupancy to meet ASHRAE 62.1 | Outdoor air controlled based on occupancy to meet ASHRAE 62.1 | Outdoor air controlled based on occupancy to meet ASHRAE 62.1 | Outdoor air controlled based on occupancy to meet ASHRAE 62.1 | Outdoor air controlled based on occupancy to meet ASHRAE 62.1 | Outdoor air controlled based on occupancy to meet ASHRAE 62.1 | Outdoor air controlled based on occupancy to meet ASHRAE 62.1 | Outdoor air controlled based on occupancy to meet ASHRAE 62.1 | Outdoor air controlled based on occupancy to meet ASHRAE 62.1 | Outdoor air controlled based on occupancy to meet ASHRAE 62.1 | 0.25 | 0.25 | 0.25 | 0.25 | 0.25 | 0.25 | 0.25 | 0.25 | 0.25 | 0.25 | 0.25 | 0.25 | 0.25 | 0.25 | 0.25 | 0.25 | 0.25 | 0.25 | 0.25 | 0.25 | 0.25 | 0.25 | 0.25 | 0.25 | 0.25 | 0.25 | 0.25 | 0 | 0 | 0.069723 | 0.06867 | 0.067251 | 0.065662 | 0.063935 | 0.062033 | 0.059921 | 0.057592 | 0.05505 | 0.052316 | 0.049448 | 0.046533 | 0.043695 | 0.04104 | 0.038625 | 0.036519 | 0.034834 | 0.033569 | 0.032538 | 0.031784 | 0.031102 | 0.030758 | 0.030424 | 0.030112 | 0.02981 | 0 | 3.0403 | 3.6559 | 4.368 | 4.9372 | 5.464 | 6.1706 | 6.5061 | 6.3532 | 5.6897 | 4.6227 | 1.3061 | 0 | 0 | 0 | 0 | 0 | 0 | 0 | 0 | 0 | 0 | 0 | 0 | 0 | 0 | 3.0403 | 6.6334 | 10.8447 | 15.4967 | 20.4997 | 25.9723 | 31.4689 | 36.4334 | 40.3136 | 42.7262 | 41.5134 | 38.9821 | 36.6127 | 34.4587 | 32.5793 | 31.0765 | 29.9477 | 29.0283 | 28.3557 | 27.747 | 27.4398 | 27.1418 | 26.8639 | 26.5948 | 0 | 44274.4591 | 54361.9748 | 66523.1485 | 77222.8938 | 88082.4893 | 102979.0178 | 112969.5817 | 115406.4075 | 108756.6891 | 93485.5863 | 28068.6346 | 0 | 0 | 0 | 0 | 0 | 0 | 0 | 0 | 0 | 0 | 0 | 0 | 0 | 0 | 44274.4591 | 98636.4339 | 165159.5824 | 242382.4762 | 330464.9655 | 433443.9833 | 546413.565 | 661819.9725 | 770576.6616 | 864062.2479 | 892130.8824 | 892130.8824 | 892130.8824 | 892130.8824 | 892130.8824 | 892130.8824 | 892130.8824 | 892130.8824 | 892130.8824 | 892130.8824 | 892130.8824 | 892130.8824 | 892130.8824 | 892130.8824 | 0 | 2.6159 | 3.168 | 3.8135 | 4.3444 | 4.8483 | 5.5247 | 5.8821 | 5.8048 | 5.2585 | 4.325 | 1.2379 | 0 | 0 | 0 | 0 | 0 | 0 | 0 | 0 | 0 | 0 | 0 | 0 | 0 | 0 | 2.6159 | 5.7482 | 9.468 | 13.636 | 18.1895 | 23.2536 | 28.4507 | 33.2888 | 37.2579 | 39.975 | 39.3461 | 37.4405 | 35.6337 | 33.9738 | 32.5159 | 31.3541 | 30.496 | 29.8077 | 29.3264 | 28.8958 | 28.7269 | 28.5658 | 28.4117 | 28.2639 | 0 | 37633.2902 | 46207.6786 | 56544.6763 | 65639.4597 | 74870.1159 | 87532.1651 | 96024.1445 | 98095.4464 | 92443.1857 | 79462.7483 | 23858.3394 | 0 | 0 | 0 | 0 | 0 | 0 | 0 | 0 | 0 | 0 | 0 | 0 | 0 | 0 | 37633.2902 | 83840.9688 | 140385.6451 | 206025.1048 | 280895.2207 | 368427.3858 | 464451.5302 | 562546.9766 | 654990.1624 | 734452.9107 | 758311.2501 | 758311.2501 | 758311.2501 | 758311.2501 | 758311.2501 | 758311.2501 | 758311.2501 | 758311.2501 | 758311.2501 | 758311.2501 | 758311.2501 | 758311.2501 | 758311.2501 | 758311.2501 | 0 | 2.6159 | 3.168 | 3.8135 | 4.3444 | 4.8483 | 5.5247 | 5.8821 | 5.8048 | 5.2585 | 4.325 | 1.2379 | 0 | 0 | 0 | 0 | 0 | 0 | 0 | 0 | 0 | 0 | 0 | 0 | 0 | 0 | 2.6159 | 5.7482 | 9.468 | 13.636 | 18.1895 | 23.2536 | 28.4507 | 33.2888 | 37.2579 | 39.975 | 39.3461 | 37.4405 | 35.6337 | 33.9738 | 32.5159 | 31.3541 | 30.496 | 29.8077 | 29.3264 | 28.8958 | 28.7269 | 28.5658 | 28.4117 | 28.2639 | 0 | 37633.2902 | 46207.6786 | 56544.6763 | 65639.4597 | 74870.1159 | 87532.1651 | 96024.1445 | 98095.4464 | 92443.1857 | 79462.7483 | 23858.3394 | 0 | 0 | 0 | 0 | 0 | 0 | 0 | 0 | 0 | 0 | 0 | 0 | 0 | 0 | 37633.2902 | 83840.9688 | 140385.6451 | 206025.1048 | 280895.2207 | 368427.3858 | 464451.5302 | 562546.9766 | 654990.1624 | 734452.9107 | 758311.2501 | 758311.2501 | 758311.2501 | 758311.2501 | 758311.2501 | 758311.2501 | 758311.2501 | 758311.2501 | 758311.2501 | 758311.2501 | 758311.2501 | 758311.2501 | 758311.2501 | 758311.2501 | 0 | 2.6159 | 3.168 | 3.8135 | 4.3444 | 4.8483 | 5.5247 | 5.8821 | 5.8048 | 5.2585 | 4.325 | 1.2379 | 0 | 0 | 0 | 0 | 0 | 0 | 0 | 0 | 0 | 0 | 0 | 0 | 0 | 0 | 2.6159 | 5.7482 | 9.468 | 13.636 | 18.1895 | 23.2536 | 28.4507 | 33.2888 | 37.2579 | 39.975 | 39.3461 | 37.4405 | 35.6337 | 33.9738 | 32.5159 | 31.3541 | 30.496 | 29.8077 | 29.3264 | 28.8958 | 28.7269 | 28.5658 | 28.4117 | 28.2639 | 0 | 37633.2902 | 46207.6786 | 56544.6763 | 65639.4597 | 74870.1159 | 87532.1651 | 96024.1445 | 98095.4464 | 92443.1857 | 79462.7483 | 23858.3394 | 0 | 0 | 0 | 0 | 0 | 0 | 0 | 0 | 0 | 0 | 0 | 0 | 0 | 0 | 37633.2902 | 83840.9688 | 140385.6451 | 206025.1048 | 280895.2207 | 368427.3858 | 464451.5302 | 562546.9766 | 654990.1624 | 734452.9107 | 758311.2501 | 758311.2501 | 758311.2501 | 758311.2501 | 758311.2501 | 758311.2501 | 758311.2501 | 758311.2501 | 758311.2501 | 758311.2501 | 758311.2501 | 758311.2501 | 758311.2501 | 758311.2501 | 562.2455 | 563.9686 | 565.6806 | 567.3771 | 569.0535 | 570.7056 | 572.3289 | 573.9191 | 575.4708 | 576.9787 | 578.4379 | 579.8439 | 581.1924 | 582.4791 | 583.7004 | 584.8527 | 585.9324 | 586.9352 | 587.8603 | 588.7059 | 589.4788 | 590.185 | 590.8302 | 591.4195 | 591.9578 | 341.2542 | 342.3 | 343.3391 | 344.3687 | 345.3862 | 346.389 | 347.3742 | 348.3394 | 349.2812 | 350.1964 | 351.0821 | 351.9355 | 352.7539 | 353.5349 | 354.2762 | 354.9755 | 355.6309 | 356.2395 | 356.801 | 357.3142 | 357.7833 | 358.212 | 358.6036 | 358.9613 | 359.2879
WA_Commercial_WA - Miscellaneous_Existing_Space Heating_Natural Gas_HVAC - Dedicated Outdoor Air System (DOAS)_A | WA | Commercial | WA - Miscellaneous | Existing | Space Heating | Natural Gas | HVAC - Dedicated Outdoor Air System (DOAS) | A | WCM223 | No DOAS. | Outdoor air supplied by a DOAS. | 20 | 0.21423 | 0 | 0 | 9.88 | 0 | 0 | 0 | 0.28365 | 0.25 | sqft | 6.967% | 20.85% | Discretionary | RetroEven20_WA | 85% | Central Systems | 0% | 5204.4137 |  | 2221.8479 |  | 0 | 2021P_Com-VRF-DOAS-2021P_V2 | 2021P_Com-VRF-DOAS-2021P_V2 | 2021P_Com-VRF-DOAS-2021P_V2 | No DOAS. | No DOAS. | No DOAS. | No DOAS. | No DOAS. | No DOAS. | No DOAS. | No DOAS. | No DOAS. | No DOAS. | No DOAS. | No DOAS. | No DOAS. | No DOAS. | No DOAS. | No DOAS. | No DOAS. | No DOAS. | No DOAS. | No DOAS. | No DOAS. | No DOAS. | No DOAS. | No DOAS. | No DOAS. | No DOAS. | No DOAS. | Outdoor air supplied by a DOAS. | Outdoor air supplied by a DOAS. | Outdoor air supplied by a DOAS. | Outdoor air supplied by a DOAS. | Outdoor air supplied by a DOAS. | Outdoor air supplied by a DOAS. | Outdoor air supplied by a DOAS. | Outdoor air supplied by a DOAS. | Outdoor air supplied by a DOAS. | Outdoor air supplied by a DOAS. | Outdoor air supplied by a DOAS. | Outdoor air supplied by a DOAS. | Outdoor air supplied by a DOAS. | Outdoor air supplied by a DOAS. | Outdoor air supplied by a DOAS. | Outdoor air supplied by a DOAS. | Outdoor air supplied by a DOAS. | Outdoor air supplied by a DOAS. | Outdoor air supplied by a DOAS. | Outdoor air supplied by a DOAS. | Outdoor air supplied by a DOAS. | Outdoor air supplied by a DOAS. | Outdoor air supplied by a DOAS. | Outdoor air supplied by a DOAS. | Outdoor air supplied by a DOAS. | Outdoor air supplied by a DOAS. | Outdoor air supplied by a DOAS. | 9.88 | 9.88 | 9.88 | 9.88 | 9.88 | 9.88 | 9.88 | 9.88 | 9.88 | 9.88 | 9.88 | 9.88 | 9.88 | 9.88 | 9.88 | 9.88 | 9.88 | 9.88 | 9.88 | 9.88 | 9.88 | 9.88 | 9.88 | 9.88 | 9.88 | 9.88 | 9.88 | 0 | 0 | 0.28701 | 0.28098 | 0.27253 | 0.26332 | 0.254 | 0.24433 | 0.23399 | 0.22288 | 0.21116 | 0.19902 | 0.18678 | 0.17486 | 0.16352 | 0.153 | 0.14349 | 0.13523 | 0.12859 | 0.12356 | 0.11942 | 0.11631 | 0.11347 | 0.11222 | 0.111 | 0.10986 | 0.10876 | 0 | 5.0194 | 9.9929 | 9.6554 | 9.3136 | 8.959 | 8.58 | 8.1726 | 7.7427 | 7.2975 | 6.8487 | 6.4117 | 5.9957 | 5.61 | 5.2616 | 4.9585 | 4.7152 | 4.5307 | 4.3787 | 4.2647 | 4.1609 | 0 | 0 | 0 | 0 | 0 | 5.0194 | 14.8613 | 24.0147 | 32.4782 | 40.2005 | 47.0798 | 53.017 | 57.9709 | 61.9354 | 64.9752 | 67.2404 | 68.8742 | 70.0534 | 70.9637 | 71.8348 | 73.0255 | 74.6981 | 76.5716 | 78.8424 | 81.0835 | 80.1847 | 79.3131 | 78.5004 | 77.7135 | 0 | 17863.768 | 36667.7344 | 36667.7344 | 36667.7344 | 36667.7344 | 36667.7344 | 36667.7344 | 36667.7344 | 36667.7344 | 36667.7344 | 36667.7344 | 36667.7344 | 36667.7344 | 36667.7344 | 36667.7344 | 36667.7344 | 36667.7344 | 36667.7344 | 36667.7344 | 36667.7344 | 0 | 0 | 0 | 0 | 0 | 17863.768 | 54531.5024 | 91199.2368 | 127866.9712 | 164534.7056 | 201202.44 | 237870.1744 | 274537.9088 | 311205.6432 | 347873.3776 | 384541.112 | 421208.8464 | 457876.5808 | 494544.3152 | 531212.0496 | 567879.784 | 604547.5184 | 641215.2528 | 677882.9872 | 714550.7216 | 714550.7216 | 714550.7216 | 714550.7216 | 714550.7216 | 0 | 4.3227 | 8.6798 | 8.4629 | 8.2392 | 8.0023 | 7.7431 | 7.4578 | 7.1502 | 6.8252 | 6.4916 | 6.1613 | 5.8423 | 5.5426 | 5.2688 | 5.0289 | 4.8366 | 4.6926 | 4.5754 | 4.4904 | 4.4134 | 0 | 0 | 0 | 0 | 0 | 4.3227 | 12.9084 | 21.0487 | 28.7317 | 35.9079 | 42.4878 | 48.3802 | 53.5349 | 57.9269 | 61.5866 | 64.6147 | 67.1116 | 69.2113 | 71.0613 | 72.8548 | 74.9054 | 77.3684 | 80.0107 | 83.0141 | 86.0053 | 85.5019 | 85.0217 | 84.5624 | 84.1219 | 0 | 15184.2028 | 31167.5742 | 31167.5742 | 31167.5742 | 31167.5742 | 31167.5742 | 31167.5742 | 31167.5742 | 31167.5742 | 31167.5742 | 31167.5742 | 31167.5742 | 31167.5742 | 31167.5742 | 31167.5742 | 31167.5742 | 31167.5742 | 31167.5742 | 31167.5742 | 31167.5742 | 0 | 0 | 0 | 0 | 0 | 15184.2028 | 46351.7771 | 77519.3513 | 108686.9255 | 139854.4998 | 171022.074 | 202189.6482 | 233357.2225 | 264524.7967 | 295692.371 | 326859.9452 | 358027.5194 | 389195.0937 | 420362.6679 | 451530.2421 | 482697.8164 | 513865.3906 | 545032.9648 | 576200.5391 | 607368.1133 | 607368.1133 | 607368.1133 | 607368.1133 | 607368.1133 | 0 | 0 | 0 | 0 | 0 | 0 | 0 | 0 | 0 | 0 | 0 | 0 | 0 | 0 | 0 | 0 | 0 | 0 | 0 | 0 | 0 | 0 | 0 | 0 | 0 | 0 | 0 | 0 | 0 | 0 | 0 | 0 | 0 | 0 | 0 | 0 | 0 | 0 | 0 | 0 | 0 | 0 | 0 | 0 | 0 | 0 | 0 | 0 | 0 | 0 | 0 | 0 | 0 | 0 | 0 | 0 | 0 | 0 | 0 | 0 | 0 | 0 | 0 | 0 | 0 | 0 | 0 | 0 | 0 | 0 | 0 | 0 | 0 | 0 | 0 | 0 | 0 | 0 | 0 | 0 | 0 | 0 | 0 | 0 | 0 | 0 | 0 | 0 | 0 | 0 | 0 | 0 | 0 | 0 | 0 | 0 | 0 | 0 | 0 | 0 | 0 | 0 | 0 | 0 | 0 | 0 | 0 | 0 | 0 | 0 | 0 | 0 | 0 | 0 | 0 | 0 | 0 | 0 | 0 | 0 | 0 | 0 | 0 | 0 | 0 | 0 | 0 | 0 | 0 | 0 | 0 | 0 | 0 | 0 | 0 | 0 | 0 | 0 | 0 | 0 | 0 | 0 | 0 | 0 | 0 | 0 | 0 | 0 | 0 | 0 | 0 | 0 | 0 | 0 | 0 | 0 | 0 | 0 | 0 | 0 | 0 | 0 | 0 | 0 | 0 | 0 | 0 | 0 | 0 | 0 | 0 | 0 | 0 | 0 | 0 | 0 | 0 | 0 | 0 | 0 | 0 | 0 | 0 | 0 | 0 | 0 | 0 | 0 | 0 | 0 | 0 | 0 | 0 | 0 | 0 | 0 | 0 | 0 | 0 | 0 | 5073.3831 | 5088.9312 | 5104.3793 | 5119.6869 | 5134.8142 | 5149.7214 | 5164.3693 | 5178.7187 | 5192.72 | 5206.3264 | 5219.4939 | 5232.1809 | 5244.3484 | 5255.9595 | 5266.9798 | 5277.3767 | 5287.1201 | 5296.1683 | 5304.5156 | 5312.1463 | 5319.1203 | 5325.4928 | 5331.3146 | 5336.6324 | 5341.4891 | 2165.9088 | 2172.5466 | 2179.1416 | 2185.6767 | 2192.1347 | 2198.4989 | 2204.7523 | 2210.8783 | 2216.8557 | 2222.6645 | 2228.2859 | 2233.7022 | 2238.8967 | 2243.8536 | 2248.5584 | 2252.997 | 2257.1566 | 2261.0194 | 2264.583 | 2267.8407 | 2270.818 | 2273.5385 | 2276.0239 | 2278.2942 | 2280.3676
WA_Commercial_WA - Miscellaneous_Existing_Space Heating_Natural Gas_Destratification Fans (HVLS)_A | WA | Commercial | WA - Miscellaneous | Existing | Space Heating | Natural Gas | Destratification Fans (HVLS) | A | WCM224 | No destratification fans. | High volume low speed destratification fans. | 15 | 718.9258 | 0 | 0 | 9799.26 | 0 | 0 | 0 | 0.28365 | 0.25 | Strat Fan | 15% | 20% | Discretionary | RetroEven20_WA | 85% | Space Heating | 0% | 1791.511 |  | 764.8249 |  | 0 | DL20_IHVLS-Ag-2021PLN-v2-8 | DL20_IHVLS-Ag-2021PLN-v2-8 | HVLS-Heating-AEG-v5.0-121 | No destratification fans. | No destratification fans. | No destratification fans. | No destratification fans. | No destratification fans. | No destratification fans. | No destratification fans. | No destratification fans. | No destratification fans. | No destratification fans. | No destratification fans. | No destratification fans. | No destratification fans. | No destratification fans. | No destratification fans. | No destratification fans. | No destratification fans. | No destratification fans. | No destratification fans. | No destratification fans. | No destratification fans. | No destratification fans. | No destratification fans. | No destratification fans. | No destratification fans. | No destratification fans. | No destratification fans. | High volume low speed destratification fans. | High volume low speed destratification fans. | High volume low speed destratification fans. | High volume low speed destratification fans. | High volume low speed destratification fans. | High volume low speed destratification fans. | High volume low speed destratification fans. | High volume low speed destratification fans. | High volume low speed destratification fans. | High volume low speed destratification fans. | High volume low speed destratification fans. | High volume low speed destratification fans. | High volume low speed destratification fans. | High volume low speed destratification fans. | High volume low speed destratification fans. | High volume low speed destratification fans. | High volume low speed destratification fans. | High volume low speed destratification fans. | High volume low speed destratification fans. | High volume low speed destratification fans. | High volume low speed destratification fans. | High volume low speed destratification fans. | High volume low speed destratification fans. | High volume low speed destratification fans. | High volume low speed destratification fans. | High volume low speed destratification fans. | High volume low speed destratification fans. | 9799.26 | 9799.26 | 9799.26 | 9799.26 | 9799.26 | 9799.26 | 9799.26 | 9799.26 | 9799.26 | 9799.26 | 9799.26 | 9799.26 | 9799.26 | 9799.26 | 9799.26 | 9799.26 | 9799.26 | 9799.26 | 9799.26 | 9799.26 | 9799.26 | 9799.26 | 9799.26 | 9799.26 | 9799.26 | 9799.26 | 9799.26 | 0 | 0 | 963.1582 | 946.4426 | 923.2496 | 897.6616 | 870.186 | 840.3619 | 807.6974 | 772.2552 | 734.2777 | 694.2093 | 652.9724 | 612.3507 | 573.3614 | 536.9608 | 503.911 | 475.0464 | 451.8169 | 434.1356 | 419.5769 | 408.6522 | 398.7029 | 394.2844 | 389.9996 | 386.0046 | 382.1356 | 0 | 0.52505 | 1.0513 | 1.0222 | 0.9909 | 0.95694 | 0.91974 | 0.87938 | 0.83614 | 0.79051 | 0.74355 | 0.6973 | 0.6529 | 0.61145 | 0.57381 | 0.54095 | 0.26384 | 0 | 1.0248e-15 | 9.0739e-17 | 0 | 0 | 0 | 0 | 0 | 0 | 0.52505 | 1.5635 | 2.5424 | 3.4554 | 4.294 | 5.0468 | 5.7047 | 6.2603 | 6.7092 | 7.0542 | 7.3127 | 7.5 | 7.6353 | 7.7391 | 7.8368 | 7.7174 | 7.4154 | 7.1667 | 6.9801 | 6.8102 | 6.7347 | 6.6615 | 6.5933 | 6.5272 | 0 | 0.55476 | 1.1387 | 1.1387 | 1.1387 | 1.1387 | 1.1387 | 1.1387 | 1.1387 | 1.1387 | 1.1387 | 1.1387 | 1.1387 | 1.1387 | 1.1387 | 1.1387 | 0.58396 | 0 | 2.4425e-15 | 2.2204e-16 | 0 | 0 | 0 | 0 | 0 | 0 | 0.55476 | 1.6935 | 2.8322 | 3.9709 | 5.1097 | 6.2484 | 7.3871 | 8.5258 | 9.6645 | 10.8033 | 11.942 | 13.0807 | 14.2194 | 15.3582 | 16.4969 | 17.0808 | 17.0808 | 17.0808 | 17.0808 | 17.0808 | 17.0808 | 17.0808 | 17.0808 | 17.0808 | 0 | 0.45192 | 0.91188 | 0.89382 | 0.87387 | 0.8516 | 0.82652 | 0.79862 | 0.76803 | 0.73505 | 0.70044 | 0.66577 | 0.63199 | 0.60003 | 0.57068 | 0.54485 | 0.26877 | 0 | 1.0236e-15 | 5.5812e-17 | 0 | 0 | 0 | 0 | 0 | 0 | 0.45192 | 1.3561 | 2.2231 | 3.0474 | 3.8213 | 4.5353 | 5.1808 | 5.7504 | 6.2385 | 6.6452 | 6.9821 | 7.2598 | 7.4927 | 7.6969 | 7.8934 | 7.8614 | 7.6274 | 7.4369 | 7.2987 | 7.1737 | 7.1317 | 7.0917 | 7.0534 | 7.0166 | 0 | 0.47155 | 0.96791 | 0.96791 | 0.96791 | 0.96791 | 0.96791 | 0.96791 | 0.96791 | 0.96791 | 0.96791 | 0.96791 | 0.96791 | 0.96791 | 0.96791 | 0.96791 | 0.49637 | 0 | 1.9984e-15 | 1.1102e-16 | 0 | 0 | 0 | 0 | 0 | 0 | 0.47155 | 1.4395 | 2.4074 | 3.3753 | 4.3432 | 5.3111 | 6.279 | 7.2469 | 8.2149 | 9.1828 | 10.1507 | 11.1186 | 12.0865 | 13.0544 | 14.0223 | 14.5187 | 14.5187 | 14.5187 | 14.5187 | 14.5187 | 14.5187 | 14.5187 | 14.5187 | 14.5187 | 0 | 0 | 0 | 0 | 0 | 0 | 0 | 0 | 0 | 0 | 0 | 0 | 0 | 0 | 0 | 0 | 0 | 0 | 0 | 0 | 0 | 0 | 0 | 0 | 0 | 0 | 0 | 0 | 0 | 0 | 0 | 0 | 0 | 0 | 0 | 0 | 0 | 0 | 0 | 0 | 0 | 0 | 0 | 0 | 0 | 0 | 0 | 0 | 0 | 0 | 0 | 0 | 0 | 0 | 0 | 0 | 0 | 0 | 0 | 0 | 0 | 0 | 0 | 0 | 0 | 0 | 0 | 0 | 0 | 0 | 0 | 0 | 0 | 0 | 0 | 0 | 0 | 0 | 0 | 0 | 0 | 0 | 0 | 0 | 0 | 0 | 0 | 0 | 0 | 0 | 0 | 0 | 0 | 0 | 0 | 0 | 0 | 0 | 0 | 0 | 0 | 0.45192 | 0.91188 | 0.89382 | 0.87387 | 0.8516 | 0.82652 | 0.79862 | 0.76803 | 0.73505 | 0.70044 | 0.66577 | 0.63199 | 0.60003 | 0.57068 | 0.54485 | 0.26877 | 0 | 1.0236e-15 | 5.5812e-17 | 0 | 0 | 0 | 0 | 0 | 0 | 0.45192 | 1.3561 | 2.2231 | 3.0474 | 3.8213 | 4.5353 | 5.1808 | 5.7504 | 6.2385 | 6.6452 | 6.9821 | 7.2598 | 7.4927 | 7.6969 | 7.8934 | 7.8614 | 7.6274 | 7.4369 | 7.2987 | 7.1737 | 7.1317 | 7.0917 | 7.0534 | 7.0166 | 0 | 0.47155 | 0.96791 | 0.96791 | 0.96791 | 0.96791 | 0.96791 | 0.96791 | 0.96791 | 0.96791 | 0.96791 | 0.96791 | 0.96791 | 0.96791 | 0.96791 | 0.96791 | 0.49637 | 0 | 1.9984e-15 | 1.1102e-16 | 0 | 0 | 0 | 0 | 0 | 0 | 0.47155 | 1.4395 | 2.4074 | 3.3753 | 4.3432 | 5.3111 | 6.279 | 7.2469 | 8.2149 | 9.1828 | 10.1507 | 11.1186 | 12.0865 | 13.0544 | 14.0223 | 14.5187 | 14.5187 | 14.5187 | 14.5187 | 14.5187 | 14.5187 | 14.5187 | 14.5187 | 14.5187 | 1746.4065 | 1751.7586 | 1757.0763 | 1762.3456 | 1767.5529 | 1772.6844 | 1777.7266 | 1782.6661 | 1787.4857 | 1792.1695 | 1796.7021 | 1801.0693 | 1805.2577 | 1809.2546 | 1813.0481 | 1816.6271 | 1819.981 | 1823.0957 | 1825.969 | 1828.5958 | 1830.9964 | 1833.19 | 1835.194 | 1837.0246 | 1838.6964 | 745.569 | 747.8539 | 750.1241 | 752.3737 | 754.5967 | 756.7875 | 758.9401 | 761.0488 | 763.1064 | 765.106 | 767.041 | 768.9055 | 770.6936 | 772.3999 | 774.0194 | 775.5473 | 776.9792 | 778.3089 | 779.5355 | 780.6569 | 781.6818 | 782.6183 | 783.4739 | 784.2553 | 784.9691
WA_Commercial_WA - Miscellaneous_Existing_Space Heating_Natural Gas_Gas Boiler - Maintenance_A | WA | Commercial | WA - Miscellaneous | Existing | Space Heating | Natural Gas | Gas Boiler - Maintenance | A | WCM225 | Degrade performance | General cleaning and maintenance | 3 | 0.26236 | 0 | 0 | 0.87 | 0 | 0 | 0 | 0.28365 | 0.25 | kBtuh Heat | 20% | 30% | Discretionary | Retro12Med_WA | 84.74% | Boiler | 0% | 1516.8186 |  | 647.5543 |  | 0 | GBLR_MNT-Heating-ILTRM-v4.0-43 | GBLR_MNT-Heating-ILTRM-v4.0-43 | GBLR_MNT-Heating-ILTRM-v4.0-1 | Degrade performance | Degrade performance | Degrade performance | Degrade performance | Degrade performance | Degrade performance | Degrade performance | Degrade performance | Degrade performance | Degrade performance | Degrade performance | Degrade performance | Degrade performance | Degrade performance | Degrade performance | Degrade performance | Degrade performance | Degrade performance | Degrade performance | Degrade performance | Degrade performance | Degrade performance | Degrade performance | Degrade performance | Degrade performance | Degrade performance | Degrade performance | General cleaning and maintenance | General cleaning and maintenance | General cleaning and maintenance | General cleaning and maintenance | General cleaning and maintenance | General cleaning and maintenance | General cleaning and maintenance | General cleaning and maintenance | General cleaning and maintenance | General cleaning and maintenance | General cleaning and maintenance | General cleaning and maintenance | General cleaning and maintenance | General cleaning and maintenance | General cleaning and maintenance | General cleaning and maintenance | General cleaning and maintenance | General cleaning and maintenance | General cleaning and maintenance | General cleaning and maintenance | General cleaning and maintenance | General cleaning and maintenance | General cleaning and maintenance | General cleaning and maintenance | General cleaning and maintenance | General cleaning and maintenance | General cleaning and maintenance | 0.87 | 0.87 | 0.87 | 0.87 | 0.87 | 0.87 | 0.87 | 0.87 | 0.87 | 0.87 | 0.87 | 0.87 | 0.87 | 0.87 | 0.87 | 0.87 | 0.87 | 0.87 | 0.87 | 0.87 | 0.87 | 0.87 | 0.87 | 0.87 | 0.87 | 0.87 | 0.87 | 0 | 0 | 0.35147 | 0.34471 | 0.33542 | 0.32516 | 0.31414 | 0.30222 | 0.28948 | 0.27578 | 0.26132 | 0.24635 | 0.23124 | 0.21653 | 0.20253 | 0.18954 | 0.17781 | 0.1676 | 0.15941 | 0.1532 | 0.14808 | 0.14425 | 0.14076 | 0.13922 | 0.13772 | 0.13633 | 0.13498 | 0 | 1.0682 | 1.0394 | 1.0076 | 0 | 0 | 0 | 0 | 0 | 0 | 0 | 0 | 0 | 0 | 0 | 0 | 0 | 0 | 0 | 0 | 0 | 0 | 0 | 0 | 0 | 0 | 1.0682 | 2.0789 | 3.0229 | 2.9205 | 2.8097 | 2.6912 | 2.5639 | 2.4295 | 2.2902 | 2.1498 | 2.0131 | 1.8829 | 1.7621 | 1.653 | 1.5581 | 1.482 | 1.4242 | 1.3767 | 1.3411 | 1.3086 | 1.2943 | 1.2804 | 1.2674 | 1.2548 | 0 | 3098.9209 | 3098.9209 | 3098.9209 | 0 | 0 | 0 | 0 | 0 | 0 | 0 | 0 | 0 | 0 | 0 | 0 | 0 | 0 | 0 | 0 | 0 | 0 | 0 | 0 | 0 | 0 | 3098.9209 | 6197.8419 | 9296.7628 | 9296.7628 | 9296.7628 | 9296.7628 | 9296.7628 | 9296.7628 | 9296.7628 | 9296.7628 | 9296.7628 | 9296.7628 | 9296.7628 | 9296.7628 | 9296.7628 | 9296.7628 | 9296.7628 | 9296.7628 | 9296.7628 | 9296.7628 | 9296.7628 | 9296.7628 | 9296.7628 | 9296.7628 | 0 | 0.9197 | 0.90219 | 0.88211 | 0 | 0 | 0 | 0 | 0 | 0 | 0 | 0 | 0 | 0 | 0 | 0 | 0 | 0 | 0 | 0 | 0 | 0 | 0 | 0 | 0 | 0 | 0.9197 | 1.8044 | 2.6463 | 2.5799 | 2.506 | 2.4252 | 2.3362 | 2.2403 | 2.1389 | 2.0348 | 1.9317 | 1.832 | 1.7384 | 1.6529 | 1.578 | 1.5179 | 1.473 | 1.4364 | 1.41 | 1.386 | 1.3781 | 1.3705 | 1.3633 | 1.3564 | 0 | 2634.0828 | 2634.0828 | 2634.0828 | 0 | 0 | 0 | 0 | 0 | 0 | 0 | 0 | 0 | 0 | 0 | 0 | 0 | 0 | 0 | 0 | 0 | 0 | 0 | 0 | 0 | 0 | 2634.0828 | 5268.1656 | 7902.2484 | 7902.2484 | 7902.2484 | 7902.2484 | 7902.2484 | 7902.2484 | 7902.2484 | 7902.2484 | 7902.2484 | 7902.2484 | 7902.2484 | 7902.2484 | 7902.2484 | 7902.2484 | 7902.2484 | 7902.2484 | 7902.2484 | 7902.2484 | 7902.2484 | 7902.2484 | 7902.2484 | 7902.2484 | 0 | 0 | 0 | 0 | 0 | 0 | 0 | 0 | 0 | 0 | 0 | 0 | 0 | 0 | 0.084902 | 0.064861 | 0.049921 | 0 | 0 | 0 | 0 | 0 | 0 | 0 | 0 | 0 | 0 | 0 | 0 | 0 | 0 | 0 | 0 | 0 | 0 | 0 | 0 | 0 | 0 | 0.084902 | 0.14594 | 0.19033 | 0.18469 | 0.18011 | 0.17679 | 0.17379 | 0.1728 | 0.17185 | 0.17094 | 0.17007 | 0 | 0 | 0 | 0 | 0 | 0 | 0 | 0 | 0 | 0 | 0 | 0 | 0 | 0 | 397.7332 | 318.1865 | 254.5492 | 0 | 0 | 0 | 0 | 0 | 0 | 0 | 0 | 0 | 0 | 0 | 0 | 0 | 0 | 0 | 0 | 0 | 0 | 0 | 0 | 0 | 0 | 397.7332 | 715.9197 | 970.469 | 970.469 | 970.469 | 970.469 | 970.469 | 970.469 | 970.469 | 970.469 | 970.469 | 0 | 0.9197 | 0.90219 | 0.88211 | 0 | 0 | 0 | 0 | 0 | 0 | 0 | 0 | 0 | 0 | 0 | 0 | 0 | 0 | 0 | 0 | 0 | 0 | 0 | 0 | 0 | 0 | 0.9197 | 1.8044 | 2.6463 | 2.5799 | 2.506 | 2.4252 | 2.3362 | 2.2403 | 2.1389 | 2.0348 | 1.9317 | 1.832 | 1.7384 | 1.6529 | 1.578 | 1.5179 | 1.473 | 1.4364 | 1.41 | 1.386 | 1.3781 | 1.3705 | 1.3633 | 1.3564 | 0 | 2634.0828 | 2634.0828 | 2634.0828 | 0 | 0 | 0 | 0 | 0 | 0 | 0 | 0 | 0 | 0 | 0 | 0 | 0 | 0 | 0 | 0 | 0 | 0 | 0 | 0 | 0 | 0 | 2634.0828 | 5268.1656 | 7902.2484 | 7902.2484 | 7902.2484 | 7902.2484 | 7902.2484 | 7902.2484 | 7902.2484 | 7902.2484 | 7902.2484 | 7902.2484 | 7902.2484 | 7902.2484 | 7902.2484 | 7902.2484 | 7902.2484 | 7902.2484 | 7902.2484 | 7902.2484 | 7902.2484 | 7902.2484 | 7902.2484 | 7902.2484 | 1480.6029 | 1485.088 | 1489.507 | 1493.8482 | 1498.1006 | 1502.2539 | 1506.2984 | 1510.2248 | 1514.0248 | 1517.6901 | 1521.2132 | 1524.5871 | 1527.8051 | 1530.8609 | 1533.7487 | 1536.4631 | 1538.999 | 1541.3516 | 1543.5168 | 1545.4904 | 1547.289 | 1548.9277 | 1550.4204 | 1551.78 | 1553.018 | 632.0932 | 634.008 | 635.8945 | 637.7478 | 639.5633 | 641.3364 | 643.063 | 644.7393 | 646.3615 | 647.9263 | 649.4304 | 650.8708 | 652.2446 | 653.5491 | 654.782 | 655.9408 | 657.0234 | 658.0278 | 658.9521 | 659.7947 | 660.5625 | 661.2621 | 661.8994 | 662.4798 | 663.0083
WA_Commercial_WA - Miscellaneous_Existing_Space Heating_Natural Gas_Gas Furnace - Maintenance_A | WA | Commercial | WA - Miscellaneous | Existing | Space Heating | Natural Gas | Gas Furnace - Maintenance | A | WCM226 | Degrade performance | General cleaning and maintenance | 3 | 0.1644 | 0 | 0 | 0.87 | 0 | 0 | 0 | 0.28365 | 0.25 | kBtuh Heat | 20% | 30% | Discretionary | Retro12Med_WA | 84.74% | Furnace | 0% | 2468.8735 |  | 1054.0018 |  | 0 | IL TRM - CI-HVC-FTUN-V03-200101 | GBLR_MNT-Heating-ILTRM-v4.0-43 | IL TRM - CI-HVC-FTUN-V03-200101 | Degrade performance | Degrade performance | Degrade performance | Degrade performance | Degrade performance | Degrade performance | Degrade performance | Degrade performance | Degrade performance | Degrade performance | Degrade performance | Degrade performance | Degrade performance | Degrade performance | Degrade performance | Degrade performance | Degrade performance | Degrade performance | Degrade performance | Degrade performance | Degrade performance | Degrade performance | Degrade performance | Degrade performance | Degrade performance | Degrade performance | Degrade performance | General cleaning and maintenance | General cleaning and maintenance | General cleaning and maintenance | General cleaning and maintenance | General cleaning and maintenance | General cleaning and maintenance | General cleaning and maintenance | General cleaning and maintenance | General cleaning and maintenance | General cleaning and maintenance | General cleaning and maintenance | General cleaning and maintenance | General cleaning and maintenance | General cleaning and maintenance | General cleaning and maintenance | General cleaning and maintenance | General cleaning and maintenance | General cleaning and maintenance | General cleaning and maintenance | General cleaning and maintenance | General cleaning and maintenance | General cleaning and maintenance | General cleaning and maintenance | General cleaning and maintenance | General cleaning and maintenance | General cleaning and maintenance | General cleaning and maintenance | 0.87 | 0.87 | 0.87 | 0.87 | 0.87 | 0.87 | 0.87 | 0.87 | 0.87 | 0.87 | 0.87 | 0.87 | 0.87 | 0.87 | 0.87 | 0.87 | 0.87 | 0.87 | 0.87 | 0.87 | 0.87 | 0.87 | 0.87 | 0.87 | 0.87 | 0.87 | 0.87 | 0 | 0 | 0.22038 | 0.21565 | 0.20899 | 0.2017 | 0.19426 | 0.18652 | 0.17824 | 0.16937 | 0.16003 | 0.1504 | 0.14073 | 0.13134 | 0.12244 | 0.11421 | 0.10679 | 0.10034 | 0.095142 | 0.091173 | 0.087893 | 0.085402 | 0.083138 | 0.082047 | 0.080999 | 0.080025 | 0.07909 | 0 | 0.11858 | 0.11491 | 0.1109 | 2.2085e-17 | 4.241e-17 | 0 | 0 | 0 | 0 | 0 | 0 | 0 | 0 | 0 | 0 | 0 | 0 | 0 | 0 | 0 | 0 | 0 | 0 | 0 | 0 | 0.11858 | 0.22983 | 0.33271 | 0.32045 | 0.30767 | 0.29402 | 0.27938 | 0.26397 | 0.24809 | 0.23214 | 0.21666 | 0.20197 | 0.18839 | 0.17615 | 0.16551 | 0.15694 | 0.15039 | 0.14498 | 0.14087 | 0.13714 | 0.13534 | 0.13361 | 0.132 | 0.13046 | 0 | 549.8473 | 549.8473 | 549.8473 | 1.1369e-13 | 2.2737e-13 | 0 | 0 | 0 | 0 | 0 | 0 | 0 | 0 | 0 | 0 | 0 | 0 | 0 | 0 | 0 | 0 | 0 | 0 | 0 | 0 | 549.8473 | 1099.6945 | 1649.5418 | 1649.5418 | 1649.5418 | 1649.5418 | 1649.5418 | 1649.5418 | 1649.5418 | 1649.5418 | 1649.5418 | 1649.5418 | 1649.5418 | 1649.5418 | 1649.5418 | 1649.5418 | 1649.5418 | 1649.5418 | 1649.5418 | 1649.5418 | 1649.5418 | 1649.5418 | 1649.5418 | 1649.5418 | 0 | 0.10212 | 0.099813 | 0.097205 | 2.2985e-17 | 4.4566e-17 | 0 | 0 | 0 | 0 | 0 | 0 | 0 | 0 | 0 | 0 | 0 | 0 | 0 | 0 | 0 | 0 | 0 | 0 | 0 | 0 | 0.10212 | 0.19963 | 0.29162 | 0.28348 | 0.27482 | 0.26534 | 0.25494 | 0.24377 | 0.23203 | 0.22003 | 0.20819 | 0.1968 | 0.18613 | 0.17639 | 0.16786 | 0.16098 | 0.15577 | 0.15149 | 0.14833 | 0.14546 | 0.14431 | 0.14323 | 0.1422 | 0.14122 | 0 | 467.3702 | 467.3702 | 467.3702 | 1.1369e-13 | 2.2737e-13 | 0 | 0 | 0 | 0 | 0 | 0 | 0 | 0 | 0 | 0 | 0 | 0 | 0 | 0 | 0 | 0 | 0 | 0 | 0 | 0 | 467.3702 | 934.7403 | 1402.1105 | 1402.1105 | 1402.1105 | 1402.1105 | 1402.1105 | 1402.1105 | 1402.1105 | 1402.1105 | 1402.1105 | 1402.1105 | 1402.1105 | 1402.1105 | 1402.1105 | 1402.1105 | 1402.1105 | 1402.1105 | 1402.1105 | 1402.1105 | 1402.1105 | 1402.1105 | 1402.1105 | 1402.1105 | 0 | 0 | 0 | 0 | 0 | 0 | 0 | 0 | 0 | 0 | 0 | 0 | 0 | 0 | 0 | 0 | 0 | 0 | 0 | 0 | 0 | 0 | 0 | 0 | 0 | 0 | 0 | 0 | 0 | 0 | 0 | 0 | 0 | 0 | 0 | 0 | 0 | 0 | 0 | 0 | 0 | 0 | 0 | 0 | 0 | 0 | 0 | 0 | 0 | 0 | 0 | 0 | 0 | 0 | 0 | 0 | 0 | 0 | 0 | 0 | 0 | 0 | 0 | 0 | 0 | 0 | 0 | 0 | 0 | 0 | 0 | 0 | 0 | 0 | 0 | 0 | 0 | 0 | 0 | 0 | 0 | 0 | 0 | 0 | 0 | 0 | 0 | 0 | 0 | 0 | 0 | 0 | 0 | 0 | 0 | 0 | 0 | 0 | 0 | 0 | 0 | 0.10212 | 0.099813 | 0.097205 | 2.2985e-17 | 4.4566e-17 | 0 | 0 | 0 | 0 | 0 | 0 | 0 | 0 | 0 | 0 | 0 | 0 | 0 | 0 | 0 | 0 | 0 | 0 | 0 | 0 | 0.10212 | 0.19963 | 0.29162 | 0.28348 | 0.27482 | 0.26534 | 0.25494 | 0.24377 | 0.23203 | 0.22003 | 0.20819 | 0.1968 | 0.18613 | 0.17639 | 0.16786 | 0.16098 | 0.15577 | 0.15149 | 0.14833 | 0.14546 | 0.14431 | 0.14323 | 0.1422 | 0.14122 | 0 | 467.3702 | 467.3702 | 467.3702 | 1.1369e-13 | 2.2737e-13 | 0 | 0 | 0 | 0 | 0 | 0 | 0 | 0 | 0 | 0 | 0 | 0 | 0 | 0 | 0 | 0 | 0 | 0 | 0 | 0 | 467.3702 | 934.7403 | 1402.1105 | 1402.1105 | 1402.1105 | 1402.1105 | 1402.1105 | 1402.1105 | 1402.1105 | 1402.1105 | 1402.1105 | 1402.1105 | 1402.1105 | 1402.1105 | 1402.1105 | 1402.1105 | 1402.1105 | 1402.1105 | 1402.1105 | 1402.1105 | 1402.1105 | 1402.1105 | 1402.1105 | 1402.1105 | 2361.3414 | 2369.7595 | 2378.966 | 2388.9449 | 2399.6686 | 2411.0987 | 2423.1855 | 2435.8682 | 2448.9983 | 2462.4337 | 2476.0378 | 2489.6795 | 2503.2318 | 2516.5724 | 2529.5827 | 2542.1485 | 2554.1596 | 2565.4098 | 2575.9541 | 2585.7646 | 2594.887 | 2603.365 | 2611.2401 | 2618.5519 | 2625.3377 | 1008.0946 | 1011.6884 | 1015.6188 | 1019.879 | 1024.4571 | 1029.3368 | 1034.4969 | 1039.9113 | 1045.5168 | 1051.2525 | 1057.0604 | 1062.8842 | 1068.6699 | 1074.3652 | 1079.9195 | 1085.2841 | 1090.4118 | 1095.2147 | 1099.7162 | 1103.9045 | 1107.799 | 1111.4184 | 1114.7804 | 1117.9019 | 1120.7989
WA_Commercial_WA - Miscellaneous_Existing_Space Heating_Natural Gas_Gas Boiler - Hot Water Reset_A | WA | Commercial | WA - Miscellaneous | Existing | Space Heating | Natural Gas | Gas Boiler - Hot Water Reset | A | WCM227 | No control | Reset control installed | 20 | 466.4162 | 0 | 0 | 726.71 | 0 | 0 | 0 | 0.28365 | 0.25 | BoilerCtrl | 35% | 55% | Discretionary | RetroEven20_WA | 85% | Boiler | 0% | 175.5999 |  | 74.9664 |  | 0 | GBLR_HWRST-Heating-ILTRM-v4.0-43 | GBLR_HWRST-Heating-ILTRM-v4.0-1 | GBLR_HWRST-Heating-ILTRM-v4.0-1 | No control | No control | No control | No control | No control | No control | No control | No control | No control | No control | No control | No control | No control | No control | No control | No control | No control | No control | No control | No control | No control | No control | No control | No control | No control | No control | No control | Reset control installed | Reset control installed | Reset control installed | Reset control installed | Reset control installed | Reset control installed | Reset control installed | Reset control installed | Reset control installed | Reset control installed | Reset control installed | Reset control installed | Reset control installed | Reset control installed | Reset control installed | Reset control installed | Reset control installed | Reset control installed | Reset control installed | Reset control installed | Reset control installed | Reset control installed | Reset control installed | Reset control installed | Reset control installed | Reset control installed | Reset control installed | 726.71 | 726.71 | 726.71 | 726.71 | 726.71 | 726.71 | 726.71 | 726.71 | 726.71 | 726.71 | 726.71 | 726.71 | 726.71 | 726.71 | 726.71 | 726.71 | 726.71 | 726.71 | 726.71 | 726.71 | 726.71 | 726.71 | 726.71 | 726.71 | 726.71 | 726.71 | 726.71 | 0 | 0 | 624.8397 | 619.016 | 612.0587 | 604.4914 | 596.3892 | 587.6144 | 578.0314 | 567.6284 | 556.3531 | 544.1182 | 531.0445 | 517.3941 | 503.4704 | 489.7381 | 476.6256 | 464.5153 | 454.0943 | 445.5913 | 438.1518 | 431.9361 | 426.1593 | 421.5053 | 416.988 | 412.7749 | 408.6914 | 0 | 2.1923 | 4.4495 | 4.3945 | 4.3356 | 4.2718 | 4.2021 | 4.1265 | 4.0445 | 3.9556 | 3.8605 | 3.7613 | 3.6601 | 3.5602 | 3.4649 | 3.3769 | 3.3011 | 3.2393 | 3.1852 | 3.14 | 3.098 | 0 | 0 | 0 | 0 | 0 | 2.1923 | 6.6172 | 10.9298 | 15.1189 | 19.1682 | 23.0577 | 26.7692 | 30.2819 | 33.5716 | 36.6255 | 39.4453 | 42.0438 | 44.4573 | 46.7319 | 48.9214 | 51.125 | 53.407 | 55.7005 | 58.0504 | 60.3721 | 59.7127 | 59.0728 | 58.476 | 57.8975 | 0 | 3.5416 | 7.2697 | 7.2697 | 7.2697 | 7.2697 | 7.2697 | 7.2697 | 7.2697 | 7.2697 | 7.2697 | 7.2697 | 7.2697 | 7.2697 | 7.2697 | 7.2697 | 7.2697 | 7.2697 | 7.2697 | 7.2697 | 7.2697 | 0 | 0 | 0 | 0 | 0 | 3.5416 | 10.8113 | 18.081 | 25.3507 | 32.6203 | 39.89 | 47.1597 | 54.4294 | 61.699 | 68.9687 | 76.2384 | 83.5081 | 90.7778 | 98.0474 | 105.3171 | 112.5868 | 119.8565 | 127.1261 | 134.3958 | 141.6655 | 141.6655 | 141.6655 | 141.6655 | 141.6655 | 0 | 1.8847 | 3.8468 | 3.8212 | 3.7922 | 3.7591 | 3.7211 | 3.678 | 3.6295 | 3.575 | 3.515 | 3.4509 | 3.3844 | 3.318 | 3.2542 | 3.1954 | 3.1457 | 3.1067 | 3.0736 | 3.0474 | 3.0236 | 0 | 0 | 0 | 0 | 0 | 1.8847 | 5.7209 | 9.5041 | 13.2242 | 16.8677 | 20.4181 | 23.8597 | 27.1746 | 30.3414 | 33.3474 | 36.1903 | 38.8768 | 41.4321 | 43.8903 | 46.2925 | 48.718 | 51.2204 | 53.7478 | 56.3381 | 58.9224 | 58.587 | 58.2667 | 57.96 | 57.6656 | 0 | 3.0104 | 6.1792 | 6.1792 | 6.1792 | 6.1792 | 6.1792 | 6.1792 | 6.1792 | 6.1792 | 6.1792 | 6.1792 | 6.1792 | 6.1792 | 6.1792 | 6.1792 | 6.1792 | 6.1792 | 6.1792 | 6.1792 | 6.1792 | 0 | 0 | 0 | 0 | 0 | 3.0104 | 9.1896 | 15.3688 | 21.5481 | 27.7273 | 33.9065 | 40.0857 | 46.265 | 52.4442 | 58.6234 | 64.8026 | 70.9819 | 77.1611 | 83.3403 | 89.5195 | 95.6988 | 101.878 | 108.0572 | 114.2364 | 120.4157 | 120.4157 | 120.4157 | 120.4157 | 120.4157 | 0 | 1.8847 | 3.8468 | 3.8212 | 3.7922 | 3.7591 | 3.7211 | 3.678 | 3.6295 | 3.575 | 3.515 | 3.4509 | 3.3844 | 3.318 | 3.2542 | 3.1954 | 3.1457 | 3.1067 | 3.0736 | 3.0474 | 3.0236 | 0 | 0 | 0 | 0 | 0 | 1.8847 | 5.7209 | 9.5041 | 13.2242 | 16.8677 | 20.4181 | 23.8597 | 27.1746 | 30.3414 | 33.3474 | 36.1903 | 38.8768 | 41.4321 | 43.8903 | 46.2925 | 48.718 | 51.2204 | 53.7478 | 56.3381 | 58.9224 | 58.587 | 58.2667 | 57.96 | 57.6656 | 0 | 3.0104 | 6.1792 | 6.1792 | 6.1792 | 6.1792 | 6.1792 | 6.1792 | 6.1792 | 6.1792 | 6.1792 | 6.1792 | 6.1792 | 6.1792 | 6.1792 | 6.1792 | 6.1792 | 6.1792 | 6.1792 | 6.1792 | 6.1792 | 0 | 0 | 0 | 0 | 0 | 3.0104 | 9.1896 | 15.3688 | 21.5481 | 27.7273 | 33.9065 | 40.0857 | 46.265 | 52.4442 | 58.6234 | 64.8026 | 70.9819 | 77.1611 | 83.3403 | 89.5195 | 95.6988 | 101.878 | 108.0572 | 114.2364 | 120.4157 | 120.4157 | 120.4157 | 120.4157 | 120.4157 | 0 | 1.8847 | 3.8468 | 3.8212 | 3.7922 | 3.7591 | 3.7211 | 3.678 | 3.6295 | 3.575 | 3.515 | 3.4509 | 3.3844 | 3.318 | 3.2542 | 3.1954 | 3.1457 | 3.1067 | 3.0736 | 3.0474 | 3.0236 | 0 | 0 | 0 | 0 | 0 | 1.8847 | 5.7209 | 9.5041 | 13.2242 | 16.8677 | 20.4181 | 23.8597 | 27.1746 | 30.3414 | 33.3474 | 36.1903 | 38.8768 | 41.4321 | 43.8903 | 46.2925 | 48.718 | 51.2204 | 53.7478 | 56.3381 | 58.9224 | 58.587 | 58.2667 | 57.96 | 57.6656 | 0 | 3.0104 | 6.1792 | 6.1792 | 6.1792 | 6.1792 | 6.1792 | 6.1792 | 6.1792 | 6.1792 | 6.1792 | 6.1792 | 6.1792 | 6.1792 | 6.1792 | 6.1792 | 6.1792 | 6.1792 | 6.1792 | 6.1792 | 6.1792 | 0 | 0 | 0 | 0 | 0 | 3.0104 | 9.1896 | 15.3688 | 21.5481 | 27.7273 | 33.9065 | 40.0857 | 46.265 | 52.4442 | 58.6234 | 64.8026 | 70.9819 | 77.1611 | 83.3403 | 89.5195 | 95.6988 | 101.878 | 108.0572 | 114.2364 | 120.4157 | 120.4157 | 120.4157 | 120.4157 | 120.4157 | 171.4073 | 171.9265 | 172.4381 | 172.9407 | 173.433 | 173.9138 | 174.382 | 174.8366 | 175.2765 | 175.7008 | 176.1087 | 176.4993 | 176.8718 | 177.2256 | 177.5599 | 177.8741 | 178.1677 | 178.4401 | 178.6907 | 178.9192 | 179.1274 | 179.3171 | 179.49 | 179.6473 | 179.7907 | 73.1765 | 73.3982 | 73.6166 | 73.8312 | 74.0413 | 74.2466 | 74.4465 | 74.6405 | 74.8283 | 75.0095 | 75.1836 | 75.3504 | 75.5094 | 75.6604 | 75.8032 | 75.9373 | 76.0627 | 76.1789 | 76.2859 | 76.3835 | 76.4724 | 76.5534 | 76.6271 | 76.6943 | 76.7555
WA_Commercial_WA - Miscellaneous_Existing_Space Heating_Natural Gas_Gas Boiler - Steam Trap Replacement_A | WA | Commercial | WA - Miscellaneous | Existing | Space Heating | Natural Gas | Gas Boiler - Steam Trap Replacement | A | WCM228 | Degrade performance | Cleaning and maintenance | 6 | 74.7764 | 0 | 0 | 11.01 | 0 | 0 | 0 | 0.28365 | 0.25 | perBLDg | 73% | 100% | Discretionary | RetroEven20_WA | 85% | Boiler | 0% | 37.0385 |  | 15.8123 |  | 0 | IL TRM v9, Section 4.4.16 | IL TRM v9, Section 4.4.16 | IL TRM - CI-HVC-STRE-V06-200101 | Degrade performance | Degrade performance | Degrade performance | Degrade performance | Degrade performance | Degrade performance | Degrade performance | Degrade performance | Degrade performance | Degrade performance | Degrade performance | Degrade performance | Degrade performance | Degrade performance | Degrade performance | Degrade performance | Degrade performance | Degrade performance | Degrade performance | Degrade performance | Degrade performance | Degrade performance | Degrade performance | Degrade performance | Degrade performance | Degrade performance | Degrade performance | Cleaning and maintenance | Cleaning and maintenance | Cleaning and maintenance | Cleaning and maintenance | Cleaning and maintenance | Cleaning and maintenance | Cleaning and maintenance | Cleaning and maintenance | Cleaning and maintenance | Cleaning and maintenance | Cleaning and maintenance | Cleaning and maintenance | Cleaning and maintenance | Cleaning and maintenance | Cleaning and maintenance | Cleaning and maintenance | Cleaning and maintenance | Cleaning and maintenance | Cleaning and maintenance | Cleaning and maintenance | Cleaning and maintenance | Cleaning and maintenance | Cleaning and maintenance | Cleaning and maintenance | Cleaning and maintenance | Cleaning and maintenance | Cleaning and maintenance | 11.01 | 11.01 | 11.01 | 11.01 | 11.01 | 11.01 | 11.01 | 11.01 | 11.01 | 11.01 | 11.01 | 11.01 | 11.01 | 11.01 | 11.01 | 11.01 | 11.01 | 11.01 | 11.01 | 11.01 | 11.01 | 11.01 | 11.01 | 11.01 | 11.01 | 11.01 | 11.01 | 0 | 0 | 100.175 | 99.4136 | 98.5548 | 97.6701 | 96.7603 | 95.8236 | 94.8583 | 93.8628 | 92.8389 | 91.7888 | 90.716 | 89.63 | 88.5298 | 87.4306 | 86.3385 | 85.2618 | 84.2063 | 83.2054 | 82.2362 | 81.2975 | 80.391 | 79.5134 | 78.6616 | 77.8671 | 77.0971 | 0 | 0.58681 | 1.1941 | 1.1834 | 1.1724 | 1.161 | 1.1493 | 0.58321 | 0 | 0 | 0 | 3.1843e-16 | 0 | 6.2123e-16 | 2.1472e-15 | 0 | 2.2437e-15 | 2.956e-16 | 2.4834e-15 | 0 | 0 | 0 | 0 | 0 | 0 | 0 | 0.58681 | 1.7758 | 2.9433 | 4.0882 | 5.2097 | 6.3065 | 6.8235 | 6.7491 | 6.6727 | 6.5948 | 6.5158 | 6.4358 | 6.3559 | 6.2765 | 6.1983 | 6.1215 | 6.0488 | 5.9783 | 5.9101 | 5.8442 | 5.7804 | 5.7184 | 5.6607 | 5.6047 | 0 | 5.9027 | 12.1161 | 12.1161 | 12.1161 | 12.1161 | 12.1161 | 6.2134 | 0 | 0 | 0 | 3.5527e-15 | 0 | 7.1054e-15 | 2.4869e-14 | 0 | 2.6645e-14 | 3.5527e-15 | 3.0198e-14 | 0 | 0 | 0 | 0 | 0 | 0 | 0 | 5.9027 | 18.0189 | 30.135 | 42.2511 | 54.3672 | 66.4834 | 72.6968 | 72.6968 | 72.6968 | 72.6968 | 72.6968 | 72.6968 | 72.6968 | 72.6968 | 72.6968 | 72.6968 | 72.6968 | 72.6968 | 72.6968 | 72.6968 | 72.6968 | 72.6968 | 72.6968 | 72.6968 | 0 | 0.50433 | 1.0317 | 1.0278 | 1.0236 | 1.0191 | 1.0142 | 0.5174 | 0 | 0 | 0 | 3.3966e-16 | 0 | 5.0244e-16 | 1.9954e-15 | 0 | 2.131e-15 | 1.6283e-16 | 2.265e-15 | 0 | 0 | 0 | 0 | 0 | 0 | 0 | 0.50433 | 1.5343 | 2.5564 | 3.5695 | 4.5727 | 5.5649 | 6.0536 | 6.02 | 5.9843 | 5.9468 | 5.9078 | 5.8672 | 5.8259 | 5.7843 | 5.7429 | 5.7022 | 5.6642 | 5.6278 | 5.593 | 5.5598 | 5.5281 | 5.4979 | 5.469 | 5.4412 | 0 | 5.0173 | 10.2987 | 10.2987 | 10.2987 | 10.2987 | 10.2987 | 5.2814 | 0 | 0 | 0 | 3.5527e-15 | 0 | 5.3291e-15 | 2.1316e-14 | 0 | 2.3093e-14 | 1.7764e-15 | 2.4869e-14 | 0 | 0 | 0 | 0 | 0 | 0 | 0 | 5.0173 | 15.316 | 25.6147 | 35.9134 | 46.2122 | 56.5109 | 61.7922 | 61.7922 | 61.7922 | 61.7922 | 61.7922 | 61.7922 | 61.7922 | 61.7922 | 61.7922 | 61.7922 | 61.7922 | 61.7922 | 61.7922 | 61.7922 | 61.7922 | 61.7922 | 61.7922 | 61.7922 | 0 | 0.50433 | 1.0317 | 1.0278 | 1.0236 | 1.0191 | 1.0142 | 0.5174 | 0 | 0 | 0 | 3.3966e-16 | 0 | 5.0244e-16 | 1.9954e-15 | 0 | 2.131e-15 | 1.6283e-16 | 2.265e-15 | 0 | 0 | 0 | 0 | 0 | 0 | 0 | 0.50433 | 1.5343 | 2.5564 | 3.5695 | 4.5727 | 5.5649 | 6.0536 | 6.02 | 5.9843 | 5.9468 | 5.9078 | 5.8672 | 5.8259 | 5.7843 | 5.7429 | 5.7022 | 5.6642 | 5.6278 | 5.593 | 5.5598 | 5.5281 | 5.4979 | 5.469 | 5.4412 | 0 | 5.0173 | 10.2987 | 10.2987 | 10.2987 | 10.2987 | 10.2987 | 5.2814 | 0 | 0 | 0 | 3.5527e-15 | 0 | 5.3291e-15 | 2.1316e-14 | 0 | 2.3093e-14 | 1.7764e-15 | 2.4869e-14 | 0 | 0 | 0 | 0 | 0 | 0 | 0 | 5.0173 | 15.316 | 25.6147 | 35.9134 | 46.2122 | 56.5109 | 61.7922 | 61.7922 | 61.7922 | 61.7922 | 61.7922 | 61.7922 | 61.7922 | 61.7922 | 61.7922 | 61.7922 | 61.7922 | 61.7922 | 61.7922 | 61.7922 | 61.7922 | 61.7922 | 61.7922 | 61.7922 | 0 | 0.50433 | 1.0317 | 1.0278 | 1.0236 | 1.0191 | 1.0142 | 0.5174 | 0 | 0 | 0 | 3.3966e-16 | 0 | 5.0244e-16 | 1.9954e-15 | 0 | 2.131e-15 | 1.6283e-16 | 2.265e-15 | 0 | 0 | 0 | 0 | 0 | 0 | 0 | 0.50433 | 1.5343 | 2.5564 | 3.5695 | 4.5727 | 5.5649 | 6.0536 | 6.02 | 5.9843 | 5.9468 | 5.9078 | 5.8672 | 5.8259 | 5.7843 | 5.7429 | 5.7022 | 5.6642 | 5.6278 | 5.593 | 5.5598 | 5.5281 | 5.4979 | 5.469 | 5.4412 | 0 | 5.0173 | 10.2987 | 10.2987 | 10.2987 | 10.2987 | 10.2987 | 5.2814 | 0 | 0 | 0 | 3.5527e-15 | 0 | 5.3291e-15 | 2.1316e-14 | 0 | 2.3093e-14 | 1.7764e-15 | 2.4869e-14 | 0 | 0 | 0 | 0 | 0 | 0 | 0 | 5.0173 | 15.316 | 25.6147 | 35.9134 | 46.2122 | 56.5109 | 61.7922 | 61.7922 | 61.7922 | 61.7922 | 61.7922 | 61.7922 | 61.7922 | 61.7922 | 61.7922 | 61.7922 | 61.7922 | 61.7922 | 61.7922 | 61.7922 | 61.7922 | 61.7922 | 61.7922 | 61.7922 | 36.1542 | 36.2637 | 36.3716 | 36.4776 | 36.5814 | 36.6828 | 36.7816 | 36.8775 | 36.9703 | 37.0598 | 37.1458 | 37.2282 | 37.3068 | 37.3814 | 37.4519 | 37.5182 | 37.5801 | 37.6375 | 37.6904 | 37.7386 | 37.7825 | 37.8225 | 37.859 | 37.8922 | 37.9224 | 15.4348 | 15.4815 | 15.5276 | 15.5729 | 15.6172 | 15.6605 | 15.7027 | 15.7436 | 15.7832 | 15.8214 | 15.8581 | 15.8933 | 15.9269 | 15.9587 | 15.9888 | 16.0171 | 16.0435 | 16.0681 | 16.0906 | 16.1112 | 16.13 | 16.1471 | 16.1626 | 16.1768 | 16.1897
WA_Commercial_WA - Miscellaneous_Existing_Space Heating_Natural Gas_Gas Boiler - High Turndown Burner_A | WA | Commercial | WA - Miscellaneous | Existing | Space Heating | Natural Gas | Gas Boiler - High Turndown Burner | A | WCM229 | No control | Turndown control installed | 15 | 0.43727 | 0 | 0 | 2.54 | 0 | 0 | 0 | 0.28365 | 0.25 | kbtuh heat | 25% | 50% | Discretionary | Retro5Med_WA | 85% | Boiler | 0% | 762.4977 |  | 325.5226 |  | 0 | GBLR_TRN-Heating-MNTRM-v2.1-1 | GBLR_TRN-Heating-MNTRM-v2.1-1 | GBLR_TRN-Heating-MNTRM-v2.1-1 | No control | No control | No control | No control | No control | No control | No control | No control | No control | No control | No control | No control | No control | No control | No control | No control | No control | No control | No control | No control | No control | No control | No control | No control | No control | No control | No control | Turndown control installed | Turndown control installed | Turndown control installed | Turndown control installed | Turndown control installed | Turndown control installed | Turndown control installed | Turndown control installed | Turndown control installed | Turndown control installed | Turndown control installed | Turndown control installed | Turndown control installed | Turndown control installed | Turndown control installed | Turndown control installed | Turndown control installed | Turndown control installed | Turndown control installed | Turndown control installed | Turndown control installed | Turndown control installed | Turndown control installed | Turndown control installed | Turndown control installed | Turndown control installed | Turndown control installed | 2.54 | 2.54 | 2.54 | 2.54 | 2.54 | 2.54 | 2.54 | 2.54 | 2.54 | 2.54 | 2.54 | 2.54 | 2.54 | 2.54 | 2.54 | 2.54 | 2.54 | 2.54 | 2.54 | 2.54 | 2.54 | 2.54 | 2.54 | 2.54 | 2.54 | 2.54 | 2.54 | 0 | 0 | 0.58579 | 0.5773 | 0.5658 | 0.55298 | 0.5391 | 0.52383 | 0.5069 | 0.4882 | 0.46772 | 0.44554 | 0.42209 | 0.39808 | 0.37455 | 0.3524 | 0.33216 | 0.31441 | 0.30021 | 0.28953 | 0.28081 | 0.27439 | 0.26859 | 0.26565 | 0.2628 | 0.26014 | 0.25757 | 0 | 1.7584 | 2.116 | 2.5307 | 2.8639 | 3.1742 | 3.591 | 3.7941 | 3.7133 | 3.3334 | 2.7146 | 1.9811 | 1.2792 | 0.72024 | 0.31708 | 0 | 0 | 0 | 0 | 0 | 0 | 0 | 0 | 0 | 0 | 0 | 1.7584 | 3.8393 | 6.283 | 8.9891 | 11.9087 | 15.1148 | 18.3515 | 21.2948 | 23.6182 | 25.09 | 25.6438 | 25.4073 | 24.6249 | 23.5277 | 22.2706 | 21.2644 | 20.5079 | 19.8904 | 19.4361 | 19.0248 | 18.8168 | 18.6149 | 18.4266 | 18.2441 | 0 | 3045.8079 | 3739.7663 | 4576.3796 | 5312.4556 | 6059.5283 | 7084.317 | 7771.6058 | 7939.2443 | 7481.7849 | 6431.2279 | 4976.7556 | 3415.4386 | 2043.8245 | 954.605 | 0 | 0 | 0 | 0 | 0 | 0 | 0 | 0 | 0 | 0 | 0 | 3045.8079 | 6785.5742 | 11361.9538 | 16674.4094 | 22733.9377 | 29818.2547 | 37589.8605 | 45529.1047 | 53010.8896 | 59442.1175 | 64418.8731 | 67834.3118 | 69878.1363 | 70832.7413 | 70832.7413 | 70832.7413 | 70832.7413 | 70832.7413 | 70832.7413 | 70832.7413 | 70832.7413 | 70832.7413 | 70832.7413 | 70832.7413 | 0 | 1.5128 | 1.8332 | 2.2087 | 2.5188 | 2.8145 | 3.2121 | 3.426 | 3.3876 | 3.075 | 2.5342 | 1.873 | 1.2253 | 0.69889 | 0.31163 | 0 | 0 | 0 | 0 | 0 | 0 | 0 | 0 | 0 | 0 | 0 | 1.5128 | 3.3263 | 5.4836 | 7.9059 | 10.5592 | 13.5198 | 16.5709 | 19.4268 | 21.7872 | 23.4231 | 24.2446 | 24.3354 | 23.895 | 23.123 | 22.1535 | 21.3805 | 20.8096 | 20.3509 | 20.0286 | 19.7401 | 19.6275 | 19.52 | 19.4171 | 19.3183 | 0 | 2588.9367 | 3178.8014 | 3889.9226 | 4515.5873 | 5150.5991 | 6021.6695 | 6605.8649 | 6748.3576 | 6359.5172 | 5466.5437 | 4230.2423 | 2903.1229 | 1737.2509 | 811.4142 | 0 | 0 | 0 | 0 | 0 | 0 | 0 | 0 | 0 | 0 | 0 | 2588.9367 | 5767.7381 | 9657.6607 | 14173.248 | 19323.847 | 25345.5165 | 31951.3814 | 38699.739 | 45059.2562 | 50525.7999 | 54756.0422 | 57659.165 | 59396.4159 | 60207.8301 | 60207.8301 | 60207.8301 | 60207.8301 | 60207.8301 | 60207.8301 | 60207.8301 | 60207.8301 | 60207.8301 | 60207.8301 | 60207.8301 | 0 | 1.5128 | 1.8332 | 2.2087 | 2.5188 | 2.8145 | 3.2121 | 3.426 | 3.3876 | 3.075 | 2.5342 | 1.873 | 1.2253 | 0.69889 | 0.31163 | 0 | 0 | 0 | 0 | 0 | 0 | 0 | 0 | 0 | 0 | 0 | 1.5128 | 3.3263 | 5.4836 | 7.9059 | 10.5592 | 13.5198 | 16.5709 | 19.4268 | 21.7872 | 23.4231 | 24.2446 | 24.3354 | 23.895 | 23.123 | 22.1535 | 21.3805 | 20.8096 | 20.3509 | 20.0286 | 19.7401 | 19.6275 | 19.52 | 19.4171 | 19.3183 | 0 | 2588.9367 | 3178.8014 | 3889.9226 | 4515.5873 | 5150.5991 | 6021.6695 | 6605.8649 | 6748.3576 | 6359.5172 | 5466.5437 | 4230.2423 | 2903.1229 | 1737.2509 | 811.4142 | 0 | 0 | 0 | 0 | 0 | 0 | 0 | 0 | 0 | 0 | 0 | 2588.9367 | 5767.7381 | 9657.6607 | 14173.248 | 19323.847 | 25345.5165 | 31951.3814 | 38699.739 | 45059.2562 | 50525.7999 | 54756.0422 | 57659.165 | 59396.4159 | 60207.8301 | 60207.8301 | 60207.8301 | 60207.8301 | 60207.8301 | 60207.8301 | 60207.8301 | 60207.8301 | 60207.8301 | 60207.8301 | 60207.8301 | 0 | 1.5128 | 1.8332 | 2.2087 | 2.5188 | 2.8145 | 3.2121 | 3.426 | 3.3876 | 3.075 | 2.5342 | 1.873 | 1.2253 | 0.69889 | 0.31163 | 0 | 0 | 0 | 0 | 0 | 0 | 0 | 0 | 0 | 0 | 0 | 1.5128 | 3.3263 | 5.4836 | 7.9059 | 10.5592 | 13.5198 | 16.5709 | 19.4268 | 21.7872 | 23.4231 | 24.2446 | 24.3354 | 23.895 | 23.123 | 22.1535 | 21.3805 | 20.8096 | 20.3509 | 20.0286 | 19.7401 | 19.6275 | 19.52 | 19.4171 | 19.3183 | 0 | 2588.9367 | 3178.8014 | 3889.9226 | 4515.5873 | 5150.5991 | 6021.6695 | 6605.8649 | 6748.3576 | 6359.5172 | 5466.5437 | 4230.2423 | 2903.1229 | 1737.2509 | 811.4142 | 0 | 0 | 0 | 0 | 0 | 0 | 0 | 0 | 0 | 0 | 0 | 2588.9367 | 5767.7381 | 9657.6607 | 14173.248 | 19323.847 | 25345.5165 | 31951.3814 | 38699.739 | 45059.2562 | 50525.7999 | 54756.0422 | 57659.165 | 59396.4159 | 60207.8301 | 60207.8301 | 60207.8301 | 60207.8301 | 60207.8301 | 60207.8301 | 60207.8301 | 60207.8301 | 60207.8301 | 60207.8301 | 60207.8301 | 744.2923 | 746.5469 | 748.7683 | 750.9507 | 753.0883 | 755.1762 | 757.2093 | 759.1831 | 761.0933 | 762.9358 | 764.7069 | 766.403 | 768.0206 | 769.5567 | 771.0084 | 772.3729 | 773.6477 | 774.8304 | 775.9188 | 776.9109 | 777.8151 | 778.6388 | 779.3892 | 780.0727 | 780.695 | 317.7503 | 318.7129 | 319.6612 | 320.5929 | 321.5055 | 322.3968 | 323.2648 | 324.1075 | 324.923 | 325.7096 | 326.4657 | 327.1897 | 327.8804 | 328.5362 | 329.1559 | 329.7384 | 330.2827 | 330.7876 | 331.2522 | 331.6758 | 332.0618 | 332.4134 | 332.7338 | 333.0256 | 333.2913
WA_Commercial_WA - Miscellaneous_Existing_Space Heating_Natural Gas_Gas Boiler - Burner Control Optimization_A | WA | Commercial | WA - Miscellaneous | Existing | Space Heating | Natural Gas | Gas Boiler - Burner Control Optimization | A | WCM230 | Average performance | Optimized burner controls | 18 | 0.12681 | 0 | 0 | 0.85 | 0 | 0 | 0 | 0.28365 | 0.25 | kBtuh heat | 5% | 85% | Discretionary | Retro1Slow_WA | 84.66% | Boiler | 0% | 796.0359 |  | 339.8405 |  | 0 | GBLR_O2TRM-Heating-ILTRM-v4.0-1 | GBLR_O2TRM-Heating-MEMD-2018-1 | GBLR_O2TRM-Heating-ILTRM-v4.0-1 | Average performance | Average performance | Average performance | Average performance | Average performance | Average performance | Average performance | Average performance | Average performance | Average performance | Average performance | Average performance | Average performance | Average performance | Average performance | Average performance | Average performance | Average performance | Average performance | Average performance | Average performance | Average performance | Average performance | Average performance | Average performance | Average performance | Average performance | Optimized burner controls | Optimized burner controls | Optimized burner controls | Optimized burner controls | Optimized burner controls | Optimized burner controls | Optimized burner controls | Optimized burner controls | Optimized burner controls | Optimized burner controls | Optimized burner controls | Optimized burner controls | Optimized burner controls | Optimized burner controls | Optimized burner controls | Optimized burner controls | Optimized burner controls | Optimized burner controls | Optimized burner controls | Optimized burner controls | Optimized burner controls | Optimized burner controls | Optimized burner controls | Optimized burner controls | Optimized burner controls | Optimized burner controls | Optimized burner controls | 0.85 | 0.85 | 0.85 | 0.85 | 0.85 | 0.85 | 0.85 | 0.85 | 0.85 | 0.85 | 0.85 | 0.85 | 0.85 | 0.85 | 0.85 | 0.85 | 0.85 | 0.85 | 0.85 | 0.85 | 0.85 | 0.85 | 0.85 | 0.85 | 0.85 | 0.85 | 0.85 | 0 | 0 | 0.16988 | 0.16733 | 0.16388 | 0.16004 | 0.15588 | 0.1513 | 0.14622 | 0.14064 | 0.13454 | 0.12799 | 0.12112 | 0.11413 | 0.10731 | 0.10093 | 0.095117 | 0.090035 | 0.085966 | 0.082908 | 0.080411 | 0.078575 | 0.076911 | 0.07607 | 0.075254 | 0.074493 | 0.073755 | 0 | 0.18964 | 0.099942 | 0.33017 | 0.52309 | 0.77065 | 1.0667 | 1.3956 | 1.7308 | 2.0365 | 2.2725 | 2.4024 | 2.4032 | 2.2696 | 2.0163 | 1.678 | 1.3042 | 0.94017 | 0.66809 | 0.26715 | 0.23203 | 0 | 0 | 0 | 0 | 0 | 0.18964 | 0.28568 | 0.60915 | 1.1164 | 1.8542 | 2.8588 | 4.1451 | 5.6964 | 7.4554 | 9.3275 | 11.1914 | 12.9266 | 14.4272 | 15.6125 | 16.4564 | 17.017 | 17.3518 | 17.4973 | 17.3648 | 17.2293 | 17.0409 | 16.8581 | 16.6875 | 16.5222 | 0 | 1133.3239 | 609.8322 | 2063.0018 | 3355.7551 | 5093.5676 | 7295.0771 | 9923.3083 | 12864.1916 | 15910.7879 | 18762.5985 | 21050.4162 | 22393.6795 | 22487.1702 | 21197.9503 | 18637.7393 | 15171.4815 | 11339.94 | 8308.3604 | 3399.9716 | 3016.8042 | 0 | 0 | 0 | 0 | 0 | 1133.3239 | 1743.1561 | 3806.1578 | 7161.9129 | 12255.4805 | 19550.5576 | 29473.8659 | 42338.0575 | 58248.8454 | 77011.4439 | 98061.8601 | 120455.5396 | 142942.7098 | 164140.66 | 182778.3994 | 197949.8809 | 209289.8209 | 217598.1812 | 220998.1528 | 224014.957 | 224014.957 | 224014.957 | 224014.957 | 224014.957 | 0 | 0.16316 | 0.086604 | 0.28825 | 0.46025 | 0.68374 | 0.95492 | 1.2614 | 1.5809 | 1.8813 | 2.1249 | 2.2752 | 2.306 | 2.2065 | 1.9854 | 1.6724 | 1.3139 | 0.95582 | 0.68486 | 0.27582 | 0.24121 | 0 | 0 | 0 | 0 | 0 | 0.16316 | 0.24755 | 0.53181 | 0.98228 | 1.6451 | 2.5591 | 3.7467 | 5.203 | 6.8872 | 8.7217 | 10.5991 | 12.4038 | 14.0259 | 15.3732 | 16.401 | 17.1426 | 17.6406 | 17.9367 | 17.9283 | 17.9113 | 17.8091 | 17.7116 | 17.6181 | 17.5285 | 0 | 963.3253 | 518.3574 | 1753.5515 | 2852.3918 | 4329.5324 | 6200.8156 | 8434.812 | 10934.5628 | 13524.1697 | 15948.2087 | 17892.8538 | 19034.6276 | 19114.0946 | 18018.2577 | 15842.0784 | 12895.7593 | 9638.949 | 7062.1063 | 2889.9758 | 2564.2835 | 0 | 0 | 0 | 0 | 0 | 963.3253 | 1481.6826 | 3235.2341 | 6087.626 | 10417.1584 | 16617.974 | 25052.786 | 35987.3489 | 49511.5186 | 65459.7273 | 83352.5811 | 102387.2087 | 121501.3033 | 139519.561 | 155361.6395 | 168257.3987 | 177896.3477 | 184958.4541 | 187848.4299 | 190412.7134 | 190412.7134 | 190412.7134 | 190412.7134 | 190412.7134 | 0 | 0.16316 | 0.086604 | 0.28825 | 0.46025 | 0.68374 | 0.95492 | 1.2614 | 1.5809 | 1.8813 | 2.1249 | 2.2752 | 2.306 | 2.2065 | 1.9854 | 1.6724 | 1.3139 | 0.95582 | 0.68486 | 0.27582 | 0.24121 | 0 | 0 | 0 | 0 | 0 | 0.16316 | 0.24755 | 0.53181 | 0.98228 | 1.6451 | 2.5591 | 3.7467 | 5.203 | 6.8872 | 8.7217 | 10.5991 | 12.4038 | 14.0259 | 15.3732 | 16.401 | 17.1426 | 17.6406 | 17.9367 | 17.9283 | 17.9113 | 17.8091 | 17.7116 | 17.6181 | 17.5285 | 0 | 963.3253 | 518.3574 | 1753.5515 | 2852.3918 | 4329.5324 | 6200.8156 | 8434.812 | 10934.5628 | 13524.1697 | 15948.2087 | 17892.8538 | 19034.6276 | 19114.0946 | 18018.2577 | 15842.0784 | 12895.7593 | 9638.949 | 7062.1063 | 2889.9758 | 2564.2835 | 0 | 0 | 0 | 0 | 0 | 963.3253 | 1481.6826 | 3235.2341 | 6087.626 | 10417.1584 | 16617.974 | 25052.786 | 35987.3489 | 49511.5186 | 65459.7273 | 83352.5811 | 102387.2087 | 121501.3033 | 139519.561 | 155361.6395 | 168257.3987 | 177896.3477 | 184958.4541 | 187848.4299 | 190412.7134 | 190412.7134 | 190412.7134 | 190412.7134 | 190412.7134 | 0 | 0.16316 | 0.086604 | 0.28825 | 0.46025 | 0.68374 | 0.95492 | 1.2614 | 1.5809 | 1.8813 | 2.1249 | 2.2752 | 2.306 | 2.2065 | 1.9854 | 1.6724 | 1.3139 | 0.95582 | 0.68486 | 0.27582 | 0.24121 | 0 | 0 | 0 | 0 | 0 | 0.16316 | 0.24755 | 0.53181 | 0.98228 | 1.6451 | 2.5591 | 3.7467 | 5.203 | 6.8872 | 8.7217 | 10.5991 | 12.4038 | 14.0259 | 15.3732 | 16.401 | 17.1426 | 17.6406 | 17.9367 | 17.9283 | 17.9113 | 17.8091 | 17.7116 | 17.6181 | 17.5285 | 0 | 963.3253 | 518.3574 | 1753.5515 | 2852.3918 | 4329.5324 | 6200.8156 | 8434.812 | 10934.5628 | 13524.1697 | 15948.2087 | 17892.8538 | 19034.6276 | 19114.0946 | 18018.2577 | 15842.0784 | 12895.7593 | 9638.949 | 7062.1063 | 2889.9758 | 2564.2835 | 0 | 0 | 0 | 0 | 0 | 963.3253 | 1481.6826 | 3235.2341 | 6087.626 | 10417.1584 | 16617.974 | 25052.786 | 35987.3489 | 49511.5186 | 65459.7273 | 83352.5811 | 102387.2087 | 121501.3033 | 139519.561 | 155361.6395 | 168257.3987 | 177896.3477 | 184958.4541 | 187848.4299 | 190412.7134 | 190412.7134 | 190412.7134 | 190412.7134 | 190412.7134 | 777.0297 | 779.3835 | 781.7026 | 783.9809 | 786.2126 | 788.3923 | 790.5148 | 792.5755 | 794.5697 | 796.4933 | 798.3422 | 800.1129 | 801.8017 | 803.4054 | 804.9209 | 806.3455 | 807.6763 | 808.911 | 810.0473 | 811.0831 | 812.027 | 812.887 | 813.6704 | 814.3838 | 815.0336 | 331.7265 | 332.7313 | 333.7214 | 334.6941 | 335.6468 | 336.5773 | 337.4835 | 338.3632 | 339.2146 | 340.0358 | 340.8251 | 341.5811 | 342.302 | 342.9867 | 343.6337 | 344.2418 | 344.81 | 345.3371 | 345.8222 | 346.2644 | 346.6674 | 347.0345 | 347.369 | 347.6736 | 347.9509
WA_Commercial_WA - Miscellaneous_Existing_Space Heating_Natural Gas_Gas Boiler - Stack Economizer_A | WA | Commercial | WA - Miscellaneous | Existing | Space Heating | Natural Gas | Gas Boiler - Stack Economizer | A | WCM231 | None | Economizer installed | 15 | 0.41977 | 0 | 0 | 9.41 | 0 | 0 | 0 | 0.28365 | 0.25 | kBtuh Heat | 15% | 55% | Discretionary | Retro5Med_WA | 85% | Boiler | 0% | 2942.5459 |  | 1256.2201 |  | 0 | IL TRM - CI-HVC-BECO-V01-150601 | IL TRM - CI-HVC-BECO-V01-150601 | IL TRM - CI-HVC-BECO-V01-150601 | None | None | None | None | None | None | None | None | None | None | None | None | None | None | None | None | None | None | None | None | None | None | None | None | None | None | None | Economizer installed | Economizer installed | Economizer installed | Economizer installed | Economizer installed | Economizer installed | Economizer installed | Economizer installed | Economizer installed | Economizer installed | Economizer installed | Economizer installed | Economizer installed | Economizer installed | Economizer installed | Economizer installed | Economizer installed | Economizer installed | Economizer installed | Economizer installed | Economizer installed | Economizer installed | Economizer installed | Economizer installed | Economizer installed | Economizer installed | Economizer installed | 9.41 | 9.41 | 9.41 | 9.41 | 9.41 | 9.41 | 9.41 | 9.41 | 9.41 | 9.41 | 9.41 | 9.41 | 9.41 | 9.41 | 9.41 | 9.41 | 9.41 | 9.41 | 9.41 | 9.41 | 9.41 | 9.41 | 9.41 | 9.41 | 9.41 | 9.41 | 9.41 | 0 | 0 | 0.56236 | 0.55199 | 0.53767 | 0.52187 | 0.50491 | 0.48656 | 0.46695 | 0.4458 | 0.42336 | 0.39992 | 0.37607 | 0.35263 | 0.33014 | 0.30915 | 0.29008 | 0.27343 | 0.26007 | 0.24993 | 0.24159 | 0.23534 | 0.22965 | 0.22713 | 0.22469 | 0.22242 | 0.22021 | 0 | 2.69 | 3.2172 | 3.8212 | 4.2917 | 4.7173 | 5.2928 | 5.5434 | 5.3778 | 4.7874 | 3.8698 | 2.808 | 1.8041 | 1.0109 | 0.44306 | 0 | 0 | 0 | 0 | 0 | 0 | 0 | 0 | 0 | 0 | 0 | 2.69 | 5.8374 | 9.4871 | 13.4706 | 17.6981 | 22.2777 | 26.8123 | 30.8401 | 33.9201 | 35.7671 | 36.346 | 35.8319 | 34.564 | 32.8757 | 30.9885 | 29.4739 | 28.3257 | 27.3805 | 26.6718 | 26.0263 | 25.7415 | 25.465 | 25.2072 | 24.9573 | 0 | 4873.2926 | 5983.6261 | 7322.2073 | 8499.929 | 9695.2453 | 11334.9072 | 12434.5692 | 12702.7908 | 11970.8559 | 10289.9646 | 7962.809 | 5464.7018 | 3270.1193 | 1527.3679 | 0 | 0 | 0 | 0 | 0 | 0 | 0 | 0 | 0 | 0 | 0 | 4873.2926 | 10856.9187 | 18179.126 | 26679.055 | 36374.3003 | 47709.2075 | 60143.7767 | 72846.5675 | 84817.4234 | 95107.388 | 103070.197 | 108534.8989 | 111805.0181 | 113332.3861 | 113332.3861 | 113332.3861 | 113332.3861 | 113332.3861 | 113332.3861 | 113332.3861 | 113332.3861 | 113332.3861 | 113332.3861 | 113332.3861 | 0 | 2.3157 | 2.7916 | 3.3436 | 3.7886 | 4.2036 | 4.7638 | 5.0434 | 4.9498 | 4.4613 | 3.6536 | 2.6872 | 1.7505 | 0.99445 | 0.44173 | 0 | 0 | 0 | 0 | 0 | 0 | 0 | 0 | 0 | 0 | 0 | 2.3157 | 5.0652 | 8.3013 | 11.8914 | 15.7708 | 20.0512 | 24.3942 | 28.3856 | 31.6097 | 33.7696 | 34.7831 | 34.7664 | 34.0003 | 32.7767 | 31.2909 | 30.1002 | 29.2097 | 28.4848 | 27.96 | 27.4851 | 27.3281 | 27.1782 | 27.0347 | 26.8969 | 0 | 4142.2987 | 5086.0822 | 6223.8762 | 7224.9396 | 8240.9585 | 9634.6711 | 10569.3838 | 10797.3722 | 10175.2275 | 8746.4699 | 6768.3877 | 4644.9966 | 2779.6014 | 1298.2628 | 0 | 0 | 0 | 0 | 0 | 0 | 0 | 0 | 0 | 0 | 0 | 4142.2987 | 9228.3809 | 15452.2571 | 22677.1967 | 30918.1553 | 40552.8264 | 51122.2102 | 61919.5824 | 72094.8099 | 80841.2798 | 87609.6675 | 92254.664 | 95034.2654 | 96332.5282 | 96332.5282 | 96332.5282 | 96332.5282 | 96332.5282 | 96332.5282 | 96332.5282 | 96332.5282 | 96332.5282 | 96332.5282 | 96332.5282 | 0 | 0 | 0 | 0 | 0 | 0 | 0 | 0 | 0 | 0 | 0 | 0 | 0 | 0 | 0 | 0 | 0 | 0 | 0 | 0 | 0 | 0 | 0 | 0 | 0 | 0 | 0 | 0 | 0 | 0 | 0 | 0 | 0 | 0 | 0 | 0 | 0 | 0 | 0 | 0 | 0 | 0 | 0 | 0 | 0 | 0 | 0 | 0 | 0 | 0 | 0 | 0 | 0 | 0 | 0 | 0 | 0 | 0 | 0 | 0 | 0 | 0 | 0 | 0 | 0 | 0 | 0 | 0 | 0 | 0 | 0 | 0 | 0 | 0 | 0 | 0 | 0 | 0 | 0 | 0 | 0 | 0 | 0 | 0 | 0 | 0 | 0 | 0 | 0 | 0 | 0 | 0 | 0 | 0 | 0 | 0 | 0 | 0 | 0 | 0 | 0 | 2.3157 | 2.7916 | 3.3436 | 3.7886 | 4.2036 | 4.7638 | 5.0434 | 4.9498 | 4.4613 | 3.6536 | 2.6872 | 1.7505 | 0.99445 | 0.44173 | 0 | 0 | 0 | 0 | 0 | 0 | 0 | 0 | 0 | 0 | 0 | 2.3157 | 5.0652 | 8.3013 | 11.8914 | 15.7708 | 20.0512 | 24.3942 | 28.3856 | 31.6097 | 33.7696 | 34.7831 | 34.7664 | 34.0003 | 32.7767 | 31.2909 | 30.1002 | 29.2097 | 28.4848 | 27.96 | 27.4851 | 27.3281 | 27.1782 | 27.0347 | 26.8969 | 0 | 4142.2987 | 5086.0822 | 6223.8762 | 7224.9396 | 8240.9585 | 9634.6711 | 10569.3838 | 10797.3722 | 10175.2275 | 8746.4699 | 6768.3877 | 4644.9966 | 2779.6014 | 1298.2628 | 0 | 0 | 0 | 0 | 0 | 0 | 0 | 0 | 0 | 0 | 0 | 4142.2987 | 9228.3809 | 15452.2571 | 22677.1967 | 30918.1553 | 40552.8264 | 51122.2102 | 61919.5824 | 72094.8099 | 80841.2798 | 87609.6675 | 92254.664 | 95034.2654 | 96332.5282 | 96332.5282 | 96332.5282 | 96332.5282 | 96332.5282 | 96332.5282 | 96332.5282 | 96332.5282 | 96332.5282 | 96332.5282 | 96332.5282 | 2872.2893 | 2880.9902 | 2889.5629 | 2897.9846 | 2906.234 | 2914.2912 | 2922.1372 | 2929.7543 | 2937.126 | 2944.2365 | 2951.0712 | 2957.6164 | 2963.8591 | 2969.7872 | 2975.3893 | 2980.6551 | 2985.5746 | 2990.1386 | 2994.3389 | 2998.1676 | 3001.6567 | 3004.8357 | 3007.7316 | 3010.369 | 3012.7707 | 1226.2265 | 1229.9411 | 1233.6009 | 1237.1962 | 1240.7181 | 1244.1578 | 1247.5073 | 1250.7592 | 1253.9063 | 1256.9419 | 1259.8598 | 1262.654 | 1265.3191 | 1267.8499 | 1270.2416 | 1272.4896 | 1274.5898 | 1276.5383 | 1278.3314 | 1279.966 | 1281.4555 | 1282.8127 | 1284.049 | 1285.1749 | 1286.2003
WA_Commercial_WA - Miscellaneous_Existing_Space Heating_Natural Gas_Gas Boiler - Thermostatic Radiator Valves_A | WA | Commercial | WA - Miscellaneous | Existing | Space Heating | Natural Gas | Gas Boiler - Thermostatic Radiator Valves | A | WCM232 | TBD | TBD | 15 | 15.75 | 0 | 0 | 34.22 | 0 | 0 | 0 | 0.28365 | 0.25 | radiator | 25% | 50% | Discretionary | RetroEven20_WA | 85% | Boiler | 0% | 285.1998 |  | 121.7564 |  | 0 | IL TRM - 5.3.19 - RS-HVC-TRVS-V01-210101 | AEG Cost Characterization, 2021 | IL TRM - 5.3.19 - RS-HVC-TRVS-V01-210101 | TBD | TBD | TBD | TBD | TBD | TBD | TBD | TBD | TBD | TBD | TBD | TBD | TBD | TBD | TBD | TBD | TBD | TBD | TBD | TBD | TBD | TBD | TBD | TBD | TBD | TBD | TBD | TBD | TBD | TBD | TBD | TBD | TBD | TBD | TBD | TBD | TBD | TBD | TBD | TBD | TBD | TBD | TBD | TBD | TBD | TBD | TBD | TBD | TBD | TBD | TBD | TBD | TBD | TBD | 34.22 | 34.22 | 34.22 | 34.22 | 34.22 | 34.22 | 34.22 | 34.22 | 34.22 | 34.22 | 34.22 | 34.22 | 34.22 | 34.22 | 34.22 | 34.22 | 34.22 | 34.22 | 34.22 | 34.22 | 34.22 | 34.22 | 34.22 | 34.22 | 34.22 | 34.22 | 34.22 | 0 | 0 | 21.0997 | 20.8713 | 20.599 | 20.2849 | 19.9351 | 19.5396 | 19.0889 | 18.5793 | 18.0079 | 17.3747 | 16.6907 | 15.9758 | 15.2544 | 14.5568 | 13.9102 | 13.3366 | 12.8603 | 12.486 | 12.1773 | 11.9481 | 11.7392 | 11.611 | 11.4865 | 11.3704 | 11.2579 | 0 | 5.1305 | 10.3936 | 10.2351 | 10.0586 | 9.859 | 9.6317 | 9.3745 | 9.0862 | 8.7667 | 8.4216 | 8.0609 | 7.6969 | 7.3449 | 7.0186 | 6.7292 | 3.3276 | 0 | 1.246e-14 | 1.3583e-15 | 0 | 0 | 0 | 0 | 0 | 0 | 5.1305 | 15.4571 | 25.4565 | 35.0761 | 44.2393 | 52.8507 | 60.8141 | 68.0301 | 74.4046 | 79.8971 | 84.5361 | 88.4156 | 91.7167 | 94.6616 | 97.4872 | 97.3331 | 94.5004 | 92.1642 | 90.4292 | 88.8486 | 87.8779 | 86.9358 | 86.0572 | 85.2056 | 0 | 245.815 | 504.5677 | 504.5677 | 504.5677 | 504.5677 | 504.5677 | 504.5677 | 504.5677 | 504.5677 | 504.5677 | 504.5677 | 504.5677 | 504.5677 | 504.5677 | 504.5677 | 258.7527 | 0 | 1.0232e-12 | 1.1369e-13 | 0 | 0 | 0 | 0 | 0 | 0 | 245.815 | 750.3827 | 1254.9504 | 1759.5181 | 2264.0858 | 2768.6534 | 3273.2211 | 3777.7888 | 4282.3565 | 4786.9242 | 5291.4919 | 5796.0596 | 6300.6272 | 6805.1949 | 7309.7626 | 7568.5153 | 7568.5153 | 7568.5153 | 7568.5153 | 7568.5153 | 7568.5153 | 7568.5153 | 7568.5153 | 7568.5153 | 0 | 4.4115 | 8.9904 | 8.9084 | 8.8115 | 8.6959 | 8.5577 | 8.395 | 8.2061 | 7.9905 | 7.7518 | 7.4971 | 7.2359 | 6.9802 | 6.7414 | 6.529 | 3.2584 | 0 | 1.1339e-14 | 0 | 0 | 0 | 0 | 0 | 0 | 0 | 4.4115 | 13.3703 | 22.1567 | 30.7274 | 39.0201 | 46.9576 | 54.4596 | 61.4407 | 67.8168 | 73.5424 | 78.6239 | 83.1205 | 87.1634 | 90.9224 | 94.5861 | 95.3081 | 93.2888 | 91.6605 | 90.5214 | 89.5009 | 88.9911 | 88.5044 | 88.0383 | 87.5909 | 0 | 208.9428 | 428.8825 | 428.8825 | 428.8825 | 428.8825 | 428.8825 | 428.8825 | 428.8825 | 428.8825 | 428.8825 | 428.8825 | 428.8825 | 428.8825 | 428.8825 | 428.8825 | 219.9398 | 0 | 7.9581e-13 | 0 | 0 | 0 | 0 | 0 | 0 | 0 | 208.9428 | 637.8253 | 1066.7078 | 1495.5904 | 1924.4729 | 2353.3554 | 2782.238 | 3211.1205 | 3640.003 | 4068.8856 | 4497.7681 | 4926.6506 | 5355.5332 | 5784.4157 | 6213.2982 | 6433.238 | 6433.238 | 6433.238 | 6433.238 | 6433.238 | 6433.238 | 6433.238 | 6433.238 | 6433.238 | 0 | 4.4115 | 8.9904 | 8.9084 | 8.8115 | 8.6959 | 8.5577 | 8.395 | 8.2061 | 7.9905 | 7.7518 | 7.4971 | 7.2359 | 6.9802 | 6.7414 | 6.529 | 3.2584 | 0 | 1.1339e-14 | 0 | 0 | 0 | 0 | 0 | 0 | 0 | 4.4115 | 13.3703 | 22.1567 | 30.7274 | 39.0201 | 46.9576 | 54.4596 | 61.4407 | 67.8168 | 73.5424 | 78.6239 | 83.1205 | 87.1634 | 90.9224 | 94.5861 | 95.3081 | 93.2888 | 91.6605 | 90.5214 | 89.5009 | 88.9911 | 88.5044 | 88.0383 | 87.5909 | 0 | 208.9428 | 428.8825 | 428.8825 | 428.8825 | 428.8825 | 428.8825 | 428.8825 | 428.8825 | 428.8825 | 428.8825 | 428.8825 | 428.8825 | 428.8825 | 428.8825 | 428.8825 | 219.9398 | 0 | 7.9581e-13 | 0 | 0 | 0 | 0 | 0 | 0 | 0 | 208.9428 | 637.8253 | 1066.7078 | 1495.5904 | 1924.4729 | 2353.3554 | 2782.238 | 3211.1205 | 3640.003 | 4068.8856 | 4497.7681 | 4926.6506 | 5355.5332 | 5784.4157 | 6213.2982 | 6433.238 | 6433.238 | 6433.238 | 6433.238 | 6433.238 | 6433.238 | 6433.238 | 6433.238 | 6433.238 | 0 | 4.4115 | 8.9904 | 8.9084 | 8.8115 | 8.6959 | 8.5577 | 8.395 | 8.2061 | 7.9905 | 7.7518 | 7.4971 | 7.2359 | 6.9802 | 6.7414 | 6.529 | 3.2584 | 0 | 1.1339e-14 | 0 | 0 | 0 | 0 | 0 | 0 | 0 | 4.4115 | 13.3703 | 22.1567 | 30.7274 | 39.0201 | 46.9576 | 54.4596 | 61.4407 | 67.8168 | 73.5424 | 78.6239 | 83.1205 | 87.1634 | 90.9224 | 94.5861 | 95.3081 | 93.2888 | 91.6605 | 90.5214 | 89.5009 | 88.9911 | 88.5044 | 88.0383 | 87.5909 | 0 | 208.9428 | 428.8825 | 428.8825 | 428.8825 | 428.8825 | 428.8825 | 428.8825 | 428.8825 | 428.8825 | 428.8825 | 428.8825 | 428.8825 | 428.8825 | 428.8825 | 428.8825 | 219.9398 | 0 | 7.9581e-13 | 0 | 0 | 0 | 0 | 0 | 0 | 0 | 208.9428 | 637.8253 | 1066.7078 | 1495.5904 | 1924.4729 | 2353.3554 | 2782.238 | 3211.1205 | 3640.003 | 4068.8856 | 4497.7681 | 4926.6506 | 5355.5332 | 5784.4157 | 6213.2982 | 6433.238 | 6433.238 | 6433.238 | 6433.238 | 6433.238 | 6433.238 | 6433.238 | 6433.238 | 6433.238 | 278.3903 | 279.2337 | 280.0645 | 280.8808 | 281.6804 | 282.4613 | 283.2217 | 283.96 | 284.6745 | 285.3637 | 286.0261 | 286.6605 | 287.2655 | 287.8401 | 288.3831 | 288.8935 | 289.3703 | 289.8126 | 290.2197 | 290.5908 | 290.929 | 291.2371 | 291.5178 | 291.7734 | 292.0062 | 118.8493 | 119.2093 | 119.5641 | 119.9125 | 120.2539 | 120.5873 | 120.9119 | 121.2271 | 121.5321 | 121.8263 | 122.1091 | 122.38 | 122.6383 | 122.8836 | 123.1154 | 123.3333 | 123.5368 | 123.7257 | 123.8995 | 124.0579 | 124.2023 | 124.3338 | 124.4536 | 124.5628 | 124.6621
WA_Commercial_WA - Miscellaneous_Existing_Space Heating_Natural Gas_HVAC - Shut Off Damper_A | WA | Commercial | WA - Miscellaneous | Existing | Space Heating | Natural Gas | HVAC - Shut Off Damper | A | WCM233 | No damper | Damper installed | 15 | 43.5146 | 0 | 0 | 1506.97 | 0 | 101.53 | 0 | 0.28365 | 0.25 | BoilerCtrl | 0% | 75% | Discretionary | Retro5Med_WA | 85% | Central Systems | 0% | 6799.0546 |  | 1943.2233 |  | 0 | HVAC_DMPROFF-Heating-ILTRM-v4.0-1 | HVAC_DMPROFF-Heating-ILTRM-v4.0-1 | HVAC_DMPROFF-Heating-ILTRM-v4.0-1 | No damper | No damper | No damper | No damper | No damper | No damper | No damper | No damper | No damper | No damper | No damper | No damper | No damper | No damper | No damper | No damper | No damper | No damper | No damper | No damper | No damper | No damper | No damper | No damper | No damper | No damper | No damper | Damper installed | Damper installed | Damper installed | Damper installed | Damper installed | Damper installed | Damper installed | Damper installed | Damper installed | Damper installed | Damper installed | Damper installed | Damper installed | Damper installed | Damper installed | Damper installed | Damper installed | Damper installed | Damper installed | Damper installed | Damper installed | Damper installed | Damper installed | Damper installed | Damper installed | Damper installed | Damper installed | 1506.97 | 1506.97 | 1506.97 | 1506.97 | 1506.97 | 1506.97 | 1506.97 | 1506.97 | 1506.97 | 1506.97 | 1506.97 | 1506.97 | 1506.97 | 1506.97 | 1506.97 | 1506.97 | 1506.97 | 1506.97 | 1506.97 | 1506.97 | 1506.97 | 1506.97 | 1506.97 | 1506.97 | 1506.97 | 1506.97 | 1506.97 | 0 | 0 | 58.2973 | 56.982 | 55.085 | 53.0485 | 51.0012 | 48.8962 | 46.6742 | 44.3144 | 41.8473 | 39.3129 | 36.7749 | 34.3154 | 31.9839 | 29.8277 | 27.8824 | 26.1893 | 24.8214 | 23.7703 | 22.8961 | 22.2249 | 21.6106 | 21.3711 | 21.1388 | 20.9222 | 20.7125 | 0 | 1.5326 | 1.8192 | 2.1438 | 2.3926 | 2.6164 | 2.9199 | 3.0413 | 2.9339 | 2.5974 | 2.0885 | 1.5081 | 0.96466 | 0.53834 | 0.23505 | 0 | 0 | 0 | 0 | 0 | 0 | 0 | 0 | 0 | 0 | 0 | 1.5326 | 3.3008 | 5.3226 | 7.5098 | 9.8163 | 12.2901 | 14.71 | 16.8249 | 18.4034 | 19.3038 | 19.5208 | 19.1592 | 18.4059 | 17.4406 | 16.3815 | 15.5259 | 14.8685 | 14.3216 | 13.9018 | 13.5175 | 13.3677 | 13.2224 | 13.087 | 12.9558 | 0 | 26.8967 | 33.0249 | 40.4128 | 46.9129 | 53.5101 | 62.5598 | 68.629 | 70.1094 | 66.0697 | 56.7925 | 43.9484 | 30.1608 | 18.0485 | 8.4299 | 0 | 0 | 0 | 0 | 0 | 0 | 0 | 0 | 0 | 0 | 0 | 26.8967 | 59.9216 | 100.3344 | 147.2474 | 200.7575 | 263.3172 | 331.9462 | 402.0556 | 468.1253 | 524.9178 | 568.8662 | 599.0271 | 617.0756 | 625.5054 | 625.5054 | 625.5054 | 625.5054 | 625.5054 | 625.5054 | 625.5054 | 625.5054 | 625.5054 | 625.5054 | 625.5054 | 0 | 1.3202 | 1.5813 | 1.8814 | 2.1203 | 2.3423 | 2.6424 | 2.7843 | 2.7195 | 2.4396 | 1.989 | 1.4568 | 0.94539 | 0.53521 | 0.23697 | 0 | 0 | 0 | 0 | 0 | 0 | 0 | 0 | 0 | 0 | 0 | 1.3202 | 2.8692 | 4.671 | 6.655 | 8.7878 | 11.1218 | 13.467 | 15.5955 | 17.2853 | 18.3838 | 18.8571 | 18.7765 | 18.2988 | 17.5833 | 16.7357 | 16.0505 | 15.5289 | 15.0981 | 14.7756 | 14.4812 | 14.3964 | 14.3156 | 14.2382 | 14.1641 | 0 | 22.8622 | 28.0712 | 34.3509 | 39.876 | 45.4836 | 53.1758 | 58.3347 | 59.593 | 56.1592 | 48.2736 | 37.3562 | 25.6367 | 15.3412 | 7.1654 | 0 | 0 | 0 | 0 | 0 | 0 | 0 | 0 | 0 | 0 | 0 | 22.8622 | 50.9334 | 85.2843 | 125.1603 | 170.6438 | 223.8196 | 282.1543 | 341.7473 | 397.9065 | 446.1801 | 483.5363 | 509.173 | 524.5142 | 531.6796 | 531.6796 | 531.6796 | 531.6796 | 531.6796 | 531.6796 | 531.6796 | 531.6796 | 531.6796 | 531.6796 | 531.6796 | 0 | 0 | 0 | 0 | 0 | 0 | 0 | 0 | 0 | 0 | 0 | 0 | 0 | 0 | 0 | 0 | 0 | 0 | 0 | 0 | 0 | 0 | 0 | 0 | 0 | 0 | 0 | 0 | 0 | 0 | 0 | 0 | 0 | 0 | 0 | 0 | 0 | 0 | 0 | 0 | 0 | 0 | 0 | 0 | 0 | 0 | 0 | 0 | 0 | 0 | 0 | 0 | 0 | 0 | 0 | 0 | 0 | 0 | 0 | 0 | 0 | 0 | 0 | 0 | 0 | 0 | 0 | 0 | 0 | 0 | 0 | 0 | 0 | 0 | 0 | 0 | 0 | 0 | 0 | 0 | 0 | 0 | 0 | 0 | 0 | 0 | 0 | 0 | 0 | 0 | 0 | 0 | 0 | 0 | 0 | 0 | 0 | 0 | 0 | 0 | 0 | 0 | 0 | 0 | 0 | 0 | 0 | 0 | 0 | 0 | 0 | 0 | 0 | 0 | 0 | 0 | 0 | 0 | 0 | 0 | 0 | 0 | 0 | 0 | 0 | 0 | 0 | 0 | 0 | 0 | 0 | 0 | 0 | 0 | 0 | 0 | 0 | 0 | 0 | 0 | 0 | 0 | 0 | 0 | 0 | 0 | 0 | 0 | 0 | 0 | 0 | 0 | 0 | 0 | 0 | 0 | 0 | 0 | 0 | 0 | 0 | 0 | 0 | 0 | 0 | 0 | 0 | 0 | 0 | 0 | 0 | 0 | 0 | 0 | 0 | 0 | 0 | 0 | 0 | 0 | 0 | 0 | 0 | 0 | 0 | 0 | 0 | 0 | 0 | 0 | 0 | 0 | 0 | 0 | 0 | 0 | 0 | 0 | 0 | 0 | 6627.876 | 6648.1881 | 6668.3695 | 6688.3674 | 6708.1297 | 6727.6046 | 6746.7406 | 6765.4866 | 6783.7779 | 6801.5534 | 6818.7554 | 6835.3298 | 6851.2254 | 6866.3942 | 6880.7911 | 6894.3737 | 6907.1024 | 6918.923 | 6929.8279 | 6939.7966 | 6948.9075 | 6957.2326 | 6964.8382 | 6971.7853 | 6978.1301 | 1894.2991 | 1900.1045 | 1905.8725 | 1911.588 | 1917.2362 | 1922.8023 | 1928.2715 | 1933.6293 | 1938.8571 | 1943.9375 | 1948.8539 | 1953.591 | 1958.1341 | 1962.4695 | 1966.5842 | 1970.4662 | 1974.1042 | 1977.4826 | 1980.5993 | 1983.4485 | 1986.0524 | 1988.4318 | 1990.6055 | 1992.5911 | 1994.4045
WA_Commercial_WA - Miscellaneous_Existing_Space Heating_Natural Gas_Gas Furnace - Tube Inserts_A | WA | Commercial | WA - Miscellaneous | Existing | Space Heating | Natural Gas | Gas Furnace - Tube Inserts | A | WCM234 | None | Tube inserts installed | 5 | 0 | 0 | 0 | 1 | 0 | 0 | 0 | 0.28365 | 0.25 | sqft | 73% | 100% | Discretionary | Retro1Slow_WA | 84.66% | Furnace | 0% | 0 |  | 0 |  | 0 | n/a | n/a | n/a | None | None | None | None | None | None | None | None | None | None | None | None | None | None | None | None | None | None | None | None | None | None | None | None | None | None | None | Tube inserts installed | Tube inserts installed | Tube inserts installed | Tube inserts installed | Tube inserts installed | Tube inserts installed | Tube inserts installed | Tube inserts installed | Tube inserts installed | Tube inserts installed | Tube inserts installed | Tube inserts installed | Tube inserts installed | Tube inserts installed | Tube inserts installed | Tube inserts installed | Tube inserts installed | Tube inserts installed | Tube inserts installed | Tube inserts installed | Tube inserts installed | Tube inserts installed | Tube inserts installed | Tube inserts installed | Tube inserts installed | Tube inserts installed | Tube inserts installed | 1 | 1 | 1 | 1 | 1 | 1 | 1 | 1 | 1 | 1 | 1 | 1 | 1 | 1 | 1 | 1 | 1 | 1 | 1 | 1 | 1 | 1 | 1 | 1 | 1 | 1 | 1 | 0 | 0 | 0 | 0 | 0 | 0 | 0 | 0 | 0 | 0 | 0 | 0 | 0 | 0 | 0 | 0 | 0 | 0 | 0 | 0 | 0 | 0 | 0 | 0 | 0 | 0 | 0 | 0 | 0 | 0 | 0 | 0 | 0 | 0 | 0 | 0 | 0 | 0 | 0 | 0 | 0 | 0 | 0 | 0 | 0 | 0 | 0 | 0 | 0 | 0 | 0 | 0 | 0 | 0 | 0 | 0 | 0 | 0 | 0 | 0 | 0 | 0 | 0 | 0 | 0 | 0 | 0 | 0 | 0 | 0 | 0 | 0 | 0 | 0 | 0 | 0 | 0 | 0 | 1047.332 | 563.5607 | 1906.4698 | 3101.1345 | 4707.089 | 5694.2253 | 8606.8086 | 9981.6408 | 11602.4095 | 12631.8822 | 12711.6416 | 11524.1718 | 8892.8273 | 4885.9947 | 0 | 0 | 0 | 0 | 0 | 0 | 0 | 0 | 0 | 0 | 0 | 1047.332 | 1610.8927 | 3517.3625 | 6618.497 | 11325.586 | 17019.8113 | 25626.6199 | 35608.2607 | 47210.6702 | 59842.5524 | 72554.1941 | 84078.3658 | 92971.1931 | 97857.1878 | 97857.1878 | 97857.1878 | 97857.1878 | 97857.1878 | 97857.1878 | 97857.1878 | 97857.1878 | 97857.1878 | 97857.1878 | 97857.1878 | 0 | 0 | 0 | 0 | 0 | 0 | 0 | 0 | 0 | 0 | 0 | 0 | 0 | 0 | 0 | 0 | 0 | 0 | 0 | 0 | 0 | 0 | 0 | 0 | 0 | 0 | 0 | 0 | 0 | 0 | 0 | 0 | 0 | 0 | 0 | 0 | 0 | 0 | 0 | 0 | 0 | 0 | 0 | 0 | 0 | 0 | 0 | 0 | 0 | 0 | 0 | 890.2322 | 479.0266 | 1620.4994 | 2635.9643 | 4001.0257 | 4840.0915 | 7315.7873 | 8484.3947 | 9862.0481 | 10737.0999 | 10804.8954 | 9795.546 | 7558.9032 | 4153.0955 | 0 | 0 | 0 | 0 | 0 | 0 | 0 | 0 | 0 | 0 | 0 | 890.2322 | 1369.2588 | 2989.7581 | 5625.7225 | 9626.7481 | 14466.8396 | 21782.6269 | 30267.0216 | 40129.0697 | 50866.1696 | 61671.065 | 71466.6109 | 79025.5142 | 83178.6097 | 83178.6097 | 83178.6097 | 83178.6097 | 83178.6097 | 83178.6097 | 83178.6097 | 83178.6097 | 83178.6097 | 83178.6097 | 83178.6097 | 0 | 0 | 0 | 0 | 0 | 0 | 0 | 0 | 0 | 0 | 0 | 0 | 0 | 0 | 0 | 0 | 0 | 0 | 0 | 0 | 0 | 0 | 0 | 0 | 0 | 0 | 0 | 0 | 0 | 0 | 0 | 0 | 0 | 0 | 0 | 0 | 0 | 0 | 0 | 0 | 0 | 0 | 0 | 0 | 0 | 0 | 0 | 0 | 0 | 0 | 0 | 0 | 0 | 0 | 0 | 0 | 0 | 0 | 0 | 0 | 0 | 0 | 0 | 0 | 0 | 0 | 0 | 0 | 0 | 0 | 0 | 0 | 0 | 0 | 0 | 0 | 0 | 0 | 0 | 0 | 0 | 0 | 0 | 0 | 0 | 0 | 0 | 0 | 0 | 0 | 0 | 0 | 0 | 0 | 0 | 0 | 0 | 0 | 0 | 0 | 0 | 0 | 0 | 0 | 0 | 0 | 0 | 0 | 0 | 0 | 0 | 0 | 0 | 0 | 0 | 0 | 0 | 0 | 0 | 0 | 0 | 0 | 0 | 0 | 0 | 0 | 0 | 0 | 0 | 0 | 0 | 0 | 0 | 0 | 0 | 0 | 0 | 0 | 0 | 0 | 0 | 0 | 0 | 0 | 0 | 0 | 0 | 0 | 0 | 0 | 0 | 0 | 0 | 0 | 0 | 0 | 0 | 0 | 0 | 0 | 0 | 0 | 0 | 0 | 0 | 0 | 0 | 0 | 0 | 0 | 0 | 0 | 0 | 0 | 0 | 0 | 0 | 0 | 0 | 0 | 0 | 0 | 0 | 0 | 0 | 0 | 0 | 0 | 0 | 0 | 0 | 0 | 0 | 0 | 0 | 0 | 0 | 0 | 0 | 0 | 0 | 0 | 0 | 0 | 0 | 0 | 0 | 0 | 0 | 0 | 0 | 0 | 0 | 0 | 0 | 0 | 0 | 0 | 0 | 0 | 0 | 0 | 0 | 0 | 0 | 0 | 0 | 0 | 0 | 0 | 0 | 0 | 0 | 0 | 0 | 0 | 0 | 0 | 0 | 0 | 0 | 0 | 0 | 0 | 0 | 0 | 0 | 0 | 0 | 0
WA_Commercial_WA - Miscellaneous_Existing_Space Heating_Natural Gas_Gas Boiler - Insulate Steam Lines/Condensate Tank_A | WA | Commercial | WA - Miscellaneous | Existing | Space Heating | Natural Gas | Gas Boiler - Insulate Steam Lines/Condensate Tank | A | WCM235 | No insulation | Lines and condenstate tank insulated | 15 | 3.7498 | 0 | 0 | 4.89 | 0 | 0 | 0 | 0.28365 | 0.25 | boiler pipe | 30% | 40% | Discretionary | RetroEven20_WA | 85% | Boiler | 0% | 171.1769 |  | 73.0782 |  | 0 | GBLR_PINS-Heating-ILTRM-v4.0-1 | GBLR_PINS_STM-Heating-PGE-R7-1 | GBLR_PINS_STM-Heating-PGE-R7-1 | No insulation | No insulation | No insulation | No insulation | No insulation | No insulation | No insulation | No insulation | No insulation | No insulation | No insulation | No insulation | No insulation | No insulation | No insulation | No insulation | No insulation | No insulation | No insulation | No insulation | No insulation | No insulation | No insulation | No insulation | No insulation | No insulation | No insulation | Lines and condenstate tank insulated | Lines and condenstate tank insulated | Lines and condenstate tank insulated | Lines and condenstate tank insulated | Lines and condenstate tank insulated | Lines and condenstate tank insulated | Lines and condenstate tank insulated | Lines and condenstate tank insulated | Lines and condenstate tank insulated | Lines and condenstate tank insulated | Lines and condenstate tank insulated | Lines and condenstate tank insulated | Lines and condenstate tank insulated | Lines and condenstate tank insulated | Lines and condenstate tank insulated | Lines and condenstate tank insulated | Lines and condenstate tank insulated | Lines and condenstate tank insulated | Lines and condenstate tank insulated | Lines and condenstate tank insulated | Lines and condenstate tank insulated | Lines and condenstate tank insulated | Lines and condenstate tank insulated | Lines and condenstate tank insulated | Lines and condenstate tank insulated | Lines and condenstate tank insulated | Lines and condenstate tank insulated | 4.89 | 4.89 | 4.89 | 4.89 | 4.89 | 4.89 | 4.89 | 4.89 | 4.89 | 4.89 | 4.89 | 4.89 | 4.89 | 4.89 | 4.89 | 4.89 | 4.89 | 4.89 | 4.89 | 4.89 | 4.89 | 4.89 | 4.89 | 4.89 | 4.89 | 4.89 | 4.89 | 0 | 0 | 5.0235 | 4.9814 | 4.9349 | 4.8833 | 4.8272 | 4.7654 | 4.6968 | 4.6213 | 4.5384 | 4.4473 | 4.349 | 4.2455 | 4.1394 | 4.0345 | 3.9343 | 3.8419 | 3.7596 | 3.6892 | 3.6277 | 3.5762 | 3.5284 | 3.4899 | 3.4525 | 3.4176 | 3.3838 | 0 | 3.0802 | 6.2636 | 6.1981 | 6.1269 | 6.0485 | 5.9614 | 5.8656 | 5.7603 | 5.6447 | 5.5199 | 5.3886 | 5.254 | 5.1208 | 4.9936 | 4.8764 | 2.4471 | 0 | 9.898e-15 | 1.6263e-15 | 0 | 0 | 0 | 0 | 0 | 0 | 3.0802 | 9.3151 | 15.4158 | 21.3656 | 27.1406 | 32.7114 | 38.051 | 43.1284 | 47.9074 | 52.3682 | 56.5113 | 60.3531 | 63.944 | 67.3491 | 70.6449 | 71.5779 | 70.238 | 69.0656 | 68.0862 | 67.1759 | 66.4425 | 65.7307 | 65.0668 | 64.4234 | 0 | 618.3495 | 1269.2438 | 1269.2438 | 1269.2438 | 1269.2438 | 1269.2438 | 1269.2438 | 1269.2438 | 1269.2438 | 1269.2438 | 1269.2438 | 1269.2438 | 1269.2438 | 1269.2438 | 1269.2438 | 650.8942 | 0 | 2.7285e-12 | 4.5475e-13 | 0 | 0 | 0 | 0 | 0 | 0 | 618.3495 | 1887.5933 | 3156.8371 | 4426.0808 | 5695.3246 | 6964.5684 | 8233.8121 | 9503.0559 | 10772.2997 | 12041.5434 | 13310.7872 | 14580.031 | 15849.2747 | 17118.5185 | 18387.7623 | 19038.6565 | 19038.6565 | 19038.6565 | 19038.6565 | 19038.6565 | 19038.6565 | 19038.6565 | 19038.6565 | 19038.6565 | 0 | 2.6476 | 5.4129 | 5.3857 | 5.3537 | 5.3156 | 5.2705 | 5.2181 | 5.1579 | 5.0889 | 5.0118 | 4.9287 | 4.8417 | 4.7547 | 4.6712 | 4.5945 | 2.3215 | 0 | 1.0254e-14 | 9.2428e-16 | 0 | 0 | 0 | 0 | 0 | 0 | 2.6476 | 8.05 | 13.3952 | 18.6692 | 23.8522 | 28.9203 | 33.851 | 38.618 | 43.1902 | 47.5482 | 51.6881 | 55.6179 | 59.373 | 63.0013 | 66.5614 | 67.9043 | 67.0624 | 66.3475 | 65.7836 | 65.2707 | 64.8994 | 64.5449 | 64.2053 | 63.8794 | 0 | 525.5971 | 1078.8572 | 1078.8572 | 1078.8572 | 1078.8572 | 1078.8572 | 1078.8572 | 1078.8572 | 1078.8572 | 1078.8572 | 1078.8572 | 1078.8572 | 1078.8572 | 1078.8572 | 1078.8572 | 553.2601 | 0 | 2.5011e-12 | 2.2737e-13 | 0 | 0 | 0 | 0 | 0 | 0 | 525.5971 | 1604.4543 | 2683.3115 | 3762.1687 | 4841.0259 | 5919.8831 | 6998.7403 | 8077.5975 | 9156.4547 | 10235.3119 | 11314.1691 | 12393.0263 | 13471.8835 | 14550.7407 | 15629.5979 | 16182.858 | 16182.858 | 16182.858 | 16182.858 | 16182.858 | 16182.858 | 16182.858 | 16182.858 | 16182.858 | 0 | 2.6476 | 5.4129 | 5.3857 | 5.3537 | 5.3156 | 5.2705 | 5.2181 | 5.1579 | 5.0889 | 5.0118 | 4.9287 | 4.8417 | 4.7547 | 4.6712 | 4.5945 | 2.3215 | 0 | 1.0254e-14 | 9.2428e-16 | 0 | 0 | 0 | 0 | 0 | 0 | 2.6476 | 8.05 | 13.3952 | 18.6692 | 23.8522 | 28.9203 | 33.851 | 38.618 | 43.1902 | 47.5482 | 51.6881 | 55.6179 | 59.373 | 63.0013 | 66.5614 | 67.9043 | 67.0624 | 66.3475 | 65.7836 | 65.2707 | 64.8994 | 64.5449 | 64.2053 | 63.8794 | 0 | 525.5971 | 1078.8572 | 1078.8572 | 1078.8572 | 1078.8572 | 1078.8572 | 1078.8572 | 1078.8572 | 1078.8572 | 1078.8572 | 1078.8572 | 1078.8572 | 1078.8572 | 1078.8572 | 1078.8572 | 553.2601 | 0 | 2.5011e-12 | 2.2737e-13 | 0 | 0 | 0 | 0 | 0 | 0 | 525.5971 | 1604.4543 | 2683.3115 | 3762.1687 | 4841.0259 | 5919.8831 | 6998.7403 | 8077.5975 | 9156.4547 | 10235.3119 | 11314.1691 | 12393.0263 | 13471.8835 | 14550.7407 | 15629.5979 | 16182.858 | 16182.858 | 16182.858 | 16182.858 | 16182.858 | 16182.858 | 16182.858 | 16182.858 | 16182.858 | 0 | 2.6476 | 5.4129 | 5.3857 | 5.3537 | 5.3156 | 5.2705 | 5.2181 | 5.1579 | 5.0889 | 5.0118 | 4.9287 | 4.8417 | 4.7547 | 4.6712 | 4.5945 | 2.3215 | 0 | 1.0254e-14 | 9.2428e-16 | 0 | 0 | 0 | 0 | 0 | 0 | 2.6476 | 8.05 | 13.3952 | 18.6692 | 23.8522 | 28.9203 | 33.851 | 38.618 | 43.1902 | 47.5482 | 51.6881 | 55.6179 | 59.373 | 63.0013 | 66.5614 | 67.9043 | 67.0624 | 66.3475 | 65.7836 | 65.2707 | 64.8994 | 64.5449 | 64.2053 | 63.8794 | 0 | 525.5971 | 1078.8572 | 1078.8572 | 1078.8572 | 1078.8572 | 1078.8572 | 1078.8572 | 1078.8572 | 1078.8572 | 1078.8572 | 1078.8572 | 1078.8572 | 1078.8572 | 1078.8572 | 1078.8572 | 553.2601 | 0 | 2.5011e-12 | 2.2737e-13 | 0 | 0 | 0 | 0 | 0 | 0 | 525.5971 | 1604.4543 | 2683.3115 | 3762.1687 | 4841.0259 | 5919.8831 | 6998.7403 | 8077.5975 | 9156.4547 | 10235.3119 | 11314.1691 | 12393.0263 | 13471.8835 | 14550.7407 | 15629.5979 | 16182.858 | 16182.858 | 16182.858 | 16182.858 | 16182.858 | 16182.858 | 16182.858 | 16182.858 | 16182.858 | 167.0898 | 167.596 | 168.0947 | 168.5846 | 169.0645 | 169.5332 | 169.9896 | 170.4327 | 170.8616 | 171.2752 | 171.6728 | 172.0536 | 172.4167 | 172.7616 | 173.0875 | 173.3938 | 173.68 | 173.9455 | 174.1898 | 174.4126 | 174.6155 | 174.8005 | 174.9689 | 175.1223 | 175.2621 | 71.3333 | 71.5494 | 71.7623 | 71.9715 | 72.1764 | 72.3765 | 72.5713 | 72.7605 | 72.9436 | 73.1201 | 73.2899 | 73.4524 | 73.6075 | 73.7547 | 73.8938 | 74.0246 | 74.1468 | 74.2601 | 74.3644 | 74.4595 | 74.5462 | 74.6251 | 74.697 | 74.7625 | 74.8222
WA_Commercial_WA - Miscellaneous_Existing_Space Heating_Natural Gas_Gas Boiler - Insulate Hot Water Lines_A | WA | Commercial | WA - Miscellaneous | Existing | Space Heating | Natural Gas | Gas Boiler - Insulate Hot Water Lines | A | WCM236 | No insulation | Insulated water lines | 11 | 2.5103 | 0 | 0 | 9.13 | 0 | 0 | 0 | 0.28365 | 0.25 | boiler pipe | 30% | 40% | Discretionary | RetroEven20_WA | 85% | Boiler | 0% | 580.5601 |  | 247.8505 |  | 0 | GBLR_PINS_HW-Heating-PGE-R7-1 | GBLR_PINS_HW-Heating-PGE-R7-1 | GBLR_PINS_HW-Heating-PGE-R7-1 | No insulation | No insulation | No insulation | No insulation | No insulation | No insulation | No insulation | No insulation | No insulation | No insulation | No insulation | No insulation | No insulation | No insulation | No insulation | No insulation | No insulation | No insulation | No insulation | No insulation | No insulation | No insulation | No insulation | No insulation | No insulation | No insulation | No insulation | Insulated water lines | Insulated water lines | Insulated water lines | Insulated water lines | Insulated water lines | Insulated water lines | Insulated water lines | Insulated water lines | Insulated water lines | Insulated water lines | Insulated water lines | Insulated water lines | Insulated water lines | Insulated water lines | Insulated water lines | Insulated water lines | Insulated water lines | Insulated water lines | Insulated water lines | Insulated water lines | Insulated water lines | Insulated water lines | Insulated water lines | Insulated water lines | Insulated water lines | Insulated water lines | Insulated water lines | 9.13 | 9.13 | 9.13 | 9.13 | 9.13 | 9.13 | 9.13 | 9.13 | 9.13 | 9.13 | 9.13 | 9.13 | 9.13 | 9.13 | 9.13 | 9.13 | 9.13 | 9.13 | 9.13 | 9.13 | 9.13 | 9.13 | 9.13 | 9.13 | 9.13 | 9.13 | 9.13 | 0 | 0 | 3.363 | 3.3164 | 3.2545 | 3.1849 | 3.1089 | 3.0248 | 2.9308 | 2.8264 | 2.7113 | 2.5861 | 2.4532 | 2.3167 | 2.1812 | 2.0523 | 1.9344 | 1.831 | 1.7483 | 1.6861 | 1.6354 | 1.598 | 1.5642 | 1.5471 | 1.5305 | 1.515 | 1.5 | 0 | 2.0507 | 4.1307 | 4.0424 | 3.946 | 3.8392 | 3.7199 | 3.5874 | 3.4413 | 3.2824 | 3.1138 | 2.9405 | 1.4198 | 0 | 5.278e-15 | 8.3266e-16 | 5.1678e-15 | 7.6676e-16 | 5.5776e-15 | 7.2669e-16 | 0 | 0 | 0 | 0 | 0 | 0 | 2.0507 | 6.1431 | 10.0541 | 13.7603 | 17.2271 | 20.4119 | 23.2721 | 25.766 | 27.8585 | 29.5409 | 30.8373 | 30.4539 | 28.653 | 27.0074 | 25.5645 | 24.4095 | 23.5411 | 22.8324 | 22.3109 | 21.8388 | 21.6001 | 21.3684 | 21.1523 | 20.9428 | 0 | 618.3495 | 1269.2438 | 1269.2438 | 1269.2438 | 1269.2438 | 1269.2438 | 1269.2438 | 1269.2438 | 1269.2438 | 1269.2438 | 1269.2438 | 650.8942 | 0 | 2.7285e-12 | 4.5475e-13 | 2.9559e-12 | 4.5475e-13 | 3.4106e-12 | 4.5475e-13 | 0 | 0 | 0 | 0 | 0 | 0 | 618.3495 | 1887.5933 | 3156.8371 | 4426.0808 | 5695.3246 | 6964.5684 | 8233.8121 | 9503.0559 | 10772.2997 | 12041.5434 | 13310.7872 | 13961.6814 | 13961.6814 | 13961.6814 | 13961.6814 | 13961.6814 | 13961.6814 | 13961.6814 | 13961.6814 | 13961.6814 | 13961.6814 | 13961.6814 | 13961.6814 | 13961.6814 | 0 | 1.7641 | 3.5778 | 3.5264 | 3.4681 | 3.4012 | 3.3238 | 3.2352 | 3.1349 | 3.0229 | 2.9015 | 2.7743 | 1.3569 | 0 | 5.5819e-15 | 4.8617e-16 | 5.1613e-15 | 4.5668e-16 | 5.8061e-15 | 4.3955e-16 | 0 | 0 | 0 | 0 | 0 | 0 | 1.7641 | 5.3208 | 8.7707 | 12.0939 | 15.2617 | 18.2385 | 20.9876 | 23.4715 | 25.6562 | 27.5271 | 29.0949 | 29.1062 | 27.7437 | 26.4856 | 25.3751 | 24.4898 | 23.8359 | 23.3106 | 22.9415 | 22.6111 | 22.4821 | 22.359 | 22.2412 | 22.128 | 0 | 525.5971 | 1078.8572 | 1078.8572 | 1078.8572 | 1078.8572 | 1078.8572 | 1078.8572 | 1078.8572 | 1078.8572 | 1078.8572 | 1078.8572 | 553.2601 | 0 | 2.5011e-12 | 2.2737e-13 | 2.5011e-12 | 2.2737e-13 | 2.9559e-12 | 2.2737e-13 | 0 | 0 | 0 | 0 | 0 | 0 | 525.5971 | 1604.4543 | 2683.3115 | 3762.1687 | 4841.0259 | 5919.8831 | 6998.7403 | 8077.5975 | 9156.4547 | 10235.3119 | 11314.1691 | 11867.4292 | 11867.4292 | 11867.4292 | 11867.4292 | 11867.4292 | 11867.4292 | 11867.4292 | 11867.4292 | 11867.4292 | 11867.4292 | 11867.4292 | 11867.4292 | 11867.4292 | 0 | 1.7641 | 3.5778 | 3.5264 | 3.4681 | 3.4012 | 3.3238 | 3.2352 | 3.1349 | 3.0229 | 2.9015 | 2.7743 | 1.3569 | 0 | 5.5819e-15 | 4.8617e-16 | 5.1613e-15 | 4.5668e-16 | 5.8061e-15 | 4.3955e-16 | 0 | 0 | 0 | 0 | 0 | 0 | 1.7641 | 5.3208 | 8.7707 | 12.0939 | 15.2617 | 18.2385 | 20.9876 | 23.4715 | 25.6562 | 27.5271 | 29.0949 | 29.1062 | 27.7437 | 26.4856 | 25.3751 | 24.4898 | 23.8359 | 23.3106 | 22.9415 | 22.6111 | 22.4821 | 22.359 | 22.2412 | 22.128 | 0 | 525.5971 | 1078.8572 | 1078.8572 | 1078.8572 | 1078.8572 | 1078.8572 | 1078.8572 | 1078.8572 | 1078.8572 | 1078.8572 | 1078.8572 | 553.2601 | 0 | 2.5011e-12 | 2.2737e-13 | 2.5011e-12 | 2.2737e-13 | 2.9559e-12 | 2.2737e-13 | 0 | 0 | 0 | 0 | 0 | 0 | 525.5971 | 1604.4543 | 2683.3115 | 3762.1687 | 4841.0259 | 5919.8831 | 6998.7403 | 8077.5975 | 9156.4547 | 10235.3119 | 11314.1691 | 11867.4292 | 11867.4292 | 11867.4292 | 11867.4292 | 11867.4292 | 11867.4292 | 11867.4292 | 11867.4292 | 11867.4292 | 11867.4292 | 11867.4292 | 11867.4292 | 11867.4292 | 0 | 1.7641 | 3.5778 | 3.5264 | 3.4681 | 3.4012 | 3.3238 | 3.2352 | 3.1349 | 3.0229 | 2.9015 | 2.7743 | 1.3569 | 0 | 5.5819e-15 | 4.8617e-16 | 5.1613e-15 | 4.5668e-16 | 5.8061e-15 | 4.3955e-16 | 0 | 0 | 0 | 0 | 0 | 0 | 1.7641 | 5.3208 | 8.7707 | 12.0939 | 15.2617 | 18.2385 | 20.9876 | 23.4715 | 25.6562 | 27.5271 | 29.0949 | 29.1062 | 27.7437 | 26.4856 | 25.3751 | 24.4898 | 23.8359 | 23.3106 | 22.9415 | 22.6111 | 22.4821 | 22.359 | 22.2412 | 22.128 | 0 | 525.5971 | 1078.8572 | 1078.8572 | 1078.8572 | 1078.8572 | 1078.8572 | 1078.8572 | 1078.8572 | 1078.8572 | 1078.8572 | 1078.8572 | 553.2601 | 0 | 2.5011e-12 | 2.2737e-13 | 2.5011e-12 | 2.2737e-13 | 2.9559e-12 | 2.2737e-13 | 0 | 0 | 0 | 0 | 0 | 0 | 525.5971 | 1604.4543 | 2683.3115 | 3762.1687 | 4841.0259 | 5919.8831 | 6998.7403 | 8077.5975 | 9156.4547 | 10235.3119 | 11314.1691 | 11867.4292 | 11867.4292 | 11867.4292 | 11867.4292 | 11867.4292 | 11867.4292 | 11867.4292 | 11867.4292 | 11867.4292 | 11867.4292 | 11867.4292 | 11867.4292 | 11867.4292 | 566.6986 | 568.4153 | 570.1067 | 571.7682 | 573.3958 | 574.9855 | 576.5335 | 578.0364 | 579.4908 | 580.8937 | 582.2422 | 583.5335 | 584.7652 | 585.9348 | 587.0401 | 588.079 | 589.0496 | 589.9501 | 590.7788 | 591.5342 | 592.2226 | 592.8498 | 593.4212 | 593.9415 | 594.4154 | 241.9327 | 242.6656 | 243.3877 | 244.0971 | 244.7919 | 245.4706 | 246.1314 | 246.773 | 247.3939 | 247.9929 | 248.5685 | 249.1198 | 249.6457 | 250.145 | 250.6169 | 251.0604 | 251.4748 | 251.8592 | 252.213 | 252.5355 | 252.8294 | 253.0971 | 253.341 | 253.5632 | 253.7655
WA_Commercial_WA - Miscellaneous_Existing_Space Heating_Natural Gas_Condensing RTU_A | WA | Commercial | WA - Miscellaneous | Existing | Space Heating | Natural Gas | Condensing RTU | A | WCM237 | TBD | TBD | 5 | 0.068896 | 0 | 0 | 4.32 | 0 | 0 | 0 | 0.28365 | 0.25 | sqft cond | 5% | 15% | Discretionary | RetroEven20_WA | 85% | Furnace | 0% | 18708.7162 |  | 7987.0519 |  | 0 | NEEA Condensing Rooftop Unit Field Study - October 28, 2019 | NEEA Condensing Rooftop Unit Field Study - October 28, 2019 | NEEA Condensing Rooftop Unit Field Study - October 28, 2019 | TBD | TBD | TBD | TBD | TBD | TBD | TBD | TBD | TBD | TBD | TBD | TBD | TBD | TBD | TBD | TBD | TBD | TBD | TBD | TBD | TBD | TBD | TBD | TBD | TBD | TBD | TBD | TBD | TBD | TBD | TBD | TBD | TBD | TBD | TBD | TBD | TBD | TBD | TBD | TBD | TBD | TBD | TBD | TBD | TBD | TBD | TBD | TBD | TBD | TBD | TBD | TBD | TBD | TBD | 4.32 | 4.32 | 4.32 | 4.32 | 4.32 | 4.32 | 4.32 | 4.32 | 4.32 | 4.32 | 4.32 | 4.32 | 4.32 | 4.32 | 4.32 | 4.32 | 4.32 | 4.32 | 4.32 | 4.32 | 4.32 | 4.32 | 4.32 | 4.32 | 4.32 | 4.32 | 4.32 | 0 | 0 | 0.092357 | 0.090233 | 0.087165 | 0.083852 | 0.080501 | 0.077044 | 0.073389 | 0.069508 | 0.065463 | 0.061323 | 0.057193 | 0.053204 | 0.049435 | 0.04596 | 0.042831 | 0.04011 | 0.037906 | 0.036204 | 0.034784 | 0.033685 | 0.032681 | 0.032252 | 0.03184 | 0.031458 | 0.03109 | 0 | 0.17501 | 0.34701 | 0.33382 | 0.32048 | 0.30672 | 0.14983 | 9.4826e-17 | 0 | 5.5773e-17 | 0 | 0 | 0 | 0 | 2.9216e-16 | 0 | 0 | 0 | 0 | 0 | 0 | 0 | 0 | 0 | 0 | 0 | 0.17501 | 0.51607 | 0.83027 | 1.1176 | 1.3763 | 1.4608 | 1.3836 | 1.3031 | 1.2207 | 1.1384 | 1.0591 | 0.98403 | 0.91485 | 0.85257 | 0.79841 | 0.75454 | 0.72065 | 0.6924 | 0.67051 | 0.65054 | 0.642 | 0.6338 | 0.62618 | 0.61886 | 0 | 1939.5037 | 3981.0865 | 3981.0865 | 3981.0865 | 3981.0865 | 2041.5828 | 1.3642e-12 | 0 | 9.0949e-13 | 0 | 0 | 0 | 0 | 6.8212e-12 | 0 | 0 | 0 | 0 | 0 | 0 | 0 | 0 | 0 | 0 | 0 | 1939.5037 | 5920.5902 | 9901.6768 | 13882.7633 | 17863.8499 | 19905.4327 | 19905.4327 | 19905.4327 | 19905.4327 | 19905.4327 | 19905.4327 | 19905.4327 | 19905.4327 | 19905.4327 | 19905.4327 | 19905.4327 | 19905.4327 | 19905.4327 | 19905.4327 | 19905.4327 | 19905.4327 | 19905.4327 | 19905.4327 | 19905.4327 | 0 | 0.15075 | 0.30163 | 0.29294 | 0.28399 | 0.27456 | 0.13557 | 6.8083e-17 | 0 | 3.0812e-17 | 0 | 0 | 0 | 0 | 3.003e-16 | 0 | 0 | 0 | 0 | 0 | 0 | 0 | 0 | 0 | 0 | 0 | 0.15075 | 0.44857 | 0.7286 | 0.99032 | 1.232 | 1.3219 | 1.2666 | 1.2077 | 1.1464 | 1.0841 | 1.023 | 0.9643 | 0.90945 | 0.85948 | 0.81561 | 0.77997 | 0.7526 | 0.72988 | 0.7126 | 0.69685 | 0.69135 | 0.68614 | 0.68121 | 0.67652 | 0 | 1648.5781 | 3383.9236 | 3383.9236 | 3383.9236 | 3383.9236 | 1735.3454 | 9.0949e-13 | 0 | 4.5475e-13 | 0 | 0 | 0 | 0 | 5.9117e-12 | 0 | 0 | 0 | 0 | 0 | 0 | 0 | 0 | 0 | 0 | 0 | 1648.5781 | 5032.5017 | 8416.4253 | 11800.3488 | 15184.2724 | 16919.6178 | 16919.6178 | 16919.6178 | 16919.6178 | 16919.6178 | 16919.6178 | 16919.6178 | 16919.6178 | 16919.6178 | 16919.6178 | 16919.6178 | 16919.6178 | 16919.6178 | 16919.6178 | 16919.6178 | 16919.6178 | 16919.6178 | 16919.6178 | 16919.6178 | 0 | 0 | 0 | 0 | 0 | 0 | 0 | 0 | 0 | 0 | 0 | 0 | 0 | 0 | 0 | 0 | 0 | 0 | 0 | 0 | 0 | 0 | 0 | 0 | 0 | 0 | 0 | 0 | 0 | 0 | 0 | 0 | 0 | 0 | 0 | 0 | 0 | 0 | 0 | 0 | 0 | 0 | 0 | 0 | 0 | 0 | 0 | 0 | 0 | 0 | 0 | 0 | 0 | 0 | 0 | 0 | 0 | 0 | 0 | 0 | 0 | 0 | 0 | 0 | 0 | 0 | 0 | 0 | 0 | 0 | 0 | 0 | 0 | 0 | 0 | 0 | 0 | 0 | 0 | 0 | 0 | 0 | 0 | 0 | 0 | 0 | 0 | 0 | 0 | 0 | 0 | 0 | 0 | 0 | 0 | 0 | 0 | 0 | 0 | 0 | 0 | 0 | 0 | 0 | 0 | 0 | 0 | 0 | 0 | 0 | 0 | 0 | 0 | 0 | 0 | 0 | 0 | 0 | 0 | 0 | 0 | 0 | 0 | 0 | 0 | 0 | 0 | 0 | 0 | 0 | 0 | 0 | 0 | 0 | 0 | 0 | 0 | 0 | 0 | 0 | 0 | 0 | 0 | 0 | 0 | 0 | 0 | 0 | 0 | 0 | 0 | 0 | 0 | 0 | 0 | 0 | 0 | 0 | 0 | 0 | 0 | 0 | 0 | 0 | 0 | 0 | 0 | 0 | 0 | 0 | 0 | 0 | 0 | 0 | 0 | 0 | 0 | 0 | 0 | 0 | 0 | 0 | 0 | 0 | 0 | 0 | 0 | 0 | 0 | 0 | 0 | 0 | 0 | 0 | 0 | 0 | 0 | 0 | 0 | 0 | 17893.8561 | 17957.6467 | 18027.4123 | 18103.0306 | 18184.2936 | 18270.9089 | 18362.5004 | 18458.6081 | 18558.1058 | 18659.9165 | 18763.0068 | 18866.381 | 18969.0784 | 19070.1708 | 19168.7608 | 19263.9825 | 19355.0008 | 19440.2524 | 19520.1558 | 19594.4981 | 19663.626 | 19727.8708 | 19787.5474 | 19842.9548 | 19894.3763 | 7639.175 | 7666.4082 | 7696.1922 | 7728.4749 | 7763.1674 | 7800.1449 | 7839.2467 | 7880.2767 | 7922.7538 | 7966.2185 | 8010.2294 | 8054.3615 | 8098.2047 | 8141.3626 | 8183.4523 | 8224.1039 | 8262.9611 | 8299.3564 | 8333.4685 | 8365.2063 | 8394.7182 | 8422.1453 | 8447.6222 | 8471.2765 | 8493.2292
WA_Commercial_WA - Miscellaneous_Existing_Space Heating_Natural Gas_Hydronic Heating Radiator Replacement_A | WA | Commercial | WA - Miscellaneous | Existing | Space Heating | Natural Gas | Hydronic Heating Radiator Replacement | A | WCM238 | TBD | TBD | 25 | 34 | 0 | 0 | 349.36 | 0 | 0 | 0 | 0.28365 | 0.25 | radiator | 30% | 40% | Discretionary | RetroEven20_WA | 85% | Boiler | 0% | 1051.59 |  | 448.9407 |  | 0 | IL TRM - 4.4.52 - CI-HVC-HHRR-V01-210101 | IL TRM - 4.4.52 - CI-HVC-HHRR-V01-210101 | IL TRM - 4.4.52 - CI-HVC-HHRR-V01-210101 | TBD | TBD | TBD | TBD | TBD | TBD | TBD | TBD | TBD | TBD | TBD | TBD | TBD | TBD | TBD | TBD | TBD | TBD | TBD | TBD | TBD | TBD | TBD | TBD | TBD | TBD | TBD | TBD | TBD | TBD | TBD | TBD | TBD | TBD | TBD | TBD | TBD | TBD | TBD | TBD | TBD | TBD | TBD | TBD | TBD | TBD | TBD | TBD | TBD | TBD | TBD | TBD | TBD | TBD | 349.36 | 349.36 | 349.36 | 349.36 | 349.36 | 349.36 | 349.36 | 349.36 | 349.36 | 349.36 | 349.36 | 349.36 | 349.36 | 349.36 | 349.36 | 349.36 | 349.36 | 349.36 | 349.36 | 349.36 | 349.36 | 349.36 | 349.36 | 349.36 | 349.36 | 349.36 | 349.36 | 0 | 0 | 45.5485 | 44.8202 | 43.8463 | 42.7539 | 41.5659 | 40.2595 | 38.8097 | 37.2181 | 35.495 | 33.6604 | 31.758 | 29.8741 | 28.0585 | 26.3587 | 24.8132 | 23.4646 | 22.3866 | 21.5774 | 20.9186 | 20.4371 | 20.0014 | 19.7826 | 19.5703 | 19.3723 | 19.1804 | 0 | 4.407 | 8.8494 | 8.6289 | 8.3891 | 8.1255 | 7.8328 | 7.5116 | 7.1638 | 6.7936 | 6.4096 | 6.0294 | 5.663 | 5.3199 | 5.008 | 4.7358 | 4.5182 | 4.3549 | 4.2219 | 4.1248 | 4.0368 | 0 | 0 | 0 | 0 | 0 | 4.407 | 13.1606 | 21.4616 | 29.2544 | 36.4604 | 42.9802 | 48.7292 | 53.637 | 57.6583 | 60.8093 | 63.2314 | 65.0515 | 66.4304 | 67.5434 | 68.6083 | 69.9747 | 71.8002 | 73.8298 | 76.2553 | 78.6663 | 77.806 | 76.9709 | 76.1922 | 75.4374 | 0 | 98.326 | 201.8271 | 201.8271 | 201.8271 | 201.8271 | 201.8271 | 201.8271 | 201.8271 | 201.8271 | 201.8271 | 201.8271 | 201.8271 | 201.8271 | 201.8271 | 201.8271 | 201.8271 | 201.8271 | 201.8271 | 201.8271 | 201.8271 | 0 | 0 | 0 | 0 | 0 | 98.326 | 300.1531 | 501.9802 | 703.8072 | 905.6343 | 1107.4614 | 1309.2885 | 1511.1155 | 1712.9426 | 1914.7697 | 2116.5967 | 2318.4238 | 2520.2509 | 2722.078 | 2923.905 | 3125.7321 | 3327.5592 | 3529.3863 | 3731.2133 | 3933.0404 | 3933.0404 | 3933.0404 | 3933.0404 | 3933.0404 | 0 | 3.7924 | 7.6708 | 7.5374 | 7.3875 | 7.2173 | 7.0226 | 6.803 | 6.5594 | 6.2942 | 6.0136 | 5.731 | 5.4546 | 5.1925 | 4.9517 | 4.7401 | 4.5717 | 4.4474 | 4.3477 | 4.2782 | 4.216 | 0 | 0 | 0 | 0 | 0 | 3.7924 | 11.4079 | 18.747 | 25.7617 | 32.3855 | 38.5344 | 44.1324 | 49.1114 | 53.4197 | 57.0518 | 60.1022 | 62.6583 | 64.8398 | 66.7841 | 68.6714 | 70.8023 | 73.3245 | 76.0296 | 79.0921 | 82.1583 | 81.6895 | 81.2419 | 80.8133 | 80.4019 | 0 | 83.5771 | 171.553 | 171.553 | 171.553 | 171.553 | 171.553 | 171.553 | 171.553 | 171.553 | 171.553 | 171.553 | 171.553 | 171.553 | 171.553 | 171.553 | 171.553 | 171.553 | 171.553 | 171.553 | 171.553 | 0 | 0 | 0 | 0 | 0 | 83.5771 | 255.1301 | 426.6831 | 598.2361 | 769.7892 | 941.3422 | 1112.8952 | 1284.4482 | 1456.0012 | 1627.5542 | 1799.1072 | 1970.6602 | 2142.2133 | 2313.7663 | 2485.3193 | 2656.8723 | 2828.4253 | 2999.9783 | 3171.5313 | 3343.0844 | 3343.0844 | 3343.0844 | 3343.0844 | 3343.0844 | 0 | 3.7924 | 7.6708 | 7.5374 | 7.3875 | 7.2173 | 7.0226 | 6.803 | 6.5594 | 6.2942 | 6.0136 | 5.731 | 5.4546 | 5.1925 | 4.9517 | 4.7401 | 4.5717 | 4.4474 | 4.3477 | 4.2782 | 4.216 | 0 | 0 | 0 | 0 | 0 | 3.7924 | 11.4079 | 18.747 | 25.7617 | 32.3855 | 38.5344 | 44.1324 | 49.1114 | 53.4197 | 57.0518 | 60.1022 | 62.6583 | 64.8398 | 66.7841 | 68.6714 | 70.8023 | 73.3245 | 76.0296 | 79.0921 | 82.1583 | 81.6895 | 81.2419 | 80.8133 | 80.4019 | 0 | 83.5771 | 171.553 | 171.553 | 171.553 | 171.553 | 171.553 | 171.553 | 171.553 | 171.553 | 171.553 | 171.553 | 171.553 | 171.553 | 171.553 | 171.553 | 171.553 | 171.553 | 171.553 | 171.553 | 171.553 | 0 | 0 | 0 | 0 | 0 | 83.5771 | 255.1301 | 426.6831 | 598.2361 | 769.7892 | 941.3422 | 1112.8952 | 1284.4482 | 1456.0012 | 1627.5542 | 1799.1072 | 1970.6602 | 2142.2133 | 2313.7663 | 2485.3193 | 2656.8723 | 2828.4253 | 2999.9783 | 3171.5313 | 3343.0844 | 3343.0844 | 3343.0844 | 3343.0844 | 3343.0844 | 0 | 3.7924 | 7.6708 | 7.5374 | 7.3875 | 7.2173 | 7.0226 | 6.803 | 6.5594 | 6.2942 | 6.0136 | 5.731 | 5.4546 | 5.1925 | 4.9517 | 4.7401 | 4.5717 | 4.4474 | 4.3477 | 4.2782 | 4.216 | 0 | 0 | 0 | 0 | 0 | 3.7924 | 11.4079 | 18.747 | 25.7617 | 32.3855 | 38.5344 | 44.1324 | 49.1114 | 53.4197 | 57.0518 | 60.1022 | 62.6583 | 64.8398 | 66.7841 | 68.6714 | 70.8023 | 73.3245 | 76.0296 | 79.0921 | 82.1583 | 81.6895 | 81.2419 | 80.8133 | 80.4019 | 0 | 83.5771 | 171.553 | 171.553 | 171.553 | 171.553 | 171.553 | 171.553 | 171.553 | 171.553 | 171.553 | 171.553 | 171.553 | 171.553 | 171.553 | 171.553 | 171.553 | 171.553 | 171.553 | 171.553 | 171.553 | 0 | 0 | 0 | 0 | 0 | 83.5771 | 255.1301 | 426.6831 | 598.2361 | 769.7892 | 941.3422 | 1112.8952 | 1284.4482 | 1456.0012 | 1627.5542 | 1799.1072 | 1970.6602 | 2142.2133 | 2313.7663 | 2485.3193 | 2656.8723 | 2828.4253 | 2999.9783 | 3171.5313 | 3343.0844 | 3343.0844 | 3343.0844 | 3343.0844 | 3343.0844 | 1026.4821 | 1029.5916 | 1032.6552 | 1035.6649 | 1038.6131 | 1041.4925 | 1044.2964 | 1047.0186 | 1049.6531 | 1052.1942 | 1054.6367 | 1056.9758 | 1059.2068 | 1061.3253 | 1063.3274 | 1065.2092 | 1066.9673 | 1068.5984 | 1070.0995 | 1071.4678 | 1072.7147 | 1073.8508 | 1074.8857 | 1075.8282 | 1076.6865 | 438.2217 | 439.5492 | 440.8571 | 442.142 | 443.4006 | 444.6299 | 445.8269 | 446.9891 | 448.1138 | 449.1986 | 450.2414 | 451.24 | 452.1924 | 453.0968 | 453.9516 | 454.755 | 455.5055 | 456.2019 | 456.8427 | 457.4268 | 457.9592 | 458.4442 | 458.886 | 459.2884 | 459.6548
WA_Commercial_WA - Miscellaneous_Existing_Space Heating_Natural Gas_Thermostat - Connected_A | WA | Commercial | WA - Miscellaneous | Existing | Space Heating | Natural Gas | Thermostat - Connected | A | WCM239 | Standard thermostat. | Thermostat connected to building management control system. | 5 | 46.835 | 0 | 0 | 222.91 | 11.87 | 0 | 0 | 0.28365 | 0.25 | Stat Unit | 30% | 53.33% | Discretionary | Retro5Med_WA | 85% | Space Heating | 0% | 1150.0762 |  | 595.1844 |  | 0 | DL20_CSTAT_SMRT-Cool-RTF-v1.1-5 | IL TRM - CI-HVC-THST-V01-200101 | DL20_CSTAT_SMRT-Heat-RTF-v1.1-1 | Standard thermostat. | Standard thermostat. | Standard thermostat. | Standard thermostat. | Standard thermostat. | Standard thermostat. | Standard thermostat. | Standard thermostat. | Standard thermostat. | Standard thermostat. | Standard thermostat. | Standard thermostat. | Standard thermostat. | Standard thermostat. | Standard thermostat. | Standard thermostat. | Standard thermostat. | Standard thermostat. | Standard thermostat. | Standard thermostat. | Standard thermostat. | Standard thermostat. | Standard thermostat. | Standard thermostat. | Standard thermostat. | Standard thermostat. | Standard thermostat. | Thermostat connected to building management control system. | Thermostat connected to building management control system. | Thermostat connected to building management control system. | Thermostat connected to building management control system. | Thermostat connected to building management control system. | Thermostat connected to building management control system. | Thermostat connected to building management control system. | Thermostat connected to building management control system. | Thermostat connected to building management control system. | Thermostat connected to building management control system. | Thermostat connected to building management control system. | Thermostat connected to building management control system. | Thermostat connected to building management control system. | Thermostat connected to building management control system. | Thermostat connected to building management control system. | Thermostat connected to building management control system. | Thermostat connected to building management control system. | Thermostat connected to building management control system. | Thermostat connected to building management control system. | Thermostat connected to building management control system. | Thermostat connected to building management control system. | Thermostat connected to building management control system. | Thermostat connected to building management control system. | Thermostat connected to building management control system. | Thermostat connected to building management control system. | Thermostat connected to building management control system. | Thermostat connected to building management control system. | 222.91 | 222.91 | 222.91 | 222.91 | 222.91 | 222.91 | 222.91 | 222.91 | 222.91 | 222.91 | 222.91 | 222.91 | 222.91 | 222.91 | 222.91 | 222.91 | 222.91 | 222.91 | 222.91 | 222.91 | 222.91 | 222.91 | 222.91 | 222.91 | 222.91 | 222.91 | 222.91 | 0 | 0 | 62.7457 | 61.6468 | 60.1162 | 58.4307 | 56.6235 | 54.6647 | 52.5225 | 50.2011 | 47.7165 | 45.0977 | 42.4048 | 39.7535 | 37.21 | 34.8361 | 32.6811 | 30.7988 | 29.2878 | 28.1416 | 27.1979 | 26.4897 | 25.8448 | 25.5584 | 25.2806 | 25.0217 | 24.7709 | 0 | 3.1843 | 3.8127 | 4.5348 | 5.1014 | 5.6175 | 3.5972 | 3.4325 | 2.7213 | 1.6591 | 0.2673 | 0 | 0 | 0 | 0 | 0 | 0 | 0 | 0 | 0 | 0 | 0 | 0 | 0 | 0 | 0 | 3.1843 | 6.9179 | 11.2588 | 16.012 | 21.0756 | 23.8468 | 26.2254 | 27.6487 | 27.7904 | 26.3982 | 24.7478 | 23.1643 | 21.6865 | 20.345 | 19.1732 | 18.2325 | 17.519 | 16.9315 | 16.4907 | 16.0892 | 15.9109 | 15.738 | 15.5767 | 15.4206 | 0 | 51.6535 | 63.4223 | 77.6103 | 90.0934 | 102.7629 | 68.4887 | 68.3755 | 57.0305 | 36.7894 | 6.3036 | 0 | 0 | 0 | 0 | 0 | 0 | 0 | 0 | 0 | 0 | 0 | 0 | 0 | 0 | 0 | 51.6535 | 115.0758 | 192.6862 | 282.7796 | 385.5425 | 454.0311 | 522.4067 | 579.4371 | 616.2265 | 622.5302 | 622.5302 | 622.5302 | 622.5302 | 622.5302 | 622.5302 | 622.5302 | 622.5302 | 622.5302 | 622.5302 | 622.5302 | 622.5302 | 622.5302 | 622.5302 | 622.5302 | 0 | 2.7408 | 3.3072 | 3.9658 | 4.4997 | 5.0002 | 3.2335 | 3.1183 | 2.5006 | 1.5434 | 0.25192 | 0 | 0 | 0 | 0 | 0 | 0 | 0 | 0 | 0 | 0 | 0 | 0 | 0 | 0 | 0 | 2.7408 | 6.0008 | 9.8462 | 14.1234 | 18.7597 | 21.4356 | 23.8245 | 25.406 | 25.8517 | 24.8794 | 23.6413 | 22.4354 | 21.2947 | 20.2475 | 19.3257 | 18.5867 | 18.0335 | 17.583 | 17.2562 | 16.9606 | 16.8614 | 16.7667 | 16.6762 | 16.5894 | 0 | 43.9055 | 53.909 | 65.9688 | 76.5794 | 87.3485 | 58.2154 | 58.1192 | 48.4759 | 31.271 | 5.3581 | 0 | 0 | 0 | 0 | 0 | 0 | 0 | 0 | 0 | 0 | 0 | 0 | 0 | 0 | 0 | 43.9055 | 97.8145 | 163.7833 | 240.3626 | 327.7111 | 385.9264 | 444.0457 | 492.5216 | 523.7926 | 529.1506 | 529.1506 | 529.1506 | 529.1506 | 529.1506 | 529.1506 | 529.1506 | 529.1506 | 529.1506 | 529.1506 | 529.1506 | 529.1506 | 529.1506 | 529.1506 | 529.1506 | 0 | 2.7412 | 3.3086 | 3.9686 | 4.5041 | 5.0066 | 3.2385 | 3.124 | 2.5058 | 1.5471 | 0.2526 | 0 | 0 | 0 | 0 | 0 | 0 | 0 | 0 | 0 | 0 | 0 | 0 | 0 | 0 | 0 | 2.7412 | 6.0033 | 9.8531 | 14.1373 | 18.7834 | 21.4688 | 23.8681 | 25.4596 | 25.9136 | 24.946 | 23.7113 | 22.5082 | 21.3698 | 20.3246 | 19.4048 | 18.6655 | 18.1099 | 17.6575 | 17.3294 | 17.0325 | 16.9329 | 16.8378 | 16.7469 | 16.6597 | 0 | 43.9055 | 53.909 | 65.9688 | 76.5794 | 87.3485 | 58.2154 | 58.1192 | 48.4759 | 31.271 | 5.3581 | 0 | 0 | 0 | 0 | 0 | 0 | 0 | 0 | 0 | 0 | 0 | 0 | 0 | 0 | 0 | 43.9055 | 97.8145 | 163.7833 | 240.3626 | 327.7111 | 385.9264 | 444.0457 | 492.5216 | 523.7926 | 529.1506 | 529.1506 | 529.1506 | 529.1506 | 529.1506 | 529.1506 | 529.1506 | 529.1506 | 529.1506 | 529.1506 | 529.1506 | 529.1506 | 529.1506 | 529.1506 | 529.1506 | 0 | 2.7408 | 3.3072 | 3.9658 | 4.4997 | 5.0002 | 3.2335 | 3.1183 | 2.5006 | 1.5434 | 0.25192 | 0 | 0 | 0 | 0 | 0 | 0 | 0 | 0 | 0 | 0 | 0 | 0 | 0 | 0 | 0 | 2.7408 | 6.0008 | 9.8462 | 14.1234 | 18.7597 | 21.4356 | 23.8245 | 25.406 | 25.8517 | 24.8794 | 23.6413 | 22.4354 | 21.2947 | 20.2475 | 19.3257 | 18.5867 | 18.0335 | 17.583 | 17.2562 | 16.9606 | 16.8614 | 16.7667 | 16.6762 | 16.5894 | 0 | 43.9055 | 53.909 | 65.9688 | 76.5794 | 87.3485 | 58.2154 | 58.1192 | 48.4759 | 31.271 | 5.3581 | 0 | 0 | 0 | 0 | 0 | 0 | 0 | 0 | 0 | 0 | 0 | 0 | 0 | 0 | 0 | 43.9055 | 97.8145 | 163.7833 | 240.3626 | 327.7111 | 385.9264 | 444.0457 | 492.5216 | 523.7926 | 529.1506 | 529.1506 | 529.1506 | 529.1506 | 529.1506 | 529.1506 | 529.1506 | 529.1506 | 529.1506 | 529.1506 | 529.1506 | 529.1506 | 529.1506 | 529.1506 | 529.1506 | 1121.1209 | 1124.5567 | 1127.9705 | 1131.3532 | 1134.696 | 1137.9902 | 1141.2271 | 1144.3981 | 1147.4921 | 1150.4988 | 1153.4086 | 1156.2122 | 1158.901 | 1161.4668 | 1163.9021 | 1166.1996 | 1168.3527 | 1170.3522 | 1172.1968 | 1173.883 | 1175.4241 | 1176.8323 | 1178.1189 | 1179.294 | 1180.3672 | 580.1996 | 581.9777 | 583.7444 | 585.495 | 587.2249 | 588.9298 | 590.6049 | 592.2459 | 593.8471 | 595.4032 | 596.909 | 598.3599 | 599.7514 | 601.0793 | 602.3396 | 603.5286 | 604.6429 | 605.6776 | 606.6322 | 607.5049 | 608.3025 | 609.0312 | 609.697 | 610.3052 | 610.8606
WA_Commercial_WA - Miscellaneous_Existing_Water Heating_Natural Gas_Water Heater - Thermostatic Shower Restriction Valve_A | WA | Commercial | WA - Miscellaneous | Existing | Water Heating | Natural Gas | Water Heater - Thermostatic Shower Restriction Valve | A | WCM240 | No thermostatic control on shower. | Thermostatic shower restriction valve. | 10 | 4.2439 | 0 | 0 | 3 | 0.84 | 0 | 0 | 0.28365 | 0.25 | showerhead | 86.67% | 86.67% | Discretionary | Retro5Med_WA | 85% | Water Heater | 0% | -80.7935 |  | 59.7289 |  | 0 | ThermostaticShowerRestrictionValve_v4_2 | ThermostaticShowerRestrictionValve_v4_2 | ThermostaticShowerRestrictionValve_v4_2 | No thermostatic control on shower. | No thermostatic control on shower. | No thermostatic control on shower. | No thermostatic control on shower. | No thermostatic control on shower. | No thermostatic control on shower. | No thermostatic control on shower. | No thermostatic control on shower. | No thermostatic control on shower. | No thermostatic control on shower. | No thermostatic control on shower. | No thermostatic control on shower. | No thermostatic control on shower. | No thermostatic control on shower. | No thermostatic control on shower. | No thermostatic control on shower. | No thermostatic control on shower. | No thermostatic control on shower. | No thermostatic control on shower. | No thermostatic control on shower. | No thermostatic control on shower. | No thermostatic control on shower. | No thermostatic control on shower. | No thermostatic control on shower. | No thermostatic control on shower. | No thermostatic control on shower. | No thermostatic control on shower. | Thermostatic shower restriction valve. | Thermostatic shower restriction valve. | Thermostatic shower restriction valve. | Thermostatic shower restriction valve. | Thermostatic shower restriction valve. | Thermostatic shower restriction valve. | Thermostatic shower restriction valve. | Thermostatic shower restriction valve. | Thermostatic shower restriction valve. | Thermostatic shower restriction valve. | Thermostatic shower restriction valve. | Thermostatic shower restriction valve. | Thermostatic shower restriction valve. | Thermostatic shower restriction valve. | Thermostatic shower restriction valve. | Thermostatic shower restriction valve. | Thermostatic shower restriction valve. | Thermostatic shower restriction valve. | Thermostatic shower restriction valve. | Thermostatic shower restriction valve. | Thermostatic shower restriction valve. | Thermostatic shower restriction valve. | Thermostatic shower restriction valve. | Thermostatic shower restriction valve. | Thermostatic shower restriction valve. | Thermostatic shower restriction valve. | Thermostatic shower restriction valve. | 3 | 3 | 3 | 3 | 3 | 3 | 3 | 3 | 3 | 3 | 3 | 3 | 3 | 3 | 3 | 3 | 3 | 3 | 3 | 3 | 3 | 3 | 3 | 3 | 3 | 3 | 3 | 0 | 0 | 2.0836 | 2.0236 | 1.9674 | 1.9161 | 1.8681 | 1.8232 | 1.7808 | 1.742 | 1.7046 | 1.6694 | 1.656 | 1.6456 | 1.6399 | 1.6299 | 1.6222 | 1.6163 | 1.6117 | 1.6077 | 1.6054 | 1.6041 | 1.6034 | 1.6029 | 1.6013 | 1.601 | 1.6008 | 0 | 0 | 0 | 0 | 0 | 0 | 0 | 0 | 0 | 0 | 0 | 0 | 0 | 0 | 0 | 0 | 0 | 0 | 0 | 0 | 0 | 0 | 0 | 0 | 0 | 0 | 0 | 0 | 0 | 0 | 0 | 0 | 0 | 0 | 0 | 0 | 0 | 0 | 0 | 0 | 0 | 0 | 0 | 0 | 0 | 0 | 0 | 0 | 0 | 0 | 0 | 0 | 0 | 0 | 0 | 0 | 0 | 0 | 0 | 0 | 0 | 0 | 0 | 0 | 0 | 0 | 0 | 0 | 0 | 0 | 0 | 0 | 0 | 0 | 0 | 0 | 0 | 0 | 0 | 0 | 0 | 0 | 0 | 0 | 0 | 0 | 0 | 0 | 0 | 0 | 0 | 0 | 0 | 0 | 0 | 0 | 0 | 0 | 0 | 0 | 0 | 0 | 0 | 0 | 0 | 0 | 0 | 0 | 0 | 0 | 0 | 0 | 0 | 0 | 0 | 0 | 0 | 0 | 0 | 0 | 0 | 0 | 0 | 0 | 0 | 0 | 0 | 0 | 0 | 0 | 0 | 0 | 0 | 0 | 0 | 0 | 0 | 0 | 0 | 0 | 0 | 0 | 0 | 0 | 0 | 0 | 0 | 0 | 0 | 0 | 0 | 0 | 0 | 0 | 0 | 0 | 0 | 0 | 0 | 0 | 0 | 0 | 0 | 0 | 0 | 0 | 0 | 0 | 0 | 0 | 0 | 0 | 0 | 0 | 0 | 0 | 0 | 0 | 0 | 0 | 0 | 0 | 0 | 0 | 0 | 0 | 0 | 0 | 0 | 0 | 0 | 0 | 0 | 0 | 0 | 0 | 0 | 0 | 0 | 0 | 0 | 0 | 0 | 0 | 0 | 0 | 0 | 0 | 0 | 0 | 0 | 0 | 0 | 0 | 0 | 0 | 0 | 0 | 0 | 0 | 0 | 0 | 0 | 0 | 0 | 0 | 0 | 0 | 0 | 0 | 0 | 0 | 0 | 0 | 0 | 0 | 0 | 0 | 0 | 0 | 0 | 0 | 0 | 0 | 0 | 0 | 0 | 0 | 0 | 0 | 0 | 0 | 0 | 0 | 0 | 0 | 0 | 0 | 0 | 0 | 0 | 0 | 0 | 0 | 0 | 0 | 0 | 0 | 0 | 0 | 0 | 0 | 0 | 0 | 0 | 0 | 0 | 0 | 0 | 0 | 0 | 0 | 0 | 0 | 0 | 0 | 0 | 0 | 0 | 0 | 0 | 0 | 0 | 0 | 0 | 0 | 0 | 0 | 0 | 0 | 0 | 0 | 0 | 0 | 0 | 0 | 0 | 0 | 0 | 0 | 0 | 0 | 0 | 0 | 0 | 0 | 0 | 0 | 0 | 0 | 0 | 0 | 0 | 0 | 0 | 0 | 0 | 0 | 0 | 0 | 0 | 0 | 0 | 0 | 0 | 0 | 0 | 0 | 0 | 0 | 0 | 0 | 0 | 0 | 0 | 0 | 0 | 0 | 0 | 0 | 0 | 0 | 0 | 0 | 0 | 0 | 0 | 0 | 0 | 0 | 0 | 0 | 0 | 0 | 0 | 0 | 0 | 0 | 0 | 0 | 0 | 0 | 0 | 0 | 0 | 0 | 0 | 0 | 0 | 0 | 0 | 0 | 0 | 0 | 0 | 0 | 0 | 0 | 0 | 0 | 0 | 0 | 0 | 0 | 0 | 0 | 0 | 0 | 0 | 0 | -75.084 | -76.2788 | -77.3596 | -78.3264 | -79.1787 | -79.9154 | -80.5359 | -81.0393 | -81.4466 | -81.7753 | -82.0402 | -82.2534 | -82.4248 | -82.5624 | -82.6728 | -82.7613 | -82.8323 | -82.8891 | -82.9347 | -82.9711 | -83.0003 | -83.0237 | -83.0424 | -83.0574 | -83.0694 | 55.508 | 56.3913 | 57.1903 | 57.9051 | 58.5351 | 59.0798 | 59.5385 | 59.9106 | 60.2117 | 60.4547 | 60.6506 | 60.8082 | 60.9349 | 61.0366 | 61.1182 | 61.1837 | 61.2361 | 61.2781 | 61.3118 | 61.3388 | 61.3604 | 61.3776 | 61.3915 | 61.4025 | 61.4114
WA_Commercial_WA - Miscellaneous_Existing_Water Heating_Natural Gas_Water Heater - Pre-Rinse Spray Valve_A | WA | Commercial | WA - Miscellaneous | Existing | Water Heating | Natural Gas | Water Heater - Pre-Rinse Spray Valve | A | WCM241 | Standard pre-rinse spray valve. | Low flow pre-rinse spray valve. | 4 | 16.81 | 0 | 0 | 13.75 | 0 | 0 | 0 | 0.28365 | 0.25 | KitchenFaucet | 0% | 0% | Discretionary | Retro5Med_WA | 85% | Water Heater | 0% | 336.4018 |  | 143.6153 |  | 0 | Avista TRM | Avista TRM | Avista TRM | Standard pre-rinse spray valve. | Standard pre-rinse spray valve. | Standard pre-rinse spray valve. | Standard pre-rinse spray valve. | Standard pre-rinse spray valve. | Standard pre-rinse spray valve. | Standard pre-rinse spray valve. | Standard pre-rinse spray valve. | Standard pre-rinse spray valve. | Standard pre-rinse spray valve. | Standard pre-rinse spray valve. | Standard pre-rinse spray valve. | Standard pre-rinse spray valve. | Standard pre-rinse spray valve. | Standard pre-rinse spray valve. | Standard pre-rinse spray valve. | Standard pre-rinse spray valve. | Standard pre-rinse spray valve. | Standard pre-rinse spray valve. | Standard pre-rinse spray valve. | Standard pre-rinse spray valve. | Standard pre-rinse spray valve. | Standard pre-rinse spray valve. | Standard pre-rinse spray valve. | Standard pre-rinse spray valve. | Standard pre-rinse spray valve. | Standard pre-rinse spray valve. | Low flow pre-rinse spray valve. | Low flow pre-rinse spray valve. | Low flow pre-rinse spray valve. | Low flow pre-rinse spray valve. | Low flow pre-rinse spray valve. | Low flow pre-rinse spray valve. | Low flow pre-rinse spray valve. | Low flow pre-rinse spray valve. | Low flow pre-rinse spray valve. | Low flow pre-rinse spray valve. | Low flow pre-rinse spray valve. | Low flow pre-rinse spray valve. | Low flow pre-rinse spray valve. | Low flow pre-rinse spray valve. | Low flow pre-rinse spray valve. | Low flow pre-rinse spray valve. | Low flow pre-rinse spray valve. | Low flow pre-rinse spray valve. | Low flow pre-rinse spray valve. | Low flow pre-rinse spray valve. | Low flow pre-rinse spray valve. | Low flow pre-rinse spray valve. | Low flow pre-rinse spray valve. | Low flow pre-rinse spray valve. | Low flow pre-rinse spray valve. | Low flow pre-rinse spray valve. | Low flow pre-rinse spray valve. | 13.75 | 13.75 | 13.75 | 13.75 | 13.75 | 13.75 | 13.75 | 13.75 | 13.75 | 13.75 | 13.75 | 13.75 | 13.75 | 13.75 | 13.75 | 13.75 | 13.75 | 13.75 | 13.75 | 13.75 | 13.75 | 13.75 | 13.75 | 13.75 | 13.75 | 13.75 | 13.75 | 0 | 0 | 8.2532 | 8.0046 | 7.7695 | 7.5513 | 7.3447 | 7.149 | 6.9605 | 6.785 | 6.6157 | 6.4569 | 6.3864 | 6.3317 | 6.3002 | 6.2616 | 6.232 | 6.2096 | 6.1917 | 6.1763 | 6.1674 | 6.1624 | 6.1599 | 6.158 | 6.1519 | 6.1507 | 6.1497 | 0 | 0 | 0 | 0 | 0 | 0 | 0 | 0 | 0 | 0 | 0 | 0 | 0 | 0 | 0 | 0 | 0 | 0 | 0 | 0 | 0 | 0 | 0 | 0 | 0 | 0 | 0 | 0 | 0 | 0 | 0 | 0 | 0 | 0 | 0 | 0 | 0 | 0 | 0 | 0 | 0 | 0 | 0 | 0 | 0 | 0 | 0 | 0 | 0 | 0 | 0 | 0 | 0 | 0 | 0 | 0 | 0 | 0 | 0 | 0 | 0 | 0 | 0 | 0 | 0 | 0 | 0 | 0 | 0 | 0 | 0 | 0 | 0 | 0 | 0 | 0 | 0 | 0 | 0 | 0 | 0 | 0 | 0 | 0 | 0 | 0 | 0 | 0 | 0 | 0 | 0 | 0 | 0 | 0 | 0 | 0 | 0 | 0 | 0 | 0 | 0 | 0 | 0 | 0 | 0 | 0 | 0 | 0 | 0 | 0 | 0 | 0 | 0 | 0 | 0 | 0 | 0 | 0 | 0 | 0 | 0 | 0 | 0 | 0 | 0 | 0 | 0 | 0 | 0 | 0 | 0 | 0 | 0 | 0 | 0 | 0 | 0 | 0 | 0 | 0 | 0 | 0 | 0 | 0 | 0 | 0 | 0 | 0 | 0 | 0 | 0 | 0 | 0 | 0 | 0 | 0 | 0 | 0 | 0 | 0 | 0 | 0 | 0 | 0 | 0 | 0 | 0 | 0 | 0 | 0 | 0 | 0 | 0 | 0 | 0 | 0 | 0 | 0 | 0 | 0 | 0 | 0 | 0 | 0 | 0 | 0 | 0 | 0 | 0 | 0 | 0 | 0 | 0 | 0 | 0 | 0 | 0 | 0 | 0 | 0 | 0 | 0 | 0 | 0 | 0 | 0 | 0 | 0 | 0 | 0 | 0 | 0 | 0 | 0 | 0 | 0 | 0 | 0 | 0 | 0 | 0 | 0 | 0 | 0 | 0 | 0 | 0 | 0 | 0 | 0 | 0 | 0 | 0 | 0 | 0 | 0 | 0 | 0 | 0 | 0 | 0 | 0 | 0 | 0 | 0 | 0 | 0 | 0 | 0 | 0 | 0 | 0 | 0 | 0 | 0 | 0 | 0 | 0 | 0 | 0 | 0 | 0 | 0 | 0 | 0 | 0 | 0 | 0 | 0 | 0 | 0 | 0 | 0 | 0 | 0 | 0 | 0 | 0 | 0 | 0 | 0 | 0 | 0 | 0 | 0 | 0 | 0 | 0 | 0 | 0 | 0 | 0 | 0 | 0 | 0 | 0 | 0 | 0 | 0 | 0 | 0 | 0 | 0 | 0 | 0 | 0 | 0 | 0 | 0 | 0 | 0 | 0 | 0 | 0 | 0 | 0 | 0 | 0 | 0 | 0 | 0 | 0 | 0 | 0 | 0 | 0 | 0 | 0 | 0 | 0 | 0 | 0 | 0 | 0 | 0 | 0 | 0 | 0 | 0 | 0 | 0 | 0 | 0 | 0 | 0 | 0 | 0 | 0 | 0 | 0 | 0 | 0 | 0 | 0 | 0 | 0 | 0 | 0 | 0 | 0 | 0 | 0 | 0 | 0 | 0 | 0 | 0 | 0 | 0 | 0 | 0 | 0 | 0 | 0 | 0 | 0 | 0 | 0 | 0 | 0 | 0 | 0 | 0 | 0 | 0 | 0 | 0 | 0 | 0 | 0 | 0 | 0 | 0 | 0 | 0 | 0 | 0 | 0 | 0 | 0 | 312.629 | 317.6039 | 322.1043 | 326.1298 | 329.6781 | 332.7459 | 335.3295 | 337.4254 | 339.1211 | 340.4899 | 341.593 | 342.4806 | 343.1941 | 343.767 | 344.2266 | 344.5953 | 344.8908 | 345.1275 | 345.3171 | 345.469 | 345.5906 | 345.6879 | 345.7658 | 345.8281 | 345.878 | 133.4664 | 135.5902 | 137.5115 | 139.2301 | 140.7449 | 142.0546 | 143.1575 | 144.0523 | 144.7762 | 145.3606 | 145.8316 | 146.2105 | 146.5151 | 146.7596 | 146.9559 | 147.1133 | 147.2394 | 147.3405 | 147.4214 | 147.4863 | 147.5382 | 147.5797 | 147.613 | 147.6396 | 147.6609
WA_Commercial_WA - Miscellaneous_Existing_Water Heating_Natural Gas_Water Heater - Temperature Setback_A | WA | Commercial | WA - Miscellaneous | Existing | Water Heating | Natural Gas | Water Heater - Temperature Setback | A | WCM242 | No water heater temperature setback. | Water heater temperature setback. | 2 | 103.9223 | 0 | 0 | 6.7 | 0 | 0 | 0 | 0.28365 | 0.25 | WHunits | 15% | 100% | Discretionary | Retro5Med_WA | 85% | Water Heater | 0% | 49.713 |  | 21.2233 |  | 0 | IL TRM - RS-HWE-TMPS-V08-210101 | IL TRM - RS-HWE-TMPS-V08-210101 | IL TRM - RS-HWE-TMPS-V08-210101 | No water heater temperature setback. | No water heater temperature setback. | No water heater temperature setback. | No water heater temperature setback. | No water heater temperature setback. | No water heater temperature setback. | No water heater temperature setback. | No water heater temperature setback. | No water heater temperature setback. | No water heater temperature setback. | No water heater temperature setback. | No water heater temperature setback. | No water heater temperature setback. | No water heater temperature setback. | No water heater temperature setback. | No water heater temperature setback. | No water heater temperature setback. | No water heater temperature setback. | No water heater temperature setback. | No water heater temperature setback. | No water heater temperature setback. | No water heater temperature setback. | No water heater temperature setback. | No water heater temperature setback. | No water heater temperature setback. | No water heater temperature setback. | No water heater temperature setback. | Water heater temperature setback. | Water heater temperature setback. | Water heater temperature setback. | Water heater temperature setback. | Water heater temperature setback. | Water heater temperature setback. | Water heater temperature setback. | Water heater temperature setback. | Water heater temperature setback. | Water heater temperature setback. | Water heater temperature setback. | Water heater temperature setback. | Water heater temperature setback. | Water heater temperature setback. | Water heater temperature setback. | Water heater temperature setback. | Water heater temperature setback. | Water heater temperature setback. | Water heater temperature setback. | Water heater temperature setback. | Water heater temperature setback. | Water heater temperature setback. | Water heater temperature setback. | Water heater temperature setback. | Water heater temperature setback. | Water heater temperature setback. | Water heater temperature setback. | 6.7 | 6.7 | 6.7 | 6.7 | 6.7 | 6.7 | 6.7 | 6.7 | 6.7 | 6.7 | 6.7 | 6.7 | 6.7 | 6.7 | 6.7 | 6.7 | 6.7 | 6.7 | 6.7 | 6.7 | 6.7 | 6.7 | 6.7 | 6.7 | 6.7 | 6.7 | 6.7 | 0 | 0 | 51.023 | 49.5938 | 48.2666 | 47.0264 | 45.8684 | 44.7856 | 43.7645 | 42.8111 | 41.8926 | 41.0264 | 40.6976 | 40.4406 | 40.3024 | 40.0555 | 39.8658 | 39.7226 | 39.608 | 39.51 | 39.4531 | 39.4206 | 39.405 | 39.3924 | 39.3538 | 39.3458 | 39.3394 | 0 | 0.92444 | 1.1047 | 0.4405 | 0.44147 | 0.40651 | 0.47457 | 0 | 0 | 0 | 0 | 0 | 0 | 0 | 0 | 0 | 0 | 0 | 0 | 0 | 0 | 0 | 0 | 0 | 0 | 0 | 0.92444 | 2.0044 | 2.3934 | 2.7759 | 3.1169 | 3.5204 | 3.4437 | 3.3698 | 3.3002 | 3.2737 | 3.253 | 3.2419 | 3.2221 | 3.2068 | 3.1953 | 3.1861 | 3.1782 | 3.1736 | 3.171 | 3.1697 | 3.1687 | 3.1656 | 3.165 | 3.1645 | 0 | 18.6402 | 22.8872 | 9.367 | 9.6248 | 9.0768 | 10.8437 | 0 | 0 | 0 | 0 | 0 | 0 | 0 | 0 | 0 | 0 | 0 | 0 | 0 | 0 | 0 | 0 | 0 | 0 | 0 | 18.6402 | 41.5275 | 50.8945 | 60.5193 | 69.5961 | 80.4399 | 80.4399 | 80.4399 | 80.4399 | 80.4399 | 80.4399 | 80.4399 | 80.4399 | 80.4399 | 80.4399 | 80.4399 | 80.4399 | 80.4399 | 80.4399 | 80.4399 | 80.4399 | 80.4399 | 80.4399 | 80.4399 | 0 | 0.80249 | 0.96861 | 0.38999 | 0.39452 | 0.36657 | 0.4317 | 0 | 0 | 0 | 0 | 0 | 0 | 0 | 0 | 0 | 0 | 0 | 0 | 0 | 0 | 0 | 0 | 0 | 0 | 0 | 0.80249 | 1.7575 | 2.119 | 2.4807 | 2.8106 | 3.2024 | 3.1595 | 3.1192 | 3.0822 | 3.0492 | 3.022 | 3.0036 | 2.9852 | 2.9707 | 2.9596 | 2.9508 | 2.9437 | 2.9386 | 2.9349 | 2.9322 | 2.9302 | 2.9278 | 2.9272 | 2.9268 | 0 | 15.8442 | 19.4541 | 7.962 | 8.1811 | 7.7153 | 9.2172 | 0 | 0 | 0 | 0 | 0 | 0 | 0 | 0 | 0 | 0 | 0 | 0 | 0 | 0 | 0 | 0 | 0 | 0 | 0 | 15.8442 | 35.2983 | 43.2603 | 51.4414 | 59.1567 | 68.3739 | 68.3739 | 68.3739 | 68.3739 | 68.3739 | 68.3739 | 68.3739 | 68.3739 | 68.3739 | 68.3739 | 68.3739 | 68.3739 | 68.3739 | 68.3739 | 68.3739 | 68.3739 | 68.3739 | 68.3739 | 68.3739 | 0 | 0.80249 | 0.96861 | 0.38999 | 0.39452 | 0.36657 | 0.4317 | 0 | 0 | 0 | 0 | 0 | 0 | 0 | 0 | 0 | 0 | 0 | 0 | 0 | 0 | 0 | 0 | 0 | 0 | 0 | 0.80249 | 1.7575 | 2.119 | 2.4807 | 2.8106 | 3.2024 | 3.1595 | 3.1192 | 3.0822 | 3.0492 | 3.022 | 3.0036 | 2.9852 | 2.9707 | 2.9596 | 2.9508 | 2.9437 | 2.9386 | 2.9349 | 2.9322 | 2.9302 | 2.9278 | 2.9272 | 2.9268 | 0 | 15.8442 | 19.4541 | 7.962 | 8.1811 | 7.7153 | 9.2172 | 0 | 0 | 0 | 0 | 0 | 0 | 0 | 0 | 0 | 0 | 0 | 0 | 0 | 0 | 0 | 0 | 0 | 0 | 0 | 15.8442 | 35.2983 | 43.2603 | 51.4414 | 59.1567 | 68.3739 | 68.3739 | 68.3739 | 68.3739 | 68.3739 | 68.3739 | 68.3739 | 68.3739 | 68.3739 | 68.3739 | 68.3739 | 68.3739 | 68.3739 | 68.3739 | 68.3739 | 68.3739 | 68.3739 | 68.3739 | 68.3739 | 0 | 0.80249 | 0.96861 | 0.38999 | 0.39452 | 0.36657 | 0.4317 | 0 | 0 | 0 | 0 | 0 | 0 | 0 | 0 | 0 | 0 | 0 | 0 | 0 | 0 | 0 | 0 | 0 | 0 | 0 | 0.80249 | 1.7575 | 2.119 | 2.4807 | 2.8106 | 3.2024 | 3.1595 | 3.1192 | 3.0822 | 3.0492 | 3.022 | 3.0036 | 2.9852 | 2.9707 | 2.9596 | 2.9508 | 2.9437 | 2.9386 | 2.9349 | 2.9322 | 2.9302 | 2.9278 | 2.9272 | 2.9268 | 0 | 15.8442 | 19.4541 | 7.962 | 8.1811 | 7.7153 | 9.2172 | 0 | 0 | 0 | 0 | 0 | 0 | 0 | 0 | 0 | 0 | 0 | 0 | 0 | 0 | 0 | 0 | 0 | 0 | 0 | 15.8442 | 35.2983 | 43.2603 | 51.4414 | 59.1567 | 68.3739 | 68.3739 | 68.3739 | 68.3739 | 68.3739 | 68.3739 | 68.3739 | 68.3739 | 68.3739 | 68.3739 | 68.3739 | 68.3739 | 68.3739 | 68.3739 | 68.3739 | 68.3739 | 68.3739 | 68.3739 | 68.3739 | 46.1999 | 46.935 | 47.6001 | 48.195 | 48.7194 | 49.1727 | 49.5545 | 49.8642 | 50.1148 | 50.3171 | 50.4801 | 50.6113 | 50.7167 | 50.8014 | 50.8693 | 50.9238 | 50.9675 | 51.0024 | 51.0305 | 51.0529 | 51.0709 | 51.0853 | 51.0968 | 51.106 | 51.1134 | 19.7235 | 20.0373 | 20.3213 | 20.5752 | 20.7991 | 20.9926 | 21.1556 | 21.2878 | 21.3948 | 21.4812 | 21.5508 | 21.6068 | 21.6518 | 21.6879 | 21.7169 | 21.7402 | 21.7588 | 21.7738 | 21.7857 | 21.7953 | 21.803 | 21.8091 | 21.814 | 21.818 | 21.8211
WA_Commercial_WA - Miscellaneous_Existing_Water Heating_Natural Gas_Water Heater - Faucet Aerators_A | WA | Commercial | WA - Miscellaneous | Existing | Water Heating | Natural Gas | Water Heater - Faucet Aerators | A | WCM243 | 0 | 0 | 10 | 7.4299 | 0 | 0 | 0.91 | 1.82 | 0 | 0 | 0.28365 | 0.25 | faucet | 86.67% | 86.67% | Discretionary | Retro5Med_WA | 85% | Water Heater | 0% | -249.8978 |  | 10.3487 |  | 0 | DHW_AER-Water Heating-XCELCO-2017-18-6 | DHW_AER-Water Heating-XCELCO-2017-18-6 | DHW_AER-Water Heating-ILTRM-v5.0-14 | 0 | 0 | 0 | 0 | 0 | 0 | 0 | 0 | 0 | 0 | 0 | 0 | 0 | 0 | 0 | 0 | 0 | 0 | 0 | 0 | 0 | 0 | 0 | 0 | 0 | 0 | 0 | 0 | 0 | 0 | 0 | 0 | 0 | 0 | 0 | 0 | 0 | 0 | 0 | 0 | 0 | 0 | 0 | 0 | 0 | 0 | 0 | 0 | 0 | 0 | 0 | 0 | 0 | 0 | 0.91 | 0.91 | 0.91 | 0.91 | 0.91 | 0.91 | 0.91 | 0.91 | 0.91 | 0.91 | 0.91 | 0.91 | 0.91 | 0.91 | 0.91 | 0.91 | 0.91 | 0.91 | 0.91 | 0.91 | 0.91 | 0.91 | 0.91 | 0.91 | 0.91 | 0.91 | 0.91 | 0 | 0 | 3.6479 | 3.5514 | 3.4631 | 3.3823 | 3.3083 | 3.2405 | 3.1785 | 3.1222 | 3.0681 | 3.0167 | 3.0029 | 2.9919 | 2.9833 | 2.9658 | 2.9521 | 2.9415 | 2.933 | 2.9258 | 2.9216 | 2.9192 | 2.918 | 2.9171 | 2.9142 | 2.9136 | 2.9131 | 0 | 0 | 0 | 0 | 0 | 0 | 0 | 0 | 0 | 0 | 0 | 0 | 0 | 0 | 0 | 0 | 0 | 0 | 0 | 0 | 0 | 0 | 0 | 0 | 0 | 0 | 0 | 0 | 0 | 0 | 0 | 0 | 0 | 0 | 0 | 0 | 0 | 0 | 0 | 0 | 0 | 0 | 0 | 0 | 0 | 0 | 0 | 0 | 0 | 0 | 0 | 0 | 0 | 0 | 0 | 0 | 0 | 0 | 0 | 0 | 0 | 0 | 0 | 0 | 0 | 0 | 0 | 0 | 0 | 0 | 0 | 0 | 0 | 0 | 0 | 0 | 0 | 0 | 0 | 0 | 0 | 0 | 0 | 0 | 0 | 0 | 0 | 0 | 0 | 0 | 0 | 0 | 0 | 0 | 0 | 0 | 0 | 0 | 0 | 0 | 0 | 0 | 0 | 0 | 0 | 0 | 0 | 0 | 0 | 0 | 0 | 0 | 0 | 0 | 0 | 0 | 0 | 0 | 0 | 0 | 0 | 0 | 0 | 0 | 0 | 0 | 0 | 0 | 0 | 0 | 0 | 0 | 0 | 0 | 0 | 0 | 0 | 0 | 0 | 0 | 0 | 0 | 0 | 0 | 0 | 0 | 0 | 0 | 0 | 0 | 0 | 0 | 0 | 0 | 0 | 0 | 0 | 0 | 0 | 0 | 0 | 0 | 0 | 0 | 0 | 0 | 0 | 0 | 0 | 0 | 0 | 0 | 0 | 0 | 0 | 0 | 0 | 0 | 0 | 0 | 0 | 0 | 0 | 0 | 0 | 0 | 0 | 0 | 0 | 0 | 0 | 0 | 0 | 0 | 0 | 0 | 0 | 0 | 0 | 0 | 0 | 0 | 0 | 0 | 0 | 0 | 0 | 0 | 0 | 0 | 0 | 0 | 0 | 0 | 0 | 0 | 0 | 0 | 0 | 0 | 0 | 0 | 0 | 0 | 0 | 0 | 0 | 0 | 0 | 0 | 0 | 0 | 0 | 0 | 0 | 0 | 0 | 0 | 0 | 0 | 0 | 0 | 0 | 0 | 0 | 0 | 0 | 0 | 0 | 0 | 0 | 0 | 0 | 0 | 0 | 0 | 0 | 0 | 0 | 0 | 0 | 0 | 0 | 0 | 0 | 0 | 0 | 0 | 0 | 0 | 0 | 0 | 0 | 0 | 0 | 0 | 0 | 0 | 0 | 0 | 0 | 0 | 0 | 0 | 0 | 0 | 0 | 0 | 0 | 0 | 0 | 0 | 0 | 0 | 0 | 0 | 0 | 0 | 0 | 0 | 0 | 0 | 0 | 0 | 0 | 0 | 0 | 0 | 0 | 0 | 0 | 0 | 0 | 0 | 0 | 0 | 0 | 0 | 0 | 0 | 0 | 0 | 0 | 0 | 0 | 0 | 0 | 0 | 0 | 0 | 0 | 0 | 0 | 0 | 0 | 0 | 0 | 0 | 0 | 0 | 0 | 0 | 0 | 0 | 0 | 0 | 0 | 0 | 0 | 0 | 0 | 0 | 0 | 0 | 0 | 0 | 0 | 0 | 0 | 0 | 0 | 0 | 0 | 0 | 0 | 0 | 0 | 0 | 0 | 0 | 0 | 0 | 0 | 0 | 0 | 0 | 0 | 0 | 0 | 0 | 0 | 0 | 0 | 0 | 0 | 0 | 0 | 0 | 0 | 0 | 0 | 0 | 0 | 0 | 0 | 0 | 0 | 0 | 0 | 0 | -232.2381 | -235.9337 | -239.2769 | -242.2673 | -244.9032 | -247.1821 | -249.1013 | -250.6583 | -251.9179 | -252.9348 | -253.7542 | -254.4136 | -254.9435 | -255.3691 | -255.7106 | -255.9844 | -256.2039 | -256.3798 | -256.5207 | -256.6335 | -256.7238 | -256.7961 | -256.854 | -256.9003 | -256.9373 | 9.6174 | 9.7704 | 9.9088 | 10.0327 | 10.1418 | 10.2362 | 10.3157 | 10.3802 | 10.4323 | 10.4744 | 10.5084 | 10.5357 | 10.5576 | 10.5752 | 10.5894 | 10.6007 | 10.6098 | 10.6171 | 10.6229 | 10.6276 | 10.6313 | 10.6343 | 10.6367 | 10.6387 | 10.6402
WA_Commercial_WA - Miscellaneous_Existing_Water Heating_Natural Gas_Water Heater - Low-Flow Showerheads_A | WA | Commercial | WA - Miscellaneous | Existing | Water Heating | Natural Gas | Water Heater - Low-Flow Showerheads | A | WCM244 | 0 | 0 | 10 | 12.8226 | 0 | 0 | 2.42 | 4.86 | 0 | 0 | 0.28365 | 0.25 | Showerhead | 86.67% | 86.67% | Discretionary | Retro5Med_WA | 85% | Water Heater | 0% | -386.0785 |  | 15.9463 |  | 0 | Com-Showerheads-2021P_V2 | Com-Showerheads-2021P_V2 | Com-Showerheads-2021P_V2 | 0 | 0 | 0 | 0 | 0 | 0 | 0 | 0 | 0 | 0 | 0 | 0 | 0 | 0 | 0 | 0 | 0 | 0 | 0 | 0 | 0 | 0 | 0 | 0 | 0 | 0 | 0 | 0 | 0 | 0 | 0 | 0 | 0 | 0 | 0 | 0 | 0 | 0 | 0 | 0 | 0 | 0 | 0 | 0 | 0 | 0 | 0 | 0 | 0 | 0 | 0 | 0 | 0 | 0 | 2.42 | 2.42 | 2.42 | 2.42 | 2.42 | 2.42 | 2.42 | 2.42 | 2.42 | 2.42 | 2.42 | 2.42 | 2.42 | 2.42 | 2.42 | 2.42 | 2.42 | 2.42 | 2.42 | 2.42 | 2.42 | 2.42 | 2.42 | 2.42 | 2.42 | 2.42 | 2.42 | 0 | 0 | 6.2956 | 6.1215 | 5.9604 | 5.8105 | 5.6711 | 5.5413 | 5.4196 | 5.3066 | 5.1978 | 5.095 | 5.0581 | 5.0293 | 5.0142 | 4.9847 | 4.9617 | 4.9439 | 4.9296 | 4.9174 | 4.9103 | 4.9063 | 4.9043 | 4.9028 | 4.898 | 4.897 | 4.8962 | 0 | 0 | 0 | 0 | 0 | 0 | 0 | 0 | 0 | 0 | 0 | 0 | 0 | 0 | 0 | 0 | 0 | 0 | 0 | 0 | 0 | 0 | 0 | 0 | 0 | 0 | 0 | 0 | 0 | 0 | 0 | 0 | 0 | 0 | 0 | 0 | 0 | 0 | 0 | 0 | 0 | 0 | 0 | 0 | 0 | 0 | 0 | 0 | 0 | 0 | 0 | 0 | 0 | 0 | 0 | 0 | 0 | 0 | 0 | 0 | 0 | 0 | 0 | 0 | 0 | 0 | 0 | 0 | 0 | 0 | 0 | 0 | 0 | 0 | 0 | 0 | 0 | 0 | 0 | 0 | 0 | 0 | 0 | 0 | 0 | 0 | 0 | 0 | 0 | 0 | 0 | 0 | 0 | 0 | 0 | 0 | 0 | 0 | 0 | 0 | 0 | 0 | 0 | 0 | 0 | 0 | 0 | 0 | 0 | 0 | 0 | 0 | 0 | 0 | 0 | 0 | 0 | 0 | 0 | 0 | 0 | 0 | 0 | 0 | 0 | 0 | 0 | 0 | 0 | 0 | 0 | 0 | 0 | 0 | 0 | 0 | 0 | 0 | 0 | 0 | 0 | 0 | 0 | 0 | 0 | 0 | 0 | 0 | 0 | 0 | 0 | 0 | 0 | 0 | 0 | 0 | 0 | 0 | 0 | 0 | 0 | 0 | 0 | 0 | 0 | 0 | 0 | 0 | 0 | 0 | 0 | 0 | 0 | 0 | 0 | 0 | 0 | 0 | 0 | 0 | 0 | 0 | 0 | 0 | 0 | 0 | 0 | 0 | 0 | 0 | 0 | 0 | 0 | 0 | 0 | 0 | 0 | 0 | 0 | 0 | 0 | 0 | 0 | 0 | 0 | 0 | 0 | 0 | 0 | 0 | 0 | 0 | 0 | 0 | 0 | 0 | 0 | 0 | 0 | 0 | 0 | 0 | 0 | 0 | 0 | 0 | 0 | 0 | 0 | 0 | 0 | 0 | 0 | 0 | 0 | 0 | 0 | 0 | 0 | 0 | 0 | 0 | 0 | 0 | 0 | 0 | 0 | 0 | 0 | 0 | 0 | 0 | 0 | 0 | 0 | 0 | 0 | 0 | 0 | 0 | 0 | 0 | 0 | 0 | 0 | 0 | 0 | 0 | 0 | 0 | 0 | 0 | 0 | 0 | 0 | 0 | 0 | 0 | 0 | 0 | 0 | 0 | 0 | 0 | 0 | 0 | 0 | 0 | 0 | 0 | 0 | 0 | 0 | 0 | 0 | 0 | 0 | 0 | 0 | 0 | 0 | 0 | 0 | 0 | 0 | 0 | 0 | 0 | 0 | 0 | 0 | 0 | 0 | 0 | 0 | 0 | 0 | 0 | 0 | 0 | 0 | 0 | 0 | 0 | 0 | 0 | 0 | 0 | 0 | 0 | 0 | 0 | 0 | 0 | 0 | 0 | 0 | 0 | 0 | 0 | 0 | 0 | 0 | 0 | 0 | 0 | 0 | 0 | 0 | 0 | 0 | 0 | 0 | 0 | 0 | 0 | 0 | 0 | 0 | 0 | 0 | 0 | 0 | 0 | 0 | 0 | 0 | 0 | 0 | 0 | 0 | 0 | 0 | 0 | 0 | 0 | 0 | 0 | 0 | 0 | 0 | 0 | 0 | 0 | 0 | 0 | 0 | 0 | 0 | 0 | 0 | 0 | 0 | 0 | 0 | 0 | 0 | 0 | 0 | 0 | -358.7952 | -364.5047 | -369.6697 | -374.2896 | -378.362 | -381.8828 | -384.8478 | -387.2533 | -389.1994 | -390.7704 | -392.0363 | -393.055 | -393.8738 | -394.5313 | -395.0589 | -395.4819 | -395.821 | -396.0927 | -396.3104 | -396.4847 | -396.6242 | -396.7359 | -396.8253 | -396.8968 | -396.9541 | 14.8195 | 15.0553 | 15.2686 | 15.4594 | 15.6276 | 15.7731 | 15.8955 | 15.9949 | 16.0753 | 16.1401 | 16.1924 | 16.2345 | 16.2683 | 16.2955 | 16.3173 | 16.3347 | 16.3488 | 16.36 | 16.369 | 16.3762 | 16.3819 | 16.3865 | 16.3902 | 16.3932 | 16.3956
WA_Commercial_WA - Miscellaneous_Existing_Water Heating_Natural Gas_Water Heater - Tank Blanket/Insulation_A | WA | Commercial | WA - Miscellaneous | Existing | Water Heating | Natural Gas | Water Heater - Tank Blanket/Insulation | A | WCM245 | 0 | 0 | 15 | 200.7769 | 0 | 0 | 1.96 | 0 | 0 | 0 | 0.28365 | 0.25 | WHUnits | 75% | 100% | Discretionary | Retro5Med_WA | 85% | Water Heater | 0% | 1.4876 |  | 0.6351 |  | 0 | IL TRM - 4.3.12 Tank Insulation - CI-HWE-TKIN-V01-210101 / PA TRM - 2.3.4 - State of Pennsylvania TRM, Volume 2: Residential Measures, 2021 Final Order. August 8, 2019. | IL TRM - 4.3.12 Tank Insulation - CI-HWE-TKIN-V01-210101 / PA TRM - 2.3.4 - State of Pennsylvania TRM, Volume 2: Residential Measures, 2021 Final Order. August 8, 2019. | IL TRM - 4.3.12 Tank Insulation - CI-HWE-TKIN-V01-210101 / PA TRM - 2.3.4 - State of Pennsylvania TRM, Volume 2: Residential Measures, 2021 Final Order. August 8, 2019. | 0 | 0 | 0 | 0 | 0 | 0 | 0 | 0 | 0 | 0 | 0 | 0 | 0 | 0 | 0 | 0 | 0 | 0 | 0 | 0 | 0 | 0 | 0 | 0 | 0 | 0 | 0 | 0 | 0 | 0 | 0 | 0 | 0 | 0 | 0 | 0 | 0 | 0 | 0 | 0 | 0 | 0 | 0 | 0 | 0 | 0 | 0 | 0 | 0 | 0 | 0 | 0 | 0 | 0 | 1.96 | 1.96 | 1.96 | 1.96 | 1.96 | 1.96 | 1.96 | 1.96 | 1.96 | 1.96 | 1.96 | 1.96 | 1.96 | 1.96 | 1.96 | 1.96 | 1.96 | 1.96 | 1.96 | 1.96 | 1.96 | 1.96 | 1.96 | 1.96 | 1.96 | 1.96 | 1.96 | 0 | 0 | 98.5759 | 96.0134 | 93.682 | 91.56 | 89.6297 | 87.8773 | 86.2914 | 84.8631 | 83.4971 | 82.1937 | 81.8983 | 81.662 | 81.473 | 81.0201 | 80.6579 | 80.3681 | 80.1362 | 79.938 | 79.8228 | 79.7572 | 79.7254 | 79.7001 | 79.622 | 79.6058 | 79.5928 | 0 | 0.52639 | 0.63062 | 0.75422 | 0.85707 | 0.95848 | 1.1004 | 1.1871 | 1.1932 | 1.1069 | 0.94807 | 0.73154 | 0.50088 | 0.29806 | 0.13859 | 0 | 0 | 0 | 0 | 0 | 0 | 0 | 0 | 0 | 0 | 0 | 0.52639 | 1.1442 | 1.8725 | 2.6901 | 3.596 | 4.6315 | 5.742 | 6.8427 | 7.8428 | 8.7627 | 9.469 | 9.9479 | 10.1907 | 10.2837 | 10.2468 | 10.2172 | 10.1919 | 10.1773 | 10.1689 | 10.1648 | 10.1616 | 10.1517 | 10.1496 | 10.1479 | 0 | 5.4824 | 6.7315 | 8.2374 | 9.5624 | 10.9071 | 12.7517 | 13.9888 | 14.2906 | 13.4671 | 11.5761 | 8.9581 | 6.1478 | 3.6789 | 1.7183 | 0 | 0 | 0 | 0 | 0 | 0 | 0 | 0 | 0 | 0 | 0 | 5.4824 | 12.214 | 20.4514 | 30.0138 | 40.9208 | 53.6725 | 67.6613 | 81.9519 | 95.419 | 106.9952 | 115.9533 | 122.101 | 125.7799 | 127.4982 | 127.4982 | 127.4982 | 127.4982 | 127.4982 | 127.4982 | 127.4982 | 127.4982 | 127.4982 | 127.4982 | 127.4982 | 0 | 0.4568 | 0.55256 | 0.66697 | 0.76461 | 0.86229 | 0.9979 | 1.0849 | 1.0993 | 1.0282 | 0.87763 | 0.67507 | 0.46089 | 0.27424 | 0.1275 | 0 | 0 | 0 | 0 | 0 | 0 | 0 | 0 | 0 | 0 | 0 | 0.4568 | 1.0026 | 1.6559 | 2.3999 | 3.2351 | 4.2002 | 5.2476 | 6.3041 | 7.2849 | 8.1117 | 8.738 | 9.1538 | 9.3764 | 9.4604 | 9.4251 | 9.3969 | 9.3744 | 9.358 | 9.3462 | 9.3376 | 9.3314 | 9.3236 | 9.3218 | 9.3204 | 0 | 4.6601 | 5.7218 | 7.0018 | 8.128 | 9.271 | 10.8389 | 11.8905 | 12.147 | 11.4471 | 9.8397 | 7.6144 | 5.2256 | 3.127 | 1.4605 | 0 | 0 | 0 | 0 | 0 | 0 | 0 | 0 | 0 | 0 | 0 | 4.6601 | 10.3819 | 17.3837 | 25.5117 | 34.7827 | 45.6217 | 57.5121 | 69.6591 | 81.1062 | 90.9459 | 98.5603 | 103.7859 | 106.9129 | 108.3734 | 108.3734 | 108.3734 | 108.3734 | 108.3734 | 108.3734 | 108.3734 | 108.3734 | 108.3734 | 108.3734 | 108.3734 | 0 | 0.4568 | 0.55256 | 0.66697 | 0.76461 | 0.86229 | 0.9979 | 1.0849 | 1.0993 | 1.0282 | 0.87763 | 0.67507 | 0.46089 | 0.27424 | 0.1275 | 0 | 0 | 0 | 0 | 0 | 0 | 0 | 0 | 0 | 0 | 0 | 0.4568 | 1.0026 | 1.6559 | 2.3999 | 3.2351 | 4.2002 | 5.2476 | 6.3041 | 7.2849 | 8.1117 | 8.738 | 9.1538 | 9.3764 | 9.4604 | 9.4251 | 9.3969 | 9.3744 | 9.358 | 9.3462 | 9.3376 | 9.3314 | 9.3236 | 9.3218 | 9.3204 | 0 | 4.6601 | 5.7218 | 7.0018 | 8.128 | 9.271 | 10.8389 | 11.8905 | 12.147 | 11.4471 | 9.8397 | 7.6144 | 5.2256 | 3.127 | 1.4605 | 0 | 0 | 0 | 0 | 0 | 0 | 0 | 0 | 0 | 0 | 0 | 4.6601 | 10.3819 | 17.3837 | 25.5117 | 34.7827 | 45.6217 | 57.5121 | 69.6591 | 81.1062 | 90.9459 | 98.5603 | 103.7859 | 106.9129 | 108.3734 | 108.3734 | 108.3734 | 108.3734 | 108.3734 | 108.3734 | 108.3734 | 108.3734 | 108.3734 | 108.3734 | 108.3734 | 0 | 0.4568 | 0.55256 | 0.66697 | 0.76461 | 0.86229 | 0.9979 | 1.0849 | 1.0993 | 1.0282 | 0.87763 | 0.67507 | 0.46089 | 0.27424 | 0.1275 | 0 | 0 | 0 | 0 | 0 | 0 | 0 | 0 | 0 | 0 | 0 | 0.4568 | 1.0026 | 1.6559 | 2.3999 | 3.2351 | 4.2002 | 5.2476 | 6.3041 | 7.2849 | 8.1117 | 8.738 | 9.1538 | 9.3764 | 9.4604 | 9.4251 | 9.3969 | 9.3744 | 9.358 | 9.3462 | 9.3376 | 9.3314 | 9.3236 | 9.3218 | 9.3204 | 0 | 4.6601 | 5.7218 | 7.0018 | 8.128 | 9.271 | 10.8389 | 11.8905 | 12.147 | 11.4471 | 9.8397 | 7.6144 | 5.2256 | 3.127 | 1.4605 | 0 | 0 | 0 | 0 | 0 | 0 | 0 | 0 | 0 | 0 | 0 | 4.6601 | 10.3819 | 17.3837 | 25.5117 | 34.7827 | 45.6217 | 57.5121 | 69.6591 | 81.1062 | 90.9459 | 98.5603 | 103.7859 | 106.9129 | 108.3734 | 108.3734 | 108.3734 | 108.3734 | 108.3734 | 108.3734 | 108.3734 | 108.3734 | 108.3734 | 108.3734 | 108.3734 | 1.3825 | 1.4045 | 1.4244 | 1.4422 | 1.4579 | 1.4715 | 1.4829 | 1.4922 | 1.4997 | 1.5057 | 1.5106 | 1.5145 | 1.5177 | 1.5202 | 1.5222 | 1.5239 | 1.5252 | 1.5262 | 1.5271 | 1.5277 | 1.5283 | 1.5287 | 1.5291 | 1.5293 | 1.5296 | 0.59022 | 0.59961 | 0.60811 | 0.61571 | 0.62241 | 0.6282 | 0.63308 | 0.63703 | 0.64023 | 0.64282 | 0.6449 | 0.64658 | 0.64792 | 0.649 | 0.64987 | 0.65057 | 0.65113 | 0.65157 | 0.65193 | 0.65222 | 0.65245 | 0.65263 | 0.65278 | 0.6529 | 0.65299
WA_Commercial_WA - Miscellaneous_Existing_Water Heating_Natural Gas_Water Heater - Drainwater Heat Recovery_A | WA | Commercial | WA - Miscellaneous | Existing | Water Heating | Natural Gas | Water Heater - Drainwater Heat Recovery | A | WCM246 | 0 | 0 | 40 | 11.4393 | 0 | 0 | 116.25 | 0 | 0 | 0 | 0.28365 | 0.25 | faucet | 86.67% | 86.67% | Discretionary | Retro5Med_WA | 85% | Water Heater | 0% | 1052.9364 |  | 449.5155 |  | 0 | DHW_DWHR-Water Heating-OPATRM-v1-1 | DHW_DWHR-Water Heating-OPATRM-v1-1 | DHW_DWHR-Water Heating-MNTRM-v1.0-7 | 0 | 0 | 0 | 0 | 0 | 0 | 0 | 0 | 0 | 0 | 0 | 0 | 0 | 0 | 0 | 0 | 0 | 0 | 0 | 0 | 0 | 0 | 0 | 0 | 0 | 0 | 0 | 0 | 0 | 0 | 0 | 0 | 0 | 0 | 0 | 0 | 0 | 0 | 0 | 0 | 0 | 0 | 0 | 0 | 0 | 0 | 0 | 0 | 0 | 0 | 0 | 0 | 0 | 0 | 116.25 | 116.25 | 116.25 | 116.25 | 116.25 | 116.25 | 116.25 | 116.25 | 116.25 | 116.25 | 116.25 | 116.25 | 116.25 | 116.25 | 116.25 | 116.25 | 116.25 | 116.25 | 116.25 | 116.25 | 116.25 | 116.25 | 116.25 | 116.25 | 116.25 | 116.25 | 116.25 | 0 | 0 | 5.6164 | 5.4472 | 5.2872 | 5.1387 | 4.9981 | 4.8649 | 4.7366 | 4.6172 | 4.502 | 4.3939 | 4.346 | 4.3087 | 4.2873 | 4.2611 | 4.2409 | 4.2256 | 4.2135 | 4.203 | 4.197 | 4.1935 | 4.1919 | 4.1905 | 4.1864 | 4.1856 | 4.1849 | 0 | 0 | 0 | 0 | 0 | 0 | 0 | 0 | 0 | 0 | 0 | 0 | 0 | 0 | 0 | 0 | 0 | 0 | 0 | 0 | 0 | 0 | 0 | 0 | 0 | 0 | 0 | 0 | 0 | 0 | 0 | 0 | 0 | 0 | 0 | 0 | 0 | 0 | 0 | 0 | 0 | 0 | 0 | 0 | 0 | 0 | 0 | 0 | 0 | 0 | 0 | 0 | 0 | 0 | 0 | 0 | 0 | 0 | 0 | 0 | 0 | 0 | 0 | 0 | 0 | 0 | 0 | 0 | 0 | 0 | 0 | 0 | 0 | 0 | 0 | 0 | 0 | 0 | 0 | 0 | 0 | 0 | 0 | 0 | 0 | 0 | 0 | 0 | 0 | 0 | 0 | 0 | 0 | 0 | 0 | 0 | 0 | 0 | 0 | 0 | 0 | 0 | 0 | 0 | 0 | 0 | 0 | 0 | 0 | 0 | 0 | 0 | 0 | 0 | 0 | 0 | 0 | 0 | 0 | 0 | 0 | 0 | 0 | 0 | 0 | 0 | 0 | 0 | 0 | 0 | 0 | 0 | 0 | 0 | 0 | 0 | 0 | 0 | 0 | 0 | 0 | 0 | 0 | 0 | 0 | 0 | 0 | 0 | 0 | 0 | 0 | 0 | 0 | 0 | 0 | 0 | 0 | 0 | 0 | 0 | 0 | 0 | 0 | 0 | 0 | 0 | 0 | 0 | 0 | 0 | 0 | 0 | 0 | 0 | 0 | 0 | 0 | 0 | 0 | 0 | 0 | 0 | 0 | 0 | 0 | 0 | 0 | 0 | 0 | 0 | 0 | 0 | 0 | 0 | 0 | 0 | 0 | 0 | 0 | 0 | 0 | 0 | 0 | 0 | 0 | 0 | 0 | 0 | 0 | 0 | 0 | 0 | 0 | 0 | 0 | 0 | 0 | 0 | 0 | 0 | 0 | 0 | 0 | 0 | 0 | 0 | 0 | 0 | 0 | 0 | 0 | 0 | 0 | 0 | 0 | 0 | 0 | 0 | 0 | 0 | 0 | 0 | 0 | 0 | 0 | 0 | 0 | 0 | 0 | 0 | 0 | 0 | 0 | 0 | 0 | 0 | 0 | 0 | 0 | 0 | 0 | 0 | 0 | 0 | 0 | 0 | 0 | 0 | 0 | 0 | 0 | 0 | 0 | 0 | 0 | 0 | 0 | 0 | 0 | 0 | 0 | 0 | 0 | 0 | 0 | 0 | 0 | 0 | 0 | 0 | 0 | 0 | 0 | 0 | 0 | 0 | 0 | 0 | 0 | 0 | 0 | 0 | 0 | 0 | 0 | 0 | 0 | 0 | 0 | 0 | 0 | 0 | 0 | 0 | 0 | 0 | 0 | 0 | 0 | 0 | 0 | 0 | 0 | 0 | 0 | 0 | 0 | 0 | 0 | 0 | 0 | 0 | 0 | 0 | 0 | 0 | 0 | 0 | 0 | 0 | 0 | 0 | 0 | 0 | 0 | 0 | 0 | 0 | 0 | 0 | 0 | 0 | 0 | 0 | 0 | 0 | 0 | 0 | 0 | 0 | 0 | 0 | 0 | 0 | 0 | 0 | 0 | 0 | 0 | 0 | 0 | 0 | 0 | 0 | 0 | 0 | 0 | 0 | 0 | 0 | 0 | 0 | 0 | 0 | 0 | 0 | 0 | 0 | 0 | 0 | 0 | 0 | 0 | 0 | 0 | 0 | 0 | 0 | 0 | 0 | 978.5278 | 994.099 | 1008.1853 | 1020.7852 | 1031.8915 | 1041.4937 | 1049.5802 | 1056.1404 | 1061.4479 | 1065.7324 | 1069.185 | 1071.9633 | 1074.1963 | 1075.9894 | 1077.4282 | 1078.5821 | 1079.5069 | 1080.2479 | 1080.8415 | 1081.3168 | 1081.6973 | 1082.002 | 1082.2458 | 1082.4409 | 1082.5971 | 417.7493 | 424.3969 | 430.4105 | 435.7896 | 440.5311 | 444.6304 | 448.0827 | 450.8833 | 453.1492 | 454.9783 | 456.4523 | 457.6384 | 458.5917 | 459.3572 | 459.9714 | 460.464 | 460.8589 | 461.1752 | 461.4286 | 461.6315 | 461.794 | 461.924 | 462.0281 | 462.1114 | 462.1781
WA_Commercial_WA - Miscellaneous_Existing_Water Heating_Natural Gas_Water Heater - Circulation Pump Controls_A | WA | Commercial | WA - Miscellaneous | Existing | Water Heating | Natural Gas | Water Heater - Circulation Pump Controls | A | WCM247 | Circulation pump with no controls. | Controlled circulation pump. | 11.5 | 600.6361 | 0 | 0 | 111.96 | 0 | 0 | 0 | 0.28365 | 0.25 | perbldg | 15% | 26.67% | Discretionary | Retro5Med_WA | 85% | Water Heater | 0% | 33.5286 |  | 14.3139 |  | 0 | RTF - ComResCirculatorPumps_2_3 - AEG Edited | RTF - ComResCirculatorPumps_2_3 - AEG Edited | RTF - ComResCirculatorPumps_2_3 - AEG Edited | Circulation pump with no controls. | Circulation pump with no controls. | Circulation pump with no controls. | Circulation pump with no controls. | Circulation pump with no controls. | Circulation pump with no controls. | Circulation pump with no controls. | Circulation pump with no controls. | Circulation pump with no controls. | Circulation pump with no controls. | Circulation pump with no controls. | Circulation pump with no controls. | Circulation pump with no controls. | Circulation pump with no controls. | Circulation pump with no controls. | Circulation pump with no controls. | Circulation pump with no controls. | Circulation pump with no controls. | Circulation pump with no controls. | Circulation pump with no controls. | Circulation pump with no controls. | Circulation pump with no controls. | Circulation pump with no controls. | Circulation pump with no controls. | Circulation pump with no controls. | Circulation pump with no controls. | Circulation pump with no controls. | Controlled circulation pump. | Controlled circulation pump. | Controlled circulation pump. | Controlled circulation pump. | Controlled circulation pump. | Controlled circulation pump. | Controlled circulation pump. | Controlled circulation pump. | Controlled circulation pump. | Controlled circulation pump. | Controlled circulation pump. | Controlled circulation pump. | Controlled circulation pump. | Controlled circulation pump. | Controlled circulation pump. | Controlled circulation pump. | Controlled circulation pump. | Controlled circulation pump. | Controlled circulation pump. | Controlled circulation pump. | Controlled circulation pump. | Controlled circulation pump. | Controlled circulation pump. | Controlled circulation pump. | Controlled circulation pump. | Controlled circulation pump. | Controlled circulation pump. | 111.96 | 111.96 | 111.96 | 111.96 | 111.96 | 111.96 | 111.96 | 111.96 | 111.96 | 111.96 | 111.96 | 111.96 | 111.96 | 111.96 | 111.96 | 111.96 | 111.96 | 111.96 | 111.96 | 111.96 | 111.96 | 111.96 | 111.96 | 111.96 | 111.96 | 111.96 | 111.96 | 0 | 0 | 294.8958 | 287.0946 | 279.9616 | 273.4263 | 267.4418 | 261.9666 | 256.9564 | 252.3985 | 248.0294 | 243.8734 | 242.7535 | 241.8652 | 241.1766 | 239.7596 | 238.6519 | 237.7944 | 237.1084 | 236.5218 | 236.181 | 235.9869 | 235.893 | 235.818 | 235.587 | 235.5389 | 235.5005 | 0 | 1.3737 | 1.6448 | 1.9657 | 2.232 | 2.4937 | 2.8597 | 3.0815 | 3.0935 | 2.8664 | 2.4526 | 1.891 | 0.14005 | 0 | 0 | 0 | 0 | 0 | 0 | 0 | 0 | 0 | 0 | 0 | 0 | 0 | 1.3737 | 2.9844 | 4.8804 | 7.0056 | 9.3559 | 12.0367 | 14.9047 | 17.7401 | 20.3093 | 22.6686 | 24.4766 | 24.547 | 24.4028 | 24.29 | 24.2027 | 24.1329 | 24.0732 | 24.0385 | 24.0188 | 24.0092 | 24.0016 | 23.9781 | 23.9732 | 23.9693 | 0 | 4.7848 | 5.875 | 7.1893 | 8.3457 | 9.5193 | 11.1292 | 12.2089 | 12.4722 | 11.7536 | 10.1032 | 7.8183 | 0.58067 | 0 | 0 | 0 | 0 | 0 | 0 | 0 | 0 | 0 | 0 | 0 | 0 | 0 | 4.7848 | 10.6599 | 17.8492 | 26.1948 | 35.7141 | 46.8433 | 59.0521 | 71.5244 | 83.278 | 93.3811 | 101.1994 | 101.7801 | 101.7801 | 101.7801 | 101.7801 | 101.7801 | 101.7801 | 101.7801 | 101.7801 | 101.7801 | 101.7801 | 101.7801 | 101.7801 | 101.7801 | 0 | 1.1922 | 1.4414 | 1.7388 | 1.992 | 2.2446 | 2.5952 | 2.8187 | 2.853 | 2.6658 | 2.2735 | 1.7476 | 0.12907 | 0 | 0 | 0 | 0 | 0 | 0 | 0 | 0 | 0 | 0 | 0 | 0 | 0 | 1.1922 | 2.6153 | 4.317 | 6.2523 | 8.4214 | 10.9234 | 13.6335 | 16.3611 | 18.8878 | 21.0137 | 22.6212 | 22.6233 | 22.4896 | 22.3825 | 22.2988 | 22.2323 | 22.1789 | 22.1402 | 22.1122 | 22.0919 | 22.0772 | 22.0587 | 22.0545 | 22.0512 | 0 | 4.0671 | 4.9938 | 6.1109 | 7.0938 | 8.0914 | 9.4598 | 10.3775 | 10.6014 | 9.9905 | 8.5877 | 6.6455 | 0.49357 | 0 | 0 | 0 | 0 | 0 | 0 | 0 | 0 | 0 | 0 | 0 | 0 | 0 | 4.0671 | 9.0609 | 15.1718 | 22.2656 | 30.357 | 39.8168 | 50.1943 | 60.7957 | 70.7863 | 79.374 | 86.0195 | 86.5131 | 86.5131 | 86.5131 | 86.5131 | 86.5131 | 86.5131 | 86.5131 | 86.5131 | 86.5131 | 86.5131 | 86.5131 | 86.5131 | 86.5131 | 0 | 1.1922 | 1.4414 | 1.7388 | 1.992 | 2.2446 | 2.5952 | 2.8187 | 2.853 | 2.6658 | 2.2735 | 1.7476 | 0.12907 | 0 | 0 | 0 | 0 | 0 | 0 | 0 | 0 | 0 | 0 | 0 | 0 | 0 | 1.1922 | 2.6153 | 4.317 | 6.2523 | 8.4214 | 10.9234 | 13.6335 | 16.3611 | 18.8878 | 21.0137 | 22.6212 | 22.6233 | 22.4896 | 22.3825 | 22.2988 | 22.2323 | 22.1789 | 22.1402 | 22.1122 | 22.0919 | 22.0772 | 22.0587 | 22.0545 | 22.0512 | 0 | 4.0671 | 4.9938 | 6.1109 | 7.0938 | 8.0914 | 9.4598 | 10.3775 | 10.6014 | 9.9905 | 8.5877 | 6.6455 | 0.49357 | 0 | 0 | 0 | 0 | 0 | 0 | 0 | 0 | 0 | 0 | 0 | 0 | 0 | 4.0671 | 9.0609 | 15.1718 | 22.2656 | 30.357 | 39.8168 | 50.1943 | 60.7957 | 70.7863 | 79.374 | 86.0195 | 86.5131 | 86.5131 | 86.5131 | 86.5131 | 86.5131 | 86.5131 | 86.5131 | 86.5131 | 86.5131 | 86.5131 | 86.5131 | 86.5131 | 86.5131 | 0 | 1.1922 | 1.4414 | 1.7388 | 1.992 | 2.2446 | 2.5952 | 2.8187 | 2.853 | 2.6658 | 2.2735 | 1.7476 | 0.12907 | 0 | 0 | 0 | 0 | 0 | 0 | 0 | 0 | 0 | 0 | 0 | 0 | 0 | 1.1922 | 2.6153 | 4.317 | 6.2523 | 8.4214 | 10.9234 | 13.6335 | 16.3611 | 18.8878 | 21.0137 | 22.6212 | 22.6233 | 22.4896 | 22.3825 | 22.2988 | 22.2323 | 22.1789 | 22.1402 | 22.1122 | 22.0919 | 22.0772 | 22.0587 | 22.0545 | 22.0512 | 0 | 4.0671 | 4.9938 | 6.1109 | 7.0938 | 8.0914 | 9.4598 | 10.3775 | 10.6014 | 9.9905 | 8.5877 | 6.6455 | 0.49357 | 0 | 0 | 0 | 0 | 0 | 0 | 0 | 0 | 0 | 0 | 0 | 0 | 0 | 4.0671 | 9.0609 | 15.1718 | 22.2656 | 30.357 | 39.8168 | 50.1943 | 60.7957 | 70.7863 | 79.374 | 86.0195 | 86.5131 | 86.5131 | 86.5131 | 86.5131 | 86.5131 | 86.5131 | 86.5131 | 86.5131 | 86.5131 | 86.5131 | 86.5131 | 86.5131 | 86.5131 | 31.1592 | 31.655 | 32.1036 | 32.5048 | 32.8585 | 33.1642 | 33.4217 | 33.6306 | 33.7996 | 33.9361 | 34.046 | 34.1345 | 34.2056 | 34.2627 | 34.3085 | 34.3452 | 34.3747 | 34.3983 | 34.4172 | 34.4323 | 34.4444 | 34.4541 | 34.4619 | 34.4681 | 34.4731 | 13.3024 | 13.514 | 13.7055 | 13.8768 | 14.0278 | 14.1583 | 14.2683 | 14.3575 | 14.4296 | 14.4878 | 14.5348 | 14.5726 | 14.6029 | 14.6273 | 14.6468 | 14.6625 | 14.6751 | 14.6852 | 14.6932 | 14.6997 | 14.7049 | 14.709 | 14.7123 | 14.715 | 14.7171
WA_Commercial_WA - Miscellaneous_Existing_Water Heating_Natural Gas_Water Heater - Pipe Insulation_A | WA | Commercial | WA - Miscellaneous | Existing | Water Heating | Natural Gas | Water Heater - Pipe Insulation | A | WCM248 | No insulation. | Water heater pipe insulation. | 15 | 5.02 | 0 | 0 | 2.38 | 0 | 0 | 0 | 0.28365 | 0.25 | PipeFeet | 15.8% | 100% | Discretionary | Retro5Med_WA | 85% | Water Heater | 0% | 72.2487 |  | 30.8442 |  | 0 | IL TRM v10 - 4.4.14 Pipe Insulation - CI-HVC-PINS-V07-220101 | IL TRM v10 - 4.4.14 Pipe Insulation - CI-HVC-PINS-V07-220101 | IL TRM v10 - 4.4.14 Pipe Insulation - CI-HVC-PINS-V07-220101 | No insulation. | No insulation. | No insulation. | No insulation. | No insulation. | No insulation. | No insulation. | No insulation. | No insulation. | No insulation. | No insulation. | No insulation. | No insulation. | No insulation. | No insulation. | No insulation. | No insulation. | No insulation. | No insulation. | No insulation. | No insulation. | No insulation. | No insulation. | No insulation. | No insulation. | No insulation. | No insulation. | Water heater pipe insulation. | Water heater pipe insulation. | Water heater pipe insulation. | Water heater pipe insulation. | Water heater pipe insulation. | Water heater pipe insulation. | Water heater pipe insulation. | Water heater pipe insulation. | Water heater pipe insulation. | Water heater pipe insulation. | Water heater pipe insulation. | Water heater pipe insulation. | Water heater pipe insulation. | Water heater pipe insulation. | Water heater pipe insulation. | Water heater pipe insulation. | Water heater pipe insulation. | Water heater pipe insulation. | Water heater pipe insulation. | Water heater pipe insulation. | Water heater pipe insulation. | Water heater pipe insulation. | Water heater pipe insulation. | Water heater pipe insulation. | Water heater pipe insulation. | Water heater pipe insulation. | Water heater pipe insulation. | 2.38 | 2.38 | 2.38 | 2.38 | 2.38 | 2.38 | 2.38 | 2.38 | 2.38 | 2.38 | 2.38 | 2.38 | 2.38 | 2.38 | 2.38 | 2.38 | 2.38 | 2.38 | 2.38 | 2.38 | 2.38 | 2.38 | 2.38 | 2.38 | 2.38 | 2.38 | 2.38 | 0 | 0 | 2.4647 | 2.3965 | 2.3335 | 2.2748 | 2.2202 | 2.1694 | 2.1218 | 2.0775 | 2.0349 | 1.9947 | 1.9802 | 1.9689 | 1.963 | 1.9515 | 1.9425 | 1.9355 | 1.9299 | 1.9251 | 1.9224 | 1.9208 | 1.92 | 1.9194 | 1.9175 | 1.9171 | 1.9168 | 0 | 0.4138 | 0.49471 | 0.59015 | 0.66863 | 0.74521 | 0.85211 | 0.91528 | 0.91585 | 0.84601 | 0.72196 | 0.55549 | 0.38008 | 0.22611 | 0.10512 | 0 | 0 | 0 | 0 | 0 | 0 | 0 | 0 | 0 | 0 | 0 | 0.4138 | 0.89761 | 1.4652 | 2.0987 | 2.7958 | 3.5866 | 4.4271 | 5.2521 | 5.9943 | 6.6729 | 7.1903 | 7.5488 | 7.7305 | 7.7999 | 7.7719 | 7.7495 | 7.7303 | 7.7192 | 7.7128 | 7.7098 | 7.7073 | 7.6998 | 7.6982 | 7.6969 | 0 | 172.6652 | 212.0053 | 259.4324 | 301.1602 | 343.5113 | 401.606 | 440.5681 | 450.0714 | 424.1383 | 364.5828 | 282.1295 | 193.6193 | 115.8633 | 54.116 | 0 | 0 | 0 | 0 | 0 | 0 | 0 | 0 | 0 | 0 | 0 | 172.6652 | 384.6705 | 644.1029 | 945.2631 | 1288.7744 | 1690.3804 | 2130.9485 | 2581.0199 | 3005.1582 | 3369.7409 | 3651.8705 | 3845.4898 | 3961.3531 | 4015.4691 | 4015.4691 | 4015.4691 | 4015.4691 | 4015.4691 | 4015.4691 | 4015.4691 | 4015.4691 | 4015.4691 | 4015.4691 | 4015.4691 | 0 | 0.35919 | 0.43371 | 0.52238 | 0.59734 | 0.6717 | 0.77471 | 0.83915 | 0.84703 | 0.78938 | 0.67172 | 0.51544 | 0.3517 | 0.20922 | 0.097254 | 0 | 0 | 0 | 0 | 0 | 0 | 0 | 0 | 0 | 0 | 0 | 0.35919 | 0.78695 | 1.2969 | 1.8749 | 2.5201 | 3.2608 | 4.0588 | 4.8574 | 5.593 | 6.2085 | 6.6718 | 6.9852 | 7.1531 | 7.2163 | 7.1894 | 7.1679 | 7.1507 | 7.1382 | 7.1292 | 7.1227 | 7.1179 | 7.1119 | 7.1106 | 7.1095 | 0 | 146.7654 | 180.2045 | 220.5176 | 255.9862 | 291.9846 | 341.3651 | 374.4828 | 382.5607 | 360.5175 | 309.8954 | 239.8101 | 164.5764 | 98.4838 | 45.9986 | 0 | 0 | 0 | 0 | 0 | 0 | 0 | 0 | 0 | 0 | 0 | 146.7654 | 326.9699 | 547.4875 | 803.4736 | 1095.4583 | 1436.8234 | 1811.3062 | 2193.8669 | 2554.3844 | 2864.2798 | 3104.0899 | 3268.6663 | 3367.1501 | 3413.1487 | 3413.1487 | 3413.1487 | 3413.1487 | 3413.1487 | 3413.1487 | 3413.1487 | 3413.1487 | 3413.1487 | 3413.1487 | 3413.1487 | 0 | 0.35919 | 0.43371 | 0.52238 | 0.59734 | 0.6717 | 0.77471 | 0.83915 | 0.84703 | 0.78938 | 0.67172 | 0.51544 | 0.3517 | 0.20922 | 0.097254 | 0 | 0 | 0 | 0 | 0 | 0 | 0 | 0 | 0 | 0 | 0 | 0.35919 | 0.78695 | 1.2969 | 1.8749 | 2.5201 | 3.2608 | 4.0588 | 4.8574 | 5.593 | 6.2085 | 6.6718 | 6.9852 | 7.1531 | 7.2163 | 7.1894 | 7.1679 | 7.1507 | 7.1382 | 7.1292 | 7.1227 | 7.1179 | 7.1119 | 7.1106 | 7.1095 | 0 | 146.7654 | 180.2045 | 220.5176 | 255.9862 | 291.9846 | 341.3651 | 374.4828 | 382.5607 | 360.5175 | 309.8954 | 239.8101 | 164.5764 | 98.4838 | 45.9986 | 0 | 0 | 0 | 0 | 0 | 0 | 0 | 0 | 0 | 0 | 0 | 146.7654 | 326.9699 | 547.4875 | 803.4736 | 1095.4583 | 1436.8234 | 1811.3062 | 2193.8669 | 2554.3844 | 2864.2798 | 3104.0899 | 3268.6663 | 3367.1501 | 3413.1487 | 3413.1487 | 3413.1487 | 3413.1487 | 3413.1487 | 3413.1487 | 3413.1487 | 3413.1487 | 3413.1487 | 3413.1487 | 3413.1487 | 0 | 0.35919 | 0.43371 | 0.52238 | 0.59734 | 0.6717 | 0.77471 | 0.83915 | 0.84703 | 0.78938 | 0.67172 | 0.51544 | 0.3517 | 0.20922 | 0.097254 | 0 | 0 | 0 | 0 | 0 | 0 | 0 | 0 | 0 | 0 | 0 | 0.35919 | 0.78695 | 1.2969 | 1.8749 | 2.5201 | 3.2608 | 4.0588 | 4.8574 | 5.593 | 6.2085 | 6.6718 | 6.9852 | 7.1531 | 7.2163 | 7.1894 | 7.1679 | 7.1507 | 7.1382 | 7.1292 | 7.1227 | 7.1179 | 7.1119 | 7.1106 | 7.1095 | 0 | 146.7654 | 180.2045 | 220.5176 | 255.9862 | 291.9846 | 341.3651 | 374.4828 | 382.5607 | 360.5175 | 309.8954 | 239.8101 | 164.5764 | 98.4838 | 45.9986 | 0 | 0 | 0 | 0 | 0 | 0 | 0 | 0 | 0 | 0 | 0 | 146.7654 | 326.9699 | 547.4875 | 803.4736 | 1095.4583 | 1436.8234 | 1811.3062 | 2193.8669 | 2554.3844 | 2864.2798 | 3104.0899 | 3268.6663 | 3367.1501 | 3413.1487 | 3413.1487 | 3413.1487 | 3413.1487 | 3413.1487 | 3413.1487 | 3413.1487 | 3413.1487 | 3413.1487 | 3413.1487 | 3413.1487 | 67.1431 | 68.2115 | 69.1781 | 70.0426 | 70.8047 | 71.4636 | 72.0184 | 72.4686 | 72.8328 | 73.1268 | 73.3637 | 73.5543 | 73.7075 | 73.8306 | 73.9293 | 74.0085 | 74.0719 | 74.1228 | 74.1635 | 74.1961 | 74.2222 | 74.2431 | 74.2598 | 74.2732 | 74.284 | 28.6645 | 29.1206 | 29.5332 | 29.9023 | 30.2277 | 30.509 | 30.7458 | 30.938 | 31.0935 | 31.219 | 31.3201 | 31.4015 | 31.4669 | 31.5195 | 31.5616 | 31.5954 | 31.6225 | 31.6442 | 31.6616 | 31.6755 | 31.6867 | 31.6956 | 31.7027 | 31.7084 | 31.713
WA_Commercial_WA - Miscellaneous_Existing_Water Heating_Natural Gas_Water Heater - Motion Control Faucet_A | WA | Commercial | WA - Miscellaneous | Existing | Water Heating | Natural Gas | Water Heater - Motion Control Faucet | A | WCM249 | 1.39 gpm w/o motion sensor | 0.35 gpm w/ motion sensor | 5 | 0 | 0 | 0 | 1.07 | 0 | 0 | 0 | 0.28365 | 0.25 | sqft | 30% | 75% | Discretionary | Retro5Med_WA | 85% | Water Heater | 0% | 0 |  | 0 |  | 0 | n/a | n/a | n/a | 1.39 gpm w/o motion sensor | 1.39 gpm w/o motion sensor | 1.39 gpm w/o motion sensor | 1.39 gpm w/o motion sensor | 1.39 gpm w/o motion sensor | 1.39 gpm w/o motion sensor | 1.39 gpm w/o motion sensor | 1.39 gpm w/o motion sensor | 1.39 gpm w/o motion sensor | 1.39 gpm w/o motion sensor | 1.39 gpm w/o motion sensor | 1.39 gpm w/o motion sensor | 1.39 gpm w/o motion sensor | 1.39 gpm w/o motion sensor | 1.39 gpm w/o motion sensor | 1.39 gpm w/o motion sensor | 1.39 gpm w/o motion sensor | 1.39 gpm w/o motion sensor | 1.39 gpm w/o motion sensor | 1.39 gpm w/o motion sensor | 1.39 gpm w/o motion sensor | 1.39 gpm w/o motion sensor | 1.39 gpm w/o motion sensor | 1.39 gpm w/o motion sensor | 1.39 gpm w/o motion sensor | 1.39 gpm w/o motion sensor | 1.39 gpm w/o motion sensor | 0.35 gpm w/ motion sensor | 0.35 gpm w/ motion sensor | 0.35 gpm w/ motion sensor | 0.35 gpm w/ motion sensor | 0.35 gpm w/ motion sensor | 0.35 gpm w/ motion sensor | 0.35 gpm w/ motion sensor | 0.35 gpm w/ motion sensor | 0.35 gpm w/ motion sensor | 0.35 gpm w/ motion sensor | 0.35 gpm w/ motion sensor | 0.35 gpm w/ motion sensor | 0.35 gpm w/ motion sensor | 0.35 gpm w/ motion sensor | 0.35 gpm w/ motion sensor | 0.35 gpm w/ motion sensor | 0.35 gpm w/ motion sensor | 0.35 gpm w/ motion sensor | 0.35 gpm w/ motion sensor | 0.35 gpm w/ motion sensor | 0.35 gpm w/ motion sensor | 0.35 gpm w/ motion sensor | 0.35 gpm w/ motion sensor | 0.35 gpm w/ motion sensor | 0.35 gpm w/ motion sensor | 0.35 gpm w/ motion sensor | 0.35 gpm w/ motion sensor | 1.07 | 1.07 | 1.07 | 1.07 | 1.07 | 1.07 | 1.07 | 1.07 | 1.07 | 1.07 | 1.07 | 1.07 | 1.07 | 1.07 | 1.07 | 1.07 | 1.07 | 1.07 | 1.07 | 1.07 | 1.07 | 1.07 | 1.07 | 1.07 | 1.07 | 1.07 | 1.07 | 0 | 0 | 0 | 0 | 0 | 0 | 0 | 0 | 0 | 0 | 0 | 0 | 0 | 0 | 0 | 0 | 0 | 0 | 0 | 0 | 0 | 0 | 0 | 0 | 0 | 0 | 0 | 0 | 0 | 0 | 0 | 0 | 0 | 0 | 0 | 0 | 0 | 0 | 0 | 0 | 0 | 0 | 0 | 0 | 0 | 0 | 0 | 0 | 0 | 0 | 0 | 0 | 0 | 0 | 0 | 0 | 0 | 0 | 0 | 0 | 0 | 0 | 0 | 0 | 0 | 0 | 0 | 0 | 0 | 0 | 0 | 0 | 0 | 0 | 0 | 0 | 0 | 0 | 92279.0638 | 113303.9735 | 138650.906 | 160951.8554 | 183585.9729 | 122355.0061 | 122152.9344 | 101884.9573 | 65724.3288 | 11261.4076 | 0 | 0 | 0 | 0 | 0 | 0 | 0 | 0 | 0 | 0 | 0 | 0 | 0 | 0 | 0 | 92279.0638 | 205583.0373 | 344233.9433 | 505185.7987 | 688771.7716 | 811126.7778 | 933279.7122 | 1035164.6695 | 1100888.9983 | 1112150.4059 | 1112150.4059 | 1112150.4059 | 1112150.4059 | 1112150.4059 | 1112150.4059 | 1112150.4059 | 1112150.4059 | 1112150.4059 | 1112150.4059 | 1112150.4059 | 1112150.4059 | 1112150.4059 | 1112150.4059 | 1112150.4059 | 0 | 0 | 0 | 0 | 0 | 0 | 0 | 0 | 0 | 0 | 0 | 0 | 0 | 0 | 0 | 0 | 0 | 0 | 0 | 0 | 0 | 0 | 0 | 0 | 0 | 0 | 0 | 0 | 0 | 0 | 0 | 0 | 0 | 0 | 0 | 0 | 0 | 0 | 0 | 0 | 0 | 0 | 0 | 0 | 0 | 0 | 0 | 0 | 0 | 0 | 0 | 78437.2042 | 96308.3775 | 117853.2701 | 136809.0771 | 156048.077 | 104001.7552 | 103829.9942 | 86602.2137 | 55865.6795 | 9572.1965 | 0 | 0 | 0 | 0 | 0 | 0 | 0 | 0 | 0 | 0 | 0 | 0 | 0 | 0 | 0 | 78437.2042 | 174745.5817 | 292598.8518 | 429407.9289 | 585456.0059 | 689457.7611 | 793287.7553 | 879889.9691 | 935755.6486 | 945327.845 | 945327.845 | 945327.845 | 945327.845 | 945327.845 | 945327.845 | 945327.845 | 945327.845 | 945327.845 | 945327.845 | 945327.845 | 945327.845 | 945327.845 | 945327.845 | 945327.845 | 0 | 0 | 0 | 0 | 0 | 0 | 0 | 0 | 0 | 0 | 0 | 0 | 0 | 0 | 0 | 0 | 0 | 0 | 0 | 0 | 0 | 0 | 0 | 0 | 0 | 0 | 0 | 0 | 0 | 0 | 0 | 0 | 0 | 0 | 0 | 0 | 0 | 0 | 0 | 0 | 0 | 0 | 0 | 0 | 0 | 0 | 0 | 0 | 0 | 0 | 0 | 0 | 0 | 0 | 0 | 0 | 0 | 0 | 0 | 0 | 0 | 0 | 0 | 0 | 0 | 0 | 0 | 0 | 0 | 0 | 0 | 0 | 0 | 0 | 0 | 0 | 0 | 0 | 0 | 0 | 0 | 0 | 0 | 0 | 0 | 0 | 0 | 0 | 0 | 0 | 0 | 0 | 0 | 0 | 0 | 0 | 0 | 0 | 0 | 0 | 0 | 0 | 0 | 0 | 0 | 0 | 0 | 0 | 0 | 0 | 0 | 0 | 0 | 0 | 0 | 0 | 0 | 0 | 0 | 0 | 0 | 0 | 0 | 0 | 0 | 0 | 0 | 0 | 0 | 0 | 0 | 0 | 0 | 0 | 0 | 0 | 0 | 0 | 0 | 0 | 0 | 0 | 0 | 0 | 0 | 0 | 0 | 0 | 0 | 0 | 0 | 0 | 0 | 0 | 0 | 0 | 0 | 0 | 0 | 0 | 0 | 0 | 0 | 0 | 0 | 0 | 0 | 0 | 0 | 0 | 0 | 0 | 0 | 0 | 0 | 0 | 0 | 0 | 0 | 0 | 0 | 0 | 0 | 0 | 0 | 0 | 0 | 0 | 0 | 0 | 0 | 0 | 0 | 0 | 0 | 0 | 0 | 0 | 0 | 0 | 0 | 0 | 0 | 0 | 0 | 0 | 0 | 0 | 0 | 0 | 0 | 0 | 0 | 0 | 0 | 0 | 0 | 0 | 0 | 0 | 0 | 0 | 0 | 0 | 0 | 0 | 0 | 0 | 0 | 0 | 0 | 0 | 0 | 0 | 0 | 0 | 0 | 0 | 0 | 0 | 0 | 0 | 0 | 0 | 0 | 0 | 0 | 0 | 0 | 0
WA_Commercial_WA - Miscellaneous_Existing_Water Heating_Natural Gas_Water Heater - Solar System_A | WA | Commercial | WA - Miscellaneous | Existing | Water Heating | Natural Gas | Water Heater - Solar System | A | WCM250 | 0 | Solar water heater with electric backup unit | 20 | 40.1544 | 0 | 0 | 373.49 | 0 | 0 | 0 | 0.28365 | 0.25 | DHW kbtuh | 1% | 40% | Discretionary | Retro5Med_WA | 85% | Water Heater | 0% | 1216.9975 |  | 519.5558 |  | 0 | DHW_WH-Water Heating-AEO17-8 | DHW_WH-Water Heating-AEO17-8 | DHW_WH-Water Heating-DOE-PTool2014-1 | 0 | 0 | 0 | 0 | 0 | 0 | 0 | 0 | 0 | 0 | 0 | 0 | 0 | 0 | 0 | 0 | 0 | 0 | 0 | 0 | 0 | 0 | 0 | 0 | 0 | 0 | 0 | Solar water heater with electric backup unit | Solar water heater with electric backup unit | Solar water heater with electric backup unit | Solar water heater with electric backup unit | Solar water heater with electric backup unit | Solar water heater with electric backup unit | Solar water heater with electric backup unit | Solar water heater with electric backup unit | Solar water heater with electric backup unit | Solar water heater with electric backup unit | Solar water heater with electric backup unit | Solar water heater with electric backup unit | Solar water heater with electric backup unit | Solar water heater with electric backup unit | Solar water heater with electric backup unit | Solar water heater with electric backup unit | Solar water heater with electric backup unit | Solar water heater with electric backup unit | Solar water heater with electric backup unit | Solar water heater with electric backup unit | Solar water heater with electric backup unit | Solar water heater with electric backup unit | Solar water heater with electric backup unit | Solar water heater with electric backup unit | Solar water heater with electric backup unit | Solar water heater with electric backup unit | Solar water heater with electric backup unit | 373.49 | 373.49 | 373.49 | 373.49 | 373.49 | 373.49 | 373.49 | 373.49 | 373.49 | 373.49 | 373.49 | 373.49 | 373.49 | 373.49 | 373.49 | 373.49 | 373.49 | 373.49 | 373.49 | 373.49 | 373.49 | 373.49 | 373.49 | 373.49 | 373.49 | 373.49 | 373.49 | 0 | 0 | 19.7147 | 19.1207 | 18.5592 | 18.0379 | 17.5445 | 17.0771 | 16.6266 | 16.2076 | 15.803 | 15.4237 | 15.2554 | 15.1247 | 15.0495 | 14.9573 | 14.8864 | 14.8329 | 14.7902 | 14.7536 | 14.7323 | 14.7202 | 14.7143 | 14.7097 | 14.6953 | 14.6923 | 14.6899 | 0 | 0.49127 | 0.56162 | 0.64525 | 0.70804 | 0.76787 | 0.85746 | 0.90275 | 0.9553 | 0.90753 | 0.78279 | 0.60227 | 0.40937 | 0.31657 | 0.13682 | 0 | 0 | 0 | 0 | 0 | 0 | 0 | 0 | 0 | 0 | 0 | 0.49127 | 1.0385 | 1.6546 | 2.3173 | 3.0235 | 3.8012 | 4.6081 | 5.4484 | 6.2252 | 6.94 | 7.4828 | 7.855 | 8.1234 | 8.2218 | 8.1922 | 8.1686 | 8.1484 | 8.1366 | 8.13 | 8.1267 | 8.1241 | 8.1162 | 8.1145 | 8.1132 | 0 | 25.6933 | 30.2613 | 35.772 | 40.3565 | 44.9648 | 51.5715 | 55.699 | 60.4505 | 58.8398 | 51.3125 | 39.8204 | 27.2018 | 21.1652 | 9.1907 | 0 | 0 | 0 | 0 | 0 | 0 | 0 | 0 | 0 | 0 | 0 | 25.6933 | 55.9546 | 91.7266 | 132.0831 | 177.0479 | 228.6194 | 284.3184 | 344.7689 | 403.6087 | 454.9213 | 494.7417 | 521.9434 | 543.1086 | 552.2993 | 552.2993 | 552.2993 | 552.2993 | 552.2993 | 552.2993 | 552.2993 | 552.2993 | 552.2993 | 552.2993 | 552.2993 | 0 | 0.4266 | 0.4928 | 0.5719 | 0.6337 | 0.6938 | 0.78199 | 0.83078 | 0.88746 | 0.85112 | 0.73248 | 0.56228 | 0.38125 | 0.29483 | 0.1274 | 0 | 0 | 0 | 0 | 0 | 0 | 0 | 0 | 0 | 0 | 0 | 0.4266 | 0.91122 | 1.4665 | 2.074 | 2.7318 | 3.4666 | 4.2408 | 5.0615 | 5.8382 | 6.4939 | 6.9859 | 7.3155 | 7.5655 | 7.6561 | 7.6275 | 7.6047 | 7.5865 | 7.5732 | 7.5637 | 7.5567 | 7.5517 | 7.5454 | 7.5439 | 7.5428 | 0 | 21.8393 | 25.7221 | 30.4062 | 34.303 | 38.2201 | 43.8357 | 47.3441 | 51.383 | 50.0138 | 43.6157 | 33.8473 | 23.1215 | 17.9904 | 7.8121 | 0 | 0 | 0 | 0 | 0 | 0 | 0 | 0 | 0 | 0 | 0 | 21.8393 | 47.5614 | 77.9676 | 112.2706 | 150.4907 | 194.3265 | 241.6706 | 293.0536 | 343.0674 | 386.6831 | 420.5304 | 443.6519 | 461.6423 | 469.4544 | 469.4544 | 469.4544 | 469.4544 | 469.4544 | 469.4544 | 469.4544 | 469.4544 | 469.4544 | 469.4544 | 469.4544 | 0 | 0.4266 | 0.4928 | 0.5719 | 0.6337 | 0.6938 | 0.78199 | 0.83078 | 0.88746 | 0.85112 | 0.73248 | 0.56228 | 0.38125 | 0.29483 | 0.1274 | 0 | 0 | 0 | 0 | 0 | 0 | 0 | 0 | 0 | 0 | 0 | 0.4266 | 0.91122 | 1.4665 | 2.074 | 2.7318 | 3.4666 | 4.2408 | 5.0615 | 5.8382 | 6.4939 | 6.9859 | 7.3155 | 7.5655 | 7.6561 | 7.6275 | 7.6047 | 7.5865 | 7.5732 | 7.5637 | 7.5567 | 7.5517 | 7.5454 | 7.5439 | 7.5428 | 0 | 21.8393 | 25.7221 | 30.4062 | 34.303 | 38.2201 | 43.8357 | 47.3441 | 51.383 | 50.0138 | 43.6157 | 33.8473 | 23.1215 | 17.9904 | 7.8121 | 0 | 0 | 0 | 0 | 0 | 0 | 0 | 0 | 0 | 0 | 0 | 21.8393 | 47.5614 | 77.9676 | 112.2706 | 150.4907 | 194.3265 | 241.6706 | 293.0536 | 343.0674 | 386.6831 | 420.5304 | 443.6519 | 461.6423 | 469.4544 | 469.4544 | 469.4544 | 469.4544 | 469.4544 | 469.4544 | 469.4544 | 469.4544 | 469.4544 | 469.4544 | 469.4544 | 0 | 0.4266 | 0.4928 | 0.5719 | 0.6337 | 0.6938 | 0.78199 | 0.83078 | 0.88746 | 0.85112 | 0.73248 | 0.56228 | 0.38125 | 0.29483 | 0.1274 | 0 | 0 | 0 | 0 | 0 | 0 | 0 | 0 | 0 | 0 | 0 | 0.4266 | 0.91122 | 1.4665 | 2.074 | 2.7318 | 3.4666 | 4.2408 | 5.0615 | 5.8382 | 6.4939 | 6.9859 | 7.3155 | 7.5655 | 7.6561 | 7.6275 | 7.6047 | 7.5865 | 7.5732 | 7.5637 | 7.5567 | 7.5517 | 7.5454 | 7.5439 | 7.5428 | 0 | 21.8393 | 25.7221 | 30.4062 | 34.303 | 38.2201 | 43.8357 | 47.3441 | 51.383 | 50.0138 | 43.6157 | 33.8473 | 23.1215 | 17.9904 | 7.8121 | 0 | 0 | 0 | 0 | 0 | 0 | 0 | 0 | 0 | 0 | 0 | 21.8393 | 47.5614 | 77.9676 | 112.2706 | 150.4907 | 194.3265 | 241.6706 | 293.0536 | 343.0674 | 386.6831 | 420.5304 | 443.6519 | 461.6423 | 469.4544 | 469.4544 | 469.4544 | 469.4544 | 469.4544 | 469.4544 | 469.4544 | 469.4544 | 469.4544 | 469.4544 | 469.4544 | 1130.9951 | 1148.9925 | 1165.2736 | 1179.8367 | 1192.6735 | 1203.7718 | 1213.1183 | 1220.7007 | 1226.8351 | 1231.7873 | 1235.7779 | 1238.989 | 1241.57 | 1243.6425 | 1245.3055 | 1246.6391 | 1247.708 | 1248.5645 | 1249.2505 | 1249.7999 | 1250.2397 | 1250.5918 | 1250.8737 | 1251.0992 | 1251.2797 | 482.84 | 490.5234 | 497.474 | 503.6913 | 509.1715 | 513.9095 | 517.8997 | 521.1367 | 523.7556 | 525.8698 | 527.5734 | 528.9443 | 530.0462 | 530.931 | 531.6409 | 532.2103 | 532.6666 | 533.0323 | 533.3251 | 533.5597 | 533.7475 | 533.8978 | 534.0181 | 534.1144 | 534.1914
WA_Commercial_WA - Miscellaneous_Existing_Water Heating_Natural Gas_Commercial Laundry - Ozone Treatment_A | WA | Commercial | WA - Miscellaneous | Existing | Water Heating | Natural Gas | Commercial Laundry - Ozone Treatment | A | WCM251 | Standard commercial washer. | Ozone laundry treatment system. | 10 | 151.1969 | 0 | 0 | 2750.55 | 0 | 27.22 | 0 | 0.28365 | 0.25 | perBldg | 0% | 6.667% | Discretionary | Retro5Med_WA | 85% | Water Heater | 0% | 3801.4709 |  | 1537.0938 |  | 0 | CW_OZON-Water Heating-ILTRM-v4.0-4 | CW_OZON-Water Heating-ILTRM-v4.0-4 | CW_OZON-Water Heating-ILTRM-v4.0-4 | Standard commercial washer. | Standard commercial washer. | Standard commercial washer. | Standard commercial washer. | Standard commercial washer. | Standard commercial washer. | Standard commercial washer. | Standard commercial washer. | Standard commercial washer. | Standard commercial washer. | Standard commercial washer. | Standard commercial washer. | Standard commercial washer. | Standard commercial washer. | Standard commercial washer. | Standard commercial washer. | Standard commercial washer. | Standard commercial washer. | Standard commercial washer. | Standard commercial washer. | Standard commercial washer. | Standard commercial washer. | Standard commercial washer. | Standard commercial washer. | Standard commercial washer. | Standard commercial washer. | Standard commercial washer. | Ozone laundry treatment system. | Ozone laundry treatment system. | Ozone laundry treatment system. | Ozone laundry treatment system. | Ozone laundry treatment system. | Ozone laundry treatment system. | Ozone laundry treatment system. | Ozone laundry treatment system. | Ozone laundry treatment system. | Ozone laundry treatment system. | Ozone laundry treatment system. | Ozone laundry treatment system. | Ozone laundry treatment system. | Ozone laundry treatment system. | Ozone laundry treatment system. | Ozone laundry treatment system. | Ozone laundry treatment system. | Ozone laundry treatment system. | Ozone laundry treatment system. | Ozone laundry treatment system. | Ozone laundry treatment system. | Ozone laundry treatment system. | Ozone laundry treatment system. | Ozone laundry treatment system. | Ozone laundry treatment system. | Ozone laundry treatment system. | Ozone laundry treatment system. | 2750.55 | 2750.55 | 2750.55 | 2750.55 | 2750.55 | 2750.55 | 2750.55 | 2750.55 | 2750.55 | 2750.55 | 2750.55 | 2750.55 | 2750.55 | 2750.55 | 2750.55 | 2750.55 | 2750.55 | 2750.55 | 2750.55 | 2750.55 | 2750.55 | 2750.55 | 2750.55 | 2750.55 | 2750.55 | 2750.55 | 2750.55 | 0 | 0 | 74.2335 | 71.9144 | 69.6652 | 67.5689 | 65.6259 | 63.8275 | 62.0883 | 60.4648 | 58.8935 | 57.4216 | 56.7444 | 56.2194 | 55.9134 | 55.5506 | 55.2787 | 55.0801 | 54.9212 | 54.7853 | 54.7064 | 54.6614 | 54.6397 | 54.6223 | 54.5688 | 54.5576 | 54.5487 | 0 | 0.19663 | 0.23388 | 0.27758 | 0.31297 | 0.34719 | 0.39485 | 0.42183 | 0.41973 | 0.38566 | 0.3276 | 0.09745 | 0 | 0 | 0 | 0 | 0 | 0 | 0 | 0 | 0 | 0 | 0 | 0 | 0 | 0 | 0.19663 | 0.42435 | 0.68917 | 0.98232 | 1.3026 | 1.662 | 2.0403 | 2.407 | 2.7325 | 3.0279 | 3.0974 | 3.0805 | 3.0605 | 3.0455 | 3.0346 | 3.0258 | 3.0183 | 3.014 | 3.0115 | 3.0103 | 3.0094 | 3.0064 | 3.0058 | 3.0053 | 0 | 2.7342 | 3.3572 | 4.1082 | 4.7689 | 5.4396 | 6.3595 | 6.9765 | 7.127 | 6.7163 | 5.7733 | 1.7334 | 0 | 0 | 0 | 0 | 0 | 0 | 0 | 0 | 0 | 0 | 0 | 0 | 0 | 0 | 2.7342 | 6.0913 | 10.1995 | 14.9685 | 20.4081 | 26.7676 | 33.7441 | 40.8711 | 47.5874 | 53.3607 | 55.0941 | 55.0941 | 55.0941 | 55.0941 | 55.0941 | 55.0941 | 55.0941 | 55.0941 | 55.0941 | 55.0941 | 55.0941 | 55.0941 | 55.0941 | 55.0941 | 0 | 0.17077 | 0.20531 | 0.24622 | 0.28039 | 0.31405 | 0.36055 | 0.38875 | 0.39053 | 0.36231 | 0.3071 | 0.091156 | 0 | 0 | 0 | 0 | 0 | 0 | 0 | 0 | 0 | 0 | 0 | 0 | 0 | 0 | 0.17077 | 0.37253 | 0.6113 | 0.88006 | 1.1782 | 1.5176 | 1.8803 | 2.2396 | 2.5671 | 2.8385 | 2.8973 | 2.8747 | 2.8562 | 2.8419 | 2.8313 | 2.8229 | 2.8161 | 2.8112 | 2.8076 | 2.805 | 2.8032 | 2.8008 | 2.8003 | 2.7999 | 0 | 2.3241 | 2.8536 | 3.4919 | 4.0536 | 4.6236 | 5.4056 | 5.93 | 6.0579 | 5.7089 | 4.9073 | 1.4734 | 0 | 0 | 0 | 0 | 0 | 0 | 0 | 0 | 0 | 0 | 0 | 0 | 0 | 0 | 2.3241 | 5.1776 | 8.6696 | 12.7232 | 17.3468 | 22.7524 | 28.6825 | 34.7404 | 40.4493 | 45.3566 | 46.8299 | 46.8299 | 46.8299 | 46.8299 | 46.8299 | 46.8299 | 46.8299 | 46.8299 | 46.8299 | 46.8299 | 46.8299 | 46.8299 | 46.8299 | 46.8299 | 0 | 0 | 0 | 0 | 0 | 0 | 0 | 0 | 0 | 0 | 0 | 0 | 0 | 0 | 0 | 0 | 0 | 0 | 0 | 0 | 0 | 0 | 0 | 0 | 0 | 0 | 0 | 0 | 0 | 0 | 0 | 0 | 0 | 0 | 0 | 0 | 0 | 0 | 0 | 0 | 0 | 0 | 0 | 0 | 0 | 0 | 0 | 0 | 0 | 0 | 0 | 0 | 0 | 0 | 0 | 0 | 0 | 0 | 0 | 0 | 0 | 0 | 0 | 0 | 0 | 0 | 0 | 0 | 0 | 0 | 0 | 0 | 0 | 0 | 0 | 0 | 0 | 0 | 0 | 0 | 0 | 0 | 0 | 0 | 0 | 0 | 0 | 0 | 0 | 0 | 0 | 0 | 0 | 0 | 0 | 0 | 0 | 0 | 0 | 0 | 0 | 0 | 0 | 0 | 0 | 0 | 0 | 0 | 0 | 0 | 0 | 0 | 0 | 0 | 0 | 0 | 0 | 0 | 0 | 0 | 0 | 0 | 0 | 0 | 0 | 0 | 0 | 0 | 0 | 0 | 0 | 0 | 0 | 0 | 0 | 0 | 0 | 0 | 0 | 0 | 0 | 0 | 0 | 0 | 0 | 0 | 0 | 0 | 0 | 0 | 0 | 0 | 0 | 0 | 0 | 0 | 0 | 0 | 0 | 0 | 0 | 0 | 0 | 0 | 0 | 0 | 0 | 0 | 0 | 0 | 0 | 0 | 0 | 0 | 0 | 0 | 0 | 0 | 0 | 0 | 0 | 0 | 0 | 0 | 0 | 0 | 0 | 0 | 0 | 0 | 0 | 0 | 0 | 0 | 0 | 0 | 0 | 0 | 0 | 0 | 3532.8298 | 3589.0472 | 3639.9036 | 3685.3936 | 3725.4912 | 3760.1585 | 3789.3537 | 3813.0382 | 3832.2002 | 3847.6689 | 3860.1341 | 3870.1646 | 3878.2266 | 3884.7004 | 3889.895 | 3894.0607 | 3897.3997 | 3900.0751 | 3902.218 | 3903.934 | 3905.3079 | 3906.4077 | 3907.288 | 3907.9926 | 3908.5564 | 1428.471 | 1451.2021 | 1471.7654 | 1490.1589 | 1506.3721 | 1520.3895 | 1532.1944 | 1541.771 | 1549.519 | 1555.7737 | 1560.8139 | 1564.8696 | 1568.1294 | 1570.747 | 1572.8474 | 1574.5318 | 1575.8819 | 1576.9637 | 1577.8301 | 1578.524 | 1579.0795 | 1579.5242 | 1579.8802 | 1580.165 | 1580.393
WA_Commercial_WA - Miscellaneous_Existing_Water Heating_Natural Gas_Commercial Laundry - ENERGY STAR Washer_A | WA | Commercial | WA - Miscellaneous | Existing | Water Heating | Natural Gas | Commercial Laundry - ENERGY STAR Washer | A | WCM252 | Standard efficiency washer. | ENERGY STAR rated washer. | 7 | 35.5089 | 0 | 0 | 215.93 | 94.35 | 0 | 0 | 0.28365 | 0.25 | ClothesWashers | 0% | 6.667% | Discretionary | Retro5Med_WA | 95% | Water Heater | 0% | -1397.059 |  | 670.3032 |  | 0 | CW-Miscellaneous-RTF-v5.1-21 | CW-Miscellaneous-RTF-v5.1-21 | CW-Miscellaneous-RTF-PreQCv5.0-8 | Standard efficiency washer. | Standard efficiency washer. | Standard efficiency washer. | Standard efficiency washer. | Standard efficiency washer. | Standard efficiency washer. | Standard efficiency washer. | Standard efficiency washer. | Standard efficiency washer. | Standard efficiency washer. | Standard efficiency washer. | Standard efficiency washer. | Standard efficiency washer. | Standard efficiency washer. | Standard efficiency washer. | Standard efficiency washer. | Standard efficiency washer. | Standard efficiency washer. | Standard efficiency washer. | Standard efficiency washer. | Standard efficiency washer. | Standard efficiency washer. | Standard efficiency washer. | Standard efficiency washer. | Standard efficiency washer. | Standard efficiency washer. | Standard efficiency washer. | ENERGY STAR rated washer. | ENERGY STAR rated washer. | ENERGY STAR rated washer. | ENERGY STAR rated washer. | ENERGY STAR rated washer. | ENERGY STAR rated washer. | ENERGY STAR rated washer. | ENERGY STAR rated washer. | ENERGY STAR rated washer. | ENERGY STAR rated washer. | ENERGY STAR rated washer. | ENERGY STAR rated washer. | ENERGY STAR rated washer. | ENERGY STAR rated washer. | ENERGY STAR rated washer. | ENERGY STAR rated washer. | ENERGY STAR rated washer. | ENERGY STAR rated washer. | ENERGY STAR rated washer. | ENERGY STAR rated washer. | ENERGY STAR rated washer. | ENERGY STAR rated washer. | ENERGY STAR rated washer. | ENERGY STAR rated washer. | ENERGY STAR rated washer. | ENERGY STAR rated washer. | ENERGY STAR rated washer. | 215.93 | 215.93 | 215.93 | 215.93 | 215.93 | 215.93 | 215.93 | 215.93 | 215.93 | 215.93 | 215.93 | 215.93 | 215.93 | 215.93 | 215.93 | 215.93 | 215.93 | 215.93 | 215.93 | 215.93 | 215.93 | 215.93 | 215.93 | 215.93 | 215.93 | 215.93 | 215.93 | 0 | 0 | 17.4339 | 16.9012 | 16.3963 | 15.926 | 15.4796 | 15.0555 | 14.6454 | 14.2625 | 13.892 | 13.5448 | 13.3851 | 13.2613 | 13.1891 | 13.1035 | 13.0394 | 12.9925 | 12.955 | 12.923 | 12.9044 | 12.8938 | 12.8886 | 12.8845 | 12.8719 | 12.8693 | 12.8672 | 0 | 0.0037456 | 0.0044616 | 0.005303 | 0.0059835 | 0.0066379 | 0.0075491 | 0.008065 | 0.0049462 | 0.0036879 | 0.0018065 | 0 | 0 | 0 | 0 | 0 | 0 | 0 | 0 | 0 | 0 | 0 | 0 | 0 | 0 | 0 | 0.0037456 | 0.0080952 | 0.013166 | 0.018781 | 0.024904 | 0.031775 | 0.039009 | 0.042942 | 0.045557 | 0.046826 | 0.046393 | 0.04614 | 0.045841 | 0.045616 | 0.045452 | 0.045321 | 0.045209 | 0.045144 | 0.045107 | 0.045089 | 0.045075 | 0.04503 | 0.045021 | 0.045014 | 0 | 0.22162 | 0.27211 | 0.33298 | 0.38654 | 0.4409 | 0.51546 | 0.56547 | 0.35605 | 0.27227 | 0.13496 | 0 | 0 | 0 | 0 | 0 | 0 | 0 | 0 | 0 | 0 | 0 | 0 | 0 | 0 | 0 | 0.22162 | 0.49372 | 0.8267 | 1.2132 | 1.6541 | 2.1696 | 2.7351 | 3.0911 | 3.3634 | 3.4984 | 3.4984 | 3.4984 | 3.4984 | 3.4984 | 3.4984 | 3.4984 | 3.4984 | 3.4984 | 3.4984 | 3.4984 | 3.4984 | 3.4984 | 3.4984 | 3.4984 | 0 | 0.0036354 | 0.0043761 | 0.0052544 | 0.0059873 | 0.0067062 | 0.0076992 | 0.0083014 | 0.0051402 | 0.0038696 | 0.0018914 | 0 | 0 | 0 | 0 | 0 | 0 | 0 | 0 | 0 | 0 | 0 | 0 | 0 | 0 | 0 | 0.0036354 | 0.0079401 | 0.013045 | 0.018793 | 0.02516 | 0.032406 | 0.040152 | 0.044625 | 0.047802 | 0.049029 | 0.04847 | 0.048092 | 0.047782 | 0.047544 | 0.047366 | 0.047224 | 0.047111 | 0.047029 | 0.046969 | 0.046926 | 0.046895 | 0.046856 | 0.046847 | 0.04684 | 0 | 0.21053 | 0.2585 | 0.31633 | 0.36721 | 0.41885 | 0.48969 | 0.53719 | 0.33825 | 0.25866 | 0.12821 | 0 | 0 | 0 | 0 | 0 | 0 | 0 | 0 | 0 | 0 | 0 | 0 | 0 | 0 | 0 | 0.21053 | 0.46904 | 0.78537 | 1.1526 | 1.5714 | 2.0611 | 2.5983 | 2.9366 | 3.1952 | 3.3234 | 3.3234 | 3.3234 | 3.3234 | 3.3234 | 3.3234 | 3.3234 | 3.3234 | 3.3234 | 3.3234 | 3.3234 | 3.3234 | 3.3234 | 3.3234 | 3.3234 | 0 | 0.0036354 | 0.0043761 | 0.0052544 | 0.0059873 | 0.0067062 | 0.0076992 | 0.0083014 | 0.0051402 | 0.0038696 | 0.0018914 | 0 | 0 | 0 | 0 | 0 | 0 | 0 | 0 | 0 | 0 | 0 | 0 | 0 | 0 | 0 | 0.0036354 | 0.0079401 | 0.013045 | 0.018793 | 0.02516 | 0.032406 | 0.040152 | 0.044625 | 0.047802 | 0.049029 | 0.04847 | 0.048092 | 0.047782 | 0.047544 | 0.047366 | 0.047224 | 0.047111 | 0.047029 | 0.046969 | 0.046926 | 0.046895 | 0.046856 | 0.046847 | 0.04684 | 0 | 0.21053 | 0.2585 | 0.31633 | 0.36721 | 0.41885 | 0.48969 | 0.53719 | 0.33825 | 0.25866 | 0.12821 | 0 | 0 | 0 | 0 | 0 | 0 | 0 | 0 | 0 | 0 | 0 | 0 | 0 | 0 | 0 | 0.21053 | 0.46904 | 0.78537 | 1.1526 | 1.5714 | 2.0611 | 2.5983 | 2.9366 | 3.1952 | 3.3234 | 3.3234 | 3.3234 | 3.3234 | 3.3234 | 3.3234 | 3.3234 | 3.3234 | 3.3234 | 3.3234 | 3.3234 | 3.3234 | 3.3234 | 3.3234 | 3.3234 | 0 | 0.0036354 | 0.0043761 | 0.0052544 | 0.0059873 | 0.0067062 | 0.0076992 | 0.0083014 | 0.0051402 | 0.0038696 | 0.0018914 | 0 | 0 | 0 | 0 | 0 | 0 | 0 | 0 | 0 | 0 | 0 | 0 | 0 | 0 | 0 | 0.0036354 | 0.0079401 | 0.013045 | 0.018793 | 0.02516 | 0.032406 | 0.040152 | 0.044625 | 0.047802 | 0.049029 | 0.04847 | 0.048092 | 0.047782 | 0.047544 | 0.047366 | 0.047224 | 0.047111 | 0.047029 | 0.046969 | 0.046926 | 0.046895 | 0.046856 | 0.046847 | 0.04684 | 0 | 0.21053 | 0.2585 | 0.31633 | 0.36721 | 0.41885 | 0.48969 | 0.53719 | 0.33825 | 0.25866 | 0.12821 | 0 | 0 | 0 | 0 | 0 | 0 | 0 | 0 | 0 | 0 | 0 | 0 | 0 | 0 | 0 | 0.21053 | 0.46904 | 0.78537 | 1.1526 | 1.5714 | 2.0611 | 2.5983 | 2.9366 | 3.1952 | 3.3234 | 3.3234 | 3.3234 | 3.3234 | 3.3234 | 3.3234 | 3.3234 | 3.3234 | 3.3234 | 3.3234 | 3.3234 | 3.3234 | 3.3234 | 3.3234 | 3.3234 | -1298.3321 | -1318.9922 | -1337.6822 | -1354.4 | -1369.1361 | -1381.8765 | -1392.6058 | -1401.31 | -1408.3521 | -1414.037 | -1418.618 | -1422.3042 | -1425.2671 | -1427.6462 | -1429.5553 | -1431.0862 | -1432.3133 | -1433.2965 | -1434.084 | -1434.7147 | -1435.2196 | -1435.6238 | -1435.9473 | -1436.2062 | -1436.4134 | 622.9345 | 632.8471 | 641.8145 | 649.8356 | 656.906 | 663.0188 | 668.1667 | 672.3429 | 675.7217 | 678.4492 | 680.6472 | 682.4158 | 683.8374 | 684.9789 | 685.8948 | 686.6294 | 687.2181 | 687.6899 | 688.0677 | 688.3703 | 688.6126 | 688.8065 | 688.9617 | 689.0859 | 689.1854
WA_Commercial_WA - Miscellaneous_Existing_Water Heating_Natural Gas_Water Heater - Efficient Dishwasher_A | WA | Commercial | WA - Miscellaneous | Existing | Water Heating | Natural Gas | Water Heater - Efficient Dishwasher | A | WCM253 | 0 | ENERGY STAR | 12 | 102.8166 | 0 | 0 | 291.3 | 161.75 | 0 | 0 | 0.28365 | 0.25 | perBldg | 0% | 75% | Discretionary | Retro5Med_WA | 85% | Water Heater | 0% | -1261.3069 |  | 211.551 |  | 0 | Avista TRM | Avista TRM | Avista TRM | 0 | 0 | 0 | 0 | 0 | 0 | 0 | 0 | 0 | 0 | 0 | 0 | 0 | 0 | 0 | 0 | 0 | 0 | 0 | 0 | 0 | 0 | 0 | 0 | 0 | 0 | 0 | ENERGY STAR | ENERGY STAR | ENERGY STAR | ENERGY STAR | ENERGY STAR | ENERGY STAR | ENERGY STAR | ENERGY STAR | ENERGY STAR | ENERGY STAR | ENERGY STAR | ENERGY STAR | ENERGY STAR | ENERGY STAR | ENERGY STAR | ENERGY STAR | ENERGY STAR | ENERGY STAR | ENERGY STAR | ENERGY STAR | ENERGY STAR | ENERGY STAR | ENERGY STAR | ENERGY STAR | ENERGY STAR | ENERGY STAR | ENERGY STAR | 291.3 | 291.3 | 291.3 | 291.3 | 291.3 | 291.3 | 291.3 | 291.3 | 291.3 | 291.3 | 291.3 | 291.3 | 291.3 | 291.3 | 291.3 | 291.3 | 291.3 | 291.3 | 291.3 | 291.3 | 291.3 | 291.3 | 291.3 | 291.3 | 291.3 | 291.3 | 291.3 | 0 | 0 | 50.4801 | 49.0255 | 47.6649 | 46.4208 | 45.2583 | 44.1721 | 43.1441 | 42.2043 | 41.2987 | 40.4448 | 40.1207 | 39.8673 | 39.7311 | 39.4877 | 39.3007 | 39.1595 | 39.0465 | 38.9499 | 38.8938 | 38.8618 | 38.8464 | 38.834 | 38.796 | 38.7881 | 38.7817 | 0 | 1.508 | 1.8002 | 2.1454 | 2.4281 | 2.7031 | 3.0867 | 3.3124 | 3.3113 | 3.056 | 2.6058 | 2.0037 | 1.3704 | 0 | 0 | 0 | 0 | 0 | 0 | 0 | 0 | 0 | 0 | 0 | 0 | 0 | 1.508 | 3.2664 | 5.3265 | 7.6213 | 10.1415 | 12.9922 | 16.0216 | 18.9891 | 21.6524 | 24.0847 | 25.9364 | 27.2182 | 27.0515 | 26.9234 | 26.8266 | 26.7492 | 26.6831 | 26.6446 | 26.6227 | 26.6121 | 26.6036 | 26.5776 | 26.5722 | 26.5678 | 0 | 30.7597 | 37.768 | 46.217 | 53.6506 | 61.1953 | 71.5447 | 78.4856 | 80.1786 | 75.5587 | 64.9491 | 50.2604 | 34.4926 | 0 | 0 | 0 | 0 | 0 | 0 | 0 | 0 | 0 | 0 | 0 | 0 | 0 | 30.7597 | 68.5277 | 114.7446 | 168.3953 | 229.5906 | 301.1353 | 379.6209 | 459.7995 | 535.3583 | 600.3074 | 650.5678 | 685.0604 | 685.0604 | 685.0604 | 685.0604 | 685.0604 | 685.0604 | 685.0604 | 685.0604 | 685.0604 | 685.0604 | 685.0604 | 685.0604 | 685.0604 | 0 | 1.3092 | 1.5789 | 1.9001 | 2.1708 | 2.4386 | 2.8094 | 3.0406 | 3.0666 | 2.8557 | 2.4284 | 1.8625 | 1.2704 | 0 | 0 | 0 | 0 | 0 | 0 | 0 | 0 | 0 | 0 | 0 | 0 | 0 | 1.3092 | 2.8648 | 4.7174 | 6.8135 | 9.1492 | 11.8249 | 14.7071 | 17.5862 | 20.2335 | 22.4453 | 24.1077 | 25.2312 | 25.0767 | 24.9548 | 24.8615 | 24.7874 | 24.7278 | 24.6846 | 24.6534 | 24.6309 | 24.6144 | 24.5938 | 24.5892 | 24.5854 | 0 | 26.1457 | 32.1028 | 39.2844 | 45.603 | 52.016 | 60.813 | 66.7128 | 68.1518 | 64.2249 | 55.2068 | 42.7213 | 29.3187 | 0 | 0 | 0 | 0 | 0 | 0 | 0 | 0 | 0 | 0 | 0 | 0 | 0 | 26.1457 | 58.2485 | 97.533 | 143.136 | 195.152 | 255.965 | 322.6778 | 390.8296 | 455.0545 | 510.2613 | 552.9826 | 582.3013 | 582.3013 | 582.3013 | 582.3013 | 582.3013 | 582.3013 | 582.3013 | 582.3013 | 582.3013 | 582.3013 | 582.3013 | 582.3013 | 582.3013 | 0 | 1.3092 | 1.5789 | 1.9001 | 2.1708 | 2.4386 | 2.8094 | 3.0406 | 3.0666 | 2.8557 | 2.4284 | 1.8625 | 1.2704 | 0 | 0 | 0 | 0 | 0 | 0 | 0 | 0 | 0 | 0 | 0 | 0 | 0 | 1.3092 | 2.8648 | 4.7174 | 6.8135 | 9.1492 | 11.8249 | 14.7071 | 17.5862 | 20.2335 | 22.4453 | 24.1077 | 25.2312 | 25.0767 | 24.9548 | 24.8615 | 24.7874 | 24.7278 | 24.6846 | 24.6534 | 24.6309 | 24.6144 | 24.5938 | 24.5892 | 24.5854 | 0 | 26.1457 | 32.1028 | 39.2844 | 45.603 | 52.016 | 60.813 | 66.7128 | 68.1518 | 64.2249 | 55.2068 | 42.7213 | 29.3187 | 0 | 0 | 0 | 0 | 0 | 0 | 0 | 0 | 0 | 0 | 0 | 0 | 0 | 26.1457 | 58.2485 | 97.533 | 143.136 | 195.152 | 255.965 | 322.6778 | 390.8296 | 455.0545 | 510.2613 | 552.9826 | 582.3013 | 582.3013 | 582.3013 | 582.3013 | 582.3013 | 582.3013 | 582.3013 | 582.3013 | 582.3013 | 582.3013 | 582.3013 | 582.3013 | 582.3013 | 0 | 1.3092 | 1.5789 | 1.9001 | 2.1708 | 2.4386 | 2.8094 | 3.0406 | 3.0666 | 2.8557 | 2.4284 | 1.8625 | 1.2704 | 0 | 0 | 0 | 0 | 0 | 0 | 0 | 0 | 0 | 0 | 0 | 0 | 0 | 1.3092 | 2.8648 | 4.7174 | 6.8135 | 9.1492 | 11.8249 | 14.7071 | 17.5862 | 20.2335 | 22.4453 | 24.1077 | 25.2312 | 25.0767 | 24.9548 | 24.8615 | 24.7874 | 24.7278 | 24.6846 | 24.6534 | 24.6309 | 24.6144 | 24.5938 | 24.5892 | 24.5854 | 0 | 26.1457 | 32.1028 | 39.2844 | 45.603 | 52.016 | 60.813 | 66.7128 | 68.1518 | 64.2249 | 55.2068 | 42.7213 | 29.3187 | 0 | 0 | 0 | 0 | 0 | 0 | 0 | 0 | 0 | 0 | 0 | 0 | 0 | 26.1457 | 58.2485 | 97.533 | 143.136 | 195.152 | 255.965 | 322.6778 | 390.8296 | 455.0545 | 510.2613 | 552.9826 | 582.3013 | 582.3013 | 582.3013 | 582.3013 | 582.3013 | 582.3013 | 582.3013 | 582.3013 | 582.3013 | 582.3013 | 582.3013 | 582.3013 | 582.3013 | -1172.1733 | -1190.8259 | -1207.6998 | -1222.7931 | -1236.0973 | -1247.5997 | -1257.2865 | -1265.1449 | -1271.5027 | -1276.6352 | -1280.7711 | -1284.0991 | -1286.774 | -1288.922 | -1290.6456 | -1292.0277 | -1293.1356 | -1294.0233 | -1294.7343 | -1295.3036 | -1295.7595 | -1296.1244 | -1296.4165 | -1296.6502 | -1296.8373 | 196.6011 | 199.7296 | 202.5598 | 205.0913 | 207.3227 | 209.2519 | 210.8766 | 212.1947 | 213.261 | 214.1219 | 214.8156 | 215.3738 | 215.8224 | 216.1827 | 216.4717 | 216.7036 | 216.8894 | 217.0383 | 217.1575 | 217.253 | 217.3295 | 217.3907 | 217.4397 | 217.4789 | 217.5102
WA_Commercial_WA - Miscellaneous_Existing_Water Heating_Natural Gas_Commercial Laundry - Alternative Dry-Cleaning Methods_A | WA | Commercial | WA - Miscellaneous | Existing | Water Heating | Natural Gas | Commercial Laundry - Alternative Dry-Cleaning Methods | A | WCM254 | Standard efficiency dryer. | High efficiency alternative dry-cleaning methods. | 15 | 0 | 0 | 0 | 8118.49 | 0 | 0 | 0 | 0.28365 | 0.25 | perBldg | 0% | 6.667% | Discretionary | Retro5Med_WA | 85% | Water Heater | 0% | 0 |  | 0 |  | 0 | CW_ALTDRYCLN-Miscellaneous-SCE-ET05.01-6 | CW_ALTDRYCLN-Miscellaneous-SCE-ET05.01-6 | CW_ALTDRYCLN-Miscellaneous-SCE-ET05.01-6 | Standard efficiency dryer. | Standard efficiency dryer. | Standard efficiency dryer. | Standard efficiency dryer. | Standard efficiency dryer. | Standard efficiency dryer. | Standard efficiency dryer. | Standard efficiency dryer. | Standard efficiency dryer. | Standard efficiency dryer. | Standard efficiency dryer. | Standard efficiency dryer. | Standard efficiency dryer. | Standard efficiency dryer. | Standard efficiency dryer. | Standard efficiency dryer. | Standard efficiency dryer. | Standard efficiency dryer. | Standard efficiency dryer. | Standard efficiency dryer. | Standard efficiency dryer. | Standard efficiency dryer. | Standard efficiency dryer. | Standard efficiency dryer. | Standard efficiency dryer. | Standard efficiency dryer. | Standard efficiency dryer. | High efficiency alternative dry-cleaning methods. | High efficiency alternative dry-cleaning methods. | High efficiency alternative dry-cleaning methods. | High efficiency alternative dry-cleaning methods. | High efficiency alternative dry-cleaning methods. | High efficiency alternative dry-cleaning methods. | High efficiency alternative dry-cleaning methods. | High efficiency alternative dry-cleaning methods. | High efficiency alternative dry-cleaning methods. | High efficiency alternative dry-cleaning methods. | High efficiency alternative dry-cleaning methods. | High efficiency alternative dry-cleaning methods. | High efficiency alternative dry-cleaning methods. | High efficiency alternative dry-cleaning methods. | High efficiency alternative dry-cleaning methods. | High efficiency alternative dry-cleaning methods. | High efficiency alternative dry-cleaning methods. | High efficiency alternative dry-cleaning methods. | High efficiency alternative dry-cleaning methods. | High efficiency alternative dry-cleaning methods. | High efficiency alternative dry-cleaning methods. | High efficiency alternative dry-cleaning methods. | High efficiency alternative dry-cleaning methods. | High efficiency alternative dry-cleaning methods. | High efficiency alternative dry-cleaning methods. | High efficiency alternative dry-cleaning methods. | High efficiency alternative dry-cleaning methods. | 8118.49 | 8118.49 | 8118.49 | 8118.49 | 8118.49 | 8118.49 | 8118.49 | 8118.49 | 8118.49 | 8118.49 | 8118.49 | 8118.49 | 8118.49 | 8118.49 | 8118.49 | 8118.49 | 8118.49 | 8118.49 | 8118.49 | 8118.49 | 8118.49 | 8118.49 | 8118.49 | 8118.49 | 8118.49 | 8118.49 | 8118.49 | 0 | 0 | 0 | 0 | 0 | 0 | 0 | 0 | 0 | 0 | 0 | 0 | 0 | 0 | 0 | 0 | 0 | 0 | 0 | 0 | 0 | 0 | 0 | 0 | 0 | 0 | 0 | 0 | 0 | 0 | 0 | 0 | 0 | 0 | 0 | 0 | 0 | 0 | 0 | 0 | 0 | 0 | 0 | 0 | 0 | 0 | 0 | 0 | 0 | 0 | 0 | 0 | 0 | 0 | 0 | 0 | 0 | 0 | 0 | 0 | 0 | 0 | 0 | 0 | 0 | 0 | 0 | 0 | 0 | 0 | 0 | 0 | 0 | 0 | 0 | 0 | 0 | 0 | 2.7342 | 3.3572 | 4.1082 | 4.7689 | 5.4396 | 6.3595 | 6.9765 | 7.127 | 6.7163 | 5.7733 | 4.4676 | 3.066 | 1.8347 | 0.85694 | 0 | 0 | 0 | 0 | 0 | 0 | 0 | 0 | 0 | 0 | 0 | 2.7342 | 6.0913 | 10.1995 | 14.9685 | 20.4081 | 26.7676 | 33.7441 | 40.8711 | 47.5874 | 53.3607 | 57.8282 | 60.8943 | 62.729 | 63.5859 | 63.5859 | 63.5859 | 63.5859 | 63.5859 | 63.5859 | 63.5859 | 63.5859 | 63.5859 | 63.5859 | 63.5859 | 0 | 0 | 0 | 0 | 0 | 0 | 0 | 0 | 0 | 0 | 0 | 0 | 0 | 0 | 0 | 0 | 0 | 0 | 0 | 0 | 0 | 0 | 0 | 0 | 0 | 0 | 0 | 0 | 0 | 0 | 0 | 0 | 0 | 0 | 0 | 0 | 0 | 0 | 0 | 0 | 0 | 0 | 0 | 0 | 0 | 0 | 0 | 0 | 0 | 0 | 0 | 2.3241 | 2.8536 | 3.4919 | 4.0536 | 4.6236 | 5.4056 | 5.93 | 6.0579 | 5.7089 | 4.9073 | 3.7975 | 2.6061 | 1.5595 | 0.7284 | 0 | 0 | 0 | 0 | 0 | 0 | 0 | 0 | 0 | 0 | 0 | 2.3241 | 5.1776 | 8.6696 | 12.7232 | 17.3468 | 22.7524 | 28.6825 | 34.7404 | 40.4493 | 45.3566 | 49.154 | 51.7601 | 53.3196 | 54.048 | 54.048 | 54.048 | 54.048 | 54.048 | 54.048 | 54.048 | 54.048 | 54.048 | 54.048 | 54.048 | 0 | 0 | 0 | 0 | 0 | 0 | 0 | 0 | 0 | 0 | 0 | 0 | 0 | 0 | 0 | 0 | 0 | 0 | 0 | 0 | 0 | 0 | 0 | 0 | 0 | 0 | 0 | 0 | 0 | 0 | 0 | 0 | 0 | 0 | 0 | 0 | 0 | 0 | 0 | 0 | 0 | 0 | 0 | 0 | 0 | 0 | 0 | 0 | 0 | 0 | 0 | 0 | 0 | 0 | 0 | 0 | 0 | 0 | 0 | 0 | 0 | 0 | 0 | 0 | 0 | 0 | 0 | 0 | 0 | 0 | 0 | 0 | 0 | 0 | 0 | 0 | 0 | 0 | 0 | 0 | 0 | 0 | 0 | 0 | 0 | 0 | 0 | 0 | 0 | 0 | 0 | 0 | 0 | 0 | 0 | 0 | 0 | 0 | 0 | 0 | 0 | 0 | 0 | 0 | 0 | 0 | 0 | 0 | 0 | 0 | 0 | 0 | 0 | 0 | 0 | 0 | 0 | 0 | 0 | 0 | 0 | 0 | 0 | 0 | 0 | 0 | 0 | 0 | 0 | 0 | 0 | 0 | 0 | 0 | 0 | 0 | 0 | 0 | 0 | 0 | 0 | 0 | 0 | 0 | 0 | 0 | 0 | 0 | 0 | 0 | 0 | 0 | 0 | 0 | 0 | 0 | 0 | 0 | 0 | 0 | 0 | 0 | 0 | 0 | 0 | 0 | 0 | 0 | 0 | 0 | 0 | 0 | 0 | 0 | 0 | 0 | 0 | 0 | 0 | 0 | 0 | 0 | 0 | 0 | 0 | 0 | 0 | 0 | 0 | 0 | 0 | 0 | 0 | 0 | 0 | 0 | 0 | 0 | 0 | 0 | 0 | 0 | 0 | 0 | 0 | 0 | 0 | 0 | 0 | 0 | 0 | 0 | 0 | 0 | 0 | 0 | 0 | 0 | 0 | 0 | 0 | 0 | 0 | 0 | 0 | 0 | 0 | 0 | 0 | 0 | 0 | 0 | 0 | 0 | 0 | 0 | 0 | 0 | 0 | 0 | 0 | 0 | 0 | 0 | 0 | 0 | 0 | 0 | 0 | 0
WA_Commercial_WA - Miscellaneous_Existing_Space Heating_Natural Gas_Advanced Kitchen Ventilation Controls_A | WA | Commercial | WA - Miscellaneous | Existing | Space Heating | Natural Gas | Advanced Kitchen Ventilation Controls | A | WCM255 | No controls on exhaust hoods. | Variable exhaust hood flow based on temperature or grease sensor. | 15 | 0.056199 | 0 | 0 | 0.12 | 0.01 | 0 | 0 | 0.28365 | 0.25 | sqft | 10% | 10% | Discretionary | RetroEven20_WA | 85% | Space Heating | 0% | 36.5755 |  | 119.8131 |  | 0 | IL TRM - CI-FSE-VENT-V03-160601 | COOK_EXHD-Ventilation-XCELCO-2017-18-2 | COOK_EXHD-Ventilation-XCELCO-2017-18-2 | No controls on exhaust hoods. | No controls on exhaust hoods. | No controls on exhaust hoods. | No controls on exhaust hoods. | No controls on exhaust hoods. | No controls on exhaust hoods. | No controls on exhaust hoods. | No controls on exhaust hoods. | No controls on exhaust hoods. | No controls on exhaust hoods. | No controls on exhaust hoods. | No controls on exhaust hoods. | No controls on exhaust hoods. | No controls on exhaust hoods. | No controls on exhaust hoods. | No controls on exhaust hoods. | No controls on exhaust hoods. | No controls on exhaust hoods. | No controls on exhaust hoods. | No controls on exhaust hoods. | No controls on exhaust hoods. | No controls on exhaust hoods. | No controls on exhaust hoods. | No controls on exhaust hoods. | No controls on exhaust hoods. | No controls on exhaust hoods. | No controls on exhaust hoods. | Variable exhaust hood flow based on temperature or grease sensor. | Variable exhaust hood flow based on temperature or grease sensor. | Variable exhaust hood flow based on temperature or grease sensor. | Variable exhaust hood flow based on temperature or grease sensor. | Variable exhaust hood flow based on temperature or grease sensor. | Variable exhaust hood flow based on temperature or grease sensor. | Variable exhaust hood flow based on temperature or grease sensor. | Variable exhaust hood flow based on temperature or grease sensor. | Variable exhaust hood flow based on temperature or grease sensor. | Variable exhaust hood flow based on temperature or grease sensor. | Variable exhaust hood flow based on temperature or grease sensor. | Variable exhaust hood flow based on temperature or grease sensor. | Variable exhaust hood flow based on temperature or grease sensor. | Variable exhaust hood flow based on temperature or grease sensor. | Variable exhaust hood flow based on temperature or grease sensor. | Variable exhaust hood flow based on temperature or grease sensor. | Variable exhaust hood flow based on temperature or grease sensor. | Variable exhaust hood flow based on temperature or grease sensor. | Variable exhaust hood flow based on temperature or grease sensor. | Variable exhaust hood flow based on temperature or grease sensor. | Variable exhaust hood flow based on temperature or grease sensor. | Variable exhaust hood flow based on temperature or grease sensor. | Variable exhaust hood flow based on temperature or grease sensor. | Variable exhaust hood flow based on temperature or grease sensor. | Variable exhaust hood flow based on temperature or grease sensor. | Variable exhaust hood flow based on temperature or grease sensor. | Variable exhaust hood flow based on temperature or grease sensor. | 0.12 | 0.12 | 0.12 | 0.12 | 0.12 | 0.12 | 0.12 | 0.12 | 0.12 | 0.12 | 0.12 | 0.12 | 0.12 | 0.12 | 0.12 | 0.12 | 0.12 | 0.12 | 0.12 | 0.12 | 0.12 | 0.12 | 0.12 | 0.12 | 0.12 | 0.12 | 0.12 | 0 | 0 | 0.075291 | 0.074502 | 0.07354 | 0.072463 | 0.071286 | 0.069982 | 0.068526 | 0.066908 | 0.065121 | 0.06316 | 0.061052 | 0.05885 | 0.056619 | 0.054445 | 0.052406 | 0.050568 | 0.049018 | 0.047777 | 0.046727 | 0.045897 | 0.045137 | 0.044637 | 0.044153 | 0.043702 | 0.043264 | 0 | 0 | 0 | 0 | 0 | 0 | 0 | 0 | 0 | 0 | 0 | 0 | 0 | 0 | 0 | 0 | 0 | 0 | 0 | 0 | 0 | 0 | 0 | 0 | 0 | 0 | 0 | 0 | 0 | 0 | 0 | 0 | 0 | 0 | 0 | 0 | 0 | 0 | 0 | 0 | 0 | 0 | 0 | 0 | 0 | 0 | 0 | 0 | 0 | 0 | 0 | 0 | 0 | 0 | 0 | 0 | 0 | 0 | 0 | 0 | 0 | 0 | 0 | 0 | 0 | 0 | 0 | 0 | 0 | 0 | 0 | 0 | 0 | 0 | 0 | 0 | 0 | 0 | 0 | 0 | 0 | 0 | 0 | 0 | 0 | 0 | 0 | 0 | 0 | 0 | 0 | 0 | 0 | 0 | 0 | 0 | 0 | 0 | 0 | 0 | 0 | 0 | 0 | 0 | 0 | 0 | 0 | 0 | 0 | 0 | 0 | 0 | 0 | 0 | 0 | 0 | 0 | 0 | 0 | 0 | 0 | 0 | 0 | 0 | 0 | 0 | 0 | 0 | 0 | 0 | 0 | 0 | 0 | 0 | 0 | 0 | 0 | 0 | 0 | 0 | 0 | 0 | 0 | 0 | 0 | 0 | 0 | 0 | 0 | 0 | 0 | 0 | 0 | 0 | 0 | 0 | 0 | 0 | 0 | 0 | 0 | 0 | 0 | 0 | 0 | 0 | 0 | 0 | 0 | 0 | 0 | 0 | 0 | 0 | 0 | 0 | 0 | 0 | 0 | 0 | 0 | 0 | 0 | 0 | 0 | 0 | 0 | 0 | 0 | 0 | 0 | 0 | 0 | 0 | 0 | 0 | 0 | 0 | 0 | 0 | 0 | 0 | 0 | 0 | 0 | 0 | 0 | 0 | 0 | 0 | 0 | 0 | 0 | 0 | 0 | 0 | 0 | 0 | 0 | 0 | 0 | 0 | 0 | 0 | 0 | 0 | 0 | 0 | 0 | 0 | 0 | 0 | 0 | 0 | 0 | 0 | 0 | 0 | 0 | 0 | 0 | 0 | 0 | 0 | 0 | 0 | 0 | 0 | 0 | 0 | 0 | 0 | 0 | 0 | 0 | 0 | 0 | 0 | 0 | 0 | 0 | 0 | 0 | 0 | 0 | 0 | 0 | 0 | 0 | 0 | 0 | 0 | 0 | 0 | 0 | 0 | 0 | 0 | 0 | 0 | 0 | 0 | 0 | 0 | 0 | 0 | 0 | 0 | 0 | 0 | 0 | 0 | 0 | 0 | 0 | 0 | 0 | 0 | 0 | 0 | 0 | 0 | 0 | 0 | 0 | 0 | 0 | 0 | 0 | 0 | 0 | 0 | 0 | 0 | 0 | 0 | 0 | 0 | 0 | 0 | 0 | 0 | 0 | 0 | 0 | 0 | 0 | 0 | 0 | 0 | 0 | 0 | 0 | 0 | 0 | 0 | 0 | 0 | 0 | 0 | 0 | 0 | 0 | 0 | 0 | 0 | 0 | 0 | 0 | 0 | 0 | 0 | 0 | 0 | 0 | 0 | 0 | 0 | 0 | 0 | 0 | 0 | 0 | 0 | 0 | 0 | 0 | 0 | 0 | 0 | 0 | 0 | 0 | 0 | 0 | 0 | 0 | 0 | 0 | 0 | 0 | 0 | 0 | 0 | 0 | 0 | 0 | 0 | 0 | 0 | 0 | 0 | 0 | 0 | 0 | 0 | 0 | 0 | 0 | 0 | 35.6547 | 35.7639 | 35.8725 | 35.9801 | 36.0864 | 36.1912 | 36.2941 | 36.3949 | 36.4933 | 36.589 | 36.6815 | 36.7707 | 36.8562 | 36.9378 | 37.0152 | 37.0883 | 37.1568 | 37.2204 | 37.279 | 37.3327 | 37.3817 | 37.4264 | 37.4674 | 37.5047 | 37.5389 | 116.7966 | 117.1545 | 117.5102 | 117.8626 | 118.2108 | 118.554 | 118.8912 | 119.2216 | 119.5439 | 119.8571 | 120.1603 | 120.4524 | 120.7325 | 120.9998 | 121.2535 | 121.4928 | 121.7171 | 121.9254 | 122.1176 | 122.2933 | 122.4538 | 122.6005 | 122.7346 | 122.857 | 122.9688
WA_Commercial_WA - Miscellaneous_Existing_Space Heating_Natural Gas_Infiltration Control - Loading Dock Sealing_A | WA | Commercial | WA - Miscellaneous | Existing | Space Heating | Natural Gas | Infiltration Control - Loading Dock Sealing | A | WCM256 | 0 | 0 | 10 | 201 | 0 | 0 | 380.7 | 0 | 0 | 0 | 0.28365 | 0.25 | perBldg | 0% | 0% | Discretionary | RetroEven20_WA | 85% | Space Heating | 0% | 323.3115 |  | 138.0269 |  | 0 | MEMD - Truck Loading Dock Seals - 8.10.01.FES-E10.v01 | MEMD - Truck Loading Dock Seals - 8.10.01.FES-E10.v01 | MEMD - Truck Loading Dock Seals - 8.10.01.FES-E10.v01 | 0 | 0 | 0 | 0 | 0 | 0 | 0 | 0 | 0 | 0 | 0 | 0 | 0 | 0 | 0 | 0 | 0 | 0 | 0 | 0 | 0 | 0 | 0 | 0 | 0 | 0 | 0 | 0 | 0 | 0 | 0 | 0 | 0 | 0 | 0 | 0 | 0 | 0 | 0 | 0 | 0 | 0 | 0 | 0 | 0 | 0 | 0 | 0 | 0 | 0 | 0 | 0 | 0 | 0 | 380.7 | 380.7 | 380.7 | 380.7 | 380.7 | 380.7 | 380.7 | 380.7 | 380.7 | 380.7 | 380.7 | 380.7 | 380.7 | 380.7 | 380.7 | 380.7 | 380.7 | 380.7 | 380.7 | 380.7 | 380.7 | 380.7 | 380.7 | 380.7 | 380.7 | 380.7 | 380.7 | 0 | 0 | 269.2834 | 265.9423 | 261.6116 | 256.7687 | 251.4959 | 245.6725 | 239.187 | 231.9983 | 224.0819 | 215.4456 | 206.2356 | 196.7041 | 187.1544 | 177.958 | 169.4461 | 161.8768 | 155.7929 | 151.23 | 147.4647 | 144.6645 | 142.1136 | 140.5406 | 139.015 | 137.5926 | 136.2149 | 0 | 0 | 0 | 0 | 0 | 0 | 0 | 0 | 0 | 0 | 0 | 0 | 0 | 0 | 0 | 0 | 0 | 0 | 0 | 0 | 0 | 0 | 0 | 0 | 0 | 0 | 0 | 0 | 0 | 0 | 0 | 0 | 0 | 0 | 0 | 0 | 0 | 0 | 0 | 0 | 0 | 0 | 0 | 0 | 0 | 0 | 0 | 0 | 0 | 0 | 0 | 0 | 0 | 0 | 0 | 0 | 0 | 0 | 0 | 0 | 0 | 0 | 0 | 0 | 0 | 0 | 0 | 0 | 0 | 0 | 0 | 0 | 0 | 0 | 0 | 0 | 0 | 0 | 0 | 0 | 0 | 0 | 0 | 0 | 0 | 0 | 0 | 0 | 0 | 0 | 0 | 0 | 0 | 0 | 0 | 0 | 0 | 0 | 0 | 0 | 0 | 0 | 0 | 0 | 0 | 0 | 0 | 0 | 0 | 0 | 0 | 0 | 0 | 0 | 0 | 0 | 0 | 0 | 0 | 0 | 0 | 0 | 0 | 0 | 0 | 0 | 0 | 0 | 0 | 0 | 0 | 0 | 0 | 0 | 0 | 0 | 0 | 0 | 0 | 0 | 0 | 0 | 0 | 0 | 0 | 0 | 0 | 0 | 0 | 0 | 0 | 0 | 0 | 0 | 0 | 0 | 0 | 0 | 0 | 0 | 0 | 0 | 0 | 0 | 0 | 0 | 0 | 0 | 0 | 0 | 0 | 0 | 0 | 0 | 0 | 0 | 0 | 0 | 0 | 0 | 0 | 0 | 0 | 0 | 0 | 0 | 0 | 0 | 0 | 0 | 0 | 0 | 0 | 0 | 0 | 0 | 0 | 0 | 0 | 0 | 0 | 0 | 0 | 0 | 0 | 0 | 0 | 0 | 0 | 0 | 0 | 0 | 0 | 0 | 0 | 0 | 0 | 0 | 0 | 0 | 0 | 0 | 0 | 0 | 0 | 0 | 0 | 0 | 0 | 0 | 0 | 0 | 0 | 0 | 0 | 0 | 0 | 0 | 0 | 0 | 0 | 0 | 0 | 0 | 0 | 0 | 0 | 0 | 0 | 0 | 0 | 0 | 0 | 0 | 0 | 0 | 0 | 0 | 0 | 0 | 0 | 0 | 0 | 0 | 0 | 0 | 0 | 0 | 0 | 0 | 0 | 0 | 0 | 0 | 0 | 0 | 0 | 0 | 0 | 0 | 0 | 0 | 0 | 0 | 0 | 0 | 0 | 0 | 0 | 0 | 0 | 0 | 0 | 0 | 0 | 0 | 0 | 0 | 0 | 0 | 0 | 0 | 0 | 0 | 0 | 0 | 0 | 0 | 0 | 0 | 0 | 0 | 0 | 0 | 0 | 0 | 0 | 0 | 0 | 0 | 0 | 0 | 0 | 0 | 0 | 0 | 0 | 0 | 0 | 0 | 0 | 0 | 0 | 0 | 0 | 0 | 0 | 0 | 0 | 0 | 0 | 0 | 0 | 0 | 0 | 0 | 0 | 0 | 0 | 0 | 0 | 0 | 0 | 0 | 0 | 0 | 0 | 0 | 0 | 0 | 0 | 0 | 0 | 0 | 0 | 0 | 0 | 0 | 0 | 0 | 0 | 0 | 0 | 0 | 0 | 0 | 0 | 0 | 0 | 0 | 0 | 0 | 0 | 0 | 0 | 0 | 0 | 0 | 0 | 0 | 0 | 0 | 0 | 0 | 0 | 0 | 0 | 0 | 0 | 0 | 315.1716 | 316.1375 | 317.0971 | 318.0481 | 318.9878 | 319.9139 | 320.8239 | 321.7153 | 322.5851 | 323.4303 | 324.2483 | 325.0365 | 325.7924 | 326.5137 | 327.1983 | 327.8442 | 328.4495 | 329.0116 | 329.5301 | 330.0041 | 330.4374 | 330.8333 | 331.1949 | 331.5253 | 331.827 | 134.5518 | 134.9642 | 135.3739 | 135.7798 | 136.181 | 136.5764 | 136.9649 | 137.3454 | 137.7168 | 138.0776 | 138.4268 | 138.7633 | 139.086 | 139.3939 | 139.6862 | 139.962 | 140.2204 | 140.4603 | 140.6817 | 140.8841 | 141.069 | 141.238 | 141.3924 | 141.5335 | 141.6623
WA_Commercial_WA - Miscellaneous_Existing_Space Heating_Natural Gas_Greenhouse Heat Curtain_A | WA | Commercial | WA - Miscellaneous | Existing | Space Heating | Natural Gas | Greenhouse Heat Curtain | A | WCM257 | No heat curtain. | 0 | 5 | 175.5 | 0 | 0 | 50.09 | 0 | 0 | 0 | 0.28365 | 0.25 | perBldg | 0% | 0% | Discretionary | RetroEven20_WA | 85% | Space Heating | 0% | 83.6033 |  | 35.6916 |  | 0 | CA eTRM https://www.caetrm.com/measure/SWBE001/01/ | CA eTRM https://www.caetrm.com/measure/SWBE001/01/ | CA eTRM https://www.caetrm.com/measure/SWBE001/01/ | No heat curtain. | No heat curtain. | No heat curtain. | No heat curtain. | No heat curtain. | No heat curtain. | No heat curtain. | No heat curtain. | No heat curtain. | No heat curtain. | No heat curtain. | No heat curtain. | No heat curtain. | No heat curtain. | No heat curtain. | No heat curtain. | No heat curtain. | No heat curtain. | No heat curtain. | No heat curtain. | No heat curtain. | No heat curtain. | No heat curtain. | No heat curtain. | No heat curtain. | No heat curtain. | No heat curtain. | 0 | 0 | 0 | 0 | 0 | 0 | 0 | 0 | 0 | 0 | 0 | 0 | 0 | 0 | 0 | 0 | 0 | 0 | 0 | 0 | 0 | 0 | 0 | 0 | 0 | 0 | 0 | 50.09 | 50.09 | 50.09 | 50.09 | 50.09 | 50.09 | 50.09 | 50.09 | 50.09 | 50.09 | 50.09 | 50.09 | 50.09 | 50.09 | 50.09 | 50.09 | 50.09 | 50.09 | 50.09 | 50.09 | 50.09 | 50.09 | 50.09 | 50.09 | 50.09 | 50.09 | 50.09 | 0 | 0 | 235.1206 | 233.2835 | 231.1697 | 228.9913 | 226.7506 | 224.4438 | 222.0674 | 219.6578 | 217.2209 | 214.7211 | 212.1675 | 209.5829 | 206.966 | 204.3524 | 201.7575 | 199.2005 | 196.6962 | 194.3226 | 192.0262 | 189.8038 | 187.6595 | 185.5851 | 183.5731 | 181.6971 | 179.8801 | 0 | 0 | 0 | 0 | 0 | 0 | 0 | 0 | 0 | 0 | 0 | 0 | 0 | 0 | 0 | 0 | 0 | 0 | 0 | 0 | 0 | 0 | 0 | 0 | 0 | 0 | 0 | 0 | 0 | 0 | 0 | 0 | 0 | 0 | 0 | 0 | 0 | 0 | 0 | 0 | 0 | 0 | 0 | 0 | 0 | 0 | 0 | 0 | 0 | 0 | 0 | 0 | 0 | 0 | 0 | 0 | 0 | 0 | 0 | 0 | 0 | 0 | 0 | 0 | 0 | 0 | 0 | 0 | 0 | 0 | 0 | 0 | 0 | 0 | 0 | 0 | 0 | 0 | 0 | 0 | 0 | 0 | 0 | 0 | 0 | 0 | 0 | 0 | 0 | 0 | 0 | 0 | 0 | 0 | 0 | 0 | 0 | 0 | 0 | 0 | 0 | 0 | 0 | 0 | 0 | 0 | 0 | 0 | 0 | 0 | 0 | 0 | 0 | 0 | 0 | 0 | 0 | 0 | 0 | 0 | 0 | 0 | 0 | 0 | 0 | 0 | 0 | 0 | 0 | 0 | 0 | 0 | 0 | 0 | 0 | 0 | 0 | 0 | 0 | 0 | 0 | 0 | 0 | 0 | 0 | 0 | 0 | 0 | 0 | 0 | 0 | 0 | 0 | 0 | 0 | 0 | 0 | 0 | 0 | 0 | 0 | 0 | 0 | 0 | 0 | 0 | 0 | 0 | 0 | 0 | 0 | 0 | 0 | 0 | 0 | 0 | 0 | 0 | 0 | 0 | 0 | 0 | 0 | 0 | 0 | 0 | 0 | 0 | 0 | 0 | 0 | 0 | 0 | 0 | 0 | 0 | 0 | 0 | 0 | 0 | 0 | 0 | 0 | 0 | 0 | 0 | 0 | 0 | 0 | 0 | 0 | 0 | 0 | 0 | 0 | 0 | 0 | 0 | 0 | 0 | 0 | 0 | 0 | 0 | 0 | 0 | 0 | 0 | 0 | 0 | 0 | 0 | 0 | 0 | 0 | 0 | 0 | 0 | 0 | 0 | 0 | 0 | 0 | 0 | 0 | 0 | 0 | 0 | 0 | 0 | 0 | 0 | 0 | 0 | 0 | 0 | 0 | 0 | 0 | 0 | 0 | 0 | 0 | 0 | 0 | 0 | 0 | 0 | 0 | 0 | 0 | 0 | 0 | 0 | 0 | 0 | 0 | 0 | 0 | 0 | 0 | 0 | 0 | 0 | 0 | 0 | 0 | 0 | 0 | 0 | 0 | 0 | 0 | 0 | 0 | 0 | 0 | 0 | 0 | 0 | 0 | 0 | 0 | 0 | 0 | 0 | 0 | 0 | 0 | 0 | 0 | 0 | 0 | 0 | 0 | 0 | 0 | 0 | 0 | 0 | 0 | 0 | 0 | 0 | 0 | 0 | 0 | 0 | 0 | 0 | 0 | 0 | 0 | 0 | 0 | 0 | 0 | 0 | 0 | 0 | 0 | 0 | 0 | 0 | 0 | 0 | 0 | 0 | 0 | 0 | 0 | 0 | 0 | 0 | 0 | 0 | 0 | 0 | 0 | 0 | 0 | 0 | 0 | 0 | 0 | 0 | 0 | 0 | 0 | 0 | 0 | 0 | 0 | 0 | 0 | 0 | 0 | 0 | 0 | 0 | 0 | 0 | 0 | 0 | 0 | 0 | 0 | 0 | 0 | 0 | 0 | 0 | 0 | 0 | 0 | 0 | 0 | 0 | 0 | 0 | 81.4985 | 81.7482 | 81.9964 | 82.2423 | 82.4853 | 82.7248 | 82.9601 | 83.1906 | 83.4155 | 83.6341 | 83.8456 | 84.0494 | 84.2448 | 84.4314 | 84.6084 | 84.7754 | 84.9319 | 85.0773 | 85.2114 | 85.3339 | 85.446 | 85.5483 | 85.6419 | 85.7273 | 85.8053 | 34.793 | 34.8996 | 35.0056 | 35.1106 | 35.2143 | 35.3165 | 35.417 | 35.5154 | 35.6114 | 35.7047 | 35.795 | 35.882 | 35.9655 | 36.0451 | 36.1207 | 36.192 | 36.2588 | 36.3209 | 36.3781 | 36.4304 | 36.4783 | 36.522 | 36.5619 | 36.5984 | 36.6317
WA_Commercial_WA - Miscellaneous_Existing_Space Heating_Natural Gas_Ventilation - Parking Garages, Demand Controlled_A | WA | Commercial | WA - Miscellaneous | Existing | Space Heating | Natural Gas | Ventilation - Parking Garages, Demand Controlled | A | WCM258 | 0 | 0 | 5 | 0 | 0 | 0 | 843.06 | 0 | 0 | 0 | 0.28365 | 0.25 | garage | 0% | 0% | Discretionary | RetroEven20_WA | 85% | Central Systems | 0% | 0 |  | 0 |  | 0 | FOE - Parking Garage Ventilation Controls - W0047 | FOE - Parking Garage Ventilation Controls - W0047 | FOE - Parking Garage Ventilation Controls - W0047 | 0 | 0 | 0 | 0 | 0 | 0 | 0 | 0 | 0 | 0 | 0 | 0 | 0 | 0 | 0 | 0 | 0 | 0 | 0 | 0 | 0 | 0 | 0 | 0 | 0 | 0 | 0 | 0 | 0 | 0 | 0 | 0 | 0 | 0 | 0 | 0 | 0 | 0 | 0 | 0 | 0 | 0 | 0 | 0 | 0 | 0 | 0 | 0 | 0 | 0 | 0 | 0 | 0 | 0 | 843.06 | 843.06 | 843.06 | 843.06 | 843.06 | 843.06 | 843.06 | 843.06 | 843.06 | 843.06 | 843.06 | 843.06 | 843.06 | 843.06 | 843.06 | 843.06 | 843.06 | 843.06 | 843.06 | 843.06 | 843.06 | 843.06 | 843.06 | 843.06 | 843.06 | 843.06 | 843.06 | 0 | 0 | 0 | 0 | 0 | 0 | 0 | 0 | 0 | 0 | 0 | 0 | 0 | 0 | 0 | 0 | 0 | 0 | 0 | 0 | 0 | 0 | 0 | 0 | 0 | 0 | 0 | 0 | 0 | 0 | 0 | 0 | 0 | 0 | 0 | 0 | 0 | 0 | 0 | 0 | 0 | 0 | 0 | 0 | 0 | 0 | 0 | 0 | 0 | 0 | 0 | 0 | 0 | 0 | 0 | 0 | 0 | 0 | 0 | 0 | 0 | 0 | 0 | 0 | 0 | 0 | 0 | 0 | 0 | 0 | 0 | 0 | 0 | 0 | 0 | 0 | 0 | 0 | 0 | 0 | 0 | 0 | 0 | 0 | 0 | 0 | 0 | 0 | 0 | 0 | 0 | 0 | 0 | 0 | 0 | 0 | 0 | 0 | 0 | 0 | 0 | 0 | 0 | 0 | 0 | 0 | 0 | 0 | 0 | 0 | 0 | 0 | 0 | 0 | 0 | 0 | 0 | 0 | 0 | 0 | 0 | 0 | 0 | 0 | 0 | 0 | 0 | 0 | 0 | 0 | 0 | 0 | 0 | 0 | 0 | 0 | 0 | 0 | 0 | 0 | 0 | 0 | 0 | 0 | 0 | 0 | 0 | 0 | 0 | 0 | 0 | 0 | 0 | 0 | 0 | 0 | 0 | 0 | 0 | 0 | 0 | 0 | 0 | 0 | 0 | 0 | 0 | 0 | 0 | 0 | 0 | 0 | 0 | 0 | 0 | 0 | 0 | 0 | 0 | 0 | 0 | 0 | 0 | 0 | 0 | 0 | 0 | 0 | 0 | 0 | 0 | 0 | 0 | 0 | 0 | 0 | 0 | 0 | 0 | 0 | 0 | 0 | 0 | 0 | 0 | 0 | 0 | 0 | 0 | 0 | 0 | 0 | 0 | 0 | 0 | 0 | 0 | 0 | 0 | 0 | 0 | 0 | 0 | 0 | 0 | 0 | 0 | 0 | 0 | 0 | 0 | 0 | 0 | 0 | 0 | 0 | 0 | 0 | 0 | 0 | 0 | 0 | 0 | 0 | 0 | 0 | 0 | 0 | 0 | 0 | 0 | 0 | 0 | 0 | 0 | 0 | 0 | 0 | 0 | 0 | 0 | 0 | 0 | 0 | 0 | 0 | 0 | 0 | 0 | 0 | 0 | 0 | 0 | 0 | 0 | 0 | 0 | 0 | 0 | 0 | 0 | 0 | 0 | 0 | 0 | 0 | 0 | 0 | 0 | 0 | 0 | 0 | 0 | 0 | 0 | 0 | 0 | 0 | 0 | 0 | 0 | 0 | 0 | 0 | 0 | 0 | 0 | 0 | 0 | 0 | 0 | 0 | 0 | 0 | 0 | 0 | 0 | 0 | 0 | 0 | 0 | 0 | 0 | 0 | 0 | 0 | 0 | 0 | 0 | 0 | 0 | 0 | 0 | 0 | 0 | 0 | 0 | 0 | 0 | 0 | 0 | 0 | 0 | 0 | 0 | 0 | 0 | 0 | 0 | 0 | 0 | 0 | 0 | 0 | 0 | 0 | 0 | 0 | 0 | 0 | 0 | 0 | 0 | 0 | 0 | 0 | 0 | 0 | 0 | 0 | 0 | 0 | 0 | 0 | 0 | 0 | 0 | 0 | 0 | 0 | 0 | 0 | 0 | 0 | 0 | 0 | 0 | 0 | 0 | 0 | 0 | 0 | 0 | 0 | 0 | 0 | 0 | 0 | 0 | 0 | 0 | 0 | 0 | 0 | 0 | 0 | 0 | 0 | 0 | 0 | 0 | 0 | 0 | 0 | 0 | 0 | 0 | 0 | 0 | 0 | 0 | 0 | 0 | 0 | 0 | 0 | 0 | 0 | 0 | 0 | 0 | 0 | 0 | 0 | 0 | 0 | 0 | 0 | 0 | 0 | 0 | 0 | 0 | 0 | 0 | 0 | 0 | 0 | 0 | 0 | 0 | 0 | 0 | 0 | 0 | 0 | 0 | 0 | 0 | 0 | 0 | 0 | 0 | 0 | 0 | 0 | 0 | 0 | 0 | 0 | 0 | 0 | 0 | 0 | 0 | 0 | 0
WA_Commercial_WA - Miscellaneous_Existing_Miscellaneous_Natural Gas_Pool Heater - Night Covers_A | WA | Commercial | WA - Miscellaneous | Existing | Miscellaneous | Natural Gas | Pool Heater - Night Covers | A | WCM259 | Uncovered. | Night covers on pool. | 5 | 0.024915 | 0 | 0 | 0.17 | 0 | 0 | 0 | 0.28365 | 0.25 | sqft pool | 15% | 100% | Discretionary | Retro12Med_WA | 84.74% | Pool Heater | 0% | 0 |  | 0 |  | 0 | PL_COV-Water Heating-SCG-R0-62 | PL_COV-Water Heating-SCG-R0-62 | PL_COV-Water Heating-SCG-R0-1 | Uncovered. | Uncovered. | Uncovered. | Uncovered. | Uncovered. | Uncovered. | Uncovered. | Uncovered. | Uncovered. | Uncovered. | Uncovered. | Uncovered. | Uncovered. | Uncovered. | Uncovered. | Uncovered. | Uncovered. | Uncovered. | Uncovered. | Uncovered. | Uncovered. | Uncovered. | Uncovered. | Uncovered. | Uncovered. | Uncovered. | Uncovered. | Night covers on pool. | Night covers on pool. | Night covers on pool. | Night covers on pool. | Night covers on pool. | Night covers on pool. | Night covers on pool. | Night covers on pool. | Night covers on pool. | Night covers on pool. | Night covers on pool. | Night covers on pool. | Night covers on pool. | Night covers on pool. | Night covers on pool. | Night covers on pool. | Night covers on pool. | Night covers on pool. | Night covers on pool. | Night covers on pool. | Night covers on pool. | Night covers on pool. | Night covers on pool. | Night covers on pool. | Night covers on pool. | Night covers on pool. | Night covers on pool. | 0.17 | 0.17 | 0.17 | 0.17 | 0.17 | 0.17 | 0.17 | 0.17 | 0.17 | 0.17 | 0.17 | 0.17 | 0.17 | 0.17 | 0.17 | 0.17 | 0.17 | 0.17 | 0.17 | 0.17 | 0.17 | 0.17 | 0.17 | 0.17 | 0.17 | 0.17 | 0.17 | 0 | 0 | 0 | 0 | 0 | 0 | 0 | 0 | 0 | 0 | 0 | 0 | 0 | 0 | 0 | 0 | 0 | 0 | 0 | 0 | 0 | 0 | 0 | 0 | 0 | 0 | 0 | 0 | 0 | 0 | 0 | 0 | 0 | 0 | 0 | 0 | 0 | 0 | 0 | 0 | 0 | 0 | 0 | 0 | 0 | 0 | 0 | 0 | 0 | 0 | 0 | 0 | 0 | 0 | 0 | 0 | 0 | 0 | 0 | 0 | 0 | 0 | 0 | 0 | 0 | 0 | 0 | 0 | 0 | 0 | 0 | 0 | 0 | 0 | 0 | 0 | 0 | 0 | 0 | 0 | 0 | 0 | 0 | 0 | 0 | 0 | 0 | 0 | 0 | 0 | 0 | 0 | 0 | 0 | 0 | 0 | 0 | 0 | 0 | 0 | 0 | 0 | 0 | 0 | 0 | 0 | 0 | 0 | 0 | 0 | 0 | 0 | 0 | 0 | 0 | 0 | 0 | 0 | 0 | 0 | 0 | 0 | 0 | 0 | 0 | 0 | 0 | 0 | 0 | 0 | 0 | 0 | 0 | 0 | 0 | 0 | 0 | 0 | 0 | 0 | 0 | 0 | 0 | 0 | 0 | 0 | 0 | 0 | 0 | 0 | 0 | 0 | 0 | 0 | 0 | 0 | 0 | 0 | 0 | 0 | 0 | 0 | 0 | 0 | 0 | 0 | 0 | 0 | 0 | 0 | 0 | 0 | 0 | 0 | 0 | 0 | 0 | 0 | 0 | 0 | 0 | 0 | 0 | 0 | 0 | 0 | 0 | 0 | 0 | 0 | 0 | 0 | 0 | 0 | 0 | 0 | 0 | 0 | 0 | 0 | 0 | 0 | 0 | 0 | 0 | 0 | 0 | 0 | 0 | 0 | 0 | 0 | 0 | 0 | 0 | 0 | 0 | 0 | 0 | 0 | 0 | 0 | 0 | 0 | 0 | 0 | 0 | 0 | 0 | 0 | 0 | 0 | 0 | 0 | 0 | 0 | 0 | 0 | 0 | 0 | 0 | 0 | 0 | 0 | 0 | 0 | 0 | 0 | 0 | 0 | 0 | 0 | 0 | 0 | 0 | 0 | 0 | 0 | 0 | 0 | 0 | 0 | 0 | 0 | 0 | 0 | 0 | 0 | 0 | 0 | 0 | 0 | 0 | 0 | 0 | 0 | 0 | 0 | 0 | 0 | 0 | 0 | 0 | 0 | 0 | 0 | 0 | 0 | 0 | 0 | 0 | 0 | 0 | 0 | 0 | 0 | 0 | 0 | 0 | 0 | 0 | 0 | 0 | 0 | 0 | 0 | 0 | 0 | 0 | 0 | 0 | 0 | 0 | 0 | 0 | 0 | 0 | 0 | 0 | 0 | 0 | 0 | 0 | 0 | 0 | 0 | 0 | 0 | 0 | 0 | 0 | 0 | 0 | 0 | 0 | 0 | 0 | 0 | 0 | 0 | 0 | 0 | 0 | 0 | 0 | 0 | 0 | 0 | 0 | 0 | 0 | 0 | 0 | 0 | 0 | 0 | 0 | 0 | 0 | 0 | 0 | 0 | 0 | 0 | 0 | 0 | 0 | 0 | 0 | 0 | 0 | 0 | 0 | 0 | 0 | 0 | 0 | 0 | 0 | 0 | 0 | 0 | 0 | 0 | 0 | 0 | 0 | 0 | 0 | 0 | 0 | 0 | 0 | 0 | 0 | 0 | 0 | 0 | 0 | 0 | 0 | 0 | 0 | 0 | 0 | 0 | 0 | 0 | 0 | 0 | 0 | 0 | 0 | 0 | 0 | 0 | 0 | 0 | 0 | 0 | 0 | 0 | 0 | 0 | 0 | 0 | 0 | 0 | 0 | 0 | 0 | 0 | 0 | 0 | 0 | 0 | 0 | 0 | 0 | 0 | 0 | 0 | 0 | 0 | 0 | 0 | 0 | 0 | 0 | 0 | 0 | 0 | 0 | 0 | 0 | 0 | 0 | 0 | 0 | 0 | 0 | 0 | 0 | 0 | 0 | 0 | 0 | 0 | 0 | 0 | 0 | 0 | 0 | 0 | 0 | 0 | 0
WA_Commercial_WA - Miscellaneous_Existing_Space Heating_Natural Gas_Advanced New Construction Designs_A | WA | Commercial | WA - Miscellaneous | Existing | Space Heating | Natural Gas | Advanced New Construction Designs | A | WCM260 | Standard new construction design. | New construction designs exceeding ASHRAE 90.1 requirements. | 3 | 0 | 0 | 0 | 1.4 | 0 | 0 | 0 | 0.28365 | 0.25 | sqft | 0% | 0% | Discretionary | LO1Slow_WA | 84.66% | Space Heating | 0% | 0 |  | 0 |  | 0 | COM_CX-HVAC-AEG-1 | COM_CX-All-AEG-5 | COM_CX-All-AEG-5 | Standard new construction design. | Standard new construction design. | Standard new construction design. | Standard new construction design. | Standard new construction design. | Standard new construction design. | Standard new construction design. | Standard new construction design. | Standard new construction design. | Standard new construction design. | Standard new construction design. | Standard new construction design. | Standard new construction design. | Standard new construction design. | Standard new construction design. | Standard new construction design. | Standard new construction design. | Standard new construction design. | Standard new construction design. | Standard new construction design. | Standard new construction design. | Standard new construction design. | Standard new construction design. | Standard new construction design. | Standard new construction design. | Standard new construction design. | Standard new construction design. | New construction designs exceeding ASHRAE 90.1 requirements. | New construction designs exceeding ASHRAE 90.1 requirements. | New construction designs exceeding ASHRAE 90.1 requirements. | New construction designs exceeding ASHRAE 90.1 requirements. | New construction designs exceeding ASHRAE 90.1 requirements. | New construction designs exceeding ASHRAE 90.1 requirements. | New construction designs exceeding ASHRAE 90.1 requirements. | New construction designs exceeding ASHRAE 90.1 requirements. | New construction designs exceeding ASHRAE 90.1 requirements. | New construction designs exceeding ASHRAE 90.1 requirements. | New construction designs exceeding ASHRAE 90.1 requirements. | New construction designs exceeding ASHRAE 90.1 requirements. | New construction designs exceeding ASHRAE 90.1 requirements. | New construction designs exceeding ASHRAE 90.1 requirements. | New construction designs exceeding ASHRAE 90.1 requirements. | New construction designs exceeding ASHRAE 90.1 requirements. | New construction designs exceeding ASHRAE 90.1 requirements. | New construction designs exceeding ASHRAE 90.1 requirements. | New construction designs exceeding ASHRAE 90.1 requirements. | New construction designs exceeding ASHRAE 90.1 requirements. | New construction designs exceeding ASHRAE 90.1 requirements. | New construction designs exceeding ASHRAE 90.1 requirements. | New construction designs exceeding ASHRAE 90.1 requirements. | New construction designs exceeding ASHRAE 90.1 requirements. | New construction designs exceeding ASHRAE 90.1 requirements. | New construction designs exceeding ASHRAE 90.1 requirements. | New construction designs exceeding ASHRAE 90.1 requirements. | 1.4 | 1.4 | 1.4 | 1.4 | 1.4 | 1.4 | 1.4 | 1.4 | 1.4 | 1.4 | 1.4 | 1.4 | 1.4 | 1.4 | 1.4 | 1.4 | 1.4 | 1.4 | 1.4 | 1.4 | 1.4 | 1.4 | 1.4 | 1.4 | 1.4 | 1.4 | 1.4 | 0 | 0 | 0 | 0 | 0 | 0 | 0 | 0 | 0 | 0 | 0 | 0 | 0 | 0 | 0 | 0 | 0 | 0 | 0 | 0 | 0 | 0 | 0 | 0 | 0 | 0 | 0 | 0 | 0 | 0 | 0 | 0 | 0 | 0 | 0 | 0 | 0 | 0 | 0 | 0 | 0 | 0 | 0 | 0 | 0 | 0 | 0 | 0 | 0 | 0 | 0 | 0 | 0 | 0 | 0 | 0 | 0 | 0 | 0 | 0 | 0 | 0 | 0 | 0 | 0 | 0 | 0 | 0 | 0 | 0 | 0 | 0 | 0 | 0 | 0 | 0 | 0 | 0 | 0 | 0 | 0 | 0 | 0 | 0 | 0 | 0 | 0 | 0 | 0 | 0 | 0 | 0 | 0 | 0 | 0 | 0 | 0 | 0 | 0 | 0 | 0 | 0 | 0 | 0 | 0 | 0 | 0 | 0 | 0 | 0 | 0 | 0 | 0 | 0 | 0 | 0 | 0 | 0 | 0 | 0 | 0 | 0 | 0 | 0 | 0 | 0 | 0 | 0 | 0 | 0 | 0 | 0 | 0 | 0 | 0 | 0 | 0 | 0 | 0 | 0 | 0 | 0 | 0 | 0 | 0 | 0 | 0 | 0 | 0 | 0 | 0 | 0 | 0 | 0 | 0 | 0 | 0 | 0 | 0 | 0 | 0 | 0 | 0 | 0 | 0 | 0 | 0 | 0 | 0 | 0 | 0 | 0 | 0 | 0 | 0 | 0 | 0 | 0 | 0 | 0 | 0 | 0 | 0 | 0 | 0 | 0 | 0 | 0 | 0 | 0 | 0 | 0 | 0 | 0 | 0 | 0 | 0 | 0 | 0 | 0 | 0 | 0 | 0 | 0 | 0 | 0 | 0 | 0 | 0 | 0 | 0 | 0 | 0 | 0 | 0 | 0 | 0 | 0 | 0 | 0 | 0 | 0 | 0 | 0 | 0 | 0 | 0 | 0 | 0 | 0 | 0 | 0 | 0 | 0 | 0 | 0 | 0 | 0 | 0 | 0 | 0 | 0 | 0 | 0 | 0 | 0 | 0 | 0 | 0 | 0 | 0 | 0 | 0 | 0 | 0 | 0 | 0 | 0 | 0 | 0 | 0 | 0 | 0 | 0 | 0 | 0 | 0 | 0 | 0 | 0 | 0 | 0 | 0 | 0 | 0 | 0 | 0 | 0 | 0 | 0 | 0 | 0 | 0 | 0 | 0 | 0 | 0 | 0 | 0 | 0 | 0 | 0 | 0 | 0 | 0 | 0 | 0 | 0 | 0 | 0 | 0 | 0 | 0 | 0 | 0 | 0 | 0 | 0 | 0 | 0 | 0 | 0 | 0 | 0 | 0 | 0 | 0 | 0 | 0 | 0 | 0 | 0 | 0 | 0 | 0 | 0 | 0 | 0 | 0 | 0 | 0 | 0 | 0 | 0 | 0 | 0 | 0 | 0 | 0 | 0 | 0 | 0 | 0 | 0 | 0 | 0 | 0 | 0 | 0 | 0 | 0 | 0 | 0 | 0 | 0 | 0 | 0 | 0 | 0 | 0 | 0 | 0 | 0 | 0 | 0 | 0 | 0 | 0 | 0 | 0 | 0 | 0 | 0 | 0 | 0 | 0 | 0 | 0 | 0 | 0 | 0 | 0 | 0 | 0 | 0 | 0 | 0 | 0 | 0 | 0 | 0 | 0 | 0 | 0 | 0 | 0 | 0 | 0 | 0 | 0 | 0 | 0 | 0 | 0 | 0 | 0 | 0 | 0 | 0 | 0 | 0 | 0 | 0 | 0 | 0 | 0 | 0 | 0 | 0 | 0 | 0 | 0 | 0 | 0 | 0 | 0 | 0 | 0 | 0 | 0 | 0 | 0 | 0 | 0 | 0 | 0 | 0 | 0 | 0 | 0 | 0 | 0 | 0 | 0 | 0 | 0 | 0 | 0 | 0 | 0 | 0 | 0 | 0 | 0 | 0 | 0 | 0 | 0 | 0 | 0 | 0 | 0 | 0 | 0 | 0 | 0 | 0 | 0 | 0 | 0 | 0 | 0 | 0 | 0 | 0 | 0 | 0
WA_Commercial_WA - Miscellaneous_Existing_Water Heating_Natural Gas_Advanced New Construction Designs_A | WA | Commercial | WA - Miscellaneous | Existing | Water Heating | Natural Gas | Advanced New Construction Designs | A | WCM261 | Standard new construction design. | New construction designs exceeding ASHRAE 90.1 requirements. | 3 | 0 | 0 | 0 | 1.4 | 0 | 0 | 0 | 0.28365 | 0.25 | sqft | 0% | 0% | Discretionary | LO1Slow_WA | 84.66% | Water Heating | 0% | 0 |  | 0 |  | 0 | COM_CX-HVAC-AEG-1 | COM_CX-All-AEG-5 | COM_CX-All-AEG-5 | Standard new construction design. | Standard new construction design. | Standard new construction design. | Standard new construction design. | Standard new construction design. | Standard new construction design. | Standard new construction design. | Standard new construction design. | Standard new construction design. | Standard new construction design. | Standard new construction design. | Standard new construction design. | Standard new construction design. | Standard new construction design. | Standard new construction design. | Standard new construction design. | Standard new construction design. | Standard new construction design. | Standard new construction design. | Standard new construction design. | Standard new construction design. | Standard new construction design. | Standard new construction design. | Standard new construction design. | Standard new construction design. | Standard new construction design. | Standard new construction design. | New construction designs exceeding ASHRAE 90.1 requirements. | New construction designs exceeding ASHRAE 90.1 requirements. | New construction designs exceeding ASHRAE 90.1 requirements. | New construction designs exceeding ASHRAE 90.1 requirements. | New construction designs exceeding ASHRAE 90.1 requirements. | New construction designs exceeding ASHRAE 90.1 requirements. | New construction designs exceeding ASHRAE 90.1 requirements. | New construction designs exceeding ASHRAE 90.1 requirements. | New construction designs exceeding ASHRAE 90.1 requirements. | New construction designs exceeding ASHRAE 90.1 requirements. | New construction designs exceeding ASHRAE 90.1 requirements. | New construction designs exceeding ASHRAE 90.1 requirements. | New construction designs exceeding ASHRAE 90.1 requirements. | New construction designs exceeding ASHRAE 90.1 requirements. | New construction designs exceeding ASHRAE 90.1 requirements. | New construction designs exceeding ASHRAE 90.1 requirements. | New construction designs exceeding ASHRAE 90.1 requirements. | New construction designs exceeding ASHRAE 90.1 requirements. | New construction designs exceeding ASHRAE 90.1 requirements. | New construction designs exceeding ASHRAE 90.1 requirements. | New construction designs exceeding ASHRAE 90.1 requirements. | New construction designs exceeding ASHRAE 90.1 requirements. | New construction designs exceeding ASHRAE 90.1 requirements. | New construction designs exceeding ASHRAE 90.1 requirements. | New construction designs exceeding ASHRAE 90.1 requirements. | New construction designs exceeding ASHRAE 90.1 requirements. | New construction designs exceeding ASHRAE 90.1 requirements. | 1.4 | 1.4 | 1.4 | 1.4 | 1.4 | 1.4 | 1.4 | 1.4 | 1.4 | 1.4 | 1.4 | 1.4 | 1.4 | 1.4 | 1.4 | 1.4 | 1.4 | 1.4 | 1.4 | 1.4 | 1.4 | 1.4 | 1.4 | 1.4 | 1.4 | 1.4 | 1.4 | 0 | 0 | 0 | 0 | 0 | 0 | 0 | 0 | 0 | 0 | 0 | 0 | 0 | 0 | 0 | 0 | 0 | 0 | 0 | 0 | 0 | 0 | 0 | 0 | 0 | 0 | 0 | 0 | 0 | 0 | 0 | 0 | 0 | 0 | 0 | 0 | 0 | 0 | 0 | 0 | 0 | 0 | 0 | 0 | 0 | 0 | 0 | 0 | 0 | 0 | 0 | 0 | 0 | 0 | 0 | 0 | 0 | 0 | 0 | 0 | 0 | 0 | 0 | 0 | 0 | 0 | 0 | 0 | 0 | 0 | 0 | 0 | 0 | 0 | 0 | 0 | 0 | 0 | 0 | 0 | 0 | 0 | 0 | 0 | 0 | 0 | 0 | 0 | 0 | 0 | 0 | 0 | 0 | 0 | 0 | 0 | 0 | 0 | 0 | 0 | 0 | 0 | 0 | 0 | 0 | 0 | 0 | 0 | 0 | 0 | 0 | 0 | 0 | 0 | 0 | 0 | 0 | 0 | 0 | 0 | 0 | 0 | 0 | 0 | 0 | 0 | 0 | 0 | 0 | 0 | 0 | 0 | 0 | 0 | 0 | 0 | 0 | 0 | 0 | 0 | 0 | 0 | 0 | 0 | 0 | 0 | 0 | 0 | 0 | 0 | 0 | 0 | 0 | 0 | 0 | 0 | 0 | 0 | 0 | 0 | 0 | 0 | 0 | 0 | 0 | 0 | 0 | 0 | 0 | 0 | 0 | 0 | 0 | 0 | 0 | 0 | 0 | 0 | 0 | 0 | 0 | 0 | 0 | 0 | 0 | 0 | 0 | 0 | 0 | 0 | 0 | 0 | 0 | 0 | 0 | 0 | 0 | 0 | 0 | 0 | 0 | 0 | 0 | 0 | 0 | 0 | 0 | 0 | 0 | 0 | 0 | 0 | 0 | 0 | 0 | 0 | 0 | 0 | 0 | 0 | 0 | 0 | 0 | 0 | 0 | 0 | 0 | 0 | 0 | 0 | 0 | 0 | 0 | 0 | 0 | 0 | 0 | 0 | 0 | 0 | 0 | 0 | 0 | 0 | 0 | 0 | 0 | 0 | 0 | 0 | 0 | 0 | 0 | 0 | 0 | 0 | 0 | 0 | 0 | 0 | 0 | 0 | 0 | 0 | 0 | 0 | 0 | 0 | 0 | 0 | 0 | 0 | 0 | 0 | 0 | 0 | 0 | 0 | 0 | 0 | 0 | 0 | 0 | 0 | 0 | 0 | 0 | 0 | 0 | 0 | 0 | 0 | 0 | 0 | 0 | 0 | 0 | 0 | 0 | 0 | 0 | 0 | 0 | 0 | 0 | 0 | 0 | 0 | 0 | 0 | 0 | 0 | 0 | 0 | 0 | 0 | 0 | 0 | 0 | 0 | 0 | 0 | 0 | 0 | 0 | 0 | 0 | 0 | 0 | 0 | 0 | 0 | 0 | 0 | 0 | 0 | 0 | 0 | 0 | 0 | 0 | 0 | 0 | 0 | 0 | 0 | 0 | 0 | 0 | 0 | 0 | 0 | 0 | 0 | 0 | 0 | 0 | 0 | 0 | 0 | 0 | 0 | 0 | 0 | 0 | 0 | 0 | 0 | 0 | 0 | 0 | 0 | 0 | 0 | 0 | 0 | 0 | 0 | 0 | 0 | 0 | 0 | 0 | 0 | 0 | 0 | 0 | 0 | 0 | 0 | 0 | 0 | 0 | 0 | 0 | 0 | 0 | 0 | 0 | 0 | 0 | 0 | 0 | 0 | 0 | 0 | 0 | 0 | 0 | 0 | 0 | 0 | 0 | 0 | 0 | 0 | 0 | 0 | 0 | 0 | 0 | 0 | 0 | 0 | 0 | 0 | 0 | 0 | 0 | 0 | 0 | 0 | 0 | 0 | 0 | 0 | 0 | 0 | 0 | 0 | 0 | 0 | 0 | 0 | 0 | 0 | 0 | 0 | 0 | 0 | 0 | 0 | 0 | 0 | 0 | 0 | 0 | 0 | 0 | 0 | 0 | 0 | 0 | 0 | 0 | 0 | 0 | 0 | 0 | 0 | 0 | 0 | 0 | 0 | 0 | 0 | 0
WA_Commercial_WA - Miscellaneous_Existing_Space Heating_Natural Gas_Strategic Energy Management_A | WA | Commercial | WA - Miscellaneous | Existing | Space Heating | Natural Gas | Strategic Energy Management | A | WCM262 | No strategic energy management. | Implementation of strategic energy management. | 3 | 0.034326 | 0 | 0 | 0.09 | 0.02 | 0 | 0 | 0.28365 | 0.25 | sqft | 0% | 77% | Discretionary | RetroEven20_WA | 85% | Space Heating | 0% | 470.4032 |  | 353.6986 |  | 0 | DL20_COM_SEM-Misc-2021PLN-V4-1 | BEHAV_SEM-All-CPUC-2018_PG-2 | DL20_COM_SEM-Misc-2021PLN-V4-15 | No strategic energy management. | No strategic energy management. | No strategic energy management. | No strategic energy management. | No strategic energy management. | No strategic energy management. | No strategic energy management. | No strategic energy management. | No strategic energy management. | No strategic energy management. | No strategic energy management. | No strategic energy management. | No strategic energy management. | No strategic energy management. | No strategic energy management. | No strategic energy management. | No strategic energy management. | No strategic energy management. | No strategic energy management. | No strategic energy management. | No strategic energy management. | No strategic energy management. | No strategic energy management. | No strategic energy management. | No strategic energy management. | No strategic energy management. | No strategic energy management. | Implementation of strategic energy management. | Implementation of strategic energy management. | Implementation of strategic energy management. | Implementation of strategic energy management. | Implementation of strategic energy management. | Implementation of strategic energy management. | Implementation of strategic energy management. | Implementation of strategic energy management. | Implementation of strategic energy management. | Implementation of strategic energy management. | Implementation of strategic energy management. | Implementation of strategic energy management. | Implementation of strategic energy management. | Implementation of strategic energy management. | Implementation of strategic energy management. | Implementation of strategic energy management. | Implementation of strategic energy management. | Implementation of strategic energy management. | Implementation of strategic energy management. | Implementation of strategic energy management. | Implementation of strategic energy management. | Implementation of strategic energy management. | Implementation of strategic energy management. | Implementation of strategic energy management. | Implementation of strategic energy management. | Implementation of strategic energy management. | Implementation of strategic energy management. | 0.09 | 0.09 | 0.09 | 0.09 | 0.09 | 0.09 | 0.09 | 0.09 | 0.09 | 0.09 | 0.09 | 0.09 | 0.09 | 0.09 | 0.09 | 0.09 | 0.09 | 0.09 | 0.09 | 0.09 | 0.09 | 0.09 | 0.09 | 0.09 | 0.09 | 0.09 | 0.09 | 0 | 0 | 0.045987 | 0.045086 | 0.043854 | 0.042495 | 0.041051 | 0.039487 | 0.037817 | 0.036021 | 0.034127 | 0.032164 | 0.030186 | 0.02826 | 0.026427 | 0.024727 | 0.023191 | 0.021855 | 0.020783 | 0.019969 | 0.0193 | 0.018797 | 0.018339 | 0.018136 | 0.017939 | 0.017755 | 0.017577 | 0 | 4.4681 | 8.9209 | 8.6444 | 4.2823 | 0 | 0 | 0 | 0 | 0 | 0 | 0 | 0 | 0 | 0 | 0 | 0 | 0 | 0 | 0 | 0 | 0 | 0 | 0 | 0 | 0 | 4.4681 | 13.267 | 21.5001 | 25.0517 | 24.0978 | 23.0783 | 21.9826 | 20.8262 | 19.6288 | 18.4217 | 17.2461 | 16.1273 | 15.0898 | 14.1525 | 13.3373 | 12.6829 | 12.1866 | 11.7778 | 11.4711 | 11.1918 | 11.0678 | 10.9474 | 10.8353 | 10.7266 | 0 | 99102.7137 | 203421.3596 | 203421.3596 | 104318.646 | 0 | 0 | 0 | 0 | 0 | 0 | 0 | 0 | 0 | 0 | 0 | 0 | 0 | 0 | 0 | 0 | 0 | 0 | 0 | 0 | 0 | 99102.7137 | 302524.0733 | 505945.433 | 610264.0789 | 610264.0789 | 610264.0789 | 610264.0789 | 610264.0789 | 610264.0789 | 610264.0789 | 610264.0789 | 610264.0789 | 610264.0789 | 610264.0789 | 610264.0789 | 610264.0789 | 610264.0789 | 610264.0789 | 610264.0789 | 610264.0789 | 610264.0789 | 610264.0789 | 610264.0789 | 610264.0789 | 0 | 3.8471 | 7.7437 | 7.5686 | 3.7834 | 0 | 0 | 0 | 0 | 0 | 0 | 0 | 0 | 0 | 0 | 0 | 0 | 0 | 0 | 0 | 0 | 0 | 0 | 0 | 0 | 0 | 3.8471 | 11.5162 | 18.8244 | 22.1331 | 21.4967 | 20.8004 | 20.034 | 19.2076 | 18.3346 | 17.4383 | 16.5511 | 15.6942 | 14.8891 | 14.1536 | 13.5092 | 12.9926 | 12.6058 | 12.2909 | 12.0624 | 11.8558 | 11.7864 | 11.7202 | 11.6569 | 11.5961 | 0 | 84237.3066 | 172908.1557 | 172908.1557 | 88670.8491 | 0 | 0 | 0 | 0 | 0 | 0 | 0 | 0 | 0 | 0 | 0 | 0 | 0 | 0 | 0 | 0 | 0 | 0 | 0 | 0 | 0 | 84237.3066 | 257145.4623 | 430053.618 | 518724.4671 | 518724.4671 | 518724.4671 | 518724.4671 | 518724.4671 | 518724.4671 | 518724.4671 | 518724.4671 | 518724.4671 | 518724.4671 | 518724.4671 | 518724.4671 | 518724.4671 | 518724.4671 | 518724.4671 | 518724.4671 | 518724.4671 | 518724.4671 | 518724.4671 | 518724.4671 | 518724.4671 | 0 | 3.8514 | 7.7634 | 7.6002 | 3.805 | 0 | 0 | 0 | 0 | 0 | 0 | 0 | 0 | 0 | 0 | 0 | 0 | 0 | 0 | 0 | 0 | 0 | 0 | 0 | 0 | 0 | 3.8514 | 11.5456 | 18.903 | 22.2591 | 21.6557 | 20.9946 | 20.2635 | 19.4692 | 18.6221 | 17.7435 | 16.8653 | 16.0095 | 15.1998 | 14.4558 | 13.8011 | 13.2749 | 12.8798 | 12.5581 | 12.3247 | 12.1136 | 12.0427 | 11.9751 | 11.9104 | 11.8484 | 0 | 84237.3066 | 172908.1557 | 172908.1557 | 88670.8491 | 0 | 0 | 0 | 0 | 0 | 0 | 0 | 0 | 0 | 0 | 0 | 0 | 0 | 0 | 0 | 0 | 0 | 0 | 0 | 0 | 0 | 84237.3066 | 257145.4623 | 430053.618 | 518724.4671 | 518724.4671 | 518724.4671 | 518724.4671 | 518724.4671 | 518724.4671 | 518724.4671 | 518724.4671 | 518724.4671 | 518724.4671 | 518724.4671 | 518724.4671 | 518724.4671 | 518724.4671 | 518724.4671 | 518724.4671 | 518724.4671 | 518724.4671 | 518724.4671 | 518724.4671 | 518724.4671 | 0 | 3.8471 | 7.7437 | 7.5686 | 3.7834 | 0 | 0 | 0 | 0 | 0 | 0 | 0 | 0 | 0 | 0 | 0 | 0 | 0 | 0 | 0 | 0 | 0 | 0 | 0 | 0 | 0 | 3.8471 | 11.5162 | 18.8244 | 22.1331 | 21.4967 | 20.8004 | 20.034 | 19.2076 | 18.3346 | 17.4383 | 16.5511 | 15.6942 | 14.8891 | 14.1536 | 13.5092 | 12.9926 | 12.6058 | 12.2909 | 12.0624 | 11.8558 | 11.7864 | 11.7202 | 11.6569 | 11.5961 | 0 | 84237.3066 | 172908.1557 | 172908.1557 | 88670.8491 | 0 | 0 | 0 | 0 | 0 | 0 | 0 | 0 | 0 | 0 | 0 | 0 | 0 | 0 | 0 | 0 | 0 | 0 | 0 | 0 | 0 | 84237.3066 | 257145.4623 | 430053.618 | 518724.4671 | 518724.4671 | 518724.4671 | 518724.4671 | 518724.4671 | 518724.4671 | 518724.4671 | 518724.4671 | 518724.4671 | 518724.4671 | 518724.4671 | 518724.4671 | 518724.4671 | 518724.4671 | 518724.4671 | 518724.4671 | 518724.4671 | 518724.4671 | 518724.4671 | 518724.4671 | 518724.4671 | 451.7039 | 454.9316 | 457.9094 | 460.6449 | 463.1432 | 465.4075 | 467.4391 | 469.2383 | 470.8423 | 472.2812 | 473.5788 | 474.7544 | 475.823 | 476.7968 | 477.6851 | 478.4952 | 479.2328 | 479.9015 | 480.5059 | 481.0489 | 481.5376 | 481.9781 | 482.3756 | 482.7347 | 483.0596 | 339.6385 | 342.0654 | 344.3044 | 346.3613 | 348.2398 | 349.9423 | 351.4699 | 352.8227 | 354.0288 | 355.1107 | 356.0864 | 356.9703 | 357.7738 | 358.506 | 359.1739 | 359.783 | 360.3376 | 360.8404 | 361.2949 | 361.7032 | 362.0706 | 362.4018 | 362.7007 | 362.9707 | 363.215
WA_Commercial_WA - Miscellaneous_Existing_Water Heating_Natural Gas_Strategic Energy Management_A | WA | Commercial | WA - Miscellaneous | Existing | Water Heating | Natural Gas | Strategic Energy Management | A | WCM263 | No strategic energy management. | Implementation of strategic energy management. | 3 | 0.017887 | 0 | 0 | 0.09 | 0.02 | 0 | 0 | 0.28365 | 0.25 | sqft | 0% | 77% | Discretionary | RetroEven20_WA | 85% | Water Heating | 0% | 470.4032 |  | 353.6986 |  | 0 | DL20_COM_SEM-Misc-2021PLN-V4-1 | BEHAV_SEM-All-CPUC-2018_PG-2 | DL20_COM_SEM-Misc-2021PLN-V4-15 | No strategic energy management. | No strategic energy management. | No strategic energy management. | No strategic energy management. | No strategic energy management. | No strategic energy management. | No strategic energy management. | No strategic energy management. | No strategic energy management. | No strategic energy management. | No strategic energy management. | No strategic energy management. | No strategic energy management. | No strategic energy management. | No strategic energy management. | No strategic energy management. | No strategic energy management. | No strategic energy management. | No strategic energy management. | No strategic energy management. | No strategic energy management. | No strategic energy management. | No strategic energy management. | No strategic energy management. | No strategic energy management. | No strategic energy management. | No strategic energy management. | Implementation of strategic energy management. | Implementation of strategic energy management. | Implementation of strategic energy management. | Implementation of strategic energy management. | Implementation of strategic energy management. | Implementation of strategic energy management. | Implementation of strategic energy management. | Implementation of strategic energy management. | Implementation of strategic energy management. | Implementation of strategic energy management. | Implementation of strategic energy management. | Implementation of strategic energy management. | Implementation of strategic energy management. | Implementation of strategic energy management. | Implementation of strategic energy management. | Implementation of strategic energy management. | Implementation of strategic energy management. | Implementation of strategic energy management. | Implementation of strategic energy management. | Implementation of strategic energy management. | Implementation of strategic energy management. | Implementation of strategic energy management. | Implementation of strategic energy management. | Implementation of strategic energy management. | Implementation of strategic energy management. | Implementation of strategic energy management. | Implementation of strategic energy management. | 0.09 | 0.09 | 0.09 | 0.09 | 0.09 | 0.09 | 0.09 | 0.09 | 0.09 | 0.09 | 0.09 | 0.09 | 0.09 | 0.09 | 0.09 | 0.09 | 0.09 | 0.09 | 0.09 | 0.09 | 0.09 | 0.09 | 0.09 | 0.09 | 0.09 | 0.09 | 0.09 | 0 | 0 | 0.008782 | 0.0085136 | 0.0082592 | 0.0080223 | 0.0077974 | 0.0075837 | 0.0073771 | 0.0071842 | 0.0069975 | 0.0068226 | 0.0067421 | 0.0066797 | 0.0066434 | 0.0066003 | 0.006568 | 0.0065444 | 0.0065255 | 0.0065093 | 0.0065 | 0.0064946 | 0.006492 | 0.00649 | 0.0064836 | 0.0064823 | 0.0064812 | 0 | 0.78157 | 1.5563 | 1.5117 | 0.75349 | 0 | 0 | 0 | 0 | 0 | 0 | 0 | 0 | 0 | 0 | 0 | 0 | 0 | 0 | 0 | 0 | 0 | 0 | 0 | 0 | 0 | 0.78157 | 2.3145 | 3.7598 | 4.4079 | 4.2871 | 4.1703 | 4.0613 | 3.9557 | 3.8569 | 3.8114 | 3.7761 | 3.7556 | 3.7312 | 3.7129 | 3.6996 | 3.6889 | 3.6798 | 3.6745 | 3.6715 | 3.67 | 3.6688 | 3.6652 | 3.6645 | 3.6639 | 0 | 91802.1694 | 188436.0319 | 188436.0319 | 96633.8625 | 0 | 0 | 0 | 0 | 0 | 0 | 0 | 0 | 0 | 0 | 0 | 0 | 0 | 0 | 0 | 0 | 0 | 0 | 0 | 0 | 0 | 91802.1694 | 280238.2013 | 468674.2332 | 565308.0958 | 565308.0958 | 565308.0958 | 565308.0958 | 565308.0958 | 565308.0958 | 565308.0958 | 565308.0958 | 565308.0958 | 565308.0958 | 565308.0958 | 565308.0958 | 565308.0958 | 565308.0958 | 565308.0958 | 565308.0958 | 565308.0958 | 565308.0958 | 565308.0958 | 565308.0958 | 565308.0958 | 0 | 0.67873 | 1.3658 | 1.3402 | 0.67461 | 0 | 0 | 0 | 0 | 0 | 0 | 0 | 0 | 0 | 0 | 0 | 0 | 0 | 0 | 0 | 0 | 0 | 0 | 0 | 0 | 0 | 0.67873 | 2.0312 | 3.3332 | 3.9465 | 3.8753 | 3.8055 | 3.7403 | 3.6781 | 3.6209 | 3.5706 | 3.5299 | 3.5024 | 3.4798 | 3.4625 | 3.4495 | 3.4392 | 3.431 | 3.425 | 3.4206 | 3.4175 | 3.4152 | 3.4124 | 3.4117 | 3.4112 | 0 | 78031.844 | 160170.6271 | 160170.6271 | 82138.7831 | 0 | 0 | 0 | 0 | 0 | 0 | 0 | 0 | 0 | 0 | 0 | 0 | 0 | 0 | 0 | 0 | 0 | 0 | 0 | 0 | 0 | 78031.844 | 238202.4711 | 398373.0983 | 480511.8814 | 480511.8814 | 480511.8814 | 480511.8814 | 480511.8814 | 480511.8814 | 480511.8814 | 480511.8814 | 480511.8814 | 480511.8814 | 480511.8814 | 480511.8814 | 480511.8814 | 480511.8814 | 480511.8814 | 480511.8814 | 480511.8814 | 480511.8814 | 480511.8814 | 480511.8814 | 480511.8814 | 0 | 0.67873 | 1.3658 | 1.3402 | 0.67461 | 0 | 0 | 0 | 0 | 0 | 0 | 0 | 0 | 0 | 0 | 0 | 0 | 0 | 0 | 0 | 0 | 0 | 0 | 0 | 0 | 0 | 0.67873 | 2.0312 | 3.3332 | 3.9465 | 3.8753 | 3.8055 | 3.7403 | 3.6781 | 3.6209 | 3.5706 | 3.5299 | 3.5024 | 3.4798 | 3.4625 | 3.4495 | 3.4392 | 3.431 | 3.425 | 3.4206 | 3.4175 | 3.4152 | 3.4124 | 3.4117 | 3.4112 | 0 | 78031.844 | 160170.6271 | 160170.6271 | 82138.7831 | 0 | 0 | 0 | 0 | 0 | 0 | 0 | 0 | 0 | 0 | 0 | 0 | 0 | 0 | 0 | 0 | 0 | 0 | 0 | 0 | 0 | 78031.844 | 238202.4711 | 398373.0983 | 480511.8814 | 480511.8814 | 480511.8814 | 480511.8814 | 480511.8814 | 480511.8814 | 480511.8814 | 480511.8814 | 480511.8814 | 480511.8814 | 480511.8814 | 480511.8814 | 480511.8814 | 480511.8814 | 480511.8814 | 480511.8814 | 480511.8814 | 480511.8814 | 480511.8814 | 480511.8814 | 480511.8814 | 0 | 0.67873 | 1.3658 | 1.3402 | 0.67461 | 0 | 0 | 0 | 0 | 0 | 0 | 0 | 0 | 0 | 0 | 0 | 0 | 0 | 0 | 0 | 0 | 0 | 0 | 0 | 0 | 0 | 0.67873 | 2.0312 | 3.3332 | 3.9465 | 3.8753 | 3.8055 | 3.7403 | 3.6781 | 3.6209 | 3.5706 | 3.5299 | 3.5024 | 3.4798 | 3.4625 | 3.4495 | 3.4392 | 3.431 | 3.425 | 3.4206 | 3.4175 | 3.4152 | 3.4124 | 3.4117 | 3.4112 | 0 | 78031.844 | 160170.6271 | 160170.6271 | 82138.7831 | 0 | 0 | 0 | 0 | 0 | 0 | 0 | 0 | 0 | 0 | 0 | 0 | 0 | 0 | 0 | 0 | 0 | 0 | 0 | 0 | 0 | 78031.844 | 238202.4711 | 398373.0983 | 480511.8814 | 480511.8814 | 480511.8814 | 480511.8814 | 480511.8814 | 480511.8814 | 480511.8814 | 480511.8814 | 480511.8814 | 480511.8814 | 480511.8814 | 480511.8814 | 480511.8814 | 480511.8814 | 480511.8814 | 480511.8814 | 480511.8814 | 480511.8814 | 480511.8814 | 480511.8814 | 480511.8814 | 451.7039 | 454.9316 | 457.9094 | 460.6449 | 463.1432 | 465.4075 | 467.4391 | 469.2383 | 470.8423 | 472.2812 | 473.5788 | 474.7544 | 475.823 | 476.7968 | 477.6851 | 478.4952 | 479.2328 | 479.9015 | 480.5059 | 481.0489 | 481.5376 | 481.9781 | 482.3756 | 482.7347 | 483.0596 | 339.6385 | 342.0654 | 344.3044 | 346.3613 | 348.2398 | 349.9423 | 351.4699 | 352.8227 | 354.0288 | 355.1107 | 356.0864 | 356.9703 | 357.7738 | 358.506 | 359.1739 | 359.783 | 360.3376 | 360.8404 | 361.2949 | 361.7032 | 362.0706 | 362.4018 | 362.7007 | 362.9707 | 363.215
WA_Commercial_WA - Miscellaneous_Existing_Space Heating_Natural Gas_Retrocommissioning_A | WA | Commercial | WA - Miscellaneous | Existing | Space Heating | Natural Gas | Retrocommissioning | A | WCM264 | No retro commissioning. | Periodic recommissioning of building systems. | 3 | 0.042149 | 0 | 0 | 0.15 | 0.02 | 0 | 0 | 0.28365 | 0.25 | sqft | 10% | 86.67% | Discretionary | RetroEven20_WA | 85% | Space Heating | 0% | 766.4443 |  | 480.0833 |  | 0 | COM_RCX-HVAC-AEG-1 | COM_RCX-Heating-7PLN-v5-18 | COM_RCX-HVAC-AEG-1 | No retro commissioning. | No retro commissioning. | No retro commissioning. | No retro commissioning. | No retro commissioning. | No retro commissioning. | No retro commissioning. | No retro commissioning. | No retro commissioning. | No retro commissioning. | No retro commissioning. | No retro commissioning. | No retro commissioning. | No retro commissioning. | No retro commissioning. | No retro commissioning. | No retro commissioning. | No retro commissioning. | No retro commissioning. | No retro commissioning. | No retro commissioning. | No retro commissioning. | No retro commissioning. | No retro commissioning. | No retro commissioning. | No retro commissioning. | No retro commissioning. | Periodic recommissioning of building systems. | Periodic recommissioning of building systems. | Periodic recommissioning of building systems. | Periodic recommissioning of building systems. | Periodic recommissioning of building systems. | Periodic recommissioning of building systems. | Periodic recommissioning of building systems. | Periodic recommissioning of building systems. | Periodic recommissioning of building systems. | Periodic recommissioning of building systems. | Periodic recommissioning of building systems. | Periodic recommissioning of building systems. | Periodic recommissioning of building systems. | Periodic recommissioning of building systems. | Periodic recommissioning of building systems. | Periodic recommissioning of building systems. | Periodic recommissioning of building systems. | Periodic recommissioning of building systems. | Periodic recommissioning of building systems. | Periodic recommissioning of building systems. | Periodic recommissioning of building systems. | Periodic recommissioning of building systems. | Periodic recommissioning of building systems. | Periodic recommissioning of building systems. | Periodic recommissioning of building systems. | Periodic recommissioning of building systems. | Periodic recommissioning of building systems. | 0.15 | 0.15 | 0.15 | 0.15 | 0.15 | 0.15 | 0.15 | 0.15 | 0.15 | 0.15 | 0.15 | 0.15 | 0.15 | 0.15 | 0.15 | 0.15 | 0.15 | 0.15 | 0.15 | 0.15 | 0.15 | 0.15 | 0.15 | 0.15 | 0.15 | 0.15 | 0.15 | 0 | 0 | 0.056468 | 0.055168 | 0.053301 | 0.051293 | 0.049273 | 0.047195 | 0.045 | 0.042673 | 0.040248 | 0.037766 | 0.035292 | 0.032906 | 0.030654 | 0.028578 | 0.02671 | 0.025088 | 0.023778 | 0.022771 | 0.021934 | 0.021291 | 0.020702 | 0.020473 | 0.02025 | 0.020043 | 0.019842 | 0 | 5.4436 | 10.7955 | 10.389 | 5.1178 | 0 | 0 | 0 | 0 | 0 | 0 | 0 | 0 | 0 | 0 | 0 | 0 | 0 | 0 | 0 | 0 | 0 | 0 | 0 | 0 | 0 | 5.4436 | 16.0549 | 25.8393 | 29.9394 | 28.6766 | 27.3432 | 25.9293 | 24.4553 | 22.9474 | 21.4442 | 19.9944 | 18.6259 | 17.3647 | 16.2298 | 15.2443 | 14.4481 | 13.8362 | 13.3274 | 12.9367 | 12.5791 | 12.4397 | 12.3045 | 12.1784 | 12.0563 | 0 | 98673.6976 | 202540.7477 | 202540.7477 | 103867.0501 | 0 | 0 | 0 | 0 | 0 | 0 | 0 | 0 | 0 | 0 | 0 | 0 | 0 | 0 | 0 | 0 | 0 | 0 | 0 | 0 | 0 | 98673.6976 | 301214.4453 | 503755.193 | 607622.2431 | 607622.2431 | 607622.2431 | 607622.2431 | 607622.2431 | 607622.2431 | 607622.2431 | 607622.2431 | 607622.2431 | 607622.2431 | 607622.2431 | 607622.2431 | 607622.2431 | 607622.2431 | 607622.2431 | 607622.2431 | 607622.2431 | 607622.2431 | 607622.2431 | 607622.2431 | 607622.2431 | 0 | 4.6895 | 9.3853 | 9.1195 | 4.5371 | 0 | 0 | 0 | 0 | 0 | 0 | 0 | 0 | 0 | 0 | 0 | 0 | 0 | 0 | 0 | 0 | 0 | 0 | 0 | 0 | 0 | 4.6895 | 13.9577 | 22.682 | 26.5421 | 25.6857 | 24.7613 | 23.7591 | 22.6926 | 21.5801 | 20.4508 | 19.3438 | 18.2831 | 17.2921 | 16.3899 | 15.5999 | 14.9612 | 14.4749 | 14.0734 | 13.7727 | 13.4983 | 13.4193 | 13.344 | 13.2719 | 13.2028 | 0 | 83872.643 | 172159.6355 | 172159.6355 | 88286.9926 | 0 | 0 | 0 | 0 | 0 | 0 | 0 | 0 | 0 | 0 | 0 | 0 | 0 | 0 | 0 | 0 | 0 | 0 | 0 | 0 | 0 | 83872.643 | 256032.2785 | 428191.914 | 516478.9066 | 516478.9066 | 516478.9066 | 516478.9066 | 516478.9066 | 516478.9066 | 516478.9066 | 516478.9066 | 516478.9066 | 516478.9066 | 516478.9066 | 516478.9066 | 516478.9066 | 516478.9066 | 516478.9066 | 516478.9066 | 516478.9066 | 516478.9066 | 516478.9066 | 516478.9066 | 516478.9066 | 0 | 4.7032 | 9.4576 | 9.2364 | 4.6184 | 0 | 0 | 0 | 0 | 0 | 0 | 0 | 0 | 0 | 0 | 0 | 0 | 0 | 0 | 0 | 0 | 0 | 0 | 0 | 0 | 0 | 4.7032 | 14.0651 | 22.9726 | 27.0179 | 26.2854 | 25.483 | 24.5955 | 23.6315 | 22.6033 | 21.5368 | 20.4709 | 19.4321 | 18.4494 | 17.5463 | 16.7516 | 16.1129 | 15.6334 | 15.2428 | 14.9596 | 14.7033 | 14.6173 | 14.5352 | 14.4567 | 14.3814 | 0 | 83872.643 | 172159.6355 | 172159.6355 | 88286.9926 | 0 | 0 | 0 | 0 | 0 | 0 | 0 | 0 | 0 | 0 | 0 | 0 | 0 | 0 | 0 | 0 | 0 | 0 | 0 | 0 | 0 | 83872.643 | 256032.2785 | 428191.914 | 516478.9066 | 516478.9066 | 516478.9066 | 516478.9066 | 516478.9066 | 516478.9066 | 516478.9066 | 516478.9066 | 516478.9066 | 516478.9066 | 516478.9066 | 516478.9066 | 516478.9066 | 516478.9066 | 516478.9066 | 516478.9066 | 516478.9066 | 516478.9066 | 516478.9066 | 516478.9066 | 516478.9066 | 0 | 4.6978 | 9.4329 | 9.1972 | 4.5919 | 0 | 0 | 0 | 0 | 0 | 0 | 0 | 0 | 0 | 0 | 0 | 0 | 0 | 0 | 0 | 0 | 0 | 0 | 0 | 0 | 0 | 4.6978 | 14.0285 | 22.875 | 26.8624 | 26.09 | 25.2449 | 24.3147 | 23.3119 | 22.2523 | 21.1644 | 20.0877 | 19.0477 | 18.0705 | 17.1779 | 16.3958 | 15.7688 | 15.2994 | 14.9172 | 14.6399 | 14.3891 | 14.3049 | 14.2246 | 14.1477 | 14.074 | 0 | 83872.643 | 172159.6355 | 172159.6355 | 88286.9926 | 0 | 0 | 0 | 0 | 0 | 0 | 0 | 0 | 0 | 0 | 0 | 0 | 0 | 0 | 0 | 0 | 0 | 0 | 0 | 0 | 0 | 83872.643 | 256032.2785 | 428191.914 | 516478.9066 | 516478.9066 | 516478.9066 | 516478.9066 | 516478.9066 | 516478.9066 | 516478.9066 | 516478.9066 | 516478.9066 | 516478.9066 | 516478.9066 | 516478.9066 | 516478.9066 | 516478.9066 | 516478.9066 | 516478.9066 | 516478.9066 | 516478.9066 | 516478.9066 | 516478.9066 | 516478.9066 | 735.9769 | 741.2359 | 746.0877 | 750.5448 | 754.6154 | 758.3046 | 761.6148 | 764.5463 | 767.1599 | 769.5042 | 771.6185 | 773.5339 | 775.2751 | 776.8617 | 778.3089 | 779.6289 | 780.8308 | 781.9203 | 782.905 | 783.7898 | 784.5861 | 785.3037 | 785.9514 | 786.5366 | 787.0658 | 460.9992 | 464.2933 | 467.3324 | 470.1242 | 472.674 | 474.9848 | 477.0582 | 478.8944 | 480.5315 | 482 | 483.3243 | 484.524 | 485.6147 | 486.6085 | 487.515 | 488.3418 | 489.0947 | 489.7771 | 490.3939 | 490.9481 | 491.4469 | 491.8964 | 492.3021 | 492.6686 | 493.0001
WA_Commercial_WA - Miscellaneous_Existing_Water Heating_Natural Gas_Retrocommissioning_A | WA | Commercial | WA - Miscellaneous | Existing | Water Heating | Natural Gas | Retrocommissioning | A | WCM265 | No retro commissioning. | Periodic recommissioning of building systems. | 3 | 0.021963 | 0 | 0 | 0.15 | 0.02 | 0 | 0 | 0.28365 | 0.25 | sqft | 10% | 86.67% | Discretionary | RetroEven20_WA | 85% | Water Heating | 0% | 766.4443 |  | 480.0833 |  | 0 | COM_RCX-HVAC-AEG-1 | COM_RCX-Heating-7PLN-v5-18 | COM_RCX-HVAC-AEG-1 | No retro commissioning. | No retro commissioning. | No retro commissioning. | No retro commissioning. | No retro commissioning. | No retro commissioning. | No retro commissioning. | No retro commissioning. | No retro commissioning. | No retro commissioning. | No retro commissioning. | No retro commissioning. | No retro commissioning. | No retro commissioning. | No retro commissioning. | No retro commissioning. | No retro commissioning. | No retro commissioning. | No retro commissioning. | No retro commissioning. | No retro commissioning. | No retro commissioning. | No retro commissioning. | No retro commissioning. | No retro commissioning. | No retro commissioning. | No retro commissioning. | Periodic recommissioning of building systems. | Periodic recommissioning of building systems. | Periodic recommissioning of building systems. | Periodic recommissioning of building systems. | Periodic recommissioning of building systems. | Periodic recommissioning of building systems. | Periodic recommissioning of building systems. | Periodic recommissioning of building systems. | Periodic recommissioning of building systems. | Periodic recommissioning of building systems. | Periodic recommissioning of building systems. | Periodic recommissioning of building systems. | Periodic recommissioning of building systems. | Periodic recommissioning of building systems. | Periodic recommissioning of building systems. | Periodic recommissioning of building systems. | Periodic recommissioning of building systems. | Periodic recommissioning of building systems. | Periodic recommissioning of building systems. | Periodic recommissioning of building systems. | Periodic recommissioning of building systems. | Periodic recommissioning of building systems. | Periodic recommissioning of building systems. | Periodic recommissioning of building systems. | Periodic recommissioning of building systems. | Periodic recommissioning of building systems. | Periodic recommissioning of building systems. | 0.15 | 0.15 | 0.15 | 0.15 | 0.15 | 0.15 | 0.15 | 0.15 | 0.15 | 0.15 | 0.15 | 0.15 | 0.15 | 0.15 | 0.15 | 0.15 | 0.15 | 0.15 | 0.15 | 0.15 | 0.15 | 0.15 | 0.15 | 0.15 | 0.15 | 0.15 | 0.15 | 0 | 0 | 0.010783 | 0.010445 | 0.010116 | 0.0098088 | 0.0095238 | 0.0092596 | 0.0090036 | 0.0087642 | 0.0085325 | 0.0083156 | 0.0082145 | 0.0081375 | 0.0080933 | 0.0080407 | 0.0080014 | 0.0079726 | 0.0079496 | 0.00793 | 0.0079185 | 0.007912 | 0.0079089 | 0.0079064 | 0.0078986 | 0.007897 | 0.0078957 | 0 | 0.9547 | 1.8979 | 1.8403 | 0.91634 | 0 | 0 | 0 | 2.4833e-16 | 0 | 0 | 0 | 0 | 0 | 0 | 0 | 0 | 0 | 0 | 0 | 0 | 0 | 0 | 0 | 0 | 0 | 0.9547 | 2.8226 | 4.5772 | 5.3606 | 5.2119 | 5.0678 | 4.933 | 4.8026 | 4.6805 | 4.6236 | 4.5803 | 4.5554 | 4.5258 | 4.5037 | 4.4875 | 4.4745 | 4.4635 | 4.457 | 4.4534 | 4.4516 | 4.4502 | 4.4458 | 4.4449 | 4.4442 | 0 | 91404.7574 | 187620.2915 | 187620.2915 | 96215.5341 | 0 | 0 | 0 | 2.9104e-11 | 0 | 0 | 0 | 0 | 0 | 0 | 0 | 0 | 0 | 0 | 0 | 0 | 0 | 0 | 0 | 0 | 0 | 91404.7574 | 279025.0489 | 466645.3405 | 562860.8746 | 562860.8746 | 562860.8746 | 562860.8746 | 562860.8746 | 562860.8746 | 562860.8746 | 562860.8746 | 562860.8746 | 562860.8746 | 562860.8746 | 562860.8746 | 562860.8746 | 562860.8746 | 562860.8746 | 562860.8746 | 562860.8746 | 562860.8746 | 562860.8746 | 562860.8746 | 562860.8746 | 0 | 0.82919 | 1.6662 | 1.6326 | 0.82107 | 0 | 0 | 0 | 2.7193e-16 | 0 | 0 | 0 | 0 | 0 | 0 | 0 | 0 | 0 | 0 | 0 | 0 | 0 | 0 | 0 | 0 | 0 | 0.82919 | 2.478 | 4.0605 | 4.8033 | 4.7153 | 4.6287 | 4.5476 | 4.4702 | 4.3991 | 4.3366 | 4.2868 | 4.2533 | 4.2259 | 4.2048 | 4.1891 | 4.1766 | 4.1666 | 4.1593 | 4.1541 | 4.1503 | 4.1475 | 4.144 | 4.1432 | 4.1426 | 0 | 77694.0438 | 159477.2478 | 159477.2478 | 81783.204 | 0 | 0 | 0 | 2.9104e-11 | 0 | 0 | 0 | 0 | 0 | 0 | 0 | 0 | 0 | 0 | 0 | 0 | 0 | 0 | 0 | 0 | 0 | 77694.0438 | 237171.2916 | 396648.5394 | 478431.7434 | 478431.7434 | 478431.7434 | 478431.7434 | 478431.7434 | 478431.7434 | 478431.7434 | 478431.7434 | 478431.7434 | 478431.7434 | 478431.7434 | 478431.7434 | 478431.7434 | 478431.7434 | 478431.7434 | 478431.7434 | 478431.7434 | 478431.7434 | 478431.7434 | 478431.7434 | 478431.7434 | 0 | 0.82931 | 1.6668 | 1.6335 | 0.82175 | 0 | 0 | 0 | 2.7254e-16 | 0 | 0 | 0 | 0 | 0 | 0 | 0 | 0 | 0 | 0 | 0 | 0 | 0 | 0 | 0 | 0 | 0 | 0.82931 | 2.4788 | 4.0627 | 4.8072 | 4.7206 | 4.6355 | 4.556 | 4.4803 | 4.4107 | 4.3493 | 4.2998 | 4.2662 | 4.2388 | 4.2176 | 4.2018 | 4.1893 | 4.1792 | 4.1719 | 4.1667 | 4.1629 | 4.1601 | 4.1566 | 4.1558 | 4.1552 | 0 | 77694.0438 | 159477.2478 | 159477.2478 | 81783.204 | 0 | 0 | 0 | 2.9104e-11 | 0 | 0 | 0 | 0 | 0 | 0 | 0 | 0 | 0 | 0 | 0 | 0 | 0 | 0 | 0 | 0 | 0 | 77694.0438 | 237171.2916 | 396648.5394 | 478431.7434 | 478431.7434 | 478431.7434 | 478431.7434 | 478431.7434 | 478431.7434 | 478431.7434 | 478431.7434 | 478431.7434 | 478431.7434 | 478431.7434 | 478431.7434 | 478431.7434 | 478431.7434 | 478431.7434 | 478431.7434 | 478431.7434 | 478431.7434 | 478431.7434 | 478431.7434 | 478431.7434 | 0 | 0.82931 | 1.6668 | 1.6335 | 0.82175 | 0 | 0 | 0 | 2.7254e-16 | 0 | 0 | 0 | 0 | 0 | 0 | 0 | 0 | 0 | 0 | 0 | 0 | 0 | 0 | 0 | 0 | 0 | 0.82931 | 2.4788 | 4.0627 | 4.8072 | 4.7206 | 4.6355 | 4.556 | 4.4803 | 4.4107 | 4.3493 | 4.2998 | 4.2662 | 4.2388 | 4.2176 | 4.2018 | 4.1893 | 4.1792 | 4.1719 | 4.1667 | 4.1629 | 4.1601 | 4.1566 | 4.1558 | 4.1552 | 0 | 77694.0438 | 159477.2478 | 159477.2478 | 81783.204 | 0 | 0 | 0 | 2.9104e-11 | 0 | 0 | 0 | 0 | 0 | 0 | 0 | 0 | 0 | 0 | 0 | 0 | 0 | 0 | 0 | 0 | 0 | 77694.0438 | 237171.2916 | 396648.5394 | 478431.7434 | 478431.7434 | 478431.7434 | 478431.7434 | 478431.7434 | 478431.7434 | 478431.7434 | 478431.7434 | 478431.7434 | 478431.7434 | 478431.7434 | 478431.7434 | 478431.7434 | 478431.7434 | 478431.7434 | 478431.7434 | 478431.7434 | 478431.7434 | 478431.7434 | 478431.7434 | 478431.7434 | 735.9769 | 741.2359 | 746.0877 | 750.5448 | 754.6154 | 758.3046 | 761.6148 | 764.5463 | 767.1599 | 769.5042 | 771.6185 | 773.5339 | 775.2751 | 776.8617 | 778.3089 | 779.6289 | 780.8308 | 781.9203 | 782.905 | 783.7898 | 784.5861 | 785.3037 | 785.9514 | 786.5366 | 787.0658 | 460.9992 | 464.2933 | 467.3324 | 470.1242 | 472.674 | 474.9848 | 477.0582 | 478.8944 | 480.5315 | 482 | 483.3243 | 484.524 | 485.6147 | 486.6085 | 487.515 | 488.3418 | 489.0947 | 489.7771 | 490.3939 | 490.9481 | 491.4469 | 491.8964 | 492.3021 | 492.6686 | 493.0001
WA_Commercial_WA - Miscellaneous_New_Space Heating_Natural Gas_Insulation - Ceiling_A | WA | Commercial | WA - Miscellaneous | New | Space Heating | Natural Gas | Insulation - Ceiling | A | WCM266 | R-13 | R-38 | 22 | 0 | 0 | 0 | 0.39 | 0 | 0 | 0 | 0.24319 | 0.25 | sqft roof | 0% | 0% | Discretionary | Retro1Slow_WA | 84.66% | Space Heating | 0% | 0 |  | 0 |  | 0 | Avista TRM | Avista TRM | Avista TRM | R-13 | R-13 | R-13 | R-13 | R-13 | R-13 | R-13 | R-13 | R-13 | R-13 | R-13 | R-13 | R-13 | R-13 | R-13 | R-13 | R-13 | R-13 | R-13 | R-13 | R-13 | R-13 | R-13 | R-13 | R-13 | R-13 | R-13 | R-38 | R-38 | R-38 | R-38 | R-38 | R-38 | R-38 | R-38 | R-38 | R-38 | R-38 | R-38 | R-38 | R-38 | R-38 | R-38 | R-38 | R-38 | R-38 | R-38 | R-38 | R-38 | R-38 | R-38 | R-38 | R-38 | R-38 | 0.39 | 0.39 | 0.39 | 0.39 | 0.39 | 0.39 | 0.39 | 0.39 | 0.39 | 0.39 | 0.39 | 0.39 | 0.39 | 0.39 | 0.39 | 0.39 | 0.39 | 0.39 | 0.39 | 0.39 | 0.39 | 0.39 | 0.39 | 0.39 | 0.39 | 0.39 | 0.39 | 0 | 0 | 0 | 0 | 0 | 0 | 0 | 0 | 0 | 0 | 0 | 0 | 0 | 0 | 0 | 0 | 0 | 0 | 0 | 0 | 0 | 0 | 0 | 0 | 0 | 0 | 0 | 0 | 0 | 0 | 0 | 0 | 0 | 0 | 0 | 0 | 0 | 0 | 0 | 0 | 0 | 0 | 0 | 0 | 0 | 0 | 0 | 0 | 0 | 0 | 0 | 0 | 0 | 0 | 0 | 0 | 0 | 0 | 0 | 0 | 0 | 0 | 0 | 0 | 0 | 0 | 0 | 0 | 0 | 0 | 0 | 0 | 0 | 0 | 0 | 0 | 0 | 0 | 0 | 0 | 0 | 0 | 0 | 0 | 0 | 0 | 0 | 0 | 0 | 0 | 0 | 0 | 0 | 0 | 0 | 0 | 0 | 0 | 0 | 0 | 0 | 0 | 0 | 0 | 0 | 0 | 0 | 0 | 0 | 0 | 0 | 0 | 0 | 0 | 0 | 0 | 0 | 0 | 0 | 0 | 0 | 0 | 0 | 0 | 0 | 0 | 0 | 0 | 0 | 0 | 0 | 0 | 0 | 0 | 0 | 0 | 0 | 0 | 0 | 0 | 0 | 0 | 0 | 0 | 0 | 0 | 0 | 0 | 0 | 0 | 0 | 0 | 0 | 0 | 0 | 0 | 0 | 0 | 0 | 0 | 0 | 0 | 0 | 0 | 0 | 0 | 0 | 0 | 0 | 0 | 0 | 0 | 0 | 0 | 0 | 0 | 0 | 0 | 0 | 0 | 0 | 0 | 0 | 0 | 0 | 0 | 0 | 0 | 0 | 0 | 0 | 0 | 0 | 0 | 0 | 0 | 0 | 0 | 0 | 0 | 0 | 0 | 0 | 0 | 0 | 0 | 0 | 0 | 0 | 0 | 0 | 0 | 0 | 0 | 0 | 0 | 0 | 0 | 0 | 0 | 0 | 0 | 0 | 0 | 0 | 0 | 0 | 0 | 0 | 0 | 0 | 0 | 0 | 0 | 0 | 0 | 0 | 0 | 0 | 0 | 0 | 0 | 0 | 0 | 0 | 0 | 0 | 0 | 0 | 0 | 0 | 0 | 0 | 0 | 0 | 0 | 0 | 0 | 0 | 0 | 0 | 0 | 0 | 0 | 0 | 0 | 0 | 0 | 0 | 0 | 0 | 0 | 0 | 0 | 0 | 0 | 0 | 0 | 0 | 0 | 0 | 0 | 0 | 0 | 0 | 0 | 0 | 0 | 0 | 0 | 0 | 0 | 0 | 0 | 0 | 0 | 0 | 0 | 0 | 0 | 0 | 0 | 0 | 0 | 0 | 0 | 0 | 0 | 0 | 0 | 0 | 0 | 0 | 0 | 0 | 0 | 0 | 0 | 0 | 0 | 0 | 0 | 0 | 0 | 0 | 0 | 0 | 0 | 0 | 0 | 0 | 0 | 0 | 0 | 0 | 0 | 0 | 0 | 0 | 0 | 0 | 0 | 0 | 0 | 0 | 0 | 0 | 0 | 0 | 0 | 0 | 0 | 0 | 0 | 0 | 0 | 0 | 0 | 0 | 0 | 0 | 0 | 0 | 0 | 0 | 0 | 0 | 0 | 0 | 0 | 0 | 0 | 0 | 0 | 0 | 0 | 0 | 0 | 0 | 0 | 0 | 0 | 0 | 0 | 0 | 0 | 0 | 0 | 0 | 0 | 0 | 0 | 0 | 0 | 0 | 0 | 0 | 0 | 0 | 0 | 0 | 0 | 0 | 0 | 0 | 0 | 0 | 0 | 0 | 0 | 0 | 0 | 0 | 0 | 0 | 0 | 0 | 0 | 0 | 0 | 0 | 0 | 0 | 0 | 0 | 0 | 0 | 0 | 0 | 0 | 0 | 0 | 0 | 0 | 0 | 0 | 0 | 0 | 0 | 0 | 0 | 0 | 0 | 0 | 0 | 0 | 0 | 0 | 0 | 0 | 0 | 0 | 0 | 0 | 0 | 0 | 0 | 0 | 0 | 0 | 0 | 0 | 0 | 0 | 0 | 0 | 0 | 0 | 0 | 0 | 0 | 0 | 0 | 0 | 0 | 0 | 0
WA_Commercial_WA - Miscellaneous_New_Space Heating_Natural Gas_Insulation - Ducting_A | WA | Commercial | WA - Miscellaneous | New | Space Heating | Natural Gas | Insulation - Ducting | A | WCM267 | R-4 | R-8 | 20 | 0 | 0 | 0 | 0.48 | 0 | 0 | 0 | 0.24319 | 0.25 | sqft duct | 0% | 0% | Discretionary | Retro1Slow_WA | 84.66% | Central Systems | 0% | 0 |  | 0 |  | 0 | INS_DCT-All-DEER-1 | INS_DCT-All-DEER-1 | Building Energy Simulation Tool | R-4 | R-4 | R-4 | R-4 | R-4 | R-4 | R-4 | R-4 | R-4 | R-4 | R-4 | R-4 | R-4 | R-4 | R-4 | R-4 | R-4 | R-4 | R-4 | R-4 | R-4 | R-4 | R-4 | R-4 | R-4 | R-4 | R-4 | R-8 | R-8 | R-8 | R-8 | R-8 | R-8 | R-8 | R-8 | R-8 | R-8 | R-8 | R-8 | R-8 | R-8 | R-8 | R-8 | R-8 | R-8 | R-8 | R-8 | R-8 | R-8 | R-8 | R-8 | R-8 | R-8 | R-8 | 0.48 | 0.48 | 0.48 | 0.48 | 0.48 | 0.48 | 0.48 | 0.48 | 0.48 | 0.48 | 0.48 | 0.48 | 0.48 | 0.48 | 0.48 | 0.48 | 0.48 | 0.48 | 0.48 | 0.48 | 0.48 | 0.48 | 0.48 | 0.48 | 0.48 | 0.48 | 0.48 | 0 | 0 | 0 | 0 | 0 | 0 | 0 | 0 | 0 | 0 | 0 | 0 | 0 | 0 | 0 | 0 | 0 | 0 | 0 | 0 | 0 | 0 | 0 | 0 | 0 | 0 | 0 | 0 | 0 | 0 | 0 | 0 | 0 | 0 | 0 | 0 | 0 | 0 | 0 | 0 | 0 | 0 | 0 | 0 | 0 | 0 | 0 | 0 | 0 | 0 | 0 | 0 | 0 | 0 | 0 | 0 | 0 | 0 | 0 | 0 | 0 | 0 | 0 | 0 | 0 | 0 | 0 | 0 | 0 | 0 | 0 | 0 | 0 | 0 | 0 | 0 | 0 | 0 | 0 | 0 | 0 | 0 | 0 | 0 | 0 | 0 | 0 | 0 | 0 | 0 | 0 | 0 | 0 | 0 | 0 | 0 | 0 | 0 | 0 | 0 | 0 | 0 | 0 | 0 | 0 | 0 | 0 | 0 | 0 | 0 | 0 | 0 | 0 | 0 | 0 | 0 | 0 | 0 | 0 | 0 | 0 | 0 | 0 | 0 | 0 | 0 | 0 | 0 | 0 | 0 | 0 | 0 | 0 | 0 | 0 | 0 | 0 | 0 | 0 | 0 | 0 | 0 | 0 | 0 | 0 | 0 | 0 | 0 | 0 | 0 | 0 | 0 | 0 | 0 | 0 | 0 | 0 | 0 | 0 | 0 | 0 | 0 | 0 | 0 | 0 | 0 | 0 | 0 | 0 | 0 | 0 | 0 | 0 | 0 | 0 | 0 | 0 | 0 | 0 | 0 | 0 | 0 | 0 | 0 | 0 | 0 | 0 | 0 | 0 | 0 | 0 | 0 | 0 | 0 | 0 | 0 | 0 | 0 | 0 | 0 | 0 | 0 | 0 | 0 | 0 | 0 | 0 | 0 | 0 | 0 | 0 | 0 | 0 | 0 | 0 | 0 | 0 | 0 | 0 | 0 | 0 | 0 | 0 | 0 | 0 | 0 | 0 | 0 | 0 | 0 | 0 | 0 | 0 | 0 | 0 | 0 | 0 | 0 | 0 | 0 | 0 | 0 | 0 | 0 | 0 | 0 | 0 | 0 | 0 | 0 | 0 | 0 | 0 | 0 | 0 | 0 | 0 | 0 | 0 | 0 | 0 | 0 | 0 | 0 | 0 | 0 | 0 | 0 | 0 | 0 | 0 | 0 | 0 | 0 | 0 | 0 | 0 | 0 | 0 | 0 | 0 | 0 | 0 | 0 | 0 | 0 | 0 | 0 | 0 | 0 | 0 | 0 | 0 | 0 | 0 | 0 | 0 | 0 | 0 | 0 | 0 | 0 | 0 | 0 | 0 | 0 | 0 | 0 | 0 | 0 | 0 | 0 | 0 | 0 | 0 | 0 | 0 | 0 | 0 | 0 | 0 | 0 | 0 | 0 | 0 | 0 | 0 | 0 | 0 | 0 | 0 | 0 | 0 | 0 | 0 | 0 | 0 | 0 | 0 | 0 | 0 | 0 | 0 | 0 | 0 | 0 | 0 | 0 | 0 | 0 | 0 | 0 | 0 | 0 | 0 | 0 | 0 | 0 | 0 | 0 | 0 | 0 | 0 | 0 | 0 | 0 | 0 | 0 | 0 | 0 | 0 | 0 | 0 | 0 | 0 | 0 | 0 | 0 | 0 | 0 | 0 | 0 | 0 | 0 | 0 | 0 | 0 | 0 | 0 | 0 | 0 | 0 | 0 | 0 | 0 | 0 | 0 | 0 | 0 | 0 | 0 | 0 | 0 | 0 | 0 | 0 | 0 | 0 | 0 | 0 | 0 | 0 | 0 | 0 | 0 | 0 | 0 | 0 | 0 | 0 | 0 | 0 | 0 | 0 | 0 | 0 | 0 | 0 | 0 | 0 | 0 | 0 | 0 | 0 | 0 | 0 | 0 | 0 | 0 | 0 | 0 | 0 | 0 | 0 | 0 | 0 | 0 | 0 | 0 | 0 | 0 | 0 | 0 | 0 | 0 | 0 | 0 | 0 | 0 | 0 | 0 | 0 | 0 | 0 | 0 | 0 | 0 | 0 | 0 | 0 | 0 | 0 | 0 | 0 | 0 | 0 | 0
WA_Commercial_WA - Miscellaneous_New_Space Heating_Natural Gas_Insulation - Wall Cavity_A | WA | Commercial | WA - Miscellaneous | New | Space Heating | Natural Gas | Insulation - Wall Cavity | A | WCM268 | R-9 | R-23 | 22 | 0 | 0 | 0 | 0.49 | 0 | 0 | 0 | 0.24319 | 0.25 | sqft wall | 0% | 0% | Discretionary | Retro1Slow_WA | 84.66% | Space Heating | 0% | 0 |  | 0 |  | 0 | Avista TRM | Avista TRM | Avista TRM | R-9 | R-9 | R-9 | R-9 | R-9 | R-9 | R-9 | R-9 | R-9 | R-9 | R-9 | R-9 | R-9 | R-9 | R-9 | R-9 | R-9 | R-9 | R-9 | R-9 | R-9 | R-9 | R-9 | R-9 | R-9 | R-9 | R-9 | R-23 | R-23 | R-23 | R-23 | R-23 | R-23 | R-23 | R-23 | R-23 | R-23 | R-23 | R-23 | R-23 | R-23 | R-23 | R-23 | R-23 | R-23 | R-23 | R-23 | R-23 | R-23 | R-23 | R-23 | R-23 | R-23 | R-23 | 0.49 | 0.49 | 0.49 | 0.49 | 0.49 | 0.49 | 0.49 | 0.49 | 0.49 | 0.49 | 0.49 | 0.49 | 0.49 | 0.49 | 0.49 | 0.49 | 0.49 | 0.49 | 0.49 | 0.49 | 0.49 | 0.49 | 0.49 | 0.49 | 0.49 | 0.49 | 0.49 | 0 | 0 | 0 | 0 | 0 | 0 | 0 | 0 | 0 | 0 | 0 | 0 | 0 | 0 | 0 | 0 | 0 | 0 | 0 | 0 | 0 | 0 | 0 | 0 | 0 | 0 | 0 | 0 | 0 | 0 | 0 | 0 | 0 | 0 | 0 | 0 | 0 | 0 | 0 | 0 | 0 | 0 | 0 | 0 | 0 | 0 | 0 | 0 | 0 | 0 | 0 | 0 | 0 | 0 | 0 | 0 | 0 | 0 | 0 | 0 | 0 | 0 | 0 | 0 | 0 | 0 | 0 | 0 | 0 | 0 | 0 | 0 | 0 | 0 | 0 | 0 | 0 | 0 | 0 | 0 | 0 | 0 | 0 | 0 | 0 | 0 | 0 | 0 | 0 | 0 | 0 | 0 | 0 | 0 | 0 | 0 | 0 | 0 | 0 | 0 | 0 | 0 | 0 | 0 | 0 | 0 | 0 | 0 | 0 | 0 | 0 | 0 | 0 | 0 | 0 | 0 | 0 | 0 | 0 | 0 | 0 | 0 | 0 | 0 | 0 | 0 | 0 | 0 | 0 | 0 | 0 | 0 | 0 | 0 | 0 | 0 | 0 | 0 | 0 | 0 | 0 | 0 | 0 | 0 | 0 | 0 | 0 | 0 | 0 | 0 | 0 | 0 | 0 | 0 | 0 | 0 | 0 | 0 | 0 | 0 | 0 | 0 | 0 | 0 | 0 | 0 | 0 | 0 | 0 | 0 | 0 | 0 | 0 | 0 | 0 | 0 | 0 | 0 | 0 | 0 | 0 | 0 | 0 | 0 | 0 | 0 | 0 | 0 | 0 | 0 | 0 | 0 | 0 | 0 | 0 | 0 | 0 | 0 | 0 | 0 | 0 | 0 | 0 | 0 | 0 | 0 | 0 | 0 | 0 | 0 | 0 | 0 | 0 | 0 | 0 | 0 | 0 | 0 | 0 | 0 | 0 | 0 | 0 | 0 | 0 | 0 | 0 | 0 | 0 | 0 | 0 | 0 | 0 | 0 | 0 | 0 | 0 | 0 | 0 | 0 | 0 | 0 | 0 | 0 | 0 | 0 | 0 | 0 | 0 | 0 | 0 | 0 | 0 | 0 | 0 | 0 | 0 | 0 | 0 | 0 | 0 | 0 | 0 | 0 | 0 | 0 | 0 | 0 | 0 | 0 | 0 | 0 | 0 | 0 | 0 | 0 | 0 | 0 | 0 | 0 | 0 | 0 | 0 | 0 | 0 | 0 | 0 | 0 | 0 | 0 | 0 | 0 | 0 | 0 | 0 | 0 | 0 | 0 | 0 | 0 | 0 | 0 | 0 | 0 | 0 | 0 | 0 | 0 | 0 | 0 | 0 | 0 | 0 | 0 | 0 | 0 | 0 | 0 | 0 | 0 | 0 | 0 | 0 | 0 | 0 | 0 | 0 | 0 | 0 | 0 | 0 | 0 | 0 | 0 | 0 | 0 | 0 | 0 | 0 | 0 | 0 | 0 | 0 | 0 | 0 | 0 | 0 | 0 | 0 | 0 | 0 | 0 | 0 | 0 | 0 | 0 | 0 | 0 | 0 | 0 | 0 | 0 | 0 | 0 | 0 | 0 | 0 | 0 | 0 | 0 | 0 | 0 | 0 | 0 | 0 | 0 | 0 | 0 | 0 | 0 | 0 | 0 | 0 | 0 | 0 | 0 | 0 | 0 | 0 | 0 | 0 | 0 | 0 | 0 | 0 | 0 | 0 | 0 | 0 | 0 | 0 | 0 | 0 | 0 | 0 | 0 | 0 | 0 | 0 | 0 | 0 | 0 | 0 | 0 | 0 | 0 | 0 | 0 | 0 | 0 | 0 | 0 | 0 | 0 | 0 | 0 | 0 | 0 | 0 | 0 | 0 | 0 | 0 | 0 | 0 | 0 | 0 | 0 | 0 | 0 | 0 | 0 | 0 | 0 | 0 | 0 | 0 | 0 | 0 | 0 | 0 | 0 | 0 | 0 | 0 | 0 | 0 | 0 | 0 | 0 | 0 | 0 | 0 | 0 | 0 | 0 | 0 | 0 | 0 | 0 | 0 | 0 | 0 | 0 | 0 | 0 | 0
WA_Commercial_WA - Miscellaneous_New_Space Heating_Natural Gas_Green Roof - Vegetated Rooftop_A | WA | Commercial | WA - Miscellaneous | New | Space Heating | Natural Gas | Green Roof - Vegetated Rooftop | A | WCM269 | No vegetation on roof | Green roof | 25 | 0 | 0 | 0 | 7.64 | 0 | 0.57 | 0 | 0.28365 | 0.25 | sqft roof | 15% | 46.67% | Discretionary | Retro1Slow_WA | 84.66% | Space Heating | 0% | 0 |  | 0 |  | 0 | Measure Cost Research v1.1 - Sep 2020.xlsx | Measure Cost Research v1.1 - Sep 2020.xlsx | Measure Cost Research v1.1 - Sep 2020.xlsx | No vegetation on roof | No vegetation on roof | No vegetation on roof | No vegetation on roof | No vegetation on roof | No vegetation on roof | No vegetation on roof | No vegetation on roof | No vegetation on roof | No vegetation on roof | No vegetation on roof | No vegetation on roof | No vegetation on roof | No vegetation on roof | No vegetation on roof | No vegetation on roof | No vegetation on roof | No vegetation on roof | No vegetation on roof | No vegetation on roof | No vegetation on roof | No vegetation on roof | No vegetation on roof | No vegetation on roof | No vegetation on roof | No vegetation on roof | No vegetation on roof | Green roof | Green roof | Green roof | Green roof | Green roof | Green roof | Green roof | Green roof | Green roof | Green roof | Green roof | Green roof | Green roof | Green roof | Green roof | Green roof | Green roof | Green roof | Green roof | Green roof | Green roof | Green roof | Green roof | Green roof | Green roof | Green roof | Green roof | 7.64 | 7.64 | 7.64 | 7.64 | 7.64 | 7.64 | 7.64 | 7.64 | 7.64 | 7.64 | 7.64 | 7.64 | 7.64 | 7.64 | 7.64 | 7.64 | 7.64 | 7.64 | 7.64 | 7.64 | 7.64 | 7.64 | 7.64 | 7.64 | 7.64 | 7.64 | 7.64 | 0 | 0 | 0 | 0 | 0 | 0 | 0 | 0 | 0 | 0 | 0 | 0 | 0 | 0 | 0 | 0 | 0 | 0 | 0 | 0 | 0 | 0 | 0 | 0 | 0 | 0 | 0 | 0 | 0 | 0 | 0 | 0 | 0 | 0 | 0 | 0 | 0 | 0 | 0 | 0 | 0 | 0 | 0 | 0 | 0 | 0 | 0 | 0 | 0 | 0 | 0 | 0 | 0 | 0 | 0 | 0 | 0 | 0 | 0 | 0 | 0 | 0 | 0 | 0 | 0 | 0 | 0 | 0 | 0 | 0 | 0 | 0 | 0 | 0 | 0 | 0 | 0 | 0 | 0 | 0 | 0 | 0 | 0 | 0 | 0 | 0 | 0 | 0 | 0 | 0 | 0 | 0 | 0 | 0 | 0 | 0 | 0 | 0 | 0 | 0 | 0 | 0 | 0 | 0 | 0 | 0 | 0 | 0 | 0 | 0 | 0 | 0 | 0 | 0 | 0 | 0 | 0 | 0 | 0 | 0 | 0 | 0 | 0 | 0 | 0 | 0 | 0 | 0 | 0 | 0 | 0 | 0 | 0 | 0 | 0 | 0 | 0 | 0 | 0 | 0 | 0 | 0 | 0 | 0 | 0 | 0 | 0 | 0 | 0 | 0 | 0 | 0 | 0 | 0 | 0 | 0 | 0 | 0 | 0 | 0 | 0 | 0 | 0 | 0 | 0 | 0 | 0 | 0 | 0 | 0 | 0 | 0 | 0 | 0 | 0 | 0 | 0 | 0 | 0 | 0 | 0 | 0 | 0 | 0 | 0 | 0 | 0 | 0 | 0 | 0 | 0 | 0 | 0 | 0 | 0 | 0 | 0 | 0 | 0 | 0 | 0 | 0 | 0 | 0 | 0 | 0 | 0 | 0 | 0 | 0 | 0 | 0 | 0 | 0 | 0 | 0 | 0 | 0 | 0 | 0 | 0 | 0 | 0 | 0 | 0 | 0 | 0 | 0 | 0 | 0 | 0 | 0 | 0 | 0 | 0 | 0 | 0 | 0 | 0 | 0 | 0 | 0 | 0 | 0 | 0 | 0 | 0 | 0 | 0 | 0 | 0 | 0 | 0 | 0 | 0 | 0 | 0 | 0 | 0 | 0 | 0 | 0 | 0 | 0 | 0 | 0 | 0 | 0 | 0 | 0 | 0 | 0 | 0 | 0 | 0 | 0 | 0 | 0 | 0 | 0 | 0 | 0 | 0 | 0 | 0 | 0 | 0 | 0 | 0 | 0 | 0 | 0 | 0 | 0 | 0 | 0 | 0 | 0 | 0 | 0 | 0 | 0 | 0 | 0 | 0 | 0 | 0 | 0 | 0 | 0 | 0 | 0 | 0 | 0 | 0 | 0 | 0 | 0 | 0 | 0 | 0 | 0 | 0 | 0 | 0 | 0 | 0 | 0 | 0 | 0 | 0 | 0 | 0 | 0 | 0 | 0 | 0 | 0 | 0 | 0 | 0 | 0 | 0 | 0 | 0 | 0 | 0 | 0 | 0 | 0 | 0 | 0 | 0 | 0 | 0 | 0 | 0 | 0 | 0 | 0 | 0 | 0 | 0 | 0 | 0 | 0 | 0 | 0 | 0 | 0 | 0 | 0 | 0 | 0 | 0 | 0 | 0 | 0 | 0 | 0 | 0 | 0 | 0 | 0 | 0 | 0 | 0 | 0 | 0 | 0 | 0 | 0 | 0 | 0 | 0 | 0 | 0 | 0 | 0 | 0 | 0 | 0 | 0 | 0 | 0 | 0 | 0 | 0 | 0 | 0 | 0 | 0 | 0 | 0 | 0 | 0 | 0 | 0 | 0 | 0 | 0 | 0 | 0 | 0 | 0 | 0 | 0 | 0 | 0 | 0 | 0 | 0 | 0 | 0 | 0 | 0 | 0 | 0 | 0 | 0 | 0 | 0 | 0 | 0 | 0 | 0 | 0 | 0 | 0 | 0 | 0 | 0 | 0 | 0 | 0 | 0 | 0 | 0 | 0 | 0 | 0 | 0 | 0 | 0 | 0 | 0 | 0 | 0 | 0 | 0 | 0 | 0 | 0 | 0 | 0 | 0 | 0
WA_Commercial_WA - Miscellaneous_New_Space Heating_Natural Gas_Ducting - Repair and Sealing_A | WA | Commercial | WA - Miscellaneous | New | Space Heating | Natural Gas | Ducting - Repair and Sealing | A | WCM270 | 20% Leakage | Sealed | 18 | 0 | 0 | 0 | 0.33 | 0 | 0 | 0 | 0.19525 | 0.25 | sqft duct | 15% | 66.67% | Discretionary | Retro1Slow_WA | 84.66% | Central Systems | 0% | 0 |  | 0 |  | 0 | DCT_RPR-All-DEER-1 | DCT_RPR-Cooling-RTF-1 | Building Energy Simulation Tool | 20% Leakage | 20% Leakage | 20% Leakage | 20% Leakage | 20% Leakage | 20% Leakage | 20% Leakage | 20% Leakage | 20% Leakage | 20% Leakage | 20% Leakage | 20% Leakage | 20% Leakage | 20% Leakage | 20% Leakage | 20% Leakage | 20% Leakage | 20% Leakage | 20% Leakage | 20% Leakage | 20% Leakage | 20% Leakage | 20% Leakage | 20% Leakage | 20% Leakage | 20% Leakage | 20% Leakage | Sealed | Sealed | Sealed | Sealed | Sealed | Sealed | Sealed | Sealed | Sealed | Sealed | Sealed | Sealed | Sealed | Sealed | Sealed | Sealed | Sealed | Sealed | Sealed | Sealed | Sealed | Sealed | Sealed | Sealed | Sealed | Sealed | Sealed | 0.33 | 0.33 | 0.33 | 0.33 | 0.33 | 0.33 | 0.33 | 0.33 | 0.33 | 0.33 | 0.33 | 0.33 | 0.33 | 0.33 | 0.33 | 0.33 | 0.33 | 0.33 | 0.33 | 0.33 | 0.33 | 0.33 | 0.33 | 0.33 | 0.33 | 0.33 | 0.33 | 0 | 0 | 0 | 0 | 0 | 0 | 0 | 0 | 0 | 0 | 0 | 0 | 0 | 0 | 0 | 0 | 0 | 0 | 0 | 0 | 0 | 0 | 0 | 0 | 0 | 0 | 0 | 0 | 0 | 0 | 0 | 0 | 0 | 0 | 0 | 0 | 0 | 0 | 0 | 0 | 0 | 0 | 0 | 0 | 0 | 0 | 0 | 0 | 0 | 0 | 0 | 0 | 0 | 0 | 0 | 0 | 0 | 0 | 0 | 0 | 0 | 0 | 0 | 0 | 0 | 0 | 0 | 0 | 0 | 0 | 0 | 0 | 0 | 0 | 0 | 0 | 0 | 0 | 0 | 0 | 0 | 0 | 0 | 0 | 0 | 0 | 0 | 0 | 0 | 0 | 0 | 0 | 0 | 0 | 0 | 0 | 0 | 0 | 0 | 0 | 0 | 0 | 0 | 0 | 0 | 0 | 0 | 0 | 0 | 0 | 0 | 0 | 0 | 0 | 0 | 0 | 0 | 0 | 0 | 0 | 0 | 0 | 0 | 0 | 0 | 0 | 0 | 0 | 0 | 0 | 0 | 0 | 0 | 0 | 0 | 0 | 0 | 0 | 0 | 0 | 0 | 0 | 0 | 0 | 0 | 0 | 0 | 0 | 0 | 0 | 0 | 0 | 0 | 0 | 0 | 0 | 0 | 0 | 0 | 0 | 0 | 0 | 0 | 0 | 0 | 0 | 0 | 0 | 0 | 0 | 0 | 0 | 0 | 0 | 0 | 0 | 0 | 0 | 0 | 0 | 0 | 0 | 0 | 0 | 0 | 0 | 0 | 0 | 0 | 0 | 0 | 0 | 0 | 0 | 0 | 0 | 0 | 0 | 0 | 0 | 0 | 0 | 0 | 0 | 0 | 0 | 0 | 0 | 0 | 0 | 0 | 0 | 0 | 0 | 0 | 0 | 0 | 0 | 0 | 0 | 0 | 0 | 0 | 0 | 0 | 0 | 0 | 0 | 0 | 0 | 0 | 0 | 0 | 0 | 0 | 0 | 0 | 0 | 0 | 0 | 0 | 0 | 0 | 0 | 0 | 0 | 0 | 0 | 0 | 0 | 0 | 0 | 0 | 0 | 0 | 0 | 0 | 0 | 0 | 0 | 0 | 0 | 0 | 0 | 0 | 0 | 0 | 0 | 0 | 0 | 0 | 0 | 0 | 0 | 0 | 0 | 0 | 0 | 0 | 0 | 0 | 0 | 0 | 0 | 0 | 0 | 0 | 0 | 0 | 0 | 0 | 0 | 0 | 0 | 0 | 0 | 0 | 0 | 0 | 0 | 0 | 0 | 0 | 0 | 0 | 0 | 0 | 0 | 0 | 0 | 0 | 0 | 0 | 0 | 0 | 0 | 0 | 0 | 0 | 0 | 0 | 0 | 0 | 0 | 0 | 0 | 0 | 0 | 0 | 0 | 0 | 0 | 0 | 0 | 0 | 0 | 0 | 0 | 0 | 0 | 0 | 0 | 0 | 0 | 0 | 0 | 0 | 0 | 0 | 0 | 0 | 0 | 0 | 0 | 0 | 0 | 0 | 0 | 0 | 0 | 0 | 0 | 0 | 0 | 0 | 0 | 0 | 0 | 0 | 0 | 0 | 0 | 0 | 0 | 0 | 0 | 0 | 0 | 0 | 0 | 0 | 0 | 0 | 0 | 0 | 0 | 0 | 0 | 0 | 0 | 0 | 0 | 0 | 0 | 0 | 0 | 0 | 0 | 0 | 0 | 0 | 0 | 0 | 0 | 0 | 0 | 0 | 0 | 0 | 0 | 0 | 0 | 0 | 0 | 0 | 0 | 0 | 0 | 0 | 0 | 0 | 0 | 0 | 0 | 0 | 0 | 0 | 0 | 0 | 0 | 0 | 0 | 0 | 0 | 0 | 0 | 0 | 0 | 0 | 0 | 0 | 0 | 0 | 0 | 0 | 0 | 0 | 0 | 0 | 0 | 0 | 0 | 0 | 0 | 0 | 0 | 0 | 0 | 0 | 0 | 0 | 0 | 0 | 0 | 0 | 0 | 0 | 0 | 0 | 0 | 0 | 0 | 0 | 0 | 0 | 0 | 0
WA_Commercial_WA - Miscellaneous_New_Space Heating_Natural Gas_Windows - High Efficiency Glazing_A | WA | Commercial | WA - Miscellaneous | New | Space Heating | Natural Gas | Windows - High Efficiency Glazing | A | WCM271 | Single Glaze | High Efficiency Glaze | 45 | 0 | 0 | 0 | 1.59 | 0 | 0 | 0 | 0.28365 | 0.25 | sqft window | 66.35% | 88.47% | Discretionary | Retro1Slow_WA | 84.66% | Space Heating | 0% | 0 |  | 0 |  | 0 | WND_HE-Heating-RTF-v2.1-1 | WND_HE-Heating-RTF-v2.1-1 | Building Energy Simulation Tool | Single Glaze | Single Glaze | Single Glaze | Single Glaze | Single Glaze | Single Glaze | Single Glaze | Single Glaze | Single Glaze | Single Glaze | Single Glaze | Single Glaze | Single Glaze | Single Glaze | Single Glaze | Single Glaze | Single Glaze | Single Glaze | Single Glaze | Single Glaze | Single Glaze | Single Glaze | Single Glaze | Single Glaze | Single Glaze | Single Glaze | Single Glaze | High Efficiency Glaze | High Efficiency Glaze | High Efficiency Glaze | High Efficiency Glaze | High Efficiency Glaze | High Efficiency Glaze | High Efficiency Glaze | High Efficiency Glaze | High Efficiency Glaze | High Efficiency Glaze | High Efficiency Glaze | High Efficiency Glaze | High Efficiency Glaze | High Efficiency Glaze | High Efficiency Glaze | High Efficiency Glaze | High Efficiency Glaze | High Efficiency Glaze | High Efficiency Glaze | High Efficiency Glaze | High Efficiency Glaze | High Efficiency Glaze | High Efficiency Glaze | High Efficiency Glaze | High Efficiency Glaze | High Efficiency Glaze | High Efficiency Glaze | 1.59 | 1.59 | 1.59 | 1.59 | 1.59 | 1.59 | 1.59 | 1.59 | 1.59 | 1.59 | 1.59 | 1.59 | 1.59 | 1.59 | 1.59 | 1.59 | 1.59 | 1.59 | 1.59 | 1.59 | 1.59 | 1.59 | 1.59 | 1.59 | 1.59 | 1.59 | 1.59 | 0 | 0 | 0 | 0 | 0 | 0 | 0 | 0 | 0 | 0 | 0 | 0 | 0 | 0 | 0 | 0 | 0 | 0 | 0 | 0 | 0 | 0 | 0 | 0 | 0 | 0 | 0 | 0 | 0 | 0 | 0 | 0 | 0 | 0 | 0 | 0 | 0 | 0 | 0 | 0 | 0 | 0 | 0 | 0 | 0 | 0 | 0 | 0 | 0 | 0 | 0 | 0 | 0 | 0 | 0 | 0 | 0 | 0 | 0 | 0 | 0 | 0 | 0 | 0 | 0 | 0 | 0 | 0 | 0 | 0 | 0 | 0 | 0 | 0 | 0 | 0 | 0 | 0 | 0 | 0 | 0 | 0 | 0 | 0 | 0 | 0 | 0 | 0 | 0 | 0 | 0 | 0 | 0 | 0 | 0 | 0 | 0 | 0 | 0 | 0 | 0 | 0 | 0 | 0 | 0 | 0 | 0 | 0 | 0 | 0 | 0 | 0 | 0 | 0 | 0 | 0 | 0 | 0 | 0 | 0 | 0 | 0 | 0 | 0 | 0 | 0 | 0 | 0 | 0 | 0 | 0 | 0 | 0 | 0 | 0 | 0 | 0 | 0 | 0 | 0 | 0 | 0 | 0 | 0 | 0 | 0 | 0 | 0 | 0 | 0 | 0 | 0 | 0 | 0 | 0 | 0 | 0 | 0 | 0 | 0 | 0 | 0 | 0 | 0 | 0 | 0 | 0 | 0 | 0 | 0 | 0 | 0 | 0 | 0 | 0 | 0 | 0 | 0 | 0 | 0 | 0 | 0 | 0 | 0 | 0 | 0 | 0 | 0 | 0 | 0 | 0 | 0 | 0 | 0 | 0 | 0 | 0 | 0 | 0 | 0 | 0 | 0 | 0 | 0 | 0 | 0 | 0 | 0 | 0 | 0 | 0 | 0 | 0 | 0 | 0 | 0 | 0 | 0 | 0 | 0 | 0 | 0 | 0 | 0 | 0 | 0 | 0 | 0 | 0 | 0 | 0 | 0 | 0 | 0 | 0 | 0 | 0 | 0 | 0 | 0 | 0 | 0 | 0 | 0 | 0 | 0 | 0 | 0 | 0 | 0 | 0 | 0 | 0 | 0 | 0 | 0 | 0 | 0 | 0 | 0 | 0 | 0 | 0 | 0 | 0 | 0 | 0 | 0 | 0 | 0 | 0 | 0 | 0 | 0 | 0 | 0 | 0 | 0 | 0 | 0 | 0 | 0 | 0 | 0 | 0 | 0 | 0 | 0 | 0 | 0 | 0 | 0 | 0 | 0 | 0 | 0 | 0 | 0 | 0 | 0 | 0 | 0 | 0 | 0 | 0 | 0 | 0 | 0 | 0 | 0 | 0 | 0 | 0 | 0 | 0 | 0 | 0 | 0 | 0 | 0 | 0 | 0 | 0 | 0 | 0 | 0 | 0 | 0 | 0 | 0 | 0 | 0 | 0 | 0 | 0 | 0 | 0 | 0 | 0 | 0 | 0 | 0 | 0 | 0 | 0 | 0 | 0 | 0 | 0 | 0 | 0 | 0 | 0 | 0 | 0 | 0 | 0 | 0 | 0 | 0 | 0 | 0 | 0 | 0 | 0 | 0 | 0 | 0 | 0 | 0 | 0 | 0 | 0 | 0 | 0 | 0 | 0 | 0 | 0 | 0 | 0 | 0 | 0 | 0 | 0 | 0 | 0 | 0 | 0 | 0 | 0 | 0 | 0 | 0 | 0 | 0 | 0 | 0 | 0 | 0 | 0 | 0 | 0 | 0 | 0 | 0 | 0 | 0 | 0 | 0 | 0 | 0 | 0 | 0 | 0 | 0 | 0 | 0 | 0 | 0 | 0 | 0 | 0 | 0 | 0 | 0 | 0 | 0 | 0 | 0 | 0 | 0 | 0 | 0 | 0 | 0 | 0 | 0 | 0 | 0 | 0 | 0 | 0 | 0 | 0 | 0 | 0 | 0 | 0 | 0 | 0 | 0 | 0 | 0 | 0 | 0 | 0 | 0 | 0 | 0 | 0 | 0 | 0 | 0 | 0 | 0 | 0 | 0 | 0 | 0 | 0 | 0 | 0 | 0 | 0 | 0 | 0
WA_Commercial_WA - Miscellaneous_New_Space Heating_Natural Gas_Windows - Secondary Glazing Systems_A | WA | Commercial | WA - Miscellaneous | New | Space Heating | Natural Gas | Windows - Secondary Glazing Systems | A | WCM272 | Windows rated to U-Factor 0.62 and SHGC 0.27. | Windows rated to U-Factor 0.4 and SHGC 0.2. | 30 | 0 | 0 | 0 | 2.72 | 0 | 0 | 0 | 0.28365 | 0.25 | sqft window | 66.35% | 88.47% | Discretionary | Retro1Slow_WA | 84.66% | Space Heating | 0% | 0 |  | 0 |  | 0 | RTF - ComSecondaryGlazingSystems_v1_1 | RTF - ComSecondaryGlazingSystems_v1_1 | RTF - ComSecondaryGlazingSystems_v1_1 | Windows rated to U-Factor 0.62 and SHGC 0.27. | Windows rated to U-Factor 0.62 and SHGC 0.27. | Windows rated to U-Factor 0.62 and SHGC 0.27. | Windows rated to U-Factor 0.62 and SHGC 0.27. | Windows rated to U-Factor 0.62 and SHGC 0.27. | Windows rated to U-Factor 0.62 and SHGC 0.27. | Windows rated to U-Factor 0.62 and SHGC 0.27. | Windows rated to U-Factor 0.62 and SHGC 0.27. | Windows rated to U-Factor 0.62 and SHGC 0.27. | Windows rated to U-Factor 0.62 and SHGC 0.27. | Windows rated to U-Factor 0.62 and SHGC 0.27. | Windows rated to U-Factor 0.62 and SHGC 0.27. | Windows rated to U-Factor 0.62 and SHGC 0.27. | Windows rated to U-Factor 0.62 and SHGC 0.27. | Windows rated to U-Factor 0.62 and SHGC 0.27. | Windows rated to U-Factor 0.62 and SHGC 0.27. | Windows rated to U-Factor 0.62 and SHGC 0.27. | Windows rated to U-Factor 0.62 and SHGC 0.27. | Windows rated to U-Factor 0.62 and SHGC 0.27. | Windows rated to U-Factor 0.62 and SHGC 0.27. | Windows rated to U-Factor 0.62 and SHGC 0.27. | Windows rated to U-Factor 0.62 and SHGC 0.27. | Windows rated to U-Factor 0.62 and SHGC 0.27. | Windows rated to U-Factor 0.62 and SHGC 0.27. | Windows rated to U-Factor 0.62 and SHGC 0.27. | Windows rated to U-Factor 0.62 and SHGC 0.27. | Windows rated to U-Factor 0.62 and SHGC 0.27. | Windows rated to U-Factor 0.4 and SHGC 0.2. | Windows rated to U-Factor 0.4 and SHGC 0.2. | Windows rated to U-Factor 0.4 and SHGC 0.2. | Windows rated to U-Factor 0.4 and SHGC 0.2. | Windows rated to U-Factor 0.4 and SHGC 0.2. | Windows rated to U-Factor 0.4 and SHGC 0.2. | Windows rated to U-Factor 0.4 and SHGC 0.2. | Windows rated to U-Factor 0.4 and SHGC 0.2. | Windows rated to U-Factor 0.4 and SHGC 0.2. | Windows rated to U-Factor 0.4 and SHGC 0.2. | Windows rated to U-Factor 0.4 and SHGC 0.2. | Windows rated to U-Factor 0.4 and SHGC 0.2. | Windows rated to U-Factor 0.4 and SHGC 0.2. | Windows rated to U-Factor 0.4 and SHGC 0.2. | Windows rated to U-Factor 0.4 and SHGC 0.2. | Windows rated to U-Factor 0.4 and SHGC 0.2. | Windows rated to U-Factor 0.4 and SHGC 0.2. | Windows rated to U-Factor 0.4 and SHGC 0.2. | Windows rated to U-Factor 0.4 and SHGC 0.2. | Windows rated to U-Factor 0.4 and SHGC 0.2. | Windows rated to U-Factor 0.4 and SHGC 0.2. | Windows rated to U-Factor 0.4 and SHGC 0.2. | Windows rated to U-Factor 0.4 and SHGC 0.2. | Windows rated to U-Factor 0.4 and SHGC 0.2. | Windows rated to U-Factor 0.4 and SHGC 0.2. | Windows rated to U-Factor 0.4 and SHGC 0.2. | Windows rated to U-Factor 0.4 and SHGC 0.2. | 2.72 | 2.72 | 2.72 | 2.72 | 2.72 | 2.72 | 2.72 | 2.72 | 2.72 | 2.72 | 2.72 | 2.72 | 2.72 | 2.72 | 2.72 | 2.72 | 2.72 | 2.72 | 2.72 | 2.72 | 2.72 | 2.72 | 2.72 | 2.72 | 2.72 | 2.72 | 2.72 | 0 | 0 | 0 | 0 | 0 | 0 | 0 | 0 | 0 | 0 | 0 | 0 | 0 | 0 | 0 | 0 | 0 | 0 | 0 | 0 | 0 | 0 | 0 | 0 | 0 | 0 | 0 | 0 | 0 | 0 | 0 | 0 | 0 | 0 | 0 | 0 | 0 | 0 | 0 | 0 | 0 | 0 | 0 | 0 | 0 | 0 | 0 | 0 | 0 | 0 | 0 | 0 | 0 | 0 | 0 | 0 | 0 | 0 | 0 | 0 | 0 | 0 | 0 | 0 | 0 | 0 | 0 | 0 | 0 | 0 | 0 | 0 | 0 | 0 | 0 | 0 | 0 | 0 | 0 | 0 | 0 | 0 | 0 | 0 | 0 | 0 | 0 | 0 | 0 | 0 | 0 | 0 | 0 | 0 | 0 | 0 | 0 | 0 | 0 | 0 | 0 | 0 | 0 | 0 | 0 | 0 | 0 | 0 | 0 | 0 | 0 | 0 | 0 | 0 | 0 | 0 | 0 | 0 | 0 | 0 | 0 | 0 | 0 | 0 | 0 | 0 | 0 | 0 | 0 | 0 | 0 | 0 | 0 | 0 | 0 | 0 | 0 | 0 | 0 | 0 | 0 | 0 | 0 | 0 | 0 | 0 | 0 | 0 | 0 | 0 | 0 | 0 | 0 | 0 | 0 | 0 | 0 | 0 | 0 | 0 | 0 | 0 | 0 | 0 | 0 | 0 | 0 | 0 | 0 | 0 | 0 | 0 | 0 | 0 | 0 | 0 | 0 | 0 | 0 | 0 | 0 | 0 | 0 | 0 | 0 | 0 | 0 | 0 | 0 | 0 | 0 | 0 | 0 | 0 | 0 | 0 | 0 | 0 | 0 | 0 | 0 | 0 | 0 | 0 | 0 | 0 | 0 | 0 | 0 | 0 | 0 | 0 | 0 | 0 | 0 | 0 | 0 | 0 | 0 | 0 | 0 | 0 | 0 | 0 | 0 | 0 | 0 | 0 | 0 | 0 | 0 | 0 | 0 | 0 | 0 | 0 | 0 | 0 | 0 | 0 | 0 | 0 | 0 | 0 | 0 | 0 | 0 | 0 | 0 | 0 | 0 | 0 | 0 | 0 | 0 | 0 | 0 | 0 | 0 | 0 | 0 | 0 | 0 | 0 | 0 | 0 | 0 | 0 | 0 | 0 | 0 | 0 | 0 | 0 | 0 | 0 | 0 | 0 | 0 | 0 | 0 | 0 | 0 | 0 | 0 | 0 | 0 | 0 | 0 | 0 | 0 | 0 | 0 | 0 | 0 | 0 | 0 | 0 | 0 | 0 | 0 | 0 | 0 | 0 | 0 | 0 | 0 | 0 | 0 | 0 | 0 | 0 | 0 | 0 | 0 | 0 | 0 | 0 | 0 | 0 | 0 | 0 | 0 | 0 | 0 | 0 | 0 | 0 | 0 | 0 | 0 | 0 | 0 | 0 | 0 | 0 | 0 | 0 | 0 | 0 | 0 | 0 | 0 | 0 | 0 | 0 | 0 | 0 | 0 | 0 | 0 | 0 | 0 | 0 | 0 | 0 | 0 | 0 | 0 | 0 | 0 | 0 | 0 | 0 | 0 | 0 | 0 | 0 | 0 | 0 | 0 | 0 | 0 | 0 | 0 | 0 | 0 | 0 | 0 | 0 | 0 | 0 | 0 | 0 | 0 | 0 | 0 | 0 | 0 | 0 | 0 | 0 | 0 | 0 | 0 | 0 | 0 | 0 | 0 | 0 | 0 | 0 | 0 | 0 | 0 | 0 | 0 | 0 | 0 | 0 | 0 | 0 | 0 | 0 | 0 | 0 | 0 | 0 | 0 | 0 | 0 | 0 | 0 | 0 | 0 | 0 | 0 | 0 | 0 | 0 | 0 | 0 | 0 | 0 | 0 | 0 | 0 | 0 | 0 | 0 | 0 | 0 | 0 | 0 | 0 | 0 | 0 | 0 | 0 | 0 | 0 | 0 | 0 | 0 | 0 | 0 | 0 | 0 | 0 | 0 | 0 | 0 | 0 | 0 | 0 | 0 | 0 | 0 | 0 | 0 | 0 | 0 | 0 | 0 | 0 | 0 | 0
WA_Commercial_WA - Miscellaneous_New_Space Heating_Natural Gas_HVAC - Energy Recovery Ventilator_A | WA | Commercial | WA - Miscellaneous | New | Space Heating | Natural Gas | HVAC - Energy Recovery Ventilator | A | WCM273 | No ERV | ERV | 20 | 0 | 0 | 0 | 1.09 | 0 | 0 | 0 | 0.28365 | 0.25 | sqft | 100% | 100% | Discretionary | RetroEven20_WA | 85% | Space Heating | 0% | 0 |  | 0 |  | 0 | HRV-Cooling/Heating-E3T-1 | HRV-Cooling/Heating-E3T-1 | HRV-Cooling/Heating-E3T-1 | No ERV | No ERV | No ERV | No ERV | No ERV | No ERV | No ERV | No ERV | No ERV | No ERV | No ERV | No ERV | No ERV | No ERV | No ERV | No ERV | No ERV | No ERV | No ERV | No ERV | No ERV | No ERV | No ERV | No ERV | No ERV | No ERV | No ERV | ERV | ERV | ERV | ERV | ERV | ERV | ERV | ERV | ERV | ERV | ERV | ERV | ERV | ERV | ERV | ERV | ERV | ERV | ERV | ERV | ERV | ERV | ERV | ERV | ERV | ERV | ERV | 1.09 | 1.09 | 1.09 | 1.09 | 1.09 | 1.09 | 1.09 | 1.09 | 1.09 | 1.09 | 1.09 | 1.09 | 1.09 | 1.09 | 1.09 | 1.09 | 1.09 | 1.09 | 1.09 | 1.09 | 1.09 | 1.09 | 1.09 | 1.09 | 1.09 | 1.09 | 1.09 | 0 | 0 | 0 | 0 | 0 | 0 | 0 | 0 | 0 | 0 | 0 | 0 | 0 | 0 | 0 | 0 | 0 | 0 | 0 | 0 | 0 | 0 | 0 | 0 | 0 | 0 | 0 | 0 | 0 | 0 | 0 | 0 | 0 | 0 | 0 | 0 | 0 | 0 | 0 | 0 | 0 | 0 | 0 | 0 | 0 | 0 | 0 | 0 | 0 | 0 | 0 | 0 | 0 | 0 | 0 | 0 | 0 | 0 | 0 | 0 | 0 | 0 | 0 | 0 | 0 | 0 | 0 | 0 | 0 | 0 | 0 | 0 | 0 | 0 | 0 | 0 | 0 | 0 | 0 | 0 | 0 | 0 | 0 | 0 | 0 | 0 | 0 | 0 | 0 | 0 | 0 | 0 | 0 | 0 | 0 | 0 | 0 | 0 | 0 | 0 | 0 | 0 | 0 | 0 | 0 | 0 | 0 | 0 | 0 | 0 | 0 | 0 | 0 | 0 | 0 | 0 | 0 | 0 | 0 | 0 | 0 | 0 | 0 | 0 | 0 | 0 | 0 | 0 | 0 | 0 | 0 | 0 | 0 | 0 | 0 | 0 | 0 | 0 | 0 | 0 | 0 | 0 | 0 | 0 | 0 | 0 | 0 | 0 | 0 | 0 | 0 | 0 | 0 | 0 | 0 | 0 | 0 | 0 | 0 | 0 | 0 | 0 | 0 | 0 | 0 | 0 | 0 | 0 | 0 | 0 | 0 | 0 | 0 | 0 | 0 | 0 | 0 | 0 | 0 | 0 | 0 | 0 | 0 | 0 | 0 | 0 | 0 | 0 | 0 | 0 | 0 | 0 | 0 | 0 | 0 | 0 | 0 | 0 | 0 | 0 | 0 | 0 | 0 | 0 | 0 | 0 | 0 | 0 | 0 | 0 | 0 | 0 | 0 | 0 | 0 | 0 | 0 | 0 | 0 | 0 | 0 | 0 | 0 | 0 | 0 | 0 | 0 | 0 | 0 | 0 | 0 | 0 | 0 | 0 | 0 | 0 | 0 | 0 | 0 | 0 | 0 | 0 | 0 | 0 | 0 | 0 | 0 | 0 | 0 | 0 | 0 | 0 | 0 | 0 | 0 | 0 | 0 | 0 | 0 | 0 | 0 | 0 | 0 | 0 | 0 | 0 | 0 | 0 | 0 | 0 | 0 | 0 | 0 | 0 | 0 | 0 | 0 | 0 | 0 | 0 | 0 | 0 | 0 | 0 | 0 | 0 | 0 | 0 | 0 | 0 | 0 | 0 | 0 | 0 | 0 | 0 | 0 | 0 | 0 | 0 | 0 | 0 | 0 | 0 | 0 | 0 | 0 | 0 | 0 | 0 | 0 | 0 | 0 | 0 | 0 | 0 | 0 | 0 | 0 | 0 | 0 | 0 | 0 | 0 | 0 | 0 | 0 | 0 | 0 | 0 | 0 | 0 | 0 | 0 | 0 | 0 | 0 | 0 | 0 | 0 | 0 | 0 | 0 | 0 | 0 | 0 | 0 | 0 | 0 | 0 | 0 | 0 | 0 | 0 | 0 | 0 | 0 | 0 | 0 | 0 | 0 | 0 | 0 | 0 | 0 | 0 | 0 | 0 | 0 | 0 | 0 | 0 | 0 | 0 | 0 | 0 | 0 | 0 | 0 | 0 | 0 | 0 | 0 | 0 | 0 | 0 | 0 | 0 | 0 | 0 | 0 | 0 | 0 | 0 | 0 | 0 | 0 | 0 | 0 | 0 | 0 | 0 | 0 | 0 | 0 | 0 | 0 | 0 | 0 | 0 | 0 | 0 | 0 | 0 | 0 | 0 | 0 | 0 | 0 | 0 | 0 | 0 | 0 | 0 | 0 | 0 | 0 | 0 | 0 | 0 | 0 | 0 | 0 | 0 | 0 | 0 | 0 | 0 | 0 | 0 | 0 | 0 | 0 | 0 | 0 | 0 | 0 | 0 | 0 | 0 | 0 | 0 | 0 | 0 | 0 | 0 | 0 | 0 | 0 | 0 | 0 | 0 | 0 | 0 | 0 | 0 | 0 | 0 | 0 | 0 | 0 | 0 | 0 | 0 | 0 | 0 | 0
WA_Commercial_WA - Miscellaneous_New_Space Heating_Natural Gas_Building Shell - Air Sealing (Infiltration Control)_A | WA | Commercial | WA - Miscellaneous | New | Space Heating | Natural Gas | Building Shell - Air Sealing (Infiltration Control) | A | WCM274 | Building with air infiltration. | Air sealing to reduce air infiltration. | 10 | 0 | 0 | 0 | 0.37 | 0 | 0 | 0 | 0.28365 | 0.25 | foot door | 45% | 66.67% | Discretionary | Retro1Slow_WA | 84.66% | Space Heating | 0% | 0 |  | 0 |  | 0 | IL TRM - CI-MSC-WTST-V01-200101 | IL TRM - CI-MSC-WTST-V01-200101 | IL TRM - CI-MSC-WTST-V01-200101 | Building with air infiltration. | Building with air infiltration. | Building with air infiltration. | Building with air infiltration. | Building with air infiltration. | Building with air infiltration. | Building with air infiltration. | Building with air infiltration. | Building with air infiltration. | Building with air infiltration. | Building with air infiltration. | Building with air infiltration. | Building with air infiltration. | Building with air infiltration. | Building with air infiltration. | Building with air infiltration. | Building with air infiltration. | Building with air infiltration. | Building with air infiltration. | Building with air infiltration. | Building with air infiltration. | Building with air infiltration. | Building with air infiltration. | Building with air infiltration. | Building with air infiltration. | Building with air infiltration. | Building with air infiltration. | Air sealing to reduce air infiltration. | Air sealing to reduce air infiltration. | Air sealing to reduce air infiltration. | Air sealing to reduce air infiltration. | Air sealing to reduce air infiltration. | Air sealing to reduce air infiltration. | Air sealing to reduce air infiltration. | Air sealing to reduce air infiltration. | Air sealing to reduce air infiltration. | Air sealing to reduce air infiltration. | Air sealing to reduce air infiltration. | Air sealing to reduce air infiltration. | Air sealing to reduce air infiltration. | Air sealing to reduce air infiltration. | Air sealing to reduce air infiltration. | Air sealing to reduce air infiltration. | Air sealing to reduce air infiltration. | Air sealing to reduce air infiltration. | Air sealing to reduce air infiltration. | Air sealing to reduce air infiltration. | Air sealing to reduce air infiltration. | Air sealing to reduce air infiltration. | Air sealing to reduce air infiltration. | Air sealing to reduce air infiltration. | Air sealing to reduce air infiltration. | Air sealing to reduce air infiltration. | Air sealing to reduce air infiltration. | 0.37 | 0.37 | 0.37 | 0.37 | 0.37 | 0.37 | 0.37 | 0.37 | 0.37 | 0.37 | 0.37 | 0.37 | 0.37 | 0.37 | 0.37 | 0.37 | 0.37 | 0.37 | 0.37 | 0.37 | 0.37 | 0.37 | 0.37 | 0.37 | 0.37 | 0.37 | 0.37 | 0 | 0 | 0 | 0 | 0 | 0 | 0 | 0 | 0 | 0 | 0 | 0 | 0 | 0 | 0 | 0 | 0 | 0 | 0 | 0 | 0 | 0 | 0 | 0 | 0 | 0 | 0 | 0 | 0 | 0 | 0 | 0 | 0 | 0 | 0 | 0 | 0 | 0 | 0 | 0 | 0 | 0 | 0 | 0 | 0 | 0 | 0 | 0 | 0 | 0 | 0 | 0 | 0 | 0 | 0 | 0 | 0 | 0 | 0 | 0 | 0 | 0 | 0 | 0 | 0 | 0 | 0 | 0 | 0 | 0 | 0 | 0 | 0 | 0 | 0 | 0 | 0 | 0 | 0 | 0 | 0 | 0 | 0 | 0 | 0 | 0 | 0 | 0 | 0 | 0 | 0 | 0 | 0 | 0 | 0 | 0 | 0 | 0 | 0 | 0 | 0 | 0 | 0 | 0 | 0 | 0 | 0 | 0 | 0 | 0 | 0 | 0 | 0 | 0 | 0 | 0 | 0 | 0 | 0 | 0 | 0 | 0 | 0 | 0 | 0 | 0 | 0 | 0 | 0 | 0 | 0 | 0 | 0 | 0 | 0 | 0 | 0 | 0 | 0 | 0 | 0 | 0 | 0 | 0 | 0 | 0 | 0 | 0 | 0 | 0 | 0 | 0 | 0 | 0 | 0 | 0 | 0 | 0 | 0 | 0 | 0 | 0 | 0 | 0 | 0 | 0 | 0 | 0 | 0 | 0 | 0 | 0 | 0 | 0 | 0 | 0 | 0 | 0 | 0 | 0 | 0 | 0 | 0 | 0 | 0 | 0 | 0 | 0 | 0 | 0 | 0 | 0 | 0 | 0 | 0 | 0 | 0 | 0 | 0 | 0 | 0 | 0 | 0 | 0 | 0 | 0 | 0 | 0 | 0 | 0 | 0 | 0 | 0 | 0 | 0 | 0 | 0 | 0 | 0 | 0 | 0 | 0 | 0 | 0 | 0 | 0 | 0 | 0 | 0 | 0 | 0 | 0 | 0 | 0 | 0 | 0 | 0 | 0 | 0 | 0 | 0 | 0 | 0 | 0 | 0 | 0 | 0 | 0 | 0 | 0 | 0 | 0 | 0 | 0 | 0 | 0 | 0 | 0 | 0 | 0 | 0 | 0 | 0 | 0 | 0 | 0 | 0 | 0 | 0 | 0 | 0 | 0 | 0 | 0 | 0 | 0 | 0 | 0 | 0 | 0 | 0 | 0 | 0 | 0 | 0 | 0 | 0 | 0 | 0 | 0 | 0 | 0 | 0 | 0 | 0 | 0 | 0 | 0 | 0 | 0 | 0 | 0 | 0 | 0 | 0 | 0 | 0 | 0 | 0 | 0 | 0 | 0 | 0 | 0 | 0 | 0 | 0 | 0 | 0 | 0 | 0 | 0 | 0 | 0 | 0 | 0 | 0 | 0 | 0 | 0 | 0 | 0 | 0 | 0 | 0 | 0 | 0 | 0 | 0 | 0 | 0 | 0 | 0 | 0 | 0 | 0 | 0 | 0 | 0 | 0 | 0 | 0 | 0 | 0 | 0 | 0 | 0 | 0 | 0 | 0 | 0 | 0 | 0 | 0 | 0 | 0 | 0 | 0 | 0 | 0 | 0 | 0 | 0 | 0 | 0 | 0 | 0 | 0 | 0 | 0 | 0 | 0 | 0 | 0 | 0 | 0 | 0 | 0 | 0 | 0 | 0 | 0 | 0 | 0 | 0 | 0 | 0 | 0 | 0 | 0 | 0 | 0 | 0 | 0 | 0 | 0 | 0 | 0 | 0 | 0 | 0 | 0 | 0 | 0 | 0 | 0 | 0 | 0 | 0 | 0 | 0 | 0 | 0 | 0 | 0 | 0 | 0 | 0 | 0 | 0 | 0 | 0 | 0 | 0 | 0 | 0 | 0 | 0 | 0 | 0 | 0 | 0 | 0 | 0 | 0 | 0 | 0 | 0 | 0 | 0 | 0 | 0 | 0 | 0 | 0 | 0 | 0 | 0 | 0 | 0 | 0 | 0 | 0 | 0 | 0 | 0 | 0 | 0 | 0 | 0 | 0 | 0 | 0 | 0 | 0 | 0 | 0
WA_Commercial_WA - Miscellaneous_New_Space Heating_Natural Gas_Ventilation - Demand Controlled_A | WA | Commercial | WA - Miscellaneous | New | Space Heating | Natural Gas | Ventilation - Demand Controlled | A | WCM275 | No occupancy based outdoor air controls. | Outdoor air controlled based on occupancy to meet ASHRAE 62.1 | 10 | 0 | 0 | 0 | 0.15 | 0 | 0 | 0 | 0.28365 | 0.25 | sqft | 100% | 100% | Discretionary | Retro5Med_WA | 85% | Central Systems | 0% | 0 |  | 0 |  | 0 | IL TRM - CI-HVC-DCV-V05-190101 | VENT_DCV-Heating-7PLN-v5-8 | IL TRM - CI-HVC-DCV-V05-190101 | No occupancy based outdoor air controls. | No occupancy based outdoor air controls. | No occupancy based outdoor air controls. | No occupancy based outdoor air controls. | No occupancy based outdoor air controls. | No occupancy based outdoor air controls. | No occupancy based outdoor air controls. | No occupancy based outdoor air controls. | No occupancy based outdoor air controls. | No occupancy based outdoor air controls. | No occupancy based outdoor air controls. | No occupancy based outdoor air controls. | No occupancy based outdoor air controls. | No occupancy based outdoor air controls. | No occupancy based outdoor air controls. | No occupancy based outdoor air controls. | No occupancy based outdoor air controls. | No occupancy based outdoor air controls. | No occupancy based outdoor air controls. | No occupancy based outdoor air controls. | No occupancy based outdoor air controls. | No occupancy based outdoor air controls. | No occupancy based outdoor air controls. | No occupancy based outdoor air controls. | No occupancy based outdoor air controls. | No occupancy based outdoor air controls. | No occupancy based outdoor air controls. | Outdoor air controlled based on occupancy to meet ASHRAE 62.1 | Outdoor air controlled based on occupancy to meet ASHRAE 62.1 | Outdoor air controlled based on occupancy to meet ASHRAE 62.1 | Outdoor air controlled based on occupancy to meet ASHRAE 62.1 | Outdoor air controlled based on occupancy to meet ASHRAE 62.1 | Outdoor air controlled based on occupancy to meet ASHRAE 62.1 | Outdoor air controlled based on occupancy to meet ASHRAE 62.1 | Outdoor air controlled based on occupancy to meet ASHRAE 62.1 | Outdoor air controlled based on occupancy to meet ASHRAE 62.1 | Outdoor air controlled based on occupancy to meet ASHRAE 62.1 | Outdoor air controlled based on occupancy to meet ASHRAE 62.1 | Outdoor air controlled based on occupancy to meet ASHRAE 62.1 | Outdoor air controlled based on occupancy to meet ASHRAE 62.1 | Outdoor air controlled based on occupancy to meet ASHRAE 62.1 | Outdoor air controlled based on occupancy to meet ASHRAE 62.1 | Outdoor air controlled based on occupancy to meet ASHRAE 62.1 | Outdoor air controlled based on occupancy to meet ASHRAE 62.1 | Outdoor air controlled based on occupancy to meet ASHRAE 62.1 | Outdoor air controlled based on occupancy to meet ASHRAE 62.1 | Outdoor air controlled based on occupancy to meet ASHRAE 62.1 | Outdoor air controlled based on occupancy to meet ASHRAE 62.1 | Outdoor air controlled based on occupancy to meet ASHRAE 62.1 | Outdoor air controlled based on occupancy to meet ASHRAE 62.1 | Outdoor air controlled based on occupancy to meet ASHRAE 62.1 | Outdoor air controlled based on occupancy to meet ASHRAE 62.1 | Outdoor air controlled based on occupancy to meet ASHRAE 62.1 | Outdoor air controlled based on occupancy to meet ASHRAE 62.1 | 0.15 | 0.15 | 0.15 | 0.15 | 0.15 | 0.15 | 0.15 | 0.15 | 0.15 | 0.15 | 0.15 | 0.15 | 0.15 | 0.15 | 0.15 | 0.15 | 0.15 | 0.15 | 0.15 | 0.15 | 0.15 | 0.15 | 0.15 | 0.15 | 0.15 | 0.15 | 0.15 | 0 | 0 | 0 | 0 | 0 | 0 | 0 | 0 | 0 | 0 | 0 | 0 | 0 | 0 | 0 | 0 | 0 | 0 | 0 | 0 | 0 | 0 | 0 | 0 | 0 | 0 | 0 | 0 | 0 | 0 | 0 | 0 | 0 | 0 | 0 | 0 | 0 | 0 | 0 | 0 | 0 | 0 | 0 | 0 | 0 | 0 | 0 | 0 | 0 | 0 | 0 | 0 | 0 | 0 | 0 | 0 | 0 | 0 | 0 | 0 | 0 | 0 | 0 | 0 | 0 | 0 | 0 | 0 | 0 | 0 | 0 | 0 | 0 | 0 | 0 | 0 | 0 | 0 | 0 | 0 | 0 | 0 | 0 | 0 | 0 | 0 | 0 | 0 | 0 | 0 | 0 | 0 | 0 | 0 | 0 | 0 | 0 | 0 | 0 | 0 | 0 | 0 | 0 | 0 | 0 | 0 | 0 | 0 | 0 | 0 | 0 | 0 | 0 | 0 | 0 | 0 | 0 | 0 | 0 | 0 | 0 | 0 | 0 | 0 | 0 | 0 | 0 | 0 | 0 | 0 | 0 | 0 | 0 | 0 | 0 | 0 | 0 | 0 | 0 | 0 | 0 | 0 | 0 | 0 | 0 | 0 | 0 | 0 | 0 | 0 | 0 | 0 | 0 | 0 | 0 | 0 | 0 | 0 | 0 | 0 | 0 | 0 | 0 | 0 | 0 | 0 | 0 | 0 | 0 | 0 | 0 | 0 | 0 | 0 | 0 | 0 | 0 | 0 | 0 | 0 | 0 | 0 | 0 | 0 | 0 | 0 | 0 | 0 | 0 | 0 | 0 | 0 | 0 | 0 | 0 | 0 | 0 | 0 | 0 | 0 | 0 | 0 | 0 | 0 | 0 | 0 | 0 | 0 | 0 | 0 | 0 | 0 | 0 | 0 | 0 | 0 | 0 | 0 | 0 | 0 | 0 | 0 | 0 | 0 | 0 | 0 | 0 | 0 | 0 | 0 | 0 | 0 | 0 | 0 | 0 | 0 | 0 | 0 | 0 | 0 | 0 | 0 | 0 | 0 | 0 | 0 | 0 | 0 | 0 | 0 | 0 | 0 | 0 | 0 | 0 | 0 | 0 | 0 | 0 | 0 | 0 | 0 | 0 | 0 | 0 | 0 | 0 | 0 | 0 | 0 | 0 | 0 | 0 | 0 | 0 | 0 | 0 | 0 | 0 | 0 | 0 | 0 | 0 | 0 | 0 | 0 | 0 | 0 | 0 | 0 | 0 | 0 | 0 | 0 | 0 | 0 | 0 | 0 | 0 | 0 | 0 | 0 | 0 | 0 | 0 | 0 | 0 | 0 | 0 | 0 | 0 | 0 | 0 | 0 | 0 | 0 | 0 | 0 | 0 | 0 | 0 | 0 | 0 | 0 | 0 | 0 | 0 | 0 | 0 | 0 | 0 | 0 | 0 | 0 | 0 | 0 | 0 | 0 | 0 | 0 | 0 | 0 | 0 | 0 | 0 | 0 | 0 | 0 | 0 | 0 | 0 | 0 | 0 | 0 | 0 | 0 | 0 | 0 | 0 | 0 | 0 | 0 | 0 | 0 | 0 | 0 | 0 | 0 | 0 | 0 | 0 | 0 | 0 | 0 | 0 | 0 | 0 | 0 | 0 | 0 | 0 | 0 | 0 | 0 | 0 | 0 | 0 | 0 | 0 | 0 | 0 | 0 | 0 | 0 | 0 | 0 | 0 | 0 | 0 | 0 | 0 | 0 | 0 | 0 | 0 | 0 | 0 | 0 | 0 | 0 | 0 | 0 | 0 | 0 | 0 | 0 | 0 | 0 | 0 | 0 | 0 | 0 | 0 | 0 | 0 | 0 | 0 | 0 | 0 | 0 | 0 | 0 | 0 | 0 | 0 | 0 | 0 | 0 | 0 | 0 | 0 | 0 | 0 | 0 | 0 | 0 | 0 | 0 | 0 | 0 | 0 | 0 | 0 | 0 | 0 | 0 | 0 | 0 | 0 | 0 | 0 | 0 | 0 | 0 | 0 | 0 | 0 | 0 | 0 | 0 | 0 | 0 | 0 | 0 | 0 | 0 | 0
WA_Commercial_WA - Miscellaneous_New_Space Heating_Natural Gas_HVAC - Dedicated Outdoor Air System (DOAS)_A | WA | Commercial | WA - Miscellaneous | New | Space Heating | Natural Gas | HVAC - Dedicated Outdoor Air System (DOAS) | A | WCM276 | No DOAS. | Outdoor air supplied by a DOAS. | 20 | 0 | 0 | 0 | 9.88 | 0 | 0 | 0 | 0.28365 | 0.25 | sqft | 0% | 0% | Discretionary | RetroEven20_WA | 85% | Central Systems | 0% | 0 |  | 0 |  | 0 | 2021P_Com-VRF-DOAS-2021P_V2 | 2021P_Com-VRF-DOAS-2021P_V2 | 2021P_Com-VRF-DOAS-2021P_V2 | No DOAS. | No DOAS. | No DOAS. | No DOAS. | No DOAS. | No DOAS. | No DOAS. | No DOAS. | No DOAS. | No DOAS. | No DOAS. | No DOAS. | No DOAS. | No DOAS. | No DOAS. | No DOAS. | No DOAS. | No DOAS. | No DOAS. | No DOAS. | No DOAS. | No DOAS. | No DOAS. | No DOAS. | No DOAS. | No DOAS. | No DOAS. | Outdoor air supplied by a DOAS. | Outdoor air supplied by a DOAS. | Outdoor air supplied by a DOAS. | Outdoor air supplied by a DOAS. | Outdoor air supplied by a DOAS. | Outdoor air supplied by a DOAS. | Outdoor air supplied by a DOAS. | Outdoor air supplied by a DOAS. | Outdoor air supplied by a DOAS. | Outdoor air supplied by a DOAS. | Outdoor air supplied by a DOAS. | Outdoor air supplied by a DOAS. | Outdoor air supplied by a DOAS. | Outdoor air supplied by a DOAS. | Outdoor air supplied by a DOAS. | Outdoor air supplied by a DOAS. | Outdoor air supplied by a DOAS. | Outdoor air supplied by a DOAS. | Outdoor air supplied by a DOAS. | Outdoor air supplied by a DOAS. | Outdoor air supplied by a DOAS. | Outdoor air supplied by a DOAS. | Outdoor air supplied by a DOAS. | Outdoor air supplied by a DOAS. | Outdoor air supplied by a DOAS. | Outdoor air supplied by a DOAS. | Outdoor air supplied by a DOAS. | 9.88 | 9.88 | 9.88 | 9.88 | 9.88 | 9.88 | 9.88 | 9.88 | 9.88 | 9.88 | 9.88 | 9.88 | 9.88 | 9.88 | 9.88 | 9.88 | 9.88 | 9.88 | 9.88 | 9.88 | 9.88 | 9.88 | 9.88 | 9.88 | 9.88 | 9.88 | 9.88 | 0 | 0 | 0 | 0 | 0 | 0 | 0 | 0 | 0 | 0 | 0 | 0 | 0 | 0 | 0 | 0 | 0 | 0 | 0 | 0 | 0 | 0 | 0 | 0 | 0 | 0 | 0 | 0 | 0 | 0 | 0 | 0 | 0 | 0 | 0 | 0 | 0 | 0 | 0 | 0 | 0 | 0 | 0 | 0 | 0 | 0 | 0 | 0 | 0 | 0 | 0 | 0 | 0 | 0 | 0 | 0 | 0 | 0 | 0 | 0 | 0 | 0 | 0 | 0 | 0 | 0 | 0 | 0 | 0 | 0 | 0 | 0 | 0 | 0 | 0 | 0 | 0 | 0 | 0 | 0 | 0 | 0 | 0 | 0 | 0 | 0 | 0 | 0 | 0 | 0 | 0 | 0 | 0 | 0 | 0 | 0 | 0 | 0 | 0 | 0 | 0 | 0 | 0 | 0 | 0 | 0 | 0 | 0 | 0 | 0 | 0 | 0 | 0 | 0 | 0 | 0 | 0 | 0 | 0 | 0 | 0 | 0 | 0 | 0 | 0 | 0 | 0 | 0 | 0 | 0 | 0 | 0 | 0 | 0 | 0 | 0 | 0 | 0 | 0 | 0 | 0 | 0 | 0 | 0 | 0 | 0 | 0 | 0 | 0 | 0 | 0 | 0 | 0 | 0 | 0 | 0 | 0 | 0 | 0 | 0 | 0 | 0 | 0 | 0 | 0 | 0 | 0 | 0 | 0 | 0 | 0 | 0 | 0 | 0 | 0 | 0 | 0 | 0 | 0 | 0 | 0 | 0 | 0 | 0 | 0 | 0 | 0 | 0 | 0 | 0 | 0 | 0 | 0 | 0 | 0 | 0 | 0 | 0 | 0 | 0 | 0 | 0 | 0 | 0 | 0 | 0 | 0 | 0 | 0 | 0 | 0 | 0 | 0 | 0 | 0 | 0 | 0 | 0 | 0 | 0 | 0 | 0 | 0 | 0 | 0 | 0 | 0 | 0 | 0 | 0 | 0 | 0 | 0 | 0 | 0 | 0 | 0 | 0 | 0 | 0 | 0 | 0 | 0 | 0 | 0 | 0 | 0 | 0 | 0 | 0 | 0 | 0 | 0 | 0 | 0 | 0 | 0 | 0 | 0 | 0 | 0 | 0 | 0 | 0 | 0 | 0 | 0 | 0 | 0 | 0 | 0 | 0 | 0 | 0 | 0 | 0 | 0 | 0 | 0 | 0 | 0 | 0 | 0 | 0 | 0 | 0 | 0 | 0 | 0 | 0 | 0 | 0 | 0 | 0 | 0 | 0 | 0 | 0 | 0 | 0 | 0 | 0 | 0 | 0 | 0 | 0 | 0 | 0 | 0 | 0 | 0 | 0 | 0 | 0 | 0 | 0 | 0 | 0 | 0 | 0 | 0 | 0 | 0 | 0 | 0 | 0 | 0 | 0 | 0 | 0 | 0 | 0 | 0 | 0 | 0 | 0 | 0 | 0 | 0 | 0 | 0 | 0 | 0 | 0 | 0 | 0 | 0 | 0 | 0 | 0 | 0 | 0 | 0 | 0 | 0 | 0 | 0 | 0 | 0 | 0 | 0 | 0 | 0 | 0 | 0 | 0 | 0 | 0 | 0 | 0 | 0 | 0 | 0 | 0 | 0 | 0 | 0 | 0 | 0 | 0 | 0 | 0 | 0 | 0 | 0 | 0 | 0 | 0 | 0 | 0 | 0 | 0 | 0 | 0 | 0 | 0 | 0 | 0 | 0 | 0 | 0 | 0 | 0 | 0 | 0 | 0 | 0 | 0 | 0 | 0 | 0 | 0 | 0 | 0 | 0 | 0 | 0 | 0 | 0 | 0 | 0 | 0 | 0 | 0 | 0 | 0 | 0 | 0 | 0 | 0 | 0 | 0 | 0 | 0 | 0 | 0 | 0 | 0 | 0 | 0 | 0 | 0 | 0 | 0 | 0 | 0 | 0 | 0 | 0 | 0 | 0 | 0 | 0 | 0 | 0 | 0 | 0 | 0 | 0 | 0 | 0 | 0 | 0 | 0 | 0 | 0 | 0 | 0 | 0 | 0 | 0 | 0 | 0 | 0 | 0 | 0 | 0
WA_Commercial_WA - Miscellaneous_New_Space Heating_Natural Gas_Destratification Fans (HVLS)_A | WA | Commercial | WA - Miscellaneous | New | Space Heating | Natural Gas | Destratification Fans (HVLS) | A | WCM277 | No destratification fans. | High volume low speed destratification fans. | 15 | 0 | 0 | 0 | 9799.26 | 0 | 0 | 0 | 0.28365 | 0.25 | Strat Fan | 15% | 20% | Discretionary | RetroEven20_WA | 85% | Space Heating | 0% | 0 |  | 0 |  | 0 | DL20_IHVLS-Ag-2021PLN-v2-8 | DL20_IHVLS-Ag-2021PLN-v2-8 | HVLS-Heating-AEG-v5.0-121 | No destratification fans. | No destratification fans. | No destratification fans. | No destratification fans. | No destratification fans. | No destratification fans. | No destratification fans. | No destratification fans. | No destratification fans. | No destratification fans. | No destratification fans. | No destratification fans. | No destratification fans. | No destratification fans. | No destratification fans. | No destratification fans. | No destratification fans. | No destratification fans. | No destratification fans. | No destratification fans. | No destratification fans. | No destratification fans. | No destratification fans. | No destratification fans. | No destratification fans. | No destratification fans. | No destratification fans. | High volume low speed destratification fans. | High volume low speed destratification fans. | High volume low speed destratification fans. | High volume low speed destratification fans. | High volume low speed destratification fans. | High volume low speed destratification fans. | High volume low speed destratification fans. | High volume low speed destratification fans. | High volume low speed destratification fans. | High volume low speed destratification fans. | High volume low speed destratification fans. | High volume low speed destratification fans. | High volume low speed destratification fans. | High volume low speed destratification fans. | High volume low speed destratification fans. | High volume low speed destratification fans. | High volume low speed destratification fans. | High volume low speed destratification fans. | High volume low speed destratification fans. | High volume low speed destratification fans. | High volume low speed destratification fans. | High volume low speed destratification fans. | High volume low speed destratification fans. | High volume low speed destratification fans. | High volume low speed destratification fans. | High volume low speed destratification fans. | High volume low speed destratification fans. | 9799.26 | 9799.26 | 9799.26 | 9799.26 | 9799.26 | 9799.26 | 9799.26 | 9799.26 | 9799.26 | 9799.26 | 9799.26 | 9799.26 | 9799.26 | 9799.26 | 9799.26 | 9799.26 | 9799.26 | 9799.26 | 9799.26 | 9799.26 | 9799.26 | 9799.26 | 9799.26 | 9799.26 | 9799.26 | 9799.26 | 9799.26 | 0 | 0 | 0 | 0 | 0 | 0 | 0 | 0 | 0 | 0 | 0 | 0 | 0 | 0 | 0 | 0 | 0 | 0 | 0 | 0 | 0 | 0 | 0 | 0 | 0 | 0 | 0 | 0 | 0 | 0 | 0 | 0 | 0 | 0 | 0 | 0 | 0 | 0 | 0 | 0 | 0 | 0 | 0 | 0 | 0 | 0 | 0 | 0 | 0 | 0 | 0 | 0 | 0 | 0 | 0 | 0 | 0 | 0 | 0 | 0 | 0 | 0 | 0 | 0 | 0 | 0 | 0 | 0 | 0 | 0 | 0 | 0 | 0 | 0 | 0 | 0 | 0 | 0 | 0 | 0 | 0 | 0 | 0 | 0 | 0 | 0 | 0 | 0 | 0 | 0 | 0 | 0 | 0 | 0 | 0 | 0 | 0 | 0 | 0 | 0 | 0 | 0 | 0 | 0 | 0 | 0 | 0 | 0 | 0 | 0 | 0 | 0 | 0 | 0 | 0 | 0 | 0 | 0 | 0 | 0 | 0 | 0 | 0 | 0 | 0 | 0 | 0 | 0 | 0 | 0 | 0 | 0 | 0 | 0 | 0 | 0 | 0 | 0 | 0 | 0 | 0 | 0 | 0 | 0 | 0 | 0 | 0 | 0 | 0 | 0 | 0 | 0 | 0 | 0 | 0 | 0 | 0 | 0 | 0 | 0 | 0 | 0 | 0 | 0 | 0 | 0 | 0 | 0 | 0 | 0 | 0 | 0 | 0 | 0 | 0 | 0 | 0 | 0 | 0 | 0 | 0 | 0 | 0 | 0 | 0 | 0 | 0 | 0 | 0 | 0 | 0 | 0 | 0 | 0 | 0 | 0 | 0 | 0 | 0 | 0 | 0 | 0 | 0 | 0 | 0 | 0 | 0 | 0 | 0 | 0 | 0 | 0 | 0 | 0 | 0 | 0 | 0 | 0 | 0 | 0 | 0 | 0 | 0 | 0 | 0 | 0 | 0 | 0 | 0 | 0 | 0 | 0 | 0 | 0 | 0 | 0 | 0 | 0 | 0 | 0 | 0 | 0 | 0 | 0 | 0 | 0 | 0 | 0 | 0 | 0 | 0 | 0 | 0 | 0 | 0 | 0 | 0 | 0 | 0 | 0 | 0 | 0 | 0 | 0 | 0 | 0 | 0 | 0 | 0 | 0 | 0 | 0 | 0 | 0 | 0 | 0 | 0 | 0 | 0 | 0 | 0 | 0 | 0 | 0 | 0 | 0 | 0 | 0 | 0 | 0 | 0 | 0 | 0 | 0 | 0 | 0 | 0 | 0 | 0 | 0 | 0 | 0 | 0 | 0 | 0 | 0 | 0 | 0 | 0 | 0 | 0 | 0 | 0 | 0 | 0 | 0 | 0 | 0 | 0 | 0 | 0 | 0 | 0 | 0 | 0 | 0 | 0 | 0 | 0 | 0 | 0 | 0 | 0 | 0 | 0 | 0 | 0 | 0 | 0 | 0 | 0 | 0 | 0 | 0 | 0 | 0 | 0 | 0 | 0 | 0 | 0 | 0 | 0 | 0 | 0 | 0 | 0 | 0 | 0 | 0 | 0 | 0 | 0 | 0 | 0 | 0 | 0 | 0 | 0 | 0 | 0 | 0 | 0 | 0 | 0 | 0 | 0 | 0 | 0 | 0 | 0 | 0 | 0 | 0 | 0 | 0 | 0 | 0 | 0 | 0 | 0 | 0 | 0 | 0 | 0 | 0 | 0 | 0 | 0 | 0 | 0 | 0 | 0 | 0 | 0 | 0 | 0 | 0 | 0 | 0 | 0 | 0 | 0 | 0 | 0 | 0 | 0 | 0 | 0 | 0 | 0 | 0 | 0 | 0 | 0 | 0 | 0 | 0 | 0 | 0 | 0 | 0 | 0 | 0 | 0 | 0 | 0 | 0 | 0 | 0 | 0 | 0 | 0 | 0 | 0 | 0 | 0 | 0 | 0 | 0 | 0 | 0 | 0 | 0 | 0 | 0 | 0 | 0 | 0 | 0 | 0 | 0 | 0 | 0 | 0 | 0 | 0 | 0 | 0 | 0 | 0 | 0 | 0 | 0 | 0 | 0 | 0
WA_Commercial_WA - Miscellaneous_New_Space Heating_Natural Gas_Gas Boiler - Maintenance_A | WA | Commercial | WA - Miscellaneous | New | Space Heating | Natural Gas | Gas Boiler - Maintenance | A | WCM278 | Degrade performance | General cleaning and maintenance | 3 | 0.2466 | 0 | 0 | 0.87 | 0 | 0 | 0 | 0.28365 | 0.25 | kBtuh Heat | 5% | 10% | Discretionary | Retro12Med_WA | 84.74% | Boiler | 0% | 0 |  | 0 |  | 0 | GBLR_MNT-Heating-ILTRM-v4.0-43 | GBLR_MNT-Heating-ILTRM-v4.0-43 | GBLR_MNT-Heating-ILTRM-v4.0-1 | Degrade performance | Degrade performance | Degrade performance | Degrade performance | Degrade performance | Degrade performance | Degrade performance | Degrade performance | Degrade performance | Degrade performance | Degrade performance | Degrade performance | Degrade performance | Degrade performance | Degrade performance | Degrade performance | Degrade performance | Degrade performance | Degrade performance | Degrade performance | Degrade performance | Degrade performance | Degrade performance | Degrade performance | Degrade performance | Degrade performance | Degrade performance | General cleaning and maintenance | General cleaning and maintenance | General cleaning and maintenance | General cleaning and maintenance | General cleaning and maintenance | General cleaning and maintenance | General cleaning and maintenance | General cleaning and maintenance | General cleaning and maintenance | General cleaning and maintenance | General cleaning and maintenance | General cleaning and maintenance | General cleaning and maintenance | General cleaning and maintenance | General cleaning and maintenance | General cleaning and maintenance | General cleaning and maintenance | General cleaning and maintenance | General cleaning and maintenance | General cleaning and maintenance | General cleaning and maintenance | General cleaning and maintenance | General cleaning and maintenance | General cleaning and maintenance | General cleaning and maintenance | General cleaning and maintenance | General cleaning and maintenance | 0.87 | 0.87 | 0.87 | 0.87 | 0.87 | 0.87 | 0.87 | 0.87 | 0.87 | 0.87 | 0.87 | 0.87 | 0.87 | 0.87 | 0.87 | 0.87 | 0.87 | 0.87 | 0.87 | 0.87 | 0.87 | 0.87 | 0.87 | 0.87 | 0.87 | 0.87 | 0.87 | 0 | 0 | 0 | 0 | 0 | 0 | 0 | 0 | 0 | 0 | 0 | 0 | 0 | 0 | 0 | 0 | 0 | 0 | 0 | 0 | 0 | 0 | 0 | 0 | 0 | 0 | 0 | 0 | 0 | 0 | 0 | 0 | 0 | 0 | 0 | 0 | 0 | 0 | 0 | 0 | 0 | 0 | 0 | 0 | 0 | 0 | 0 | 0 | 0 | 0 | 0 | 0 | 0 | 0 | 0 | 0 | 0 | 0 | 0 | 0 | 0 | 0 | 0 | 0 | 0 | 0 | 0 | 0 | 0 | 0 | 0 | 0 | 0 | 0 | 0 | 0 | 0 | 0 | 0 | 0 | 0 | 0 | 0 | 0 | 0 | 0 | 0 | 0 | 0 | 0 | 0 | 0 | 0 | 0 | 0 | 0 | 0 | 0 | 0 | 0 | 0 | 0 | 0 | 0 | 0 | 0 | 0 | 0 | 0 | 0 | 0 | 0 | 0 | 0 | 0 | 0 | 0 | 0 | 0 | 0 | 0 | 0 | 0 | 0 | 0 | 0 | 0 | 0 | 0 | 0 | 0 | 0 | 0 | 0 | 0 | 0 | 0 | 0 | 0 | 0 | 0 | 0 | 0 | 0 | 0 | 0 | 0 | 0 | 0 | 0 | 0 | 0 | 0 | 0 | 0 | 0 | 0 | 0 | 0 | 0 | 0 | 0 | 0 | 0 | 0 | 0 | 0 | 0 | 0 | 0 | 0 | 0 | 0 | 0 | 0 | 0 | 0 | 0 | 0 | 0 | 0 | 0 | 0 | 0 | 0 | 0 | 0 | 0 | 0 | 0 | 0 | 0 | 0 | 0 | 0 | 0 | 0 | 0 | 0 | 0 | 0 | 0 | 0 | 0 | 0 | 0 | 0 | 0 | 0 | 0 | 0 | 0 | 0 | 0 | 0 | 0 | 0 | 0 | 0 | 0 | 0 | 0 | 0 | 0 | 0 | 0 | 0 | 0 | 0 | 0 | 0 | 0 | 0 | 0 | 0 | 0 | 0 | 0 | 0 | 0 | 0 | 0 | 0 | 0 | 0 | 0 | 0 | 0 | 0 | 0 | 0 | 0 | 0 | 0 | 0 | 0 | 0 | 0 | 0 | 0 | 0 | 0 | 0 | 0 | 0 | 0 | 0 | 0 | 0 | 0 | 0 | 0 | 0 | 0 | 0 | 0 | 0 | 0 | 0 | 0 | 0 | 0 | 0 | 0 | 0 | 0 | 0 | 0 | 0 | 0 | 0 | 0 | 0 | 0 | 0 | 0 | 0 | 0 | 0 | 0 | 0 | 0 | 0 | 0 | 0 | 0 | 0 | 0 | 0 | 0 | 0 | 0 | 0 | 0 | 0 | 0 | 0 | 0 | 0 | 0 | 0 | 0 | 0 | 0 | 0 | 0 | 0 | 0 | 0 | 0 | 0 | 0 | 0 | 0 | 0 | 0 | 0 | 0 | 0 | 0 | 0 | 0 | 0 | 0 | 0 | 0 | 0 | 0 | 0 | 0 | 0 | 0 | 0 | 0 | 0 | 0 | 0 | 0 | 0 | 0 | 0 | 0 | 0 | 0 | 0 | 0 | 0 | 0 | 0 | 0 | 0 | 0 | 0 | 0 | 0 | 0 | 0 | 0 | 0 | 0 | 0 | 0 | 0 | 0 | 0 | 0 | 0 | 0 | 0 | 0 | 0 | 0 | 0 | 0 | 0 | 0 | 0 | 0 | 0 | 0 | 0 | 0 | 0 | 0 | 0 | 0 | 0 | 0 | 0 | 0 | 0 | 0 | 0 | 0 | 0 | 0 | 0 | 0 | 0 | 0 | 0 | 0 | 0 | 0 | 0 | 0 | 0 | 0 | 0 | 0 | 0 | 0 | 0 | 0 | 0 | 0 | 0 | 0 | 0 | 0 | 0 | 0 | 0 | 0 | 0 | 0 | 0 | 0 | 0 | 0 | 0 | 0 | 0 | 0 | 0 | 0 | 0 | 0 | 0 | 0 | 0 | 0 | 0 | 0 | 0 | 0 | 0 | 0 | 0 | 0 | 0 | 0 | 0 | 0 | 0 | 0 | 0
WA_Commercial_WA - Miscellaneous_New_Space Heating_Natural Gas_Gas Furnace - Maintenance_A | WA | Commercial | WA - Miscellaneous | New | Space Heating | Natural Gas | Gas Furnace - Maintenance | A | WCM279 | Degrade performance | General cleaning and maintenance | 3 | 0.16029 | 0 | 0 | 0.87 | 0 | 0 | 0 | 0.28365 | 0.25 | kBtuh Heat | 5% | 10% | Discretionary | Retro12Med_WA | 84.74% | Furnace | 0% | 0 |  | 0 |  | 0 | IL TRM - CI-HVC-FTUN-V03-200101 | GBLR_MNT-Heating-ILTRM-v4.0-43 | IL TRM - CI-HVC-FTUN-V03-200101 | Degrade performance | Degrade performance | Degrade performance | Degrade performance | Degrade performance | Degrade performance | Degrade performance | Degrade performance | Degrade performance | Degrade performance | Degrade performance | Degrade performance | Degrade performance | Degrade performance | Degrade performance | Degrade performance | Degrade performance | Degrade performance | Degrade performance | Degrade performance | Degrade performance | Degrade performance | Degrade performance | Degrade performance | Degrade performance | Degrade performance | Degrade performance | General cleaning and maintenance | General cleaning and maintenance | General cleaning and maintenance | General cleaning and maintenance | General cleaning and maintenance | General cleaning and maintenance | General cleaning and maintenance | General cleaning and maintenance | General cleaning and maintenance | General cleaning and maintenance | General cleaning and maintenance | General cleaning and maintenance | General cleaning and maintenance | General cleaning and maintenance | General cleaning and maintenance | General cleaning and maintenance | General cleaning and maintenance | General cleaning and maintenance | General cleaning and maintenance | General cleaning and maintenance | General cleaning and maintenance | General cleaning and maintenance | General cleaning and maintenance | General cleaning and maintenance | General cleaning and maintenance | General cleaning and maintenance | General cleaning and maintenance | 0.87 | 0.87 | 0.87 | 0.87 | 0.87 | 0.87 | 0.87 | 0.87 | 0.87 | 0.87 | 0.87 | 0.87 | 0.87 | 0.87 | 0.87 | 0.87 | 0.87 | 0.87 | 0.87 | 0.87 | 0.87 | 0.87 | 0.87 | 0.87 | 0.87 | 0.87 | 0.87 | 0 | 0 | 0 | 0 | 0 | 0 | 0 | 0 | 0 | 0 | 0 | 0 | 0 | 0 | 0 | 0 | 0 | 0 | 0 | 0 | 0 | 0 | 0 | 0 | 0 | 0 | 0 | 0 | 0 | 0 | 0 | 0 | 0 | 0 | 0 | 0 | 0 | 0 | 0 | 0 | 0 | 0 | 0 | 0 | 0 | 0 | 0 | 0 | 0 | 0 | 0 | 0 | 0 | 0 | 0 | 0 | 0 | 0 | 0 | 0 | 0 | 0 | 0 | 0 | 0 | 0 | 0 | 0 | 0 | 0 | 0 | 0 | 0 | 0 | 0 | 0 | 0 | 0 | 0 | 0 | 0 | 0 | 0 | 0 | 0 | 0 | 0 | 0 | 0 | 0 | 0 | 0 | 0 | 0 | 0 | 0 | 0 | 0 | 0 | 0 | 0 | 0 | 0 | 0 | 0 | 0 | 0 | 0 | 0 | 0 | 0 | 0 | 0 | 0 | 0 | 0 | 0 | 0 | 0 | 0 | 0 | 0 | 0 | 0 | 0 | 0 | 0 | 0 | 0 | 0 | 0 | 0 | 0 | 0 | 0 | 0 | 0 | 0 | 0 | 0 | 0 | 0 | 0 | 0 | 0 | 0 | 0 | 0 | 0 | 0 | 0 | 0 | 0 | 0 | 0 | 0 | 0 | 0 | 0 | 0 | 0 | 0 | 0 | 0 | 0 | 0 | 0 | 0 | 0 | 0 | 0 | 0 | 0 | 0 | 0 | 0 | 0 | 0 | 0 | 0 | 0 | 0 | 0 | 0 | 0 | 0 | 0 | 0 | 0 | 0 | 0 | 0 | 0 | 0 | 0 | 0 | 0 | 0 | 0 | 0 | 0 | 0 | 0 | 0 | 0 | 0 | 0 | 0 | 0 | 0 | 0 | 0 | 0 | 0 | 0 | 0 | 0 | 0 | 0 | 0 | 0 | 0 | 0 | 0 | 0 | 0 | 0 | 0 | 0 | 0 | 0 | 0 | 0 | 0 | 0 | 0 | 0 | 0 | 0 | 0 | 0 | 0 | 0 | 0 | 0 | 0 | 0 | 0 | 0 | 0 | 0 | 0 | 0 | 0 | 0 | 0 | 0 | 0 | 0 | 0 | 0 | 0 | 0 | 0 | 0 | 0 | 0 | 0 | 0 | 0 | 0 | 0 | 0 | 0 | 0 | 0 | 0 | 0 | 0 | 0 | 0 | 0 | 0 | 0 | 0 | 0 | 0 | 0 | 0 | 0 | 0 | 0 | 0 | 0 | 0 | 0 | 0 | 0 | 0 | 0 | 0 | 0 | 0 | 0 | 0 | 0 | 0 | 0 | 0 | 0 | 0 | 0 | 0 | 0 | 0 | 0 | 0 | 0 | 0 | 0 | 0 | 0 | 0 | 0 | 0 | 0 | 0 | 0 | 0 | 0 | 0 | 0 | 0 | 0 | 0 | 0 | 0 | 0 | 0 | 0 | 0 | 0 | 0 | 0 | 0 | 0 | 0 | 0 | 0 | 0 | 0 | 0 | 0 | 0 | 0 | 0 | 0 | 0 | 0 | 0 | 0 | 0 | 0 | 0 | 0 | 0 | 0 | 0 | 0 | 0 | 0 | 0 | 0 | 0 | 0 | 0 | 0 | 0 | 0 | 0 | 0 | 0 | 0 | 0 | 0 | 0 | 0 | 0 | 0 | 0 | 0 | 0 | 0 | 0 | 0 | 0 | 0 | 0 | 0 | 0 | 0 | 0 | 0 | 0 | 0 | 0 | 0 | 0 | 0 | 0 | 0 | 0 | 0 | 0 | 0 | 0 | 0 | 0 | 0 | 0 | 0 | 0 | 0 | 0 | 0 | 0 | 0 | 0 | 0 | 0 | 0 | 0 | 0 | 0 | 0 | 0 | 0 | 0 | 0 | 0 | 0 | 0 | 0 | 0 | 0 | 0 | 0 | 0 | 0 | 0 | 0 | 0 | 0 | 0 | 0 | 0 | 0 | 0 | 0 | 0 | 0 | 0 | 0 | 0 | 0 | 0 | 0 | 0 | 0 | 0 | 0 | 0 | 0 | 0 | 0 | 0 | 0
WA_Commercial_WA - Miscellaneous_New_Space Heating_Natural Gas_Gas Boiler - Hot Water Reset_A | WA | Commercial | WA - Miscellaneous | New | Space Heating | Natural Gas | Gas Boiler - Hot Water Reset | A | WCM280 | No control | Reset control installed | 20 | 438.4038 | 0 | 0 | 726.71 | 0 | 0 | 0 | 0.28365 | 0.25 | BoilerCtrl | 100% | 100% | Discretionary | RetroEven20_WA | 85% | Boiler | 0% | 0 |  | 0 |  | 0 | GBLR_HWRST-Heating-ILTRM-v4.0-43 | GBLR_HWRST-Heating-ILTRM-v4.0-1 | GBLR_HWRST-Heating-ILTRM-v4.0-1 | No control | No control | No control | No control | No control | No control | No control | No control | No control | No control | No control | No control | No control | No control | No control | No control | No control | No control | No control | No control | No control | No control | No control | No control | No control | No control | No control | Reset control installed | Reset control installed | Reset control installed | Reset control installed | Reset control installed | Reset control installed | Reset control installed | Reset control installed | Reset control installed | Reset control installed | Reset control installed | Reset control installed | Reset control installed | Reset control installed | Reset control installed | Reset control installed | Reset control installed | Reset control installed | Reset control installed | Reset control installed | Reset control installed | Reset control installed | Reset control installed | Reset control installed | Reset control installed | Reset control installed | Reset control installed | 726.71 | 726.71 | 726.71 | 726.71 | 726.71 | 726.71 | 726.71 | 726.71 | 726.71 | 726.71 | 726.71 | 726.71 | 726.71 | 726.71 | 726.71 | 726.71 | 726.71 | 726.71 | 726.71 | 726.71 | 726.71 | 726.71 | 726.71 | 726.71 | 726.71 | 726.71 | 726.71 | 0 | 0 | 0 | 0 | 0 | 0 | 0 | 0 | 0 | 0 | 0 | 0 | 0 | 0 | 0 | 0 | 0 | 0 | 0 | 0 | 0 | 0 | 0 | 0 | 0 | 0 | 0 | 0 | 0 | 0 | 0 | 0 | 0 | 0 | 0 | 0 | 0 | 0 | 0 | 0 | 0 | 0 | 0 | 0 | 0 | 0 | 0 | 0 | 0 | 0 | 0 | 0 | 0 | 0 | 0 | 0 | 0 | 0 | 0 | 0 | 0 | 0 | 0 | 0 | 0 | 0 | 0 | 0 | 0 | 0 | 0 | 0 | 0 | 0 | 0 | 0 | 0 | 0 | 0 | 0 | 0 | 0 | 0 | 0 | 0 | 0 | 0 | 0 | 0 | 0 | 0 | 0 | 0 | 0 | 0 | 0 | 0 | 0 | 0 | 0 | 0 | 0 | 0 | 0 | 0 | 0 | 0 | 0 | 0 | 0 | 0 | 0 | 0 | 0 | 0 | 0 | 0 | 0 | 0 | 0 | 0 | 0 | 0 | 0 | 0 | 0 | 0 | 0 | 0 | 0 | 0 | 0 | 0 | 0 | 0 | 0 | 0 | 0 | 0 | 0 | 0 | 0 | 0 | 0 | 0 | 0 | 0 | 0 | 0 | 0 | 0 | 0 | 0 | 0 | 0 | 0 | 0 | 0 | 0 | 0 | 0 | 0 | 0 | 0 | 0 | 0 | 0 | 0 | 0 | 0 | 0 | 0 | 0 | 0 | 0 | 0 | 0 | 0 | 0 | 0 | 0 | 0 | 0 | 0 | 0 | 0 | 0 | 0 | 0 | 0 | 0 | 0 | 0 | 0 | 0 | 0 | 0 | 0 | 0 | 0 | 0 | 0 | 0 | 0 | 0 | 0 | 0 | 0 | 0 | 0 | 0 | 0 | 0 | 0 | 0 | 0 | 0 | 0 | 0 | 0 | 0 | 0 | 0 | 0 | 0 | 0 | 0 | 0 | 0 | 0 | 0 | 0 | 0 | 0 | 0 | 0 | 0 | 0 | 0 | 0 | 0 | 0 | 0 | 0 | 0 | 0 | 0 | 0 | 0 | 0 | 0 | 0 | 0 | 0 | 0 | 0 | 0 | 0 | 0 | 0 | 0 | 0 | 0 | 0 | 0 | 0 | 0 | 0 | 0 | 0 | 0 | 0 | 0 | 0 | 0 | 0 | 0 | 0 | 0 | 0 | 0 | 0 | 0 | 0 | 0 | 0 | 0 | 0 | 0 | 0 | 0 | 0 | 0 | 0 | 0 | 0 | 0 | 0 | 0 | 0 | 0 | 0 | 0 | 0 | 0 | 0 | 0 | 0 | 0 | 0 | 0 | 0 | 0 | 0 | 0 | 0 | 0 | 0 | 0 | 0 | 0 | 0 | 0 | 0 | 0 | 0 | 0 | 0 | 0 | 0 | 0 | 0 | 0 | 0 | 0 | 0 | 0 | 0 | 0 | 0 | 0 | 0 | 0 | 0 | 0 | 0 | 0 | 0 | 0 | 0 | 0 | 0 | 0 | 0 | 0 | 0 | 0 | 0 | 0 | 0 | 0 | 0 | 0 | 0 | 0 | 0 | 0 | 0 | 0 | 0 | 0 | 0 | 0 | 0 | 0 | 0 | 0 | 0 | 0 | 0 | 0 | 0 | 0 | 0 | 0 | 0 | 0 | 0 | 0 | 0 | 0 | 0 | 0 | 0 | 0 | 0 | 0 | 0 | 0 | 0 | 0 | 0 | 0 | 0 | 0 | 0 | 0 | 0 | 0 | 0 | 0 | 0 | 0 | 0 | 0 | 0 | 0 | 0 | 0 | 0 | 0 | 0 | 0 | 0 | 0 | 0 | 0 | 0 | 0 | 0 | 0 | 0 | 0 | 0 | 0 | 0 | 0 | 0 | 0 | 0 | 0 | 0 | 0 | 0 | 0 | 0 | 0 | 0 | 0 | 0 | 0 | 0 | 0 | 0 | 0 | 0 | 0 | 0 | 0 | 0 | 0 | 0 | 0 | 0 | 0 | 0 | 0 | 0 | 0 | 0 | 0 | 0 | 0 | 0 | 0 | 0 | 0
WA_Commercial_WA - Miscellaneous_New_Space Heating_Natural Gas_Gas Boiler - Steam Trap Replacement_A | WA | Commercial | WA - Miscellaneous | New | Space Heating | Natural Gas | Gas Boiler - Steam Trap Replacement | A | WCM281 | Degrade performance | Cleaning and maintenance | 6 | 74.7764 | 0 | 0 | 11.01 | 0 | 0 | 0 | 0.28365 | 0.25 | perBLDg | 0% | 10% | Discretionary | RetroEven20_WA | 85% | Boiler | 0% | 0 |  | 0 |  | 0 | IL TRM v9, Section 4.4.16 | IL TRM v9, Section 4.4.16 | IL TRM - CI-HVC-STRE-V06-200101 | Degrade performance | Degrade performance | Degrade performance | Degrade performance | Degrade performance | Degrade performance | Degrade performance | Degrade performance | Degrade performance | Degrade performance | Degrade performance | Degrade performance | Degrade performance | Degrade performance | Degrade performance | Degrade performance | Degrade performance | Degrade performance | Degrade performance | Degrade performance | Degrade performance | Degrade performance | Degrade performance | Degrade performance | Degrade performance | Degrade performance | Degrade performance | Cleaning and maintenance | Cleaning and maintenance | Cleaning and maintenance | Cleaning and maintenance | Cleaning and maintenance | Cleaning and maintenance | Cleaning and maintenance | Cleaning and maintenance | Cleaning and maintenance | Cleaning and maintenance | Cleaning and maintenance | Cleaning and maintenance | Cleaning and maintenance | Cleaning and maintenance | Cleaning and maintenance | Cleaning and maintenance | Cleaning and maintenance | Cleaning and maintenance | Cleaning and maintenance | Cleaning and maintenance | Cleaning and maintenance | Cleaning and maintenance | Cleaning and maintenance | Cleaning and maintenance | Cleaning and maintenance | Cleaning and maintenance | Cleaning and maintenance | 11.01 | 11.01 | 11.01 | 11.01 | 11.01 | 11.01 | 11.01 | 11.01 | 11.01 | 11.01 | 11.01 | 11.01 | 11.01 | 11.01 | 11.01 | 11.01 | 11.01 | 11.01 | 11.01 | 11.01 | 11.01 | 11.01 | 11.01 | 11.01 | 11.01 | 11.01 | 11.01 | 0 | 0 | 0 | 0 | 0 | 0 | 0 | 0 | 0 | 0 | 0 | 0 | 0 | 0 | 0 | 0 | 0 | 0 | 0 | 0 | 0 | 0 | 0 | 0 | 0 | 0 | 0 | 0 | 0 | 0 | 0 | 0 | 0 | 0 | 0 | 0 | 0 | 0 | 0 | 0 | 0 | 0 | 0 | 0 | 0 | 0 | 0 | 0 | 0 | 0 | 0 | 0 | 0 | 0 | 0 | 0 | 0 | 0 | 0 | 0 | 0 | 0 | 0 | 0 | 0 | 0 | 0 | 0 | 0 | 0 | 0 | 0 | 0 | 0 | 0 | 0 | 0 | 0 | 0 | 0 | 0 | 0 | 0 | 0 | 0 | 0 | 0 | 0 | 0 | 0 | 0 | 0 | 0 | 0 | 0 | 0 | 0 | 0 | 0 | 0 | 0 | 0 | 0 | 0 | 0 | 0 | 0 | 0 | 0 | 0 | 0 | 0 | 0 | 0 | 0 | 0 | 0 | 0 | 0 | 0 | 0 | 0 | 0 | 0 | 0 | 0 | 0 | 0 | 0 | 0 | 0 | 0 | 0 | 0 | 0 | 0 | 0 | 0 | 0 | 0 | 0 | 0 | 0 | 0 | 0 | 0 | 0 | 0 | 0 | 0 | 0 | 0 | 0 | 0 | 0 | 0 | 0 | 0 | 0 | 0 | 0 | 0 | 0 | 0 | 0 | 0 | 0 | 0 | 0 | 0 | 0 | 0 | 0 | 0 | 0 | 0 | 0 | 0 | 0 | 0 | 0 | 0 | 0 | 0 | 0 | 0 | 0 | 0 | 0 | 0 | 0 | 0 | 0 | 0 | 0 | 0 | 0 | 0 | 0 | 0 | 0 | 0 | 0 | 0 | 0 | 0 | 0 | 0 | 0 | 0 | 0 | 0 | 0 | 0 | 0 | 0 | 0 | 0 | 0 | 0 | 0 | 0 | 0 | 0 | 0 | 0 | 0 | 0 | 0 | 0 | 0 | 0 | 0 | 0 | 0 | 0 | 0 | 0 | 0 | 0 | 0 | 0 | 0 | 0 | 0 | 0 | 0 | 0 | 0 | 0 | 0 | 0 | 0 | 0 | 0 | 0 | 0 | 0 | 0 | 0 | 0 | 0 | 0 | 0 | 0 | 0 | 0 | 0 | 0 | 0 | 0 | 0 | 0 | 0 | 0 | 0 | 0 | 0 | 0 | 0 | 0 | 0 | 0 | 0 | 0 | 0 | 0 | 0 | 0 | 0 | 0 | 0 | 0 | 0 | 0 | 0 | 0 | 0 | 0 | 0 | 0 | 0 | 0 | 0 | 0 | 0 | 0 | 0 | 0 | 0 | 0 | 0 | 0 | 0 | 0 | 0 | 0 | 0 | 0 | 0 | 0 | 0 | 0 | 0 | 0 | 0 | 0 | 0 | 0 | 0 | 0 | 0 | 0 | 0 | 0 | 0 | 0 | 0 | 0 | 0 | 0 | 0 | 0 | 0 | 0 | 0 | 0 | 0 | 0 | 0 | 0 | 0 | 0 | 0 | 0 | 0 | 0 | 0 | 0 | 0 | 0 | 0 | 0 | 0 | 0 | 0 | 0 | 0 | 0 | 0 | 0 | 0 | 0 | 0 | 0 | 0 | 0 | 0 | 0 | 0 | 0 | 0 | 0 | 0 | 0 | 0 | 0 | 0 | 0 | 0 | 0 | 0 | 0 | 0 | 0 | 0 | 0 | 0 | 0 | 0 | 0 | 0 | 0 | 0 | 0 | 0 | 0 | 0 | 0 | 0 | 0 | 0 | 0 | 0 | 0 | 0 | 0 | 0 | 0 | 0 | 0 | 0 | 0 | 0 | 0 | 0 | 0 | 0 | 0 | 0 | 0 | 0 | 0 | 0 | 0 | 0 | 0 | 0 | 0 | 0 | 0 | 0 | 0 | 0 | 0 | 0 | 0 | 0 | 0 | 0 | 0 | 0 | 0 | 0 | 0 | 0 | 0 | 0 | 0 | 0 | 0 | 0 | 0 | 0 | 0 | 0 | 0 | 0 | 0 | 0 | 0 | 0 | 0 | 0 | 0 | 0 | 0
WA_Commercial_WA - Miscellaneous_New_Space Heating_Natural Gas_Gas Boiler - High Turndown Burner_A | WA | Commercial | WA - Miscellaneous | New | Space Heating | Natural Gas | Gas Boiler - High Turndown Burner | A | WCM282 | No control | Turndown control installed | 15 | 0.411 | 0 | 0 | 2.54 | 0 | 0 | 0 | 0.28365 | 0.25 | kbtuh heat | 100% | 100% | Discretionary | Retro5Med_WA | 85% | Boiler | 0% | 0 |  | 0 |  | 0 | GBLR_TRN-Heating-MNTRM-v2.1-1 | GBLR_TRN-Heating-MNTRM-v2.1-1 | GBLR_TRN-Heating-MNTRM-v2.1-1 | No control | No control | No control | No control | No control | No control | No control | No control | No control | No control | No control | No control | No control | No control | No control | No control | No control | No control | No control | No control | No control | No control | No control | No control | No control | No control | No control | Turndown control installed | Turndown control installed | Turndown control installed | Turndown control installed | Turndown control installed | Turndown control installed | Turndown control installed | Turndown control installed | Turndown control installed | Turndown control installed | Turndown control installed | Turndown control installed | Turndown control installed | Turndown control installed | Turndown control installed | Turndown control installed | Turndown control installed | Turndown control installed | Turndown control installed | Turndown control installed | Turndown control installed | Turndown control installed | Turndown control installed | Turndown control installed | Turndown control installed | Turndown control installed | Turndown control installed | 2.54 | 2.54 | 2.54 | 2.54 | 2.54 | 2.54 | 2.54 | 2.54 | 2.54 | 2.54 | 2.54 | 2.54 | 2.54 | 2.54 | 2.54 | 2.54 | 2.54 | 2.54 | 2.54 | 2.54 | 2.54 | 2.54 | 2.54 | 2.54 | 2.54 | 2.54 | 2.54 | 0 | 0 | 0 | 0 | 0 | 0 | 0 | 0 | 0 | 0 | 0 | 0 | 0 | 0 | 0 | 0 | 0 | 0 | 0 | 0 | 0 | 0 | 0 | 0 | 0 | 0 | 0 | 0 | 0 | 0 | 0 | 0 | 0 | 0 | 0 | 0 | 0 | 0 | 0 | 0 | 0 | 0 | 0 | 0 | 0 | 0 | 0 | 0 | 0 | 0 | 0 | 0 | 0 | 0 | 0 | 0 | 0 | 0 | 0 | 0 | 0 | 0 | 0 | 0 | 0 | 0 | 0 | 0 | 0 | 0 | 0 | 0 | 0 | 0 | 0 | 0 | 0 | 0 | 0 | 0 | 0 | 0 | 0 | 0 | 0 | 0 | 0 | 0 | 0 | 0 | 0 | 0 | 0 | 0 | 0 | 0 | 0 | 0 | 0 | 0 | 0 | 0 | 0 | 0 | 0 | 0 | 0 | 0 | 0 | 0 | 0 | 0 | 0 | 0 | 0 | 0 | 0 | 0 | 0 | 0 | 0 | 0 | 0 | 0 | 0 | 0 | 0 | 0 | 0 | 0 | 0 | 0 | 0 | 0 | 0 | 0 | 0 | 0 | 0 | 0 | 0 | 0 | 0 | 0 | 0 | 0 | 0 | 0 | 0 | 0 | 0 | 0 | 0 | 0 | 0 | 0 | 0 | 0 | 0 | 0 | 0 | 0 | 0 | 0 | 0 | 0 | 0 | 0 | 0 | 0 | 0 | 0 | 0 | 0 | 0 | 0 | 0 | 0 | 0 | 0 | 0 | 0 | 0 | 0 | 0 | 0 | 0 | 0 | 0 | 0 | 0 | 0 | 0 | 0 | 0 | 0 | 0 | 0 | 0 | 0 | 0 | 0 | 0 | 0 | 0 | 0 | 0 | 0 | 0 | 0 | 0 | 0 | 0 | 0 | 0 | 0 | 0 | 0 | 0 | 0 | 0 | 0 | 0 | 0 | 0 | 0 | 0 | 0 | 0 | 0 | 0 | 0 | 0 | 0 | 0 | 0 | 0 | 0 | 0 | 0 | 0 | 0 | 0 | 0 | 0 | 0 | 0 | 0 | 0 | 0 | 0 | 0 | 0 | 0 | 0 | 0 | 0 | 0 | 0 | 0 | 0 | 0 | 0 | 0 | 0 | 0 | 0 | 0 | 0 | 0 | 0 | 0 | 0 | 0 | 0 | 0 | 0 | 0 | 0 | 0 | 0 | 0 | 0 | 0 | 0 | 0 | 0 | 0 | 0 | 0 | 0 | 0 | 0 | 0 | 0 | 0 | 0 | 0 | 0 | 0 | 0 | 0 | 0 | 0 | 0 | 0 | 0 | 0 | 0 | 0 | 0 | 0 | 0 | 0 | 0 | 0 | 0 | 0 | 0 | 0 | 0 | 0 | 0 | 0 | 0 | 0 | 0 | 0 | 0 | 0 | 0 | 0 | 0 | 0 | 0 | 0 | 0 | 0 | 0 | 0 | 0 | 0 | 0 | 0 | 0 | 0 | 0 | 0 | 0 | 0 | 0 | 0 | 0 | 0 | 0 | 0 | 0 | 0 | 0 | 0 | 0 | 0 | 0 | 0 | 0 | 0 | 0 | 0 | 0 | 0 | 0 | 0 | 0 | 0 | 0 | 0 | 0 | 0 | 0 | 0 | 0 | 0 | 0 | 0 | 0 | 0 | 0 | 0 | 0 | 0 | 0 | 0 | 0 | 0 | 0 | 0 | 0 | 0 | 0 | 0 | 0 | 0 | 0 | 0 | 0 | 0 | 0 | 0 | 0 | 0 | 0 | 0 | 0 | 0 | 0 | 0 | 0 | 0 | 0 | 0 | 0 | 0 | 0 | 0 | 0 | 0 | 0 | 0 | 0 | 0 | 0 | 0 | 0 | 0 | 0 | 0 | 0 | 0 | 0 | 0 | 0 | 0 | 0 | 0 | 0 | 0 | 0 | 0 | 0 | 0 | 0 | 0 | 0 | 0 | 0 | 0 | 0 | 0 | 0 | 0 | 0 | 0 | 0 | 0 | 0 | 0 | 0 | 0 | 0 | 0 | 0 | 0 | 0 | 0 | 0 | 0 | 0
WA_Commercial_WA - Miscellaneous_New_Space Heating_Natural Gas_Gas Boiler - Burner Control Optimization_A | WA | Commercial | WA - Miscellaneous | New | Space Heating | Natural Gas | Gas Boiler - Burner Control Optimization | A | WCM283 | Average performance | Optimized burner controls | 18 | 0.11919 | 0 | 0 | 0.85 | 0 | 0 | 0 | 0.28365 | 0.25 | kBtuh heat | 5% | 85% | Discretionary | Retro1Slow_WA | 84.66% | Boiler | 0% | 0 |  | 0 |  | 0 | GBLR_O2TRM-Heating-ILTRM-v4.0-1 | GBLR_O2TRM-Heating-MEMD-2018-1 | GBLR_O2TRM-Heating-ILTRM-v4.0-1 | Average performance | Average performance | Average performance | Average performance | Average performance | Average performance | Average performance | Average performance | Average performance | Average performance | Average performance | Average performance | Average performance | Average performance | Average performance | Average performance | Average performance | Average performance | Average performance | Average performance | Average performance | Average performance | Average performance | Average performance | Average performance | Average performance | Average performance | Optimized burner controls | Optimized burner controls | Optimized burner controls | Optimized burner controls | Optimized burner controls | Optimized burner controls | Optimized burner controls | Optimized burner controls | Optimized burner controls | Optimized burner controls | Optimized burner controls | Optimized burner controls | Optimized burner controls | Optimized burner controls | Optimized burner controls | Optimized burner controls | Optimized burner controls | Optimized burner controls | Optimized burner controls | Optimized burner controls | Optimized burner controls | Optimized burner controls | Optimized burner controls | Optimized burner controls | Optimized burner controls | Optimized burner controls | Optimized burner controls | 0.85 | 0.85 | 0.85 | 0.85 | 0.85 | 0.85 | 0.85 | 0.85 | 0.85 | 0.85 | 0.85 | 0.85 | 0.85 | 0.85 | 0.85 | 0.85 | 0.85 | 0.85 | 0.85 | 0.85 | 0.85 | 0.85 | 0.85 | 0.85 | 0.85 | 0.85 | 0.85 | 0 | 0 | 0 | 0 | 0 | 0 | 0 | 0 | 0 | 0 | 0 | 0 | 0 | 0 | 0 | 0 | 0 | 0 | 0 | 0 | 0 | 0 | 0 | 0 | 0 | 0 | 0 | 0 | 0 | 0 | 0 | 0 | 0 | 0 | 0 | 0 | 0 | 0 | 0 | 0 | 0 | 0 | 0 | 0 | 0 | 0 | 0 | 0 | 0 | 0 | 0 | 0 | 0 | 0 | 0 | 0 | 0 | 0 | 0 | 0 | 0 | 0 | 0 | 0 | 0 | 0 | 0 | 0 | 0 | 0 | 0 | 0 | 0 | 0 | 0 | 0 | 0 | 0 | 0 | 0 | 0 | 0 | 0 | 0 | 0 | 0 | 0 | 0 | 0 | 0 | 0 | 0 | 0 | 0 | 0 | 0 | 0 | 0 | 0 | 0 | 0 | 0 | 0 | 0 | 0 | 0 | 0 | 0 | 0 | 0 | 0 | 0 | 0 | 0 | 0 | 0 | 0 | 0 | 0 | 0 | 0 | 0 | 0 | 0 | 0 | 0 | 0 | 0 | 0 | 0 | 0 | 0 | 0 | 0 | 0 | 0 | 0 | 0 | 0 | 0 | 0 | 0 | 0 | 0 | 0 | 0 | 0 | 0 | 0 | 0 | 0 | 0 | 0 | 0 | 0 | 0 | 0 | 0 | 0 | 0 | 0 | 0 | 0 | 0 | 0 | 0 | 0 | 0 | 0 | 0 | 0 | 0 | 0 | 0 | 0 | 0 | 0 | 0 | 0 | 0 | 0 | 0 | 0 | 0 | 0 | 0 | 0 | 0 | 0 | 0 | 0 | 0 | 0 | 0 | 0 | 0 | 0 | 0 | 0 | 0 | 0 | 0 | 0 | 0 | 0 | 0 | 0 | 0 | 0 | 0 | 0 | 0 | 0 | 0 | 0 | 0 | 0 | 0 | 0 | 0 | 0 | 0 | 0 | 0 | 0 | 0 | 0 | 0 | 0 | 0 | 0 | 0 | 0 | 0 | 0 | 0 | 0 | 0 | 0 | 0 | 0 | 0 | 0 | 0 | 0 | 0 | 0 | 0 | 0 | 0 | 0 | 0 | 0 | 0 | 0 | 0 | 0 | 0 | 0 | 0 | 0 | 0 | 0 | 0 | 0 | 0 | 0 | 0 | 0 | 0 | 0 | 0 | 0 | 0 | 0 | 0 | 0 | 0 | 0 | 0 | 0 | 0 | 0 | 0 | 0 | 0 | 0 | 0 | 0 | 0 | 0 | 0 | 0 | 0 | 0 | 0 | 0 | 0 | 0 | 0 | 0 | 0 | 0 | 0 | 0 | 0 | 0 | 0 | 0 | 0 | 0 | 0 | 0 | 0 | 0 | 0 | 0 | 0 | 0 | 0 | 0 | 0 | 0 | 0 | 0 | 0 | 0 | 0 | 0 | 0 | 0 | 0 | 0 | 0 | 0 | 0 | 0 | 0 | 0 | 0 | 0 | 0 | 0 | 0 | 0 | 0 | 0 | 0 | 0 | 0 | 0 | 0 | 0 | 0 | 0 | 0 | 0 | 0 | 0 | 0 | 0 | 0 | 0 | 0 | 0 | 0 | 0 | 0 | 0 | 0 | 0 | 0 | 0 | 0 | 0 | 0 | 0 | 0 | 0 | 0 | 0 | 0 | 0 | 0 | 0 | 0 | 0 | 0 | 0 | 0 | 0 | 0 | 0 | 0 | 0 | 0 | 0 | 0 | 0 | 0 | 0 | 0 | 0 | 0 | 0 | 0 | 0 | 0 | 0 | 0 | 0 | 0 | 0 | 0 | 0 | 0 | 0 | 0 | 0 | 0 | 0 | 0 | 0 | 0 | 0 | 0 | 0 | 0 | 0 | 0 | 0 | 0 | 0 | 0 | 0 | 0 | 0 | 0 | 0 | 0 | 0 | 0 | 0 | 0 | 0 | 0 | 0 | 0 | 0 | 0 | 0 | 0 | 0 | 0 | 0 | 0 | 0 | 0 | 0 | 0 | 0 | 0 | 0 | 0 | 0 | 0 | 0 | 0 | 0 | 0 | 0 | 0 | 0 | 0 | 0 | 0 | 0
WA_Commercial_WA - Miscellaneous_New_Space Heating_Natural Gas_Gas Boiler - Stack Economizer_A | WA | Commercial | WA - Miscellaneous | New | Space Heating | Natural Gas | Gas Boiler - Stack Economizer | A | WCM284 | None | Economizer installed | 15 | 0.39456 | 0 | 0 | 9.41 | 0 | 0 | 0 | 0.28365 | 0.25 | kBtuh Heat | 15% | 55% | Discretionary | Retro5Med_WA | 85% | Boiler | 0% | 0 |  | 0 |  | 0 | IL TRM - CI-HVC-BECO-V01-150601 | IL TRM - CI-HVC-BECO-V01-150601 | IL TRM - CI-HVC-BECO-V01-150601 | None | None | None | None | None | None | None | None | None | None | None | None | None | None | None | None | None | None | None | None | None | None | None | None | None | None | None | Economizer installed | Economizer installed | Economizer installed | Economizer installed | Economizer installed | Economizer installed | Economizer installed | Economizer installed | Economizer installed | Economizer installed | Economizer installed | Economizer installed | Economizer installed | Economizer installed | Economizer installed | Economizer installed | Economizer installed | Economizer installed | Economizer installed | Economizer installed | Economizer installed | Economizer installed | Economizer installed | Economizer installed | Economizer installed | Economizer installed | Economizer installed | 9.41 | 9.41 | 9.41 | 9.41 | 9.41 | 9.41 | 9.41 | 9.41 | 9.41 | 9.41 | 9.41 | 9.41 | 9.41 | 9.41 | 9.41 | 9.41 | 9.41 | 9.41 | 9.41 | 9.41 | 9.41 | 9.41 | 9.41 | 9.41 | 9.41 | 9.41 | 9.41 | 0 | 0 | 0 | 0 | 0 | 0 | 0 | 0 | 0 | 0 | 0 | 0 | 0 | 0 | 0 | 0 | 0 | 0 | 0 | 0 | 0 | 0 | 0 | 0 | 0 | 0 | 0 | 0 | 0 | 0 | 0 | 0 | 0 | 0 | 0 | 0 | 0 | 0 | 0 | 0 | 0 | 0 | 0 | 0 | 0 | 0 | 0 | 0 | 0 | 0 | 0 | 0 | 0 | 0 | 0 | 0 | 0 | 0 | 0 | 0 | 0 | 0 | 0 | 0 | 0 | 0 | 0 | 0 | 0 | 0 | 0 | 0 | 0 | 0 | 0 | 0 | 0 | 0 | 0 | 0 | 0 | 0 | 0 | 0 | 0 | 0 | 0 | 0 | 0 | 0 | 0 | 0 | 0 | 0 | 0 | 0 | 0 | 0 | 0 | 0 | 0 | 0 | 0 | 0 | 0 | 0 | 0 | 0 | 0 | 0 | 0 | 0 | 0 | 0 | 0 | 0 | 0 | 0 | 0 | 0 | 0 | 0 | 0 | 0 | 0 | 0 | 0 | 0 | 0 | 0 | 0 | 0 | 0 | 0 | 0 | 0 | 0 | 0 | 0 | 0 | 0 | 0 | 0 | 0 | 0 | 0 | 0 | 0 | 0 | 0 | 0 | 0 | 0 | 0 | 0 | 0 | 0 | 0 | 0 | 0 | 0 | 0 | 0 | 0 | 0 | 0 | 0 | 0 | 0 | 0 | 0 | 0 | 0 | 0 | 0 | 0 | 0 | 0 | 0 | 0 | 0 | 0 | 0 | 0 | 0 | 0 | 0 | 0 | 0 | 0 | 0 | 0 | 0 | 0 | 0 | 0 | 0 | 0 | 0 | 0 | 0 | 0 | 0 | 0 | 0 | 0 | 0 | 0 | 0 | 0 | 0 | 0 | 0 | 0 | 0 | 0 | 0 | 0 | 0 | 0 | 0 | 0 | 0 | 0 | 0 | 0 | 0 | 0 | 0 | 0 | 0 | 0 | 0 | 0 | 0 | 0 | 0 | 0 | 0 | 0 | 0 | 0 | 0 | 0 | 0 | 0 | 0 | 0 | 0 | 0 | 0 | 0 | 0 | 0 | 0 | 0 | 0 | 0 | 0 | 0 | 0 | 0 | 0 | 0 | 0 | 0 | 0 | 0 | 0 | 0 | 0 | 0 | 0 | 0 | 0 | 0 | 0 | 0 | 0 | 0 | 0 | 0 | 0 | 0 | 0 | 0 | 0 | 0 | 0 | 0 | 0 | 0 | 0 | 0 | 0 | 0 | 0 | 0 | 0 | 0 | 0 | 0 | 0 | 0 | 0 | 0 | 0 | 0 | 0 | 0 | 0 | 0 | 0 | 0 | 0 | 0 | 0 | 0 | 0 | 0 | 0 | 0 | 0 | 0 | 0 | 0 | 0 | 0 | 0 | 0 | 0 | 0 | 0 | 0 | 0 | 0 | 0 | 0 | 0 | 0 | 0 | 0 | 0 | 0 | 0 | 0 | 0 | 0 | 0 | 0 | 0 | 0 | 0 | 0 | 0 | 0 | 0 | 0 | 0 | 0 | 0 | 0 | 0 | 0 | 0 | 0 | 0 | 0 | 0 | 0 | 0 | 0 | 0 | 0 | 0 | 0 | 0 | 0 | 0 | 0 | 0 | 0 | 0 | 0 | 0 | 0 | 0 | 0 | 0 | 0 | 0 | 0 | 0 | 0 | 0 | 0 | 0 | 0 | 0 | 0 | 0 | 0 | 0 | 0 | 0 | 0 | 0 | 0 | 0 | 0 | 0 | 0 | 0 | 0 | 0 | 0 | 0 | 0 | 0 | 0 | 0 | 0 | 0 | 0 | 0 | 0 | 0 | 0 | 0 | 0 | 0 | 0 | 0 | 0 | 0 | 0 | 0 | 0 | 0 | 0 | 0 | 0 | 0 | 0 | 0 | 0 | 0 | 0 | 0 | 0 | 0 | 0 | 0 | 0 | 0 | 0 | 0 | 0 | 0 | 0 | 0 | 0 | 0 | 0 | 0 | 0 | 0 | 0 | 0 | 0 | 0 | 0 | 0 | 0 | 0 | 0 | 0
WA_Commercial_WA - Miscellaneous_New_Space Heating_Natural Gas_Gas Boiler - Thermostatic Radiator Valves_A | WA | Commercial | WA - Miscellaneous | New | Space Heating | Natural Gas | Gas Boiler - Thermostatic Radiator Valves | A | WCM285 | TBD | TBD | 15 | 5.25 | 0 | 0 | 34.22 | 0 | 0 | 0 | 0.28365 | 0.25 | radiator | 100% | 100% | Discretionary | RetroEven20_WA | 85% | Boiler | 0% | 0 |  | 0 |  | 0 | IL TRM - 5.3.19 - RS-HVC-TRVS-V01-210101 | AEG Cost Characterization, 2021 | IL TRM - 5.3.19 - RS-HVC-TRVS-V01-210101 | TBD | TBD | TBD | TBD | TBD | TBD | TBD | TBD | TBD | TBD | TBD | TBD | TBD | TBD | TBD | TBD | TBD | TBD | TBD | TBD | TBD | TBD | TBD | TBD | TBD | TBD | TBD | TBD | TBD | TBD | TBD | TBD | TBD | TBD | TBD | TBD | TBD | TBD | TBD | TBD | TBD | TBD | TBD | TBD | TBD | TBD | TBD | TBD | TBD | TBD | TBD | TBD | TBD | TBD | 34.22 | 34.22 | 34.22 | 34.22 | 34.22 | 34.22 | 34.22 | 34.22 | 34.22 | 34.22 | 34.22 | 34.22 | 34.22 | 34.22 | 34.22 | 34.22 | 34.22 | 34.22 | 34.22 | 34.22 | 34.22 | 34.22 | 34.22 | 34.22 | 34.22 | 34.22 | 34.22 | 0 | 0 | 0 | 0 | 0 | 0 | 0 | 0 | 0 | 0 | 0 | 0 | 0 | 0 | 0 | 0 | 0 | 0 | 0 | 0 | 0 | 0 | 0 | 0 | 0 | 0 | 0 | 0 | 0 | 0 | 0 | 0 | 0 | 0 | 0 | 0 | 0 | 0 | 0 | 0 | 0 | 0 | 0 | 0 | 0 | 0 | 0 | 0 | 0 | 0 | 0 | 0 | 0 | 0 | 0 | 0 | 0 | 0 | 0 | 0 | 0 | 0 | 0 | 0 | 0 | 0 | 0 | 0 | 0 | 0 | 0 | 0 | 0 | 0 | 0 | 0 | 0 | 0 | 0 | 0 | 0 | 0 | 0 | 0 | 0 | 0 | 0 | 0 | 0 | 0 | 0 | 0 | 0 | 0 | 0 | 0 | 0 | 0 | 0 | 0 | 0 | 0 | 0 | 0 | 0 | 0 | 0 | 0 | 0 | 0 | 0 | 0 | 0 | 0 | 0 | 0 | 0 | 0 | 0 | 0 | 0 | 0 | 0 | 0 | 0 | 0 | 0 | 0 | 0 | 0 | 0 | 0 | 0 | 0 | 0 | 0 | 0 | 0 | 0 | 0 | 0 | 0 | 0 | 0 | 0 | 0 | 0 | 0 | 0 | 0 | 0 | 0 | 0 | 0 | 0 | 0 | 0 | 0 | 0 | 0 | 0 | 0 | 0 | 0 | 0 | 0 | 0 | 0 | 0 | 0 | 0 | 0 | 0 | 0 | 0 | 0 | 0 | 0 | 0 | 0 | 0 | 0 | 0 | 0 | 0 | 0 | 0 | 0 | 0 | 0 | 0 | 0 | 0 | 0 | 0 | 0 | 0 | 0 | 0 | 0 | 0 | 0 | 0 | 0 | 0 | 0 | 0 | 0 | 0 | 0 | 0 | 0 | 0 | 0 | 0 | 0 | 0 | 0 | 0 | 0 | 0 | 0 | 0 | 0 | 0 | 0 | 0 | 0 | 0 | 0 | 0 | 0 | 0 | 0 | 0 | 0 | 0 | 0 | 0 | 0 | 0 | 0 | 0 | 0 | 0 | 0 | 0 | 0 | 0 | 0 | 0 | 0 | 0 | 0 | 0 | 0 | 0 | 0 | 0 | 0 | 0 | 0 | 0 | 0 | 0 | 0 | 0 | 0 | 0 | 0 | 0 | 0 | 0 | 0 | 0 | 0 | 0 | 0 | 0 | 0 | 0 | 0 | 0 | 0 | 0 | 0 | 0 | 0 | 0 | 0 | 0 | 0 | 0 | 0 | 0 | 0 | 0 | 0 | 0 | 0 | 0 | 0 | 0 | 0 | 0 | 0 | 0 | 0 | 0 | 0 | 0 | 0 | 0 | 0 | 0 | 0 | 0 | 0 | 0 | 0 | 0 | 0 | 0 | 0 | 0 | 0 | 0 | 0 | 0 | 0 | 0 | 0 | 0 | 0 | 0 | 0 | 0 | 0 | 0 | 0 | 0 | 0 | 0 | 0 | 0 | 0 | 0 | 0 | 0 | 0 | 0 | 0 | 0 | 0 | 0 | 0 | 0 | 0 | 0 | 0 | 0 | 0 | 0 | 0 | 0 | 0 | 0 | 0 | 0 | 0 | 0 | 0 | 0 | 0 | 0 | 0 | 0 | 0 | 0 | 0 | 0 | 0 | 0 | 0 | 0 | 0 | 0 | 0 | 0 | 0 | 0 | 0 | 0 | 0 | 0 | 0 | 0 | 0 | 0 | 0 | 0 | 0 | 0 | 0 | 0 | 0 | 0 | 0 | 0 | 0 | 0 | 0 | 0 | 0 | 0 | 0 | 0 | 0 | 0 | 0 | 0 | 0 | 0 | 0 | 0 | 0 | 0 | 0 | 0 | 0 | 0 | 0 | 0 | 0 | 0 | 0 | 0 | 0 | 0 | 0 | 0 | 0 | 0 | 0 | 0 | 0 | 0 | 0 | 0 | 0 | 0 | 0 | 0 | 0 | 0 | 0 | 0 | 0 | 0 | 0 | 0 | 0 | 0 | 0 | 0 | 0 | 0 | 0 | 0 | 0 | 0 | 0 | 0 | 0 | 0 | 0 | 0
WA_Commercial_WA - Miscellaneous_New_Space Heating_Natural Gas_HVAC - Shut Off Damper_A | WA | Commercial | WA - Miscellaneous | New | Space Heating | Natural Gas | HVAC - Shut Off Damper | A | WCM286 | No damper | Damper installed | 15 | 0 | 0 | 0 | 1506.97 | 0 | 112.52 | 0 | 0.28365 | 0.25 | BoilerCtrl | 0% | 75% | Discretionary | Retro5Med_WA | 85% | Central Systems | 0% | 0 |  | 0 |  | 0 | HVAC_DMPROFF-Heating-ILTRM-v4.0-1 | HVAC_DMPROFF-Heating-ILTRM-v4.0-1 | HVAC_DMPROFF-Heating-ILTRM-v4.0-1 | No damper | No damper | No damper | No damper | No damper | No damper | No damper | No damper | No damper | No damper | No damper | No damper | No damper | No damper | No damper | No damper | No damper | No damper | No damper | No damper | No damper | No damper | No damper | No damper | No damper | No damper | No damper | Damper installed | Damper installed | Damper installed | Damper installed | Damper installed | Damper installed | Damper installed | Damper installed | Damper installed | Damper installed | Damper installed | Damper installed | Damper installed | Damper installed | Damper installed | Damper installed | Damper installed | Damper installed | Damper installed | Damper installed | Damper installed | Damper installed | Damper installed | Damper installed | Damper installed | Damper installed | Damper installed | 1506.97 | 1506.97 | 1506.97 | 1506.97 | 1506.97 | 1506.97 | 1506.97 | 1506.97 | 1506.97 | 1506.97 | 1506.97 | 1506.97 | 1506.97 | 1506.97 | 1506.97 | 1506.97 | 1506.97 | 1506.97 | 1506.97 | 1506.97 | 1506.97 | 1506.97 | 1506.97 | 1506.97 | 1506.97 | 1506.97 | 1506.97 | 0 | 0 | 0 | 0 | 0 | 0 | 0 | 0 | 0 | 0 | 0 | 0 | 0 | 0 | 0 | 0 | 0 | 0 | 0 | 0 | 0 | 0 | 0 | 0 | 0 | 0 | 0 | 0 | 0 | 0 | 0 | 0 | 0 | 0 | 0 | 0 | 0 | 0 | 0 | 0 | 0 | 0 | 0 | 0 | 0 | 0 | 0 | 0 | 0 | 0 | 0 | 0 | 0 | 0 | 0 | 0 | 0 | 0 | 0 | 0 | 0 | 0 | 0 | 0 | 0 | 0 | 0 | 0 | 0 | 0 | 0 | 0 | 0 | 0 | 0 | 0 | 0 | 0 | 0 | 0 | 0 | 0 | 0 | 0 | 0 | 0 | 0 | 0 | 0 | 0 | 0 | 0 | 0 | 0 | 0 | 0 | 0 | 0 | 0 | 0 | 0 | 0 | 0 | 0 | 0 | 0 | 0 | 0 | 0 | 0 | 0 | 0 | 0 | 0 | 0 | 0 | 0 | 0 | 0 | 0 | 0 | 0 | 0 | 0 | 0 | 0 | 0 | 0 | 0 | 0 | 0 | 0 | 0 | 0 | 0 | 0 | 0 | 0 | 0 | 0 | 0 | 0 | 0 | 0 | 0 | 0 | 0 | 0 | 0 | 0 | 0 | 0 | 0 | 0 | 0 | 0 | 0 | 0 | 0 | 0 | 0 | 0 | 0 | 0 | 0 | 0 | 0 | 0 | 0 | 0 | 0 | 0 | 0 | 0 | 0 | 0 | 0 | 0 | 0 | 0 | 0 | 0 | 0 | 0 | 0 | 0 | 0 | 0 | 0 | 0 | 0 | 0 | 0 | 0 | 0 | 0 | 0 | 0 | 0 | 0 | 0 | 0 | 0 | 0 | 0 | 0 | 0 | 0 | 0 | 0 | 0 | 0 | 0 | 0 | 0 | 0 | 0 | 0 | 0 | 0 | 0 | 0 | 0 | 0 | 0 | 0 | 0 | 0 | 0 | 0 | 0 | 0 | 0 | 0 | 0 | 0 | 0 | 0 | 0 | 0 | 0 | 0 | 0 | 0 | 0 | 0 | 0 | 0 | 0 | 0 | 0 | 0 | 0 | 0 | 0 | 0 | 0 | 0 | 0 | 0 | 0 | 0 | 0 | 0 | 0 | 0 | 0 | 0 | 0 | 0 | 0 | 0 | 0 | 0 | 0 | 0 | 0 | 0 | 0 | 0 | 0 | 0 | 0 | 0 | 0 | 0 | 0 | 0 | 0 | 0 | 0 | 0 | 0 | 0 | 0 | 0 | 0 | 0 | 0 | 0 | 0 | 0 | 0 | 0 | 0 | 0 | 0 | 0 | 0 | 0 | 0 | 0 | 0 | 0 | 0 | 0 | 0 | 0 | 0 | 0 | 0 | 0 | 0 | 0 | 0 | 0 | 0 | 0 | 0 | 0 | 0 | 0 | 0 | 0 | 0 | 0 | 0 | 0 | 0 | 0 | 0 | 0 | 0 | 0 | 0 | 0 | 0 | 0 | 0 | 0 | 0 | 0 | 0 | 0 | 0 | 0 | 0 | 0 | 0 | 0 | 0 | 0 | 0 | 0 | 0 | 0 | 0 | 0 | 0 | 0 | 0 | 0 | 0 | 0 | 0 | 0 | 0 | 0 | 0 | 0 | 0 | 0 | 0 | 0 | 0 | 0 | 0 | 0 | 0 | 0 | 0 | 0 | 0 | 0 | 0 | 0 | 0 | 0 | 0 | 0 | 0 | 0 | 0 | 0 | 0 | 0 | 0 | 0 | 0 | 0 | 0 | 0 | 0 | 0 | 0 | 0 | 0 | 0 | 0 | 0 | 0 | 0 | 0 | 0 | 0 | 0 | 0 | 0 | 0 | 0 | 0 | 0 | 0 | 0 | 0 | 0 | 0 | 0 | 0 | 0 | 0 | 0 | 0 | 0 | 0 | 0 | 0 | 0 | 0 | 0 | 0 | 0 | 0 | 0 | 0 | 0 | 0 | 0 | 0 | 0 | 0 | 0 | 0 | 0 | 0 | 0 | 0 | 0 | 0 | 0 | 0 | 0 | 0 | 0 | 0 | 0 | 0
WA_Commercial_WA - Miscellaneous_New_Space Heating_Natural Gas_Gas Furnace - Tube Inserts_A | WA | Commercial | WA - Miscellaneous | New | Space Heating | Natural Gas | Gas Furnace - Tube Inserts | A | WCM287 | None | Tube inserts installed | 5 | 0 | 0 | 0 | 1 | 0 | 0 | 0 | 0.28365 | 0.25 | sqft | 0% | 10% | Discretionary | Retro1Slow_WA | 84.66% | Furnace | 0% | 0 |  | 0 |  | 0 | n/a | n/a | n/a | None | None | None | None | None | None | None | None | None | None | None | None | None | None | None | None | None | None | None | None | None | None | None | None | None | None | None | Tube inserts installed | Tube inserts installed | Tube inserts installed | Tube inserts installed | Tube inserts installed | Tube inserts installed | Tube inserts installed | Tube inserts installed | Tube inserts installed | Tube inserts installed | Tube inserts installed | Tube inserts installed | Tube inserts installed | Tube inserts installed | Tube inserts installed | Tube inserts installed | Tube inserts installed | Tube inserts installed | Tube inserts installed | Tube inserts installed | Tube inserts installed | Tube inserts installed | Tube inserts installed | Tube inserts installed | Tube inserts installed | Tube inserts installed | Tube inserts installed | 1 | 1 | 1 | 1 | 1 | 1 | 1 | 1 | 1 | 1 | 1 | 1 | 1 | 1 | 1 | 1 | 1 | 1 | 1 | 1 | 1 | 1 | 1 | 1 | 1 | 1 | 1 | 0 | 0 | 0 | 0 | 0 | 0 | 0 | 0 | 0 | 0 | 0 | 0 | 0 | 0 | 0 | 0 | 0 | 0 | 0 | 0 | 0 | 0 | 0 | 0 | 0 | 0 | 0 | 0 | 0 | 0 | 0 | 0 | 0 | 0 | 0 | 0 | 0 | 0 | 0 | 0 | 0 | 0 | 0 | 0 | 0 | 0 | 0 | 0 | 0 | 0 | 0 | 0 | 0 | 0 | 0 | 0 | 0 | 0 | 0 | 0 | 0 | 0 | 0 | 0 | 0 | 0 | 0 | 0 | 0 | 0 | 0 | 0 | 0 | 0 | 0 | 0 | 0 | 0 | 0 | 0 | 0 | 0 | 0 | 0 | 0 | 0 | 0 | 0 | 0 | 0 | 0 | 0 | 0 | 0 | 0 | 0 | 0 | 0 | 0 | 0 | 0 | 0 | 0 | 0 | 0 | 0 | 0 | 0 | 0 | 0 | 0 | 0 | 0 | 0 | 0 | 0 | 0 | 0 | 0 | 0 | 0 | 0 | 0 | 0 | 0 | 0 | 0 | 0 | 0 | 0 | 0 | 0 | 0 | 0 | 0 | 0 | 0 | 0 | 0 | 0 | 0 | 0 | 0 | 0 | 0 | 0 | 0 | 0 | 0 | 0 | 0 | 0 | 0 | 0 | 0 | 0 | 0 | 0 | 0 | 0 | 0 | 0 | 0 | 0 | 0 | 0 | 0 | 0 | 0 | 0 | 0 | 0 | 0 | 0 | 0 | 0 | 0 | 0 | 0 | 0 | 0 | 0 | 0 | 0 | 0 | 0 | 0 | 0 | 0 | 0 | 0 | 0 | 0 | 0 | 0 | 0 | 0 | 0 | 0 | 0 | 0 | 0 | 0 | 0 | 0 | 0 | 0 | 0 | 0 | 0 | 0 | 0 | 0 | 0 | 0 | 0 | 0 | 0 | 0 | 0 | 0 | 0 | 0 | 0 | 0 | 0 | 0 | 0 | 0 | 0 | 0 | 0 | 0 | 0 | 0 | 0 | 0 | 0 | 0 | 0 | 0 | 0 | 0 | 0 | 0 | 0 | 0 | 0 | 0 | 0 | 0 | 0 | 0 | 0 | 0 | 0 | 0 | 0 | 0 | 0 | 0 | 0 | 0 | 0 | 0 | 0 | 0 | 0 | 0 | 0 | 0 | 0 | 0 | 0 | 0 | 0 | 0 | 0 | 0 | 0 | 0 | 0 | 0 | 0 | 0 | 0 | 0 | 0 | 0 | 0 | 0 | 0 | 0 | 0 | 0 | 0 | 0 | 0 | 0 | 0 | 0 | 0 | 0 | 0 | 0 | 0 | 0 | 0 | 0 | 0 | 0 | 0 | 0 | 0 | 0 | 0 | 0 | 0 | 0 | 0 | 0 | 0 | 0 | 0 | 0 | 0 | 0 | 0 | 0 | 0 | 0 | 0 | 0 | 0 | 0 | 0 | 0 | 0 | 0 | 0 | 0 | 0 | 0 | 0 | 0 | 0 | 0 | 0 | 0 | 0 | 0 | 0 | 0 | 0 | 0 | 0 | 0 | 0 | 0 | 0 | 0 | 0 | 0 | 0 | 0 | 0 | 0 | 0 | 0 | 0 | 0 | 0 | 0 | 0 | 0 | 0 | 0 | 0 | 0 | 0 | 0 | 0 | 0 | 0 | 0 | 0 | 0 | 0 | 0 | 0 | 0 | 0 | 0 | 0 | 0 | 0 | 0 | 0 | 0 | 0 | 0 | 0 | 0 | 0 | 0 | 0 | 0 | 0 | 0 | 0 | 0 | 0 | 0 | 0 | 0 | 0 | 0 | 0 | 0 | 0 | 0 | 0 | 0 | 0 | 0 | 0 | 0 | 0 | 0 | 0 | 0 | 0 | 0 | 0 | 0 | 0 | 0 | 0 | 0 | 0 | 0 | 0 | 0 | 0 | 0 | 0 | 0 | 0 | 0 | 0 | 0 | 0 | 0 | 0 | 0 | 0 | 0 | 0 | 0 | 0 | 0 | 0 | 0 | 0 | 0 | 0 | 0 | 0 | 0 | 0 | 0 | 0 | 0 | 0 | 0 | 0 | 0
WA_Commercial_WA - Miscellaneous_New_Space Heating_Natural Gas_Gas Boiler - Insulate Steam Lines/Condensate Tank_A | WA | Commercial | WA - Miscellaneous | New | Space Heating | Natural Gas | Gas Boiler - Insulate Steam Lines/Condensate Tank | A | WCM288 | No insulation | Lines and condenstate tank insulated | 15 | 3.7498 | 0 | 0 | 4.89 | 0 | 0 | 0 | 0.28365 | 0.25 | boiler pipe | 100% | 100% | Discretionary | RetroEven20_WA | 85% | Boiler | 0% | 0 |  | 0 |  | 0 | GBLR_PINS-Heating-ILTRM-v4.0-1 | GBLR_PINS_STM-Heating-PGE-R7-1 | GBLR_PINS_STM-Heating-PGE-R7-1 | No insulation | No insulation | No insulation | No insulation | No insulation | No insulation | No insulation | No insulation | No insulation | No insulation | No insulation | No insulation | No insulation | No insulation | No insulation | No insulation | No insulation | No insulation | No insulation | No insulation | No insulation | No insulation | No insulation | No insulation | No insulation | No insulation | No insulation | Lines and condenstate tank insulated | Lines and condenstate tank insulated | Lines and condenstate tank insulated | Lines and condenstate tank insulated | Lines and condenstate tank insulated | Lines and condenstate tank insulated | Lines and condenstate tank insulated | Lines and condenstate tank insulated | Lines and condenstate tank insulated | Lines and condenstate tank insulated | Lines and condenstate tank insulated | Lines and condenstate tank insulated | Lines and condenstate tank insulated | Lines and condenstate tank insulated | Lines and condenstate tank insulated | Lines and condenstate tank insulated | Lines and condenstate tank insulated | Lines and condenstate tank insulated | Lines and condenstate tank insulated | Lines and condenstate tank insulated | Lines and condenstate tank insulated | Lines and condenstate tank insulated | Lines and condenstate tank insulated | Lines and condenstate tank insulated | Lines and condenstate tank insulated | Lines and condenstate tank insulated | Lines and condenstate tank insulated | 4.89 | 4.89 | 4.89 | 4.89 | 4.89 | 4.89 | 4.89 | 4.89 | 4.89 | 4.89 | 4.89 | 4.89 | 4.89 | 4.89 | 4.89 | 4.89 | 4.89 | 4.89 | 4.89 | 4.89 | 4.89 | 4.89 | 4.89 | 4.89 | 4.89 | 4.89 | 4.89 | 0 | 0 | 0 | 0 | 0 | 0 | 0 | 0 | 0 | 0 | 0 | 0 | 0 | 0 | 0 | 0 | 0 | 0 | 0 | 0 | 0 | 0 | 0 | 0 | 0 | 0 | 0 | 0 | 0 | 0 | 0 | 0 | 0 | 0 | 0 | 0 | 0 | 0 | 0 | 0 | 0 | 0 | 0 | 0 | 0 | 0 | 0 | 0 | 0 | 0 | 0 | 0 | 0 | 0 | 0 | 0 | 0 | 0 | 0 | 0 | 0 | 0 | 0 | 0 | 0 | 0 | 0 | 0 | 0 | 0 | 0 | 0 | 0 | 0 | 0 | 0 | 0 | 0 | 0 | 0 | 0 | 0 | 0 | 0 | 0 | 0 | 0 | 0 | 0 | 0 | 0 | 0 | 0 | 0 | 0 | 0 | 0 | 0 | 0 | 0 | 0 | 0 | 0 | 0 | 0 | 0 | 0 | 0 | 0 | 0 | 0 | 0 | 0 | 0 | 0 | 0 | 0 | 0 | 0 | 0 | 0 | 0 | 0 | 0 | 0 | 0 | 0 | 0 | 0 | 0 | 0 | 0 | 0 | 0 | 0 | 0 | 0 | 0 | 0 | 0 | 0 | 0 | 0 | 0 | 0 | 0 | 0 | 0 | 0 | 0 | 0 | 0 | 0 | 0 | 0 | 0 | 0 | 0 | 0 | 0 | 0 | 0 | 0 | 0 | 0 | 0 | 0 | 0 | 0 | 0 | 0 | 0 | 0 | 0 | 0 | 0 | 0 | 0 | 0 | 0 | 0 | 0 | 0 | 0 | 0 | 0 | 0 | 0 | 0 | 0 | 0 | 0 | 0 | 0 | 0 | 0 | 0 | 0 | 0 | 0 | 0 | 0 | 0 | 0 | 0 | 0 | 0 | 0 | 0 | 0 | 0 | 0 | 0 | 0 | 0 | 0 | 0 | 0 | 0 | 0 | 0 | 0 | 0 | 0 | 0 | 0 | 0 | 0 | 0 | 0 | 0 | 0 | 0 | 0 | 0 | 0 | 0 | 0 | 0 | 0 | 0 | 0 | 0 | 0 | 0 | 0 | 0 | 0 | 0 | 0 | 0 | 0 | 0 | 0 | 0 | 0 | 0 | 0 | 0 | 0 | 0 | 0 | 0 | 0 | 0 | 0 | 0 | 0 | 0 | 0 | 0 | 0 | 0 | 0 | 0 | 0 | 0 | 0 | 0 | 0 | 0 | 0 | 0 | 0 | 0 | 0 | 0 | 0 | 0 | 0 | 0 | 0 | 0 | 0 | 0 | 0 | 0 | 0 | 0 | 0 | 0 | 0 | 0 | 0 | 0 | 0 | 0 | 0 | 0 | 0 | 0 | 0 | 0 | 0 | 0 | 0 | 0 | 0 | 0 | 0 | 0 | 0 | 0 | 0 | 0 | 0 | 0 | 0 | 0 | 0 | 0 | 0 | 0 | 0 | 0 | 0 | 0 | 0 | 0 | 0 | 0 | 0 | 0 | 0 | 0 | 0 | 0 | 0 | 0 | 0 | 0 | 0 | 0 | 0 | 0 | 0 | 0 | 0 | 0 | 0 | 0 | 0 | 0 | 0 | 0 | 0 | 0 | 0 | 0 | 0 | 0 | 0 | 0 | 0 | 0 | 0 | 0 | 0 | 0 | 0 | 0 | 0 | 0 | 0 | 0 | 0 | 0 | 0 | 0 | 0 | 0 | 0 | 0 | 0 | 0 | 0 | 0 | 0 | 0 | 0 | 0 | 0 | 0 | 0 | 0 | 0 | 0 | 0 | 0 | 0 | 0 | 0 | 0 | 0 | 0 | 0 | 0 | 0 | 0 | 0 | 0 | 0 | 0 | 0 | 0 | 0 | 0 | 0 | 0 | 0 | 0 | 0 | 0 | 0 | 0 | 0 | 0 | 0 | 0 | 0 | 0 | 0 | 0 | 0 | 0 | 0 | 0 | 0 | 0 | 0 | 0 | 0 | 0 | 0 | 0 | 0 | 0 | 0 | 0 | 0 | 0 | 0 | 0 | 0 | 0 | 0 | 0 | 0 | 0 | 0 | 0 | 0 | 0 | 0 | 0 | 0 | 0
WA_Commercial_WA - Miscellaneous_New_Space Heating_Natural Gas_Gas Boiler - Insulate Hot Water Lines_A | WA | Commercial | WA - Miscellaneous | New | Space Heating | Natural Gas | Gas Boiler - Insulate Hot Water Lines | A | WCM289 | No insulation | Insulated water lines | 11 | 2.5103 | 0 | 0 | 9.13 | 0 | 0 | 0 | 0.28365 | 0.25 | boiler pipe | 100% | 100% | Discretionary | RetroEven20_WA | 85% | Boiler | 0% | 0 |  | 0 |  | 0 | GBLR_PINS_HW-Heating-PGE-R7-1 | GBLR_PINS_HW-Heating-PGE-R7-1 | GBLR_PINS_HW-Heating-PGE-R7-1 | No insulation | No insulation | No insulation | No insulation | No insulation | No insulation | No insulation | No insulation | No insulation | No insulation | No insulation | No insulation | No insulation | No insulation | No insulation | No insulation | No insulation | No insulation | No insulation | No insulation | No insulation | No insulation | No insulation | No insulation | No insulation | No insulation | No insulation | Insulated water lines | Insulated water lines | Insulated water lines | Insulated water lines | Insulated water lines | Insulated water lines | Insulated water lines | Insulated water lines | Insulated water lines | Insulated water lines | Insulated water lines | Insulated water lines | Insulated water lines | Insulated water lines | Insulated water lines | Insulated water lines | Insulated water lines | Insulated water lines | Insulated water lines | Insulated water lines | Insulated water lines | Insulated water lines | Insulated water lines | Insulated water lines | Insulated water lines | Insulated water lines | Insulated water lines | 9.13 | 9.13 | 9.13 | 9.13 | 9.13 | 9.13 | 9.13 | 9.13 | 9.13 | 9.13 | 9.13 | 9.13 | 9.13 | 9.13 | 9.13 | 9.13 | 9.13 | 9.13 | 9.13 | 9.13 | 9.13 | 9.13 | 9.13 | 9.13 | 9.13 | 9.13 | 9.13 | 0 | 0 | 0 | 0 | 0 | 0 | 0 | 0 | 0 | 0 | 0 | 0 | 0 | 0 | 0 | 0 | 0 | 0 | 0 | 0 | 0 | 0 | 0 | 0 | 0 | 0 | 0 | 0 | 0 | 0 | 0 | 0 | 0 | 0 | 0 | 0 | 0 | 0 | 0 | 0 | 0 | 0 | 0 | 0 | 0 | 0 | 0 | 0 | 0 | 0 | 0 | 0 | 0 | 0 | 0 | 0 | 0 | 0 | 0 | 0 | 0 | 0 | 0 | 0 | 0 | 0 | 0 | 0 | 0 | 0 | 0 | 0 | 0 | 0 | 0 | 0 | 0 | 0 | 0 | 0 | 0 | 0 | 0 | 0 | 0 | 0 | 0 | 0 | 0 | 0 | 0 | 0 | 0 | 0 | 0 | 0 | 0 | 0 | 0 | 0 | 0 | 0 | 0 | 0 | 0 | 0 | 0 | 0 | 0 | 0 | 0 | 0 | 0 | 0 | 0 | 0 | 0 | 0 | 0 | 0 | 0 | 0 | 0 | 0 | 0 | 0 | 0 | 0 | 0 | 0 | 0 | 0 | 0 | 0 | 0 | 0 | 0 | 0 | 0 | 0 | 0 | 0 | 0 | 0 | 0 | 0 | 0 | 0 | 0 | 0 | 0 | 0 | 0 | 0 | 0 | 0 | 0 | 0 | 0 | 0 | 0 | 0 | 0 | 0 | 0 | 0 | 0 | 0 | 0 | 0 | 0 | 0 | 0 | 0 | 0 | 0 | 0 | 0 | 0 | 0 | 0 | 0 | 0 | 0 | 0 | 0 | 0 | 0 | 0 | 0 | 0 | 0 | 0 | 0 | 0 | 0 | 0 | 0 | 0 | 0 | 0 | 0 | 0 | 0 | 0 | 0 | 0 | 0 | 0 | 0 | 0 | 0 | 0 | 0 | 0 | 0 | 0 | 0 | 0 | 0 | 0 | 0 | 0 | 0 | 0 | 0 | 0 | 0 | 0 | 0 | 0 | 0 | 0 | 0 | 0 | 0 | 0 | 0 | 0 | 0 | 0 | 0 | 0 | 0 | 0 | 0 | 0 | 0 | 0 | 0 | 0 | 0 | 0 | 0 | 0 | 0 | 0 | 0 | 0 | 0 | 0 | 0 | 0 | 0 | 0 | 0 | 0 | 0 | 0 | 0 | 0 | 0 | 0 | 0 | 0 | 0 | 0 | 0 | 0 | 0 | 0 | 0 | 0 | 0 | 0 | 0 | 0 | 0 | 0 | 0 | 0 | 0 | 0 | 0 | 0 | 0 | 0 | 0 | 0 | 0 | 0 | 0 | 0 | 0 | 0 | 0 | 0 | 0 | 0 | 0 | 0 | 0 | 0 | 0 | 0 | 0 | 0 | 0 | 0 | 0 | 0 | 0 | 0 | 0 | 0 | 0 | 0 | 0 | 0 | 0 | 0 | 0 | 0 | 0 | 0 | 0 | 0 | 0 | 0 | 0 | 0 | 0 | 0 | 0 | 0 | 0 | 0 | 0 | 0 | 0 | 0 | 0 | 0 | 0 | 0 | 0 | 0 | 0 | 0 | 0 | 0 | 0 | 0 | 0 | 0 | 0 | 0 | 0 | 0 | 0 | 0 | 0 | 0 | 0 | 0 | 0 | 0 | 0 | 0 | 0 | 0 | 0 | 0 | 0 | 0 | 0 | 0 | 0 | 0 | 0 | 0 | 0 | 0 | 0 | 0 | 0 | 0 | 0 | 0 | 0 | 0 | 0 | 0 | 0 | 0 | 0 | 0 | 0 | 0 | 0 | 0 | 0 | 0 | 0 | 0 | 0 | 0 | 0 | 0 | 0 | 0 | 0 | 0 | 0 | 0 | 0 | 0 | 0 | 0 | 0 | 0 | 0 | 0 | 0 | 0 | 0 | 0 | 0 | 0 | 0 | 0 | 0 | 0 | 0 | 0 | 0 | 0 | 0 | 0 | 0 | 0 | 0 | 0 | 0 | 0 | 0 | 0 | 0 | 0 | 0 | 0 | 0 | 0 | 0 | 0 | 0 | 0 | 0 | 0 | 0 | 0 | 0 | 0 | 0 | 0 | 0 | 0
WA_Commercial_WA - Miscellaneous_New_Space Heating_Natural Gas_Condensing RTU_A | WA | Commercial | WA - Miscellaneous | New | Space Heating | Natural Gas | Condensing RTU | A | WCM290 | TBD | TBD | 5 | 0.067173 | 0 | 0 | 0.43 | 0 | 0 | 0 | 0.28365 | 0.25 | sqft cond | 100% | 100% | Discretionary | RetroEven20_WA | 85% | Furnace | 0% | 0 |  | 0 |  | 0 | NEEA Condensing Rooftop Unit Field Study - October 28, 2019 | NEEA Condensing Rooftop Unit Field Study - October 28, 2019 | NEEA Condensing Rooftop Unit Field Study - October 28, 2019 | TBD | TBD | TBD | TBD | TBD | TBD | TBD | TBD | TBD | TBD | TBD | TBD | TBD | TBD | TBD | TBD | TBD | TBD | TBD | TBD | TBD | TBD | TBD | TBD | TBD | TBD | TBD | TBD | TBD | TBD | TBD | TBD | TBD | TBD | TBD | TBD | TBD | TBD | TBD | TBD | TBD | TBD | TBD | TBD | TBD | TBD | TBD | TBD | TBD | TBD | TBD | TBD | TBD | TBD | 0.43 | 0.43 | 0.43 | 0.43 | 0.43 | 0.43 | 0.43 | 0.43 | 0.43 | 0.43 | 0.43 | 0.43 | 0.43 | 0.43 | 0.43 | 0.43 | 0.43 | 0.43 | 0.43 | 0.43 | 0.43 | 0.43 | 0.43 | 0.43 | 0.43 | 0.43 | 0.43 | 0 | 0 | 0 | 0 | 0 | 0 | 0 | 0 | 0 | 0 | 0 | 0 | 0 | 0 | 0 | 0 | 0 | 0 | 0 | 0 | 0 | 0 | 0 | 0 | 0 | 0 | 0 | 0 | 0 | 0 | 0 | 0 | 0 | 0 | 0 | 0 | 0 | 0 | 0 | 0 | 0 | 0 | 0 | 0 | 0 | 0 | 0 | 0 | 0 | 0 | 0 | 0 | 0 | 0 | 0 | 0 | 0 | 0 | 0 | 0 | 0 | 0 | 0 | 0 | 0 | 0 | 0 | 0 | 0 | 0 | 0 | 0 | 0 | 0 | 0 | 0 | 0 | 0 | 0 | 0 | 0 | 0 | 0 | 0 | 0 | 0 | 0 | 0 | 0 | 0 | 0 | 0 | 0 | 0 | 0 | 0 | 0 | 0 | 0 | 0 | 0 | 0 | 0 | 0 | 0 | 0 | 0 | 0 | 0 | 0 | 0 | 0 | 0 | 0 | 0 | 0 | 0 | 0 | 0 | 0 | 0 | 0 | 0 | 0 | 0 | 0 | 0 | 0 | 0 | 0 | 0 | 0 | 0 | 0 | 0 | 0 | 0 | 0 | 0 | 0 | 0 | 0 | 0 | 0 | 0 | 0 | 0 | 0 | 0 | 0 | 0 | 0 | 0 | 0 | 0 | 0 | 0 | 0 | 0 | 0 | 0 | 0 | 0 | 0 | 0 | 0 | 0 | 0 | 0 | 0 | 0 | 0 | 0 | 0 | 0 | 0 | 0 | 0 | 0 | 0 | 0 | 0 | 0 | 0 | 0 | 0 | 0 | 0 | 0 | 0 | 0 | 0 | 0 | 0 | 0 | 0 | 0 | 0 | 0 | 0 | 0 | 0 | 0 | 0 | 0 | 0 | 0 | 0 | 0 | 0 | 0 | 0 | 0 | 0 | 0 | 0 | 0 | 0 | 0 | 0 | 0 | 0 | 0 | 0 | 0 | 0 | 0 | 0 | 0 | 0 | 0 | 0 | 0 | 0 | 0 | 0 | 0 | 0 | 0 | 0 | 0 | 0 | 0 | 0 | 0 | 0 | 0 | 0 | 0 | 0 | 0 | 0 | 0 | 0 | 0 | 0 | 0 | 0 | 0 | 0 | 0 | 0 | 0 | 0 | 0 | 0 | 0 | 0 | 0 | 0 | 0 | 0 | 0 | 0 | 0 | 0 | 0 | 0 | 0 | 0 | 0 | 0 | 0 | 0 | 0 | 0 | 0 | 0 | 0 | 0 | 0 | 0 | 0 | 0 | 0 | 0 | 0 | 0 | 0 | 0 | 0 | 0 | 0 | 0 | 0 | 0 | 0 | 0 | 0 | 0 | 0 | 0 | 0 | 0 | 0 | 0 | 0 | 0 | 0 | 0 | 0 | 0 | 0 | 0 | 0 | 0 | 0 | 0 | 0 | 0 | 0 | 0 | 0 | 0 | 0 | 0 | 0 | 0 | 0 | 0 | 0 | 0 | 0 | 0 | 0 | 0 | 0 | 0 | 0 | 0 | 0 | 0 | 0 | 0 | 0 | 0 | 0 | 0 | 0 | 0 | 0 | 0 | 0 | 0 | 0 | 0 | 0 | 0 | 0 | 0 | 0 | 0 | 0 | 0 | 0 | 0 | 0 | 0 | 0 | 0 | 0 | 0 | 0 | 0 | 0 | 0 | 0 | 0 | 0 | 0 | 0 | 0 | 0 | 0 | 0 | 0 | 0 | 0 | 0 | 0 | 0 | 0 | 0 | 0 | 0 | 0 | 0 | 0 | 0 | 0 | 0 | 0 | 0 | 0 | 0 | 0 | 0 | 0 | 0 | 0 | 0 | 0 | 0 | 0 | 0 | 0 | 0 | 0 | 0 | 0 | 0 | 0 | 0 | 0 | 0 | 0 | 0 | 0 | 0 | 0 | 0 | 0 | 0 | 0 | 0 | 0 | 0 | 0 | 0 | 0 | 0 | 0 | 0 | 0 | 0 | 0 | 0 | 0 | 0 | 0 | 0 | 0 | 0 | 0 | 0 | 0 | 0 | 0 | 0 | 0 | 0 | 0 | 0 | 0 | 0 | 0 | 0
WA_Commercial_WA - Miscellaneous_New_Space Heating_Natural Gas_Hydronic Heating Radiator Replacement_A | WA | Commercial | WA - Miscellaneous | New | Space Heating | Natural Gas | Hydronic Heating Radiator Replacement | A | WCM291 | TBD | TBD | 25 | 34 | 0 | 0 | 349.36 | 0 | 0 | 0 | 0.28365 | 0.25 | radiator | 100% | 100% | Discretionary | RetroEven20_WA | 85% | Boiler | 0% | 0 |  | 0 |  | 0 | IL TRM - 4.4.52 - CI-HVC-HHRR-V01-210101 | IL TRM - 4.4.52 - CI-HVC-HHRR-V01-210101 | IL TRM - 4.4.52 - CI-HVC-HHRR-V01-210101 | TBD | TBD | TBD | TBD | TBD | TBD | TBD | TBD | TBD | TBD | TBD | TBD | TBD | TBD | TBD | TBD | TBD | TBD | TBD | TBD | TBD | TBD | TBD | TBD | TBD | TBD | TBD | TBD | TBD | TBD | TBD | TBD | TBD | TBD | TBD | TBD | TBD | TBD | TBD | TBD | TBD | TBD | TBD | TBD | TBD | TBD | TBD | TBD | TBD | TBD | TBD | TBD | TBD | TBD | 349.36 | 349.36 | 349.36 | 349.36 | 349.36 | 349.36 | 349.36 | 349.36 | 349.36 | 349.36 | 349.36 | 349.36 | 349.36 | 349.36 | 349.36 | 349.36 | 349.36 | 349.36 | 349.36 | 349.36 | 349.36 | 349.36 | 349.36 | 349.36 | 349.36 | 349.36 | 349.36 | 0 | 0 | 0 | 0 | 0 | 0 | 0 | 0 | 0 | 0 | 0 | 0 | 0 | 0 | 0 | 0 | 0 | 0 | 0 | 0 | 0 | 0 | 0 | 0 | 0 | 0 | 0 | 0 | 0 | 0 | 0 | 0 | 0 | 0 | 0 | 0 | 0 | 0 | 0 | 0 | 0 | 0 | 0 | 0 | 0 | 0 | 0 | 0 | 0 | 0 | 0 | 0 | 0 | 0 | 0 | 0 | 0 | 0 | 0 | 0 | 0 | 0 | 0 | 0 | 0 | 0 | 0 | 0 | 0 | 0 | 0 | 0 | 0 | 0 | 0 | 0 | 0 | 0 | 0 | 0 | 0 | 0 | 0 | 0 | 0 | 0 | 0 | 0 | 0 | 0 | 0 | 0 | 0 | 0 | 0 | 0 | 0 | 0 | 0 | 0 | 0 | 0 | 0 | 0 | 0 | 0 | 0 | 0 | 0 | 0 | 0 | 0 | 0 | 0 | 0 | 0 | 0 | 0 | 0 | 0 | 0 | 0 | 0 | 0 | 0 | 0 | 0 | 0 | 0 | 0 | 0 | 0 | 0 | 0 | 0 | 0 | 0 | 0 | 0 | 0 | 0 | 0 | 0 | 0 | 0 | 0 | 0 | 0 | 0 | 0 | 0 | 0 | 0 | 0 | 0 | 0 | 0 | 0 | 0 | 0 | 0 | 0 | 0 | 0 | 0 | 0 | 0 | 0 | 0 | 0 | 0 | 0 | 0 | 0 | 0 | 0 | 0 | 0 | 0 | 0 | 0 | 0 | 0 | 0 | 0 | 0 | 0 | 0 | 0 | 0 | 0 | 0 | 0 | 0 | 0 | 0 | 0 | 0 | 0 | 0 | 0 | 0 | 0 | 0 | 0 | 0 | 0 | 0 | 0 | 0 | 0 | 0 | 0 | 0 | 0 | 0 | 0 | 0 | 0 | 0 | 0 | 0 | 0 | 0 | 0 | 0 | 0 | 0 | 0 | 0 | 0 | 0 | 0 | 0 | 0 | 0 | 0 | 0 | 0 | 0 | 0 | 0 | 0 | 0 | 0 | 0 | 0 | 0 | 0 | 0 | 0 | 0 | 0 | 0 | 0 | 0 | 0 | 0 | 0 | 0 | 0 | 0 | 0 | 0 | 0 | 0 | 0 | 0 | 0 | 0 | 0 | 0 | 0 | 0 | 0 | 0 | 0 | 0 | 0 | 0 | 0 | 0 | 0 | 0 | 0 | 0 | 0 | 0 | 0 | 0 | 0 | 0 | 0 | 0 | 0 | 0 | 0 | 0 | 0 | 0 | 0 | 0 | 0 | 0 | 0 | 0 | 0 | 0 | 0 | 0 | 0 | 0 | 0 | 0 | 0 | 0 | 0 | 0 | 0 | 0 | 0 | 0 | 0 | 0 | 0 | 0 | 0 | 0 | 0 | 0 | 0 | 0 | 0 | 0 | 0 | 0 | 0 | 0 | 0 | 0 | 0 | 0 | 0 | 0 | 0 | 0 | 0 | 0 | 0 | 0 | 0 | 0 | 0 | 0 | 0 | 0 | 0 | 0 | 0 | 0 | 0 | 0 | 0 | 0 | 0 | 0 | 0 | 0 | 0 | 0 | 0 | 0 | 0 | 0 | 0 | 0 | 0 | 0 | 0 | 0 | 0 | 0 | 0 | 0 | 0 | 0 | 0 | 0 | 0 | 0 | 0 | 0 | 0 | 0 | 0 | 0 | 0 | 0 | 0 | 0 | 0 | 0 | 0 | 0 | 0 | 0 | 0 | 0 | 0 | 0 | 0 | 0 | 0 | 0 | 0 | 0 | 0 | 0 | 0 | 0 | 0 | 0 | 0 | 0 | 0 | 0 | 0 | 0 | 0 | 0 | 0 | 0 | 0 | 0 | 0 | 0 | 0 | 0 | 0 | 0 | 0 | 0 | 0 | 0 | 0 | 0 | 0 | 0 | 0 | 0 | 0 | 0 | 0 | 0 | 0 | 0 | 0 | 0 | 0 | 0 | 0 | 0 | 0 | 0 | 0 | 0 | 0 | 0 | 0 | 0 | 0 | 0 | 0 | 0 | 0 | 0 | 0
WA_Commercial_WA - Miscellaneous_New_Space Heating_Natural Gas_Thermostat - Connected_A | WA | Commercial | WA - Miscellaneous | New | Space Heating | Natural Gas | Thermostat - Connected | A | WCM292 | Standard thermostat. | Thermostat connected to building management control system. | 5 | 0 | 0 | 0 | 222.91 | 0 | 0 | 0 | 0.28365 | 0.25 | Stat Unit | 30% | 53.33% | Discretionary | Retro5Med_WA | 85% | Space Heating | 0% | 0 |  | 0 |  | 0 | DL20_CSTAT_SMRT-Cool-RTF-v1.1-5 | IL TRM - CI-HVC-THST-V01-200101 | DL20_CSTAT_SMRT-Heat-RTF-v1.1-1 | Standard thermostat. | Standard thermostat. | Standard thermostat. | Standard thermostat. | Standard thermostat. | Standard thermostat. | Standard thermostat. | Standard thermostat. | Standard thermostat. | Standard thermostat. | Standard thermostat. | Standard thermostat. | Standard thermostat. | Standard thermostat. | Standard thermostat. | Standard thermostat. | Standard thermostat. | Standard thermostat. | Standard thermostat. | Standard thermostat. | Standard thermostat. | Standard thermostat. | Standard thermostat. | Standard thermostat. | Standard thermostat. | Standard thermostat. | Standard thermostat. | Thermostat connected to building management control system. | Thermostat connected to building management control system. | Thermostat connected to building management control system. | Thermostat connected to building management control system. | Thermostat connected to building management control system. | Thermostat connected to building management control system. | Thermostat connected to building management control system. | Thermostat connected to building management control system. | Thermostat connected to building management control system. | Thermostat connected to building management control system. | Thermostat connected to building management control system. | Thermostat connected to building management control system. | Thermostat connected to building management control system. | Thermostat connected to building management control system. | Thermostat connected to building management control system. | Thermostat connected to building management control system. | Thermostat connected to building management control system. | Thermostat connected to building management control system. | Thermostat connected to building management control system. | Thermostat connected to building management control system. | Thermostat connected to building management control system. | Thermostat connected to building management control system. | Thermostat connected to building management control system. | Thermostat connected to building management control system. | Thermostat connected to building management control system. | Thermostat connected to building management control system. | Thermostat connected to building management control system. | 222.91 | 222.91 | 222.91 | 222.91 | 222.91 | 222.91 | 222.91 | 222.91 | 222.91 | 222.91 | 222.91 | 222.91 | 222.91 | 222.91 | 222.91 | 222.91 | 222.91 | 222.91 | 222.91 | 222.91 | 222.91 | 222.91 | 222.91 | 222.91 | 222.91 | 222.91 | 222.91 | 0 | 0 | 0 | 0 | 0 | 0 | 0 | 0 | 0 | 0 | 0 | 0 | 0 | 0 | 0 | 0 | 0 | 0 | 0 | 0 | 0 | 0 | 0 | 0 | 0 | 0 | 0 | 0 | 0 | 0 | 0 | 0 | 0 | 0 | 0 | 0 | 0 | 0 | 0 | 0 | 0 | 0 | 0 | 0 | 0 | 0 | 0 | 0 | 0 | 0 | 0 | 0 | 0 | 0 | 0 | 0 | 0 | 0 | 0 | 0 | 0 | 0 | 0 | 0 | 0 | 0 | 0 | 0 | 0 | 0 | 0 | 0 | 0 | 0 | 0 | 0 | 0 | 0 | 0 | 0 | 0 | 0 | 0 | 0 | 0 | 0 | 0 | 0 | 0 | 0 | 0 | 0 | 0 | 0 | 0 | 0 | 0 | 0 | 0 | 0 | 0 | 0 | 0 | 0 | 0 | 0 | 0 | 0 | 0 | 0 | 0 | 0 | 0 | 0 | 0 | 0 | 0 | 0 | 0 | 0 | 0 | 0 | 0 | 0 | 0 | 0 | 0 | 0 | 0 | 0 | 0 | 0 | 0 | 0 | 0 | 0 | 0 | 0 | 0 | 0 | 0 | 0 | 0 | 0 | 0 | 0 | 0 | 0 | 0 | 0 | 0 | 0 | 0 | 0 | 0 | 0 | 0 | 0 | 0 | 0 | 0 | 0 | 0 | 0 | 0 | 0 | 0 | 0 | 0 | 0 | 0 | 0 | 0 | 0 | 0 | 0 | 0 | 0 | 0 | 0 | 0 | 0 | 0 | 0 | 0 | 0 | 0 | 0 | 0 | 0 | 0 | 0 | 0 | 0 | 0 | 0 | 0 | 0 | 0 | 0 | 0 | 0 | 0 | 0 | 0 | 0 | 0 | 0 | 0 | 0 | 0 | 0 | 0 | 0 | 0 | 0 | 0 | 0 | 0 | 0 | 0 | 0 | 0 | 0 | 0 | 0 | 0 | 0 | 0 | 0 | 0 | 0 | 0 | 0 | 0 | 0 | 0 | 0 | 0 | 0 | 0 | 0 | 0 | 0 | 0 | 0 | 0 | 0 | 0 | 0 | 0 | 0 | 0 | 0 | 0 | 0 | 0 | 0 | 0 | 0 | 0 | 0 | 0 | 0 | 0 | 0 | 0 | 0 | 0 | 0 | 0 | 0 | 0 | 0 | 0 | 0 | 0 | 0 | 0 | 0 | 0 | 0 | 0 | 0 | 0 | 0 | 0 | 0 | 0 | 0 | 0 | 0 | 0 | 0 | 0 | 0 | 0 | 0 | 0 | 0 | 0 | 0 | 0 | 0 | 0 | 0 | 0 | 0 | 0 | 0 | 0 | 0 | 0 | 0 | 0 | 0 | 0 | 0 | 0 | 0 | 0 | 0 | 0 | 0 | 0 | 0 | 0 | 0 | 0 | 0 | 0 | 0 | 0 | 0 | 0 | 0 | 0 | 0 | 0 | 0 | 0 | 0 | 0 | 0 | 0 | 0 | 0 | 0 | 0 | 0 | 0 | 0 | 0 | 0 | 0 | 0 | 0 | 0 | 0 | 0 | 0 | 0 | 0 | 0 | 0 | 0 | 0 | 0 | 0 | 0 | 0 | 0 | 0 | 0 | 0 | 0 | 0 | 0 | 0 | 0 | 0 | 0 | 0 | 0 | 0 | 0 | 0 | 0 | 0 | 0 | 0 | 0 | 0 | 0 | 0 | 0 | 0 | 0 | 0 | 0 | 0 | 0 | 0 | 0 | 0 | 0 | 0 | 0 | 0 | 0 | 0 | 0 | 0 | 0 | 0 | 0 | 0 | 0 | 0 | 0 | 0 | 0 | 0 | 0 | 0 | 0 | 0 | 0 | 0 | 0 | 0 | 0 | 0 | 0 | 0 | 0 | 0 | 0 | 0 | 0 | 0 | 0 | 0 | 0 | 0 | 0 | 0 | 0 | 0 | 0 | 0 | 0 | 0 | 0 | 0 | 0 | 0 | 0 | 0 | 0 | 0 | 0 | 0 | 0 | 0 | 0 | 0 | 0 | 0 | 0 | 0 | 0 | 0 | 0 | 0 | 0 | 0
WA_Commercial_WA - Miscellaneous_New_Water Heating_Natural Gas_Water Heater - Thermostatic Shower Restriction Valve_A | WA | Commercial | WA - Miscellaneous | New | Water Heating | Natural Gas | Water Heater - Thermostatic Shower Restriction Valve | A | WCM293 | No thermostatic control on shower. | Thermostatic shower restriction valve. | 10 | 3.6941 | 0 | 0 | 3 | 0.84 | 0 | 0 | 0.28365 | 0.25 | showerhead | 86.67% | 86.67% | Discretionary | Retro5Med_WA | 85% | Water Heater | 0% | 0 |  | 0 |  | 0 | ThermostaticShowerRestrictionValve_v4_2 | ThermostaticShowerRestrictionValve_v4_2 | ThermostaticShowerRestrictionValve_v4_2 | No thermostatic control on shower. | No thermostatic control on shower. | No thermostatic control on shower. | No thermostatic control on shower. | No thermostatic control on shower. | No thermostatic control on shower. | No thermostatic control on shower. | No thermostatic control on shower. | No thermostatic control on shower. | No thermostatic control on shower. | No thermostatic control on shower. | No thermostatic control on shower. | No thermostatic control on shower. | No thermostatic control on shower. | No thermostatic control on shower. | No thermostatic control on shower. | No thermostatic control on shower. | No thermostatic control on shower. | No thermostatic control on shower. | No thermostatic control on shower. | No thermostatic control on shower. | No thermostatic control on shower. | No thermostatic control on shower. | No thermostatic control on shower. | No thermostatic control on shower. | No thermostatic control on shower. | No thermostatic control on shower. | Thermostatic shower restriction valve. | Thermostatic shower restriction valve. | Thermostatic shower restriction valve. | Thermostatic shower restriction valve. | Thermostatic shower restriction valve. | Thermostatic shower restriction valve. | Thermostatic shower restriction valve. | Thermostatic shower restriction valve. | Thermostatic shower restriction valve. | Thermostatic shower restriction valve. | Thermostatic shower restriction valve. | Thermostatic shower restriction valve. | Thermostatic shower restriction valve. | Thermostatic shower restriction valve. | Thermostatic shower restriction valve. | Thermostatic shower restriction valve. | Thermostatic shower restriction valve. | Thermostatic shower restriction valve. | Thermostatic shower restriction valve. | Thermostatic shower restriction valve. | Thermostatic shower restriction valve. | Thermostatic shower restriction valve. | Thermostatic shower restriction valve. | Thermostatic shower restriction valve. | Thermostatic shower restriction valve. | Thermostatic shower restriction valve. | Thermostatic shower restriction valve. | 3 | 3 | 3 | 3 | 3 | 3 | 3 | 3 | 3 | 3 | 3 | 3 | 3 | 3 | 3 | 3 | 3 | 3 | 3 | 3 | 3 | 3 | 3 | 3 | 3 | 3 | 3 | 0 | 0 | 0 | 0 | 0 | 0 | 0 | 0 | 0 | 0 | 0 | 0 | 0 | 0 | 0 | 0 | 0 | 0 | 0 | 0 | 0 | 0 | 0 | 0 | 0 | 0 | 0 | 0 | 0 | 0 | 0 | 0 | 0 | 0 | 0 | 0 | 0 | 0 | 0 | 0 | 0 | 0 | 0 | 0 | 0 | 0 | 0 | 0 | 0 | 0 | 0 | 0 | 0 | 0 | 0 | 0 | 0 | 0 | 0 | 0 | 0 | 0 | 0 | 0 | 0 | 0 | 0 | 0 | 0 | 0 | 0 | 0 | 0 | 0 | 0 | 0 | 0 | 0 | 0 | 0 | 0 | 0 | 0 | 0 | 0 | 0 | 0 | 0 | 0 | 0 | 0 | 0 | 0 | 0 | 0 | 0 | 0 | 0 | 0 | 0 | 0 | 0 | 0 | 0 | 0 | 0 | 0 | 0 | 0 | 0 | 0 | 0 | 0 | 0 | 0 | 0 | 0 | 0 | 0 | 0 | 0 | 0 | 0 | 0 | 0 | 0 | 0 | 0 | 0 | 0 | 0 | 0 | 0 | 0 | 0 | 0 | 0 | 0 | 0 | 0 | 0 | 0 | 0 | 0 | 0 | 0 | 0 | 0 | 0 | 0 | 0 | 0 | 0 | 0 | 0 | 0 | 0 | 0 | 0 | 0 | 0 | 0 | 0 | 0 | 0 | 0 | 0 | 0 | 0 | 0 | 0 | 0 | 0 | 0 | 0 | 0 | 0 | 0 | 0 | 0 | 0 | 0 | 0 | 0 | 0 | 0 | 0 | 0 | 0 | 0 | 0 | 0 | 0 | 0 | 0 | 0 | 0 | 0 | 0 | 0 | 0 | 0 | 0 | 0 | 0 | 0 | 0 | 0 | 0 | 0 | 0 | 0 | 0 | 0 | 0 | 0 | 0 | 0 | 0 | 0 | 0 | 0 | 0 | 0 | 0 | 0 | 0 | 0 | 0 | 0 | 0 | 0 | 0 | 0 | 0 | 0 | 0 | 0 | 0 | 0 | 0 | 0 | 0 | 0 | 0 | 0 | 0 | 0 | 0 | 0 | 0 | 0 | 0 | 0 | 0 | 0 | 0 | 0 | 0 | 0 | 0 | 0 | 0 | 0 | 0 | 0 | 0 | 0 | 0 | 0 | 0 | 0 | 0 | 0 | 0 | 0 | 0 | 0 | 0 | 0 | 0 | 0 | 0 | 0 | 0 | 0 | 0 | 0 | 0 | 0 | 0 | 0 | 0 | 0 | 0 | 0 | 0 | 0 | 0 | 0 | 0 | 0 | 0 | 0 | 0 | 0 | 0 | 0 | 0 | 0 | 0 | 0 | 0 | 0 | 0 | 0 | 0 | 0 | 0 | 0 | 0 | 0 | 0 | 0 | 0 | 0 | 0 | 0 | 0 | 0 | 0 | 0 | 0 | 0 | 0 | 0 | 0 | 0 | 0 | 0 | 0 | 0 | 0 | 0 | 0 | 0 | 0 | 0 | 0 | 0 | 0 | 0 | 0 | 0 | 0 | 0 | 0 | 0 | 0 | 0 | 0 | 0 | 0 | 0 | 0 | 0 | 0 | 0 | 0 | 0 | 0 | 0 | 0 | 0 | 0 | 0 | 0 | 0 | 0 | 0 | 0 | 0 | 0 | 0 | 0 | 0 | 0 | 0 | 0 | 0 | 0 | 0 | 0 | 0 | 0 | 0 | 0 | 0 | 0 | 0 | 0 | 0 | 0 | 0 | 0 | 0 | 0 | 0 | 0 | 0 | 0 | 0 | 0 | 0 | 0 | 0 | 0 | 0 | 0 | 0 | 0 | 0 | 0 | 0 | 0 | 0 | 0 | 0 | 0 | 0 | 0 | 0 | 0 | 0 | 0 | 0 | 0 | 0 | 0 | 0 | 0 | 0 | 0 | 0 | 0 | 0 | 0 | 0 | 0 | 0 | 0 | 0 | 0 | 0 | 0 | 0 | 0 | 0 | 0 | 0 | 0 | 0 | 0 | 0 | 0 | 0 | 0 | 0 | 0 | 0 | 0 | 0 | 0 | 0 | 0 | 0 | 0
WA_Commercial_WA - Miscellaneous_New_Water Heating_Natural Gas_Water Heater - Pre-Rinse Spray Valve_A | WA | Commercial | WA - Miscellaneous | New | Water Heating | Natural Gas | Water Heater - Pre-Rinse Spray Valve | A | WCM294 | Standard pre-rinse spray valve. | Low flow pre-rinse spray valve. | 4 | 16.81 | 0 | 0 | 27.5 | 0 | 0 | 0 | 0.28365 | 0.25 | KitchenFaucet | 0% | 0% | Discretionary | Retro5Med_WA | 85% | Water Heater | 0% | 0 |  | 0 |  | 0 | Avista TRM | Avista TRM | Avista TRM | Standard pre-rinse spray valve. | Standard pre-rinse spray valve. | Standard pre-rinse spray valve. | Standard pre-rinse spray valve. | Standard pre-rinse spray valve. | Standard pre-rinse spray valve. | Standard pre-rinse spray valve. | Standard pre-rinse spray valve. | Standard pre-rinse spray valve. | Standard pre-rinse spray valve. | Standard pre-rinse spray valve. | Standard pre-rinse spray valve. | Standard pre-rinse spray valve. | Standard pre-rinse spray valve. | Standard pre-rinse spray valve. | Standard pre-rinse spray valve. | Standard pre-rinse spray valve. | Standard pre-rinse spray valve. | Standard pre-rinse spray valve. | Standard pre-rinse spray valve. | Standard pre-rinse spray valve. | Standard pre-rinse spray valve. | Standard pre-rinse spray valve. | Standard pre-rinse spray valve. | Standard pre-rinse spray valve. | Standard pre-rinse spray valve. | Standard pre-rinse spray valve. | Low flow pre-rinse spray valve. | Low flow pre-rinse spray valve. | Low flow pre-rinse spray valve. | Low flow pre-rinse spray valve. | Low flow pre-rinse spray valve. | Low flow pre-rinse spray valve. | Low flow pre-rinse spray valve. | Low flow pre-rinse spray valve. | Low flow pre-rinse spray valve. | Low flow pre-rinse spray valve. | Low flow pre-rinse spray valve. | Low flow pre-rinse spray valve. | Low flow pre-rinse spray valve. | Low flow pre-rinse spray valve. | Low flow pre-rinse spray valve. | Low flow pre-rinse spray valve. | Low flow pre-rinse spray valve. | Low flow pre-rinse spray valve. | Low flow pre-rinse spray valve. | Low flow pre-rinse spray valve. | Low flow pre-rinse spray valve. | Low flow pre-rinse spray valve. | Low flow pre-rinse spray valve. | Low flow pre-rinse spray valve. | Low flow pre-rinse spray valve. | Low flow pre-rinse spray valve. | Low flow pre-rinse spray valve. | 27.5 | 27.5 | 27.5 | 27.5 | 27.5 | 27.5 | 27.5 | 27.5 | 27.5 | 27.5 | 27.5 | 27.5 | 27.5 | 27.5 | 27.5 | 27.5 | 27.5 | 27.5 | 27.5 | 27.5 | 27.5 | 27.5 | 27.5 | 27.5 | 27.5 | 27.5 | 27.5 | 0 | 0 | 0 | 0 | 0 | 0 | 0 | 0 | 0 | 0 | 0 | 0 | 0 | 0 | 0 | 0 | 0 | 0 | 0 | 0 | 0 | 0 | 0 | 0 | 0 | 0 | 0 | 0 | 0 | 0 | 0 | 0 | 0 | 0 | 0 | 0 | 0 | 0 | 0 | 0 | 0 | 0 | 0 | 0 | 0 | 0 | 0 | 0 | 0 | 0 | 0 | 0 | 0 | 0 | 0 | 0 | 0 | 0 | 0 | 0 | 0 | 0 | 0 | 0 | 0 | 0 | 0 | 0 | 0 | 0 | 0 | 0 | 0 | 0 | 0 | 0 | 0 | 0 | 0 | 0 | 0 | 0 | 0 | 0 | 0 | 0 | 0 | 0 | 0 | 0 | 0 | 0 | 0 | 0 | 0 | 0 | 0 | 0 | 0 | 0 | 0 | 0 | 0 | 0 | 0 | 0 | 0 | 0 | 0 | 0 | 0 | 0 | 0 | 0 | 0 | 0 | 0 | 0 | 0 | 0 | 0 | 0 | 0 | 0 | 0 | 0 | 0 | 0 | 0 | 0 | 0 | 0 | 0 | 0 | 0 | 0 | 0 | 0 | 0 | 0 | 0 | 0 | 0 | 0 | 0 | 0 | 0 | 0 | 0 | 0 | 0 | 0 | 0 | 0 | 0 | 0 | 0 | 0 | 0 | 0 | 0 | 0 | 0 | 0 | 0 | 0 | 0 | 0 | 0 | 0 | 0 | 0 | 0 | 0 | 0 | 0 | 0 | 0 | 0 | 0 | 0 | 0 | 0 | 0 | 0 | 0 | 0 | 0 | 0 | 0 | 0 | 0 | 0 | 0 | 0 | 0 | 0 | 0 | 0 | 0 | 0 | 0 | 0 | 0 | 0 | 0 | 0 | 0 | 0 | 0 | 0 | 0 | 0 | 0 | 0 | 0 | 0 | 0 | 0 | 0 | 0 | 0 | 0 | 0 | 0 | 0 | 0 | 0 | 0 | 0 | 0 | 0 | 0 | 0 | 0 | 0 | 0 | 0 | 0 | 0 | 0 | 0 | 0 | 0 | 0 | 0 | 0 | 0 | 0 | 0 | 0 | 0 | 0 | 0 | 0 | 0 | 0 | 0 | 0 | 0 | 0 | 0 | 0 | 0 | 0 | 0 | 0 | 0 | 0 | 0 | 0 | 0 | 0 | 0 | 0 | 0 | 0 | 0 | 0 | 0 | 0 | 0 | 0 | 0 | 0 | 0 | 0 | 0 | 0 | 0 | 0 | 0 | 0 | 0 | 0 | 0 | 0 | 0 | 0 | 0 | 0 | 0 | 0 | 0 | 0 | 0 | 0 | 0 | 0 | 0 | 0 | 0 | 0 | 0 | 0 | 0 | 0 | 0 | 0 | 0 | 0 | 0 | 0 | 0 | 0 | 0 | 0 | 0 | 0 | 0 | 0 | 0 | 0 | 0 | 0 | 0 | 0 | 0 | 0 | 0 | 0 | 0 | 0 | 0 | 0 | 0 | 0 | 0 | 0 | 0 | 0 | 0 | 0 | 0 | 0 | 0 | 0 | 0 | 0 | 0 | 0 | 0 | 0 | 0 | 0 | 0 | 0 | 0 | 0 | 0 | 0 | 0 | 0 | 0 | 0 | 0 | 0 | 0 | 0 | 0 | 0 | 0 | 0 | 0 | 0 | 0 | 0 | 0 | 0 | 0 | 0 | 0 | 0 | 0 | 0 | 0 | 0 | 0 | 0 | 0 | 0 | 0 | 0 | 0 | 0 | 0 | 0 | 0 | 0 | 0 | 0 | 0 | 0 | 0 | 0 | 0 | 0 | 0 | 0 | 0 | 0 | 0 | 0 | 0 | 0 | 0 | 0 | 0 | 0 | 0 | 0 | 0 | 0 | 0 | 0 | 0 | 0 | 0 | 0 | 0 | 0 | 0 | 0 | 0 | 0 | 0 | 0 | 0 | 0 | 0 | 0 | 0 | 0 | 0 | 0 | 0 | 0 | 0 | 0 | 0 | 0 | 0 | 0 | 0 | 0 | 0 | 0 | 0 | 0 | 0 | 0 | 0 | 0 | 0 | 0 | 0 | 0
WA_Commercial_WA - Miscellaneous_New_Water Heating_Natural Gas_Water Heater - Temperature Setback_A | WA | Commercial | WA - Miscellaneous | New | Water Heating | Natural Gas | Water Heater - Temperature Setback | A | WCM295 | No water heater temperature setback. | Water heater temperature setback. | 2 | 103.9223 | 0 | 0 | 6.7 | 0 | 0 | 0 | 0.28365 | 0.25 | WHunits | 15% | 100% | Discretionary | Retro5Med_WA | 85% | Water Heater | 0% | 0 |  | 0 |  | 0 | IL TRM - RS-HWE-TMPS-V08-210101 | IL TRM - RS-HWE-TMPS-V08-210101 | IL TRM - RS-HWE-TMPS-V08-210101 | No water heater temperature setback. | No water heater temperature setback. | No water heater temperature setback. | No water heater temperature setback. | No water heater temperature setback. | No water heater temperature setback. | No water heater temperature setback. | No water heater temperature setback. | No water heater temperature setback. | No water heater temperature setback. | No water heater temperature setback. | No water heater temperature setback. | No water heater temperature setback. | No water heater temperature setback. | No water heater temperature setback. | No water heater temperature setback. | No water heater temperature setback. | No water heater temperature setback. | No water heater temperature setback. | No water heater temperature setback. | No water heater temperature setback. | No water heater temperature setback. | No water heater temperature setback. | No water heater temperature setback. | No water heater temperature setback. | No water heater temperature setback. | No water heater temperature setback. | Water heater temperature setback. | Water heater temperature setback. | Water heater temperature setback. | Water heater temperature setback. | Water heater temperature setback. | Water heater temperature setback. | Water heater temperature setback. | Water heater temperature setback. | Water heater temperature setback. | Water heater temperature setback. | Water heater temperature setback. | Water heater temperature setback. | Water heater temperature setback. | Water heater temperature setback. | Water heater temperature setback. | Water heater temperature setback. | Water heater temperature setback. | Water heater temperature setback. | Water heater temperature setback. | Water heater temperature setback. | Water heater temperature setback. | Water heater temperature setback. | Water heater temperature setback. | Water heater temperature setback. | Water heater temperature setback. | Water heater temperature setback. | Water heater temperature setback. | 6.7 | 6.7 | 6.7 | 6.7 | 6.7 | 6.7 | 6.7 | 6.7 | 6.7 | 6.7 | 6.7 | 6.7 | 6.7 | 6.7 | 6.7 | 6.7 | 6.7 | 6.7 | 6.7 | 6.7 | 6.7 | 6.7 | 6.7 | 6.7 | 6.7 | 6.7 | 6.7 | 0 | 0 | 0 | 0 | 0 | 0 | 0 | 0 | 0 | 0 | 0 | 0 | 0 | 0 | 0 | 0 | 0 | 0 | 0 | 0 | 0 | 0 | 0 | 0 | 0 | 0 | 0 | 0 | 0 | 0 | 0 | 0 | 0 | 0 | 0 | 0 | 0 | 0 | 0 | 0 | 0 | 0 | 0 | 0 | 0 | 0 | 0 | 0 | 0 | 0 | 0 | 0 | 0 | 0 | 0 | 0 | 0 | 0 | 0 | 0 | 0 | 0 | 0 | 0 | 0 | 0 | 0 | 0 | 0 | 0 | 0 | 0 | 0 | 0 | 0 | 0 | 0 | 0 | 0 | 0 | 0 | 0 | 0 | 0 | 0 | 0 | 0 | 0 | 0 | 0 | 0 | 0 | 0 | 0 | 0 | 0 | 0 | 0 | 0 | 0 | 0 | 0 | 0 | 0 | 0 | 0 | 0 | 0 | 0 | 0 | 0 | 0 | 0 | 0 | 0 | 0 | 0 | 0 | 0 | 0 | 0 | 0 | 0 | 0 | 0 | 0 | 0 | 0 | 0 | 0 | 0 | 0 | 0 | 0 | 0 | 0 | 0 | 0 | 0 | 0 | 0 | 0 | 0 | 0 | 0 | 0 | 0 | 0 | 0 | 0 | 0 | 0 | 0 | 0 | 0 | 0 | 0 | 0 | 0 | 0 | 0 | 0 | 0 | 0 | 0 | 0 | 0 | 0 | 0 | 0 | 0 | 0 | 0 | 0 | 0 | 0 | 0 | 0 | 0 | 0 | 0 | 0 | 0 | 0 | 0 | 0 | 0 | 0 | 0 | 0 | 0 | 0 | 0 | 0 | 0 | 0 | 0 | 0 | 0 | 0 | 0 | 0 | 0 | 0 | 0 | 0 | 0 | 0 | 0 | 0 | 0 | 0 | 0 | 0 | 0 | 0 | 0 | 0 | 0 | 0 | 0 | 0 | 0 | 0 | 0 | 0 | 0 | 0 | 0 | 0 | 0 | 0 | 0 | 0 | 0 | 0 | 0 | 0 | 0 | 0 | 0 | 0 | 0 | 0 | 0 | 0 | 0 | 0 | 0 | 0 | 0 | 0 | 0 | 0 | 0 | 0 | 0 | 0 | 0 | 0 | 0 | 0 | 0 | 0 | 0 | 0 | 0 | 0 | 0 | 0 | 0 | 0 | 0 | 0 | 0 | 0 | 0 | 0 | 0 | 0 | 0 | 0 | 0 | 0 | 0 | 0 | 0 | 0 | 0 | 0 | 0 | 0 | 0 | 0 | 0 | 0 | 0 | 0 | 0 | 0 | 0 | 0 | 0 | 0 | 0 | 0 | 0 | 0 | 0 | 0 | 0 | 0 | 0 | 0 | 0 | 0 | 0 | 0 | 0 | 0 | 0 | 0 | 0 | 0 | 0 | 0 | 0 | 0 | 0 | 0 | 0 | 0 | 0 | 0 | 0 | 0 | 0 | 0 | 0 | 0 | 0 | 0 | 0 | 0 | 0 | 0 | 0 | 0 | 0 | 0 | 0 | 0 | 0 | 0 | 0 | 0 | 0 | 0 | 0 | 0 | 0 | 0 | 0 | 0 | 0 | 0 | 0 | 0 | 0 | 0 | 0 | 0 | 0 | 0 | 0 | 0 | 0 | 0 | 0 | 0 | 0 | 0 | 0 | 0 | 0 | 0 | 0 | 0 | 0 | 0 | 0 | 0 | 0 | 0 | 0 | 0 | 0 | 0 | 0 | 0 | 0 | 0 | 0 | 0 | 0 | 0 | 0 | 0 | 0 | 0 | 0 | 0 | 0 | 0 | 0 | 0 | 0 | 0 | 0 | 0 | 0 | 0 | 0 | 0 | 0 | 0 | 0 | 0 | 0 | 0 | 0 | 0 | 0 | 0 | 0 | 0 | 0 | 0 | 0 | 0 | 0 | 0 | 0 | 0 | 0 | 0 | 0 | 0 | 0 | 0 | 0 | 0 | 0 | 0 | 0 | 0 | 0 | 0 | 0 | 0 | 0 | 0 | 0 | 0 | 0 | 0 | 0 | 0 | 0 | 0 | 0 | 0 | 0 | 0 | 0 | 0 | 0
WA_Commercial_WA - Miscellaneous_New_Water Heating_Natural Gas_Water Heater - Faucet Aerators_A | WA | Commercial | WA - Miscellaneous | New | Water Heating | Natural Gas | Water Heater - Faucet Aerators | A | WCM296 | 0 | 0 | 10 | 7.4299 | 0 | 0 | 1.82 | 3.65 | 0 | 0 | 0.28365 | 0.25 | faucet | 86.67% | 86.67% | Discretionary | Retro5Med_WA | 85% | Water Heater | 0% | 0 |  | 0 |  | 0 | DHW_AER-Water Heating-XCELCO-2017-18-6 | DHW_AER-Water Heating-XCELCO-2017-18-6 | DHW_AER-Water Heating-ILTRM-v5.0-14 | 0 | 0 | 0 | 0 | 0 | 0 | 0 | 0 | 0 | 0 | 0 | 0 | 0 | 0 | 0 | 0 | 0 | 0 | 0 | 0 | 0 | 0 | 0 | 0 | 0 | 0 | 0 | 0 | 0 | 0 | 0 | 0 | 0 | 0 | 0 | 0 | 0 | 0 | 0 | 0 | 0 | 0 | 0 | 0 | 0 | 0 | 0 | 0 | 0 | 0 | 0 | 0 | 0 | 0 | 1.82 | 1.82 | 1.82 | 1.82 | 1.82 | 1.82 | 1.82 | 1.82 | 1.82 | 1.82 | 1.82 | 1.82 | 1.82 | 1.82 | 1.82 | 1.82 | 1.82 | 1.82 | 1.82 | 1.82 | 1.82 | 1.82 | 1.82 | 1.82 | 1.82 | 1.82 | 1.82 | 0 | 0 | 0 | 0 | 0 | 0 | 0 | 0 | 0 | 0 | 0 | 0 | 0 | 0 | 0 | 0 | 0 | 0 | 0 | 0 | 0 | 0 | 0 | 0 | 0 | 0 | 0 | 0 | 0 | 0 | 0 | 0 | 0 | 0 | 0 | 0 | 0 | 0 | 0 | 0 | 0 | 0 | 0 | 0 | 0 | 0 | 0 | 0 | 0 | 0 | 0 | 0 | 0 | 0 | 0 | 0 | 0 | 0 | 0 | 0 | 0 | 0 | 0 | 0 | 0 | 0 | 0 | 0 | 0 | 0 | 0 | 0 | 0 | 0 | 0 | 0 | 0 | 0 | 0 | 0 | 0 | 0 | 0 | 0 | 0 | 0 | 0 | 0 | 0 | 0 | 0 | 0 | 0 | 0 | 0 | 0 | 0 | 0 | 0 | 0 | 0 | 0 | 0 | 0 | 0 | 0 | 0 | 0 | 0 | 0 | 0 | 0 | 0 | 0 | 0 | 0 | 0 | 0 | 0 | 0 | 0 | 0 | 0 | 0 | 0 | 0 | 0 | 0 | 0 | 0 | 0 | 0 | 0 | 0 | 0 | 0 | 0 | 0 | 0 | 0 | 0 | 0 | 0 | 0 | 0 | 0 | 0 | 0 | 0 | 0 | 0 | 0 | 0 | 0 | 0 | 0 | 0 | 0 | 0 | 0 | 0 | 0 | 0 | 0 | 0 | 0 | 0 | 0 | 0 | 0 | 0 | 0 | 0 | 0 | 0 | 0 | 0 | 0 | 0 | 0 | 0 | 0 | 0 | 0 | 0 | 0 | 0 | 0 | 0 | 0 | 0 | 0 | 0 | 0 | 0 | 0 | 0 | 0 | 0 | 0 | 0 | 0 | 0 | 0 | 0 | 0 | 0 | 0 | 0 | 0 | 0 | 0 | 0 | 0 | 0 | 0 | 0 | 0 | 0 | 0 | 0 | 0 | 0 | 0 | 0 | 0 | 0 | 0 | 0 | 0 | 0 | 0 | 0 | 0 | 0 | 0 | 0 | 0 | 0 | 0 | 0 | 0 | 0 | 0 | 0 | 0 | 0 | 0 | 0 | 0 | 0 | 0 | 0 | 0 | 0 | 0 | 0 | 0 | 0 | 0 | 0 | 0 | 0 | 0 | 0 | 0 | 0 | 0 | 0 | 0 | 0 | 0 | 0 | 0 | 0 | 0 | 0 | 0 | 0 | 0 | 0 | 0 | 0 | 0 | 0 | 0 | 0 | 0 | 0 | 0 | 0 | 0 | 0 | 0 | 0 | 0 | 0 | 0 | 0 | 0 | 0 | 0 | 0 | 0 | 0 | 0 | 0 | 0 | 0 | 0 | 0 | 0 | 0 | 0 | 0 | 0 | 0 | 0 | 0 | 0 | 0 | 0 | 0 | 0 | 0 | 0 | 0 | 0 | 0 | 0 | 0 | 0 | 0 | 0 | 0 | 0 | 0 | 0 | 0 | 0 | 0 | 0 | 0 | 0 | 0 | 0 | 0 | 0 | 0 | 0 | 0 | 0 | 0 | 0 | 0 | 0 | 0 | 0 | 0 | 0 | 0 | 0 | 0 | 0 | 0 | 0 | 0 | 0 | 0 | 0 | 0 | 0 | 0 | 0 | 0 | 0 | 0 | 0 | 0 | 0 | 0 | 0 | 0 | 0 | 0 | 0 | 0 | 0 | 0 | 0 | 0 | 0 | 0 | 0 | 0 | 0 | 0 | 0 | 0 | 0 | 0 | 0 | 0 | 0 | 0 | 0 | 0 | 0 | 0 | 0 | 0 | 0 | 0 | 0 | 0 | 0 | 0 | 0 | 0 | 0 | 0 | 0 | 0 | 0 | 0 | 0 | 0 | 0 | 0 | 0 | 0 | 0 | 0 | 0 | 0 | 0 | 0 | 0 | 0 | 0 | 0 | 0 | 0 | 0 | 0 | 0 | 0 | 0 | 0 | 0 | 0 | 0 | 0 | 0 | 0 | 0 | 0 | 0 | 0 | 0 | 0 | 0 | 0 | 0 | 0 | 0 | 0 | 0 | 0 | 0 | 0 | 0 | 0 | 0 | 0 | 0 | 0
WA_Commercial_WA - Miscellaneous_New_Water Heating_Natural Gas_Water Heater - Low-Flow Showerheads_A | WA | Commercial | WA - Miscellaneous | New | Water Heating | Natural Gas | Water Heater - Low-Flow Showerheads | A | WCM297 | 0 | 0 | 10 | 11.1615 | 0 | 0 | 2.42 | 4.86 | 0 | 0 | 0.28365 | 0.25 | Showerhead | 86.67% | 86.67% | Discretionary | Retro5Med_WA | 85% | Water Heater | 0% | 0 |  | 0 |  | 0 | Com-Showerheads-2021P_V2 | Com-Showerheads-2021P_V2 | Com-Showerheads-2021P_V2 | 0 | 0 | 0 | 0 | 0 | 0 | 0 | 0 | 0 | 0 | 0 | 0 | 0 | 0 | 0 | 0 | 0 | 0 | 0 | 0 | 0 | 0 | 0 | 0 | 0 | 0 | 0 | 0 | 0 | 0 | 0 | 0 | 0 | 0 | 0 | 0 | 0 | 0 | 0 | 0 | 0 | 0 | 0 | 0 | 0 | 0 | 0 | 0 | 0 | 0 | 0 | 0 | 0 | 0 | 2.42 | 2.42 | 2.42 | 2.42 | 2.42 | 2.42 | 2.42 | 2.42 | 2.42 | 2.42 | 2.42 | 2.42 | 2.42 | 2.42 | 2.42 | 2.42 | 2.42 | 2.42 | 2.42 | 2.42 | 2.42 | 2.42 | 2.42 | 2.42 | 2.42 | 2.42 | 2.42 | 0 | 0 | 0 | 0 | 0 | 0 | 0 | 0 | 0 | 0 | 0 | 0 | 0 | 0 | 0 | 0 | 0 | 0 | 0 | 0 | 0 | 0 | 0 | 0 | 0 | 0 | 0 | 0 | 0 | 0 | 0 | 0 | 0 | 0 | 0 | 0 | 0 | 0 | 0 | 0 | 0 | 0 | 0 | 0 | 0 | 0 | 0 | 0 | 0 | 0 | 0 | 0 | 0 | 0 | 0 | 0 | 0 | 0 | 0 | 0 | 0 | 0 | 0 | 0 | 0 | 0 | 0 | 0 | 0 | 0 | 0 | 0 | 0 | 0 | 0 | 0 | 0 | 0 | 0 | 0 | 0 | 0 | 0 | 0 | 0 | 0 | 0 | 0 | 0 | 0 | 0 | 0 | 0 | 0 | 0 | 0 | 0 | 0 | 0 | 0 | 0 | 0 | 0 | 0 | 0 | 0 | 0 | 0 | 0 | 0 | 0 | 0 | 0 | 0 | 0 | 0 | 0 | 0 | 0 | 0 | 0 | 0 | 0 | 0 | 0 | 0 | 0 | 0 | 0 | 0 | 0 | 0 | 0 | 0 | 0 | 0 | 0 | 0 | 0 | 0 | 0 | 0 | 0 | 0 | 0 | 0 | 0 | 0 | 0 | 0 | 0 | 0 | 0 | 0 | 0 | 0 | 0 | 0 | 0 | 0 | 0 | 0 | 0 | 0 | 0 | 0 | 0 | 0 | 0 | 0 | 0 | 0 | 0 | 0 | 0 | 0 | 0 | 0 | 0 | 0 | 0 | 0 | 0 | 0 | 0 | 0 | 0 | 0 | 0 | 0 | 0 | 0 | 0 | 0 | 0 | 0 | 0 | 0 | 0 | 0 | 0 | 0 | 0 | 0 | 0 | 0 | 0 | 0 | 0 | 0 | 0 | 0 | 0 | 0 | 0 | 0 | 0 | 0 | 0 | 0 | 0 | 0 | 0 | 0 | 0 | 0 | 0 | 0 | 0 | 0 | 0 | 0 | 0 | 0 | 0 | 0 | 0 | 0 | 0 | 0 | 0 | 0 | 0 | 0 | 0 | 0 | 0 | 0 | 0 | 0 | 0 | 0 | 0 | 0 | 0 | 0 | 0 | 0 | 0 | 0 | 0 | 0 | 0 | 0 | 0 | 0 | 0 | 0 | 0 | 0 | 0 | 0 | 0 | 0 | 0 | 0 | 0 | 0 | 0 | 0 | 0 | 0 | 0 | 0 | 0 | 0 | 0 | 0 | 0 | 0 | 0 | 0 | 0 | 0 | 0 | 0 | 0 | 0 | 0 | 0 | 0 | 0 | 0 | 0 | 0 | 0 | 0 | 0 | 0 | 0 | 0 | 0 | 0 | 0 | 0 | 0 | 0 | 0 | 0 | 0 | 0 | 0 | 0 | 0 | 0 | 0 | 0 | 0 | 0 | 0 | 0 | 0 | 0 | 0 | 0 | 0 | 0 | 0 | 0 | 0 | 0 | 0 | 0 | 0 | 0 | 0 | 0 | 0 | 0 | 0 | 0 | 0 | 0 | 0 | 0 | 0 | 0 | 0 | 0 | 0 | 0 | 0 | 0 | 0 | 0 | 0 | 0 | 0 | 0 | 0 | 0 | 0 | 0 | 0 | 0 | 0 | 0 | 0 | 0 | 0 | 0 | 0 | 0 | 0 | 0 | 0 | 0 | 0 | 0 | 0 | 0 | 0 | 0 | 0 | 0 | 0 | 0 | 0 | 0 | 0 | 0 | 0 | 0 | 0 | 0 | 0 | 0 | 0 | 0 | 0 | 0 | 0 | 0 | 0 | 0 | 0 | 0 | 0 | 0 | 0 | 0 | 0 | 0 | 0 | 0 | 0 | 0 | 0 | 0 | 0 | 0 | 0 | 0 | 0 | 0 | 0 | 0 | 0 | 0 | 0 | 0 | 0 | 0 | 0 | 0 | 0 | 0 | 0 | 0 | 0 | 0 | 0 | 0 | 0 | 0 | 0 | 0 | 0 | 0 | 0 | 0 | 0 | 0 | 0 | 0 | 0 | 0 | 0 | 0 | 0 | 0 | 0 | 0 | 0 | 0 | 0 | 0
WA_Commercial_WA - Miscellaneous_New_Water Heating_Natural Gas_Water Heater - Tank Blanket/Insulation_A | WA | Commercial | WA - Miscellaneous | New | Water Heating | Natural Gas | Water Heater - Tank Blanket/Insulation | A | WCM298 | 0 | 0 | 15 | 200.7769 | 0 | 0 | 1.96 | 0 | 0 | 0 | 0.28365 | 0.25 | WHUnits | 100% | 100% | Discretionary | Retro5Med_WA | 85% | Water Heater | 0% | 0 |  | 0 |  | 0 | IL TRM - 4.3.12 Tank Insulation - CI-HWE-TKIN-V01-210101 / PA TRM - 2.3.4 - State of Pennsylvania TRM, Volume 2: Residential Measures, 2021 Final Order. August 8, 2019. | IL TRM - 4.3.12 Tank Insulation - CI-HWE-TKIN-V01-210101 / PA TRM - 2.3.4 - State of Pennsylvania TRM, Volume 2: Residential Measures, 2021 Final Order. August 8, 2019. | IL TRM - 4.3.12 Tank Insulation - CI-HWE-TKIN-V01-210101 / PA TRM - 2.3.4 - State of Pennsylvania TRM, Volume 2: Residential Measures, 2021 Final Order. August 8, 2019. | 0 | 0 | 0 | 0 | 0 | 0 | 0 | 0 | 0 | 0 | 0 | 0 | 0 | 0 | 0 | 0 | 0 | 0 | 0 | 0 | 0 | 0 | 0 | 0 | 0 | 0 | 0 | 0 | 0 | 0 | 0 | 0 | 0 | 0 | 0 | 0 | 0 | 0 | 0 | 0 | 0 | 0 | 0 | 0 | 0 | 0 | 0 | 0 | 0 | 0 | 0 | 0 | 0 | 0 | 1.96 | 1.96 | 1.96 | 1.96 | 1.96 | 1.96 | 1.96 | 1.96 | 1.96 | 1.96 | 1.96 | 1.96 | 1.96 | 1.96 | 1.96 | 1.96 | 1.96 | 1.96 | 1.96 | 1.96 | 1.96 | 1.96 | 1.96 | 1.96 | 1.96 | 1.96 | 1.96 | 0 | 0 | 0 | 0 | 0 | 0 | 0 | 0 | 0 | 0 | 0 | 0 | 0 | 0 | 0 | 0 | 0 | 0 | 0 | 0 | 0 | 0 | 0 | 0 | 0 | 0 | 0 | 0 | 0 | 0 | 0 | 0 | 0 | 0 | 0 | 0 | 0 | 0 | 0 | 0 | 0 | 0 | 0 | 0 | 0 | 0 | 0 | 0 | 0 | 0 | 0 | 0 | 0 | 0 | 0 | 0 | 0 | 0 | 0 | 0 | 0 | 0 | 0 | 0 | 0 | 0 | 0 | 0 | 0 | 0 | 0 | 0 | 0 | 0 | 0 | 0 | 0 | 0 | 0 | 0 | 0 | 0 | 0 | 0 | 0 | 0 | 0 | 0 | 0 | 0 | 0 | 0 | 0 | 0 | 0 | 0 | 0 | 0 | 0 | 0 | 0 | 0 | 0 | 0 | 0 | 0 | 0 | 0 | 0 | 0 | 0 | 0 | 0 | 0 | 0 | 0 | 0 | 0 | 0 | 0 | 0 | 0 | 0 | 0 | 0 | 0 | 0 | 0 | 0 | 0 | 0 | 0 | 0 | 0 | 0 | 0 | 0 | 0 | 0 | 0 | 0 | 0 | 0 | 0 | 0 | 0 | 0 | 0 | 0 | 0 | 0 | 0 | 0 | 0 | 0 | 0 | 0 | 0 | 0 | 0 | 0 | 0 | 0 | 0 | 0 | 0 | 0 | 0 | 0 | 0 | 0 | 0 | 0 | 0 | 0 | 0 | 0 | 0 | 0 | 0 | 0 | 0 | 0 | 0 | 0 | 0 | 0 | 0 | 0 | 0 | 0 | 0 | 0 | 0 | 0 | 0 | 0 | 0 | 0 | 0 | 0 | 0 | 0 | 0 | 0 | 0 | 0 | 0 | 0 | 0 | 0 | 0 | 0 | 0 | 0 | 0 | 0 | 0 | 0 | 0 | 0 | 0 | 0 | 0 | 0 | 0 | 0 | 0 | 0 | 0 | 0 | 0 | 0 | 0 | 0 | 0 | 0 | 0 | 0 | 0 | 0 | 0 | 0 | 0 | 0 | 0 | 0 | 0 | 0 | 0 | 0 | 0 | 0 | 0 | 0 | 0 | 0 | 0 | 0 | 0 | 0 | 0 | 0 | 0 | 0 | 0 | 0 | 0 | 0 | 0 | 0 | 0 | 0 | 0 | 0 | 0 | 0 | 0 | 0 | 0 | 0 | 0 | 0 | 0 | 0 | 0 | 0 | 0 | 0 | 0 | 0 | 0 | 0 | 0 | 0 | 0 | 0 | 0 | 0 | 0 | 0 | 0 | 0 | 0 | 0 | 0 | 0 | 0 | 0 | 0 | 0 | 0 | 0 | 0 | 0 | 0 | 0 | 0 | 0 | 0 | 0 | 0 | 0 | 0 | 0 | 0 | 0 | 0 | 0 | 0 | 0 | 0 | 0 | 0 | 0 | 0 | 0 | 0 | 0 | 0 | 0 | 0 | 0 | 0 | 0 | 0 | 0 | 0 | 0 | 0 | 0 | 0 | 0 | 0 | 0 | 0 | 0 | 0 | 0 | 0 | 0 | 0 | 0 | 0 | 0 | 0 | 0 | 0 | 0 | 0 | 0 | 0 | 0 | 0 | 0 | 0 | 0 | 0 | 0 | 0 | 0 | 0 | 0 | 0 | 0 | 0 | 0 | 0 | 0 | 0 | 0 | 0 | 0 | 0 | 0 | 0 | 0 | 0 | 0 | 0 | 0 | 0 | 0 | 0 | 0 | 0 | 0 | 0 | 0 | 0 | 0 | 0 | 0 | 0 | 0 | 0 | 0 | 0 | 0 | 0 | 0 | 0 | 0 | 0 | 0 | 0 | 0 | 0 | 0 | 0 | 0 | 0 | 0 | 0 | 0 | 0 | 0 | 0 | 0 | 0 | 0 | 0 | 0 | 0 | 0 | 0 | 0 | 0 | 0 | 0 | 0 | 0 | 0 | 0 | 0 | 0 | 0 | 0 | 0 | 0 | 0 | 0 | 0 | 0 | 0 | 0 | 0 | 0 | 0 | 0 | 0 | 0 | 0 | 0 | 0 | 0 | 0
WA_Commercial_WA - Miscellaneous_New_Water Heating_Natural Gas_Water Heater - Drainwater Heat Recovery_A | WA | Commercial | WA - Miscellaneous | New | Water Heating | Natural Gas | Water Heater - Drainwater Heat Recovery | A | WCM299 | 0 | 0 | 40 | 9.9574 | 0 | 0 | 232.49 | 0 | 0 | 0 | 0.28365 | 0.25 | faucet | 86.67% | 86.67% | Discretionary | Retro5Med_WA | 85% | Water Heater | 0% | 0 |  | 0 |  | 0 | DHW_DWHR-Water Heating-OPATRM-v1-1 | DHW_DWHR-Water Heating-OPATRM-v1-1 | DHW_DWHR-Water Heating-MNTRM-v1.0-7 | 0 | 0 | 0 | 0 | 0 | 0 | 0 | 0 | 0 | 0 | 0 | 0 | 0 | 0 | 0 | 0 | 0 | 0 | 0 | 0 | 0 | 0 | 0 | 0 | 0 | 0 | 0 | 0 | 0 | 0 | 0 | 0 | 0 | 0 | 0 | 0 | 0 | 0 | 0 | 0 | 0 | 0 | 0 | 0 | 0 | 0 | 0 | 0 | 0 | 0 | 0 | 0 | 0 | 0 | 232.49 | 232.49 | 232.49 | 232.49 | 232.49 | 232.49 | 232.49 | 232.49 | 232.49 | 232.49 | 232.49 | 232.49 | 232.49 | 232.49 | 232.49 | 232.49 | 232.49 | 232.49 | 232.49 | 232.49 | 232.49 | 232.49 | 232.49 | 232.49 | 232.49 | 232.49 | 232.49 | 0 | 0 | 0 | 0 | 0 | 0 | 0 | 0 | 0 | 0 | 0 | 0 | 0 | 0 | 0 | 0 | 0 | 0 | 0 | 0 | 0 | 0 | 0 | 0 | 0 | 0 | 0 | 0 | 0 | 0 | 0 | 0 | 0 | 0 | 0 | 0 | 0 | 0 | 0 | 0 | 0 | 0 | 0 | 0 | 0 | 0 | 0 | 0 | 0 | 0 | 0 | 0 | 0 | 0 | 0 | 0 | 0 | 0 | 0 | 0 | 0 | 0 | 0 | 0 | 0 | 0 | 0 | 0 | 0 | 0 | 0 | 0 | 0 | 0 | 0 | 0 | 0 | 0 | 0 | 0 | 0 | 0 | 0 | 0 | 0 | 0 | 0 | 0 | 0 | 0 | 0 | 0 | 0 | 0 | 0 | 0 | 0 | 0 | 0 | 0 | 0 | 0 | 0 | 0 | 0 | 0 | 0 | 0 | 0 | 0 | 0 | 0 | 0 | 0 | 0 | 0 | 0 | 0 | 0 | 0 | 0 | 0 | 0 | 0 | 0 | 0 | 0 | 0 | 0 | 0 | 0 | 0 | 0 | 0 | 0 | 0 | 0 | 0 | 0 | 0 | 0 | 0 | 0 | 0 | 0 | 0 | 0 | 0 | 0 | 0 | 0 | 0 | 0 | 0 | 0 | 0 | 0 | 0 | 0 | 0 | 0 | 0 | 0 | 0 | 0 | 0 | 0 | 0 | 0 | 0 | 0 | 0 | 0 | 0 | 0 | 0 | 0 | 0 | 0 | 0 | 0 | 0 | 0 | 0 | 0 | 0 | 0 | 0 | 0 | 0 | 0 | 0 | 0 | 0 | 0 | 0 | 0 | 0 | 0 | 0 | 0 | 0 | 0 | 0 | 0 | 0 | 0 | 0 | 0 | 0 | 0 | 0 | 0 | 0 | 0 | 0 | 0 | 0 | 0 | 0 | 0 | 0 | 0 | 0 | 0 | 0 | 0 | 0 | 0 | 0 | 0 | 0 | 0 | 0 | 0 | 0 | 0 | 0 | 0 | 0 | 0 | 0 | 0 | 0 | 0 | 0 | 0 | 0 | 0 | 0 | 0 | 0 | 0 | 0 | 0 | 0 | 0 | 0 | 0 | 0 | 0 | 0 | 0 | 0 | 0 | 0 | 0 | 0 | 0 | 0 | 0 | 0 | 0 | 0 | 0 | 0 | 0 | 0 | 0 | 0 | 0 | 0 | 0 | 0 | 0 | 0 | 0 | 0 | 0 | 0 | 0 | 0 | 0 | 0 | 0 | 0 | 0 | 0 | 0 | 0 | 0 | 0 | 0 | 0 | 0 | 0 | 0 | 0 | 0 | 0 | 0 | 0 | 0 | 0 | 0 | 0 | 0 | 0 | 0 | 0 | 0 | 0 | 0 | 0 | 0 | 0 | 0 | 0 | 0 | 0 | 0 | 0 | 0 | 0 | 0 | 0 | 0 | 0 | 0 | 0 | 0 | 0 | 0 | 0 | 0 | 0 | 0 | 0 | 0 | 0 | 0 | 0 | 0 | 0 | 0 | 0 | 0 | 0 | 0 | 0 | 0 | 0 | 0 | 0 | 0 | 0 | 0 | 0 | 0 | 0 | 0 | 0 | 0 | 0 | 0 | 0 | 0 | 0 | 0 | 0 | 0 | 0 | 0 | 0 | 0 | 0 | 0 | 0 | 0 | 0 | 0 | 0 | 0 | 0 | 0 | 0 | 0 | 0 | 0 | 0 | 0 | 0 | 0 | 0 | 0 | 0 | 0 | 0 | 0 | 0 | 0 | 0 | 0 | 0 | 0 | 0 | 0 | 0 | 0 | 0 | 0 | 0 | 0 | 0 | 0 | 0 | 0 | 0 | 0 | 0 | 0 | 0 | 0 | 0 | 0 | 0 | 0 | 0 | 0 | 0 | 0 | 0 | 0 | 0 | 0 | 0 | 0 | 0 | 0 | 0 | 0 | 0 | 0 | 0 | 0 | 0 | 0 | 0 | 0 | 0 | 0 | 0 | 0 | 0 | 0 | 0 | 0 | 0 | 0 | 0 | 0 | 0 | 0 | 0 | 0 | 0 | 0
WA_Commercial_WA - Miscellaneous_New_Water Heating_Natural Gas_Water Heater - Circulation Pump Controls_A | WA | Commercial | WA - Miscellaneous | New | Water Heating | Natural Gas | Water Heater - Circulation Pump Controls | A | WCM300 | Circulation pump with no controls. | Controlled circulation pump. | 11.5 | 522.8264 | 0 | 0 | 111.96 | 0 | 0 | 0 | 0.28365 | 0.25 | perbldg | 15% | 26.67% | Discretionary | Retro5Med_WA | 85% | Water Heater | 0% | 0 |  | 0 |  | 0 | RTF - ComResCirculatorPumps_2_3 - AEG Edited | RTF - ComResCirculatorPumps_2_3 - AEG Edited | RTF - ComResCirculatorPumps_2_3 - AEG Edited | Circulation pump with no controls. | Circulation pump with no controls. | Circulation pump with no controls. | Circulation pump with no controls. | Circulation pump with no controls. | Circulation pump with no controls. | Circulation pump with no controls. | Circulation pump with no controls. | Circulation pump with no controls. | Circulation pump with no controls. | Circulation pump with no controls. | Circulation pump with no controls. | Circulation pump with no controls. | Circulation pump with no controls. | Circulation pump with no controls. | Circulation pump with no controls. | Circulation pump with no controls. | Circulation pump with no controls. | Circulation pump with no controls. | Circulation pump with no controls. | Circulation pump with no controls. | Circulation pump with no controls. | Circulation pump with no controls. | Circulation pump with no controls. | Circulation pump with no controls. | Circulation pump with no controls. | Circulation pump with no controls. | Controlled circulation pump. | Controlled circulation pump. | Controlled circulation pump. | Controlled circulation pump. | Controlled circulation pump. | Controlled circulation pump. | Controlled circulation pump. | Controlled circulation pump. | Controlled circulation pump. | Controlled circulation pump. | Controlled circulation pump. | Controlled circulation pump. | Controlled circulation pump. | Controlled circulation pump. | Controlled circulation pump. | Controlled circulation pump. | Controlled circulation pump. | Controlled circulation pump. | Controlled circulation pump. | Controlled circulation pump. | Controlled circulation pump. | Controlled circulation pump. | Controlled circulation pump. | Controlled circulation pump. | Controlled circulation pump. | Controlled circulation pump. | Controlled circulation pump. | 111.96 | 111.96 | 111.96 | 111.96 | 111.96 | 111.96 | 111.96 | 111.96 | 111.96 | 111.96 | 111.96 | 111.96 | 111.96 | 111.96 | 111.96 | 111.96 | 111.96 | 111.96 | 111.96 | 111.96 | 111.96 | 111.96 | 111.96 | 111.96 | 111.96 | 111.96 | 111.96 | 0 | 0 | 0 | 0 | 0 | 0 | 0 | 0 | 0 | 0 | 0 | 0 | 0 | 0 | 0 | 0 | 0 | 0 | 0 | 0 | 0 | 0 | 0 | 0 | 0 | 0 | 0 | 0 | 0 | 0 | 0 | 0 | 0 | 0 | 0 | 0 | 0 | 0 | 0 | 0 | 0 | 0 | 0 | 0 | 0 | 0 | 0 | 0 | 0 | 0 | 0 | 0 | 0 | 0 | 0 | 0 | 0 | 0 | 0 | 0 | 0 | 0 | 0 | 0 | 0 | 0 | 0 | 0 | 0 | 0 | 0 | 0 | 0 | 0 | 0 | 0 | 0 | 0 | 0 | 0 | 0 | 0 | 0 | 0 | 0 | 0 | 0 | 0 | 0 | 0 | 0 | 0 | 0 | 0 | 0 | 0 | 0 | 0 | 0 | 0 | 0 | 0 | 0 | 0 | 0 | 0 | 0 | 0 | 0 | 0 | 0 | 0 | 0 | 0 | 0 | 0 | 0 | 0 | 0 | 0 | 0 | 0 | 0 | 0 | 0 | 0 | 0 | 0 | 0 | 0 | 0 | 0 | 0 | 0 | 0 | 0 | 0 | 0 | 0 | 0 | 0 | 0 | 0 | 0 | 0 | 0 | 0 | 0 | 0 | 0 | 0 | 0 | 0 | 0 | 0 | 0 | 0 | 0 | 0 | 0 | 0 | 0 | 0 | 0 | 0 | 0 | 0 | 0 | 0 | 0 | 0 | 0 | 0 | 0 | 0 | 0 | 0 | 0 | 0 | 0 | 0 | 0 | 0 | 0 | 0 | 0 | 0 | 0 | 0 | 0 | 0 | 0 | 0 | 0 | 0 | 0 | 0 | 0 | 0 | 0 | 0 | 0 | 0 | 0 | 0 | 0 | 0 | 0 | 0 | 0 | 0 | 0 | 0 | 0 | 0 | 0 | 0 | 0 | 0 | 0 | 0 | 0 | 0 | 0 | 0 | 0 | 0 | 0 | 0 | 0 | 0 | 0 | 0 | 0 | 0 | 0 | 0 | 0 | 0 | 0 | 0 | 0 | 0 | 0 | 0 | 0 | 0 | 0 | 0 | 0 | 0 | 0 | 0 | 0 | 0 | 0 | 0 | 0 | 0 | 0 | 0 | 0 | 0 | 0 | 0 | 0 | 0 | 0 | 0 | 0 | 0 | 0 | 0 | 0 | 0 | 0 | 0 | 0 | 0 | 0 | 0 | 0 | 0 | 0 | 0 | 0 | 0 | 0 | 0 | 0 | 0 | 0 | 0 | 0 | 0 | 0 | 0 | 0 | 0 | 0 | 0 | 0 | 0 | 0 | 0 | 0 | 0 | 0 | 0 | 0 | 0 | 0 | 0 | 0 | 0 | 0 | 0 | 0 | 0 | 0 | 0 | 0 | 0 | 0 | 0 | 0 | 0 | 0 | 0 | 0 | 0 | 0 | 0 | 0 | 0 | 0 | 0 | 0 | 0 | 0 | 0 | 0 | 0 | 0 | 0 | 0 | 0 | 0 | 0 | 0 | 0 | 0 | 0 | 0 | 0 | 0 | 0 | 0 | 0 | 0 | 0 | 0 | 0 | 0 | 0 | 0 | 0 | 0 | 0 | 0 | 0 | 0 | 0 | 0 | 0 | 0 | 0 | 0 | 0 | 0 | 0 | 0 | 0 | 0 | 0 | 0 | 0 | 0 | 0 | 0 | 0 | 0 | 0 | 0 | 0 | 0 | 0 | 0 | 0 | 0 | 0 | 0 | 0 | 0 | 0 | 0 | 0 | 0 | 0 | 0 | 0 | 0 | 0 | 0 | 0 | 0 | 0 | 0 | 0 | 0 | 0 | 0 | 0 | 0 | 0 | 0 | 0 | 0 | 0 | 0 | 0 | 0 | 0 | 0 | 0 | 0 | 0 | 0 | 0 | 0 | 0 | 0 | 0 | 0 | 0 | 0 | 0 | 0 | 0 | 0 | 0 | 0 | 0 | 0 | 0 | 0 | 0 | 0 | 0 | 0 | 0 | 0 | 0 | 0 | 0 | 0 | 0 | 0 | 0 | 0 | 0 | 0 | 0 | 0 | 0 | 0 | 0
WA_Commercial_WA - Miscellaneous_New_Water Heating_Natural Gas_Water Heater - Pipe Insulation_A | WA | Commercial | WA - Miscellaneous | New | Water Heating | Natural Gas | Water Heater - Pipe Insulation | A | WCM301 | No insulation. | Water heater pipe insulation. | 15 | 5.02 | 0 | 0 | 2.38 | 0 | 0 | 0 | 0.28365 | 0.25 | PipeFeet | 1.124% | 100% | Discretionary | Retro5Med_WA | 85% | Water Heater | 0% | 0 |  | 0 |  | 0 | IL TRM v10 - 4.4.14 Pipe Insulation - CI-HVC-PINS-V07-220101 | IL TRM v10 - 4.4.14 Pipe Insulation - CI-HVC-PINS-V07-220101 | IL TRM v10 - 4.4.14 Pipe Insulation - CI-HVC-PINS-V07-220101 | No insulation. | No insulation. | No insulation. | No insulation. | No insulation. | No insulation. | No insulation. | No insulation. | No insulation. | No insulation. | No insulation. | No insulation. | No insulation. | No insulation. | No insulation. | No insulation. | No insulation. | No insulation. | No insulation. | No insulation. | No insulation. | No insulation. | No insulation. | No insulation. | No insulation. | No insulation. | No insulation. | Water heater pipe insulation. | Water heater pipe insulation. | Water heater pipe insulation. | Water heater pipe insulation. | Water heater pipe insulation. | Water heater pipe insulation. | Water heater pipe insulation. | Water heater pipe insulation. | Water heater pipe insulation. | Water heater pipe insulation. | Water heater pipe insulation. | Water heater pipe insulation. | Water heater pipe insulation. | Water heater pipe insulation. | Water heater pipe insulation. | Water heater pipe insulation. | Water heater pipe insulation. | Water heater pipe insulation. | Water heater pipe insulation. | Water heater pipe insulation. | Water heater pipe insulation. | Water heater pipe insulation. | Water heater pipe insulation. | Water heater pipe insulation. | Water heater pipe insulation. | Water heater pipe insulation. | Water heater pipe insulation. | 2.38 | 2.38 | 2.38 | 2.38 | 2.38 | 2.38 | 2.38 | 2.38 | 2.38 | 2.38 | 2.38 | 2.38 | 2.38 | 2.38 | 2.38 | 2.38 | 2.38 | 2.38 | 2.38 | 2.38 | 2.38 | 2.38 | 2.38 | 2.38 | 2.38 | 2.38 | 2.38 | 0 | 0 | 0 | 0 | 0 | 0 | 0 | 0 | 0 | 0 | 0 | 0 | 0 | 0 | 0 | 0 | 0 | 0 | 0 | 0 | 0 | 0 | 0 | 0 | 0 | 0 | 0 | 0 | 0 | 0 | 0 | 0 | 0 | 0 | 0 | 0 | 0 | 0 | 0 | 0 | 0 | 0 | 0 | 0 | 0 | 0 | 0 | 0 | 0 | 0 | 0 | 0 | 0 | 0 | 0 | 0 | 0 | 0 | 0 | 0 | 0 | 0 | 0 | 0 | 0 | 0 | 0 | 0 | 0 | 0 | 0 | 0 | 0 | 0 | 0 | 0 | 0 | 0 | 0 | 0 | 0 | 0 | 0 | 0 | 0 | 0 | 0 | 0 | 0 | 0 | 0 | 0 | 0 | 0 | 0 | 0 | 0 | 0 | 0 | 0 | 0 | 0 | 0 | 0 | 0 | 0 | 0 | 0 | 0 | 0 | 0 | 0 | 0 | 0 | 0 | 0 | 0 | 0 | 0 | 0 | 0 | 0 | 0 | 0 | 0 | 0 | 0 | 0 | 0 | 0 | 0 | 0 | 0 | 0 | 0 | 0 | 0 | 0 | 0 | 0 | 0 | 0 | 0 | 0 | 0 | 0 | 0 | 0 | 0 | 0 | 0 | 0 | 0 | 0 | 0 | 0 | 0 | 0 | 0 | 0 | 0 | 0 | 0 | 0 | 0 | 0 | 0 | 0 | 0 | 0 | 0 | 0 | 0 | 0 | 0 | 0 | 0 | 0 | 0 | 0 | 0 | 0 | 0 | 0 | 0 | 0 | 0 | 0 | 0 | 0 | 0 | 0 | 0 | 0 | 0 | 0 | 0 | 0 | 0 | 0 | 0 | 0 | 0 | 0 | 0 | 0 | 0 | 0 | 0 | 0 | 0 | 0 | 0 | 0 | 0 | 0 | 0 | 0 | 0 | 0 | 0 | 0 | 0 | 0 | 0 | 0 | 0 | 0 | 0 | 0 | 0 | 0 | 0 | 0 | 0 | 0 | 0 | 0 | 0 | 0 | 0 | 0 | 0 | 0 | 0 | 0 | 0 | 0 | 0 | 0 | 0 | 0 | 0 | 0 | 0 | 0 | 0 | 0 | 0 | 0 | 0 | 0 | 0 | 0 | 0 | 0 | 0 | 0 | 0 | 0 | 0 | 0 | 0 | 0 | 0 | 0 | 0 | 0 | 0 | 0 | 0 | 0 | 0 | 0 | 0 | 0 | 0 | 0 | 0 | 0 | 0 | 0 | 0 | 0 | 0 | 0 | 0 | 0 | 0 | 0 | 0 | 0 | 0 | 0 | 0 | 0 | 0 | 0 | 0 | 0 | 0 | 0 | 0 | 0 | 0 | 0 | 0 | 0 | 0 | 0 | 0 | 0 | 0 | 0 | 0 | 0 | 0 | 0 | 0 | 0 | 0 | 0 | 0 | 0 | 0 | 0 | 0 | 0 | 0 | 0 | 0 | 0 | 0 | 0 | 0 | 0 | 0 | 0 | 0 | 0 | 0 | 0 | 0 | 0 | 0 | 0 | 0 | 0 | 0 | 0 | 0 | 0 | 0 | 0 | 0 | 0 | 0 | 0 | 0 | 0 | 0 | 0 | 0 | 0 | 0 | 0 | 0 | 0 | 0 | 0 | 0 | 0 | 0 | 0 | 0 | 0 | 0 | 0 | 0 | 0 | 0 | 0 | 0 | 0 | 0 | 0 | 0 | 0 | 0 | 0 | 0 | 0 | 0 | 0 | 0 | 0 | 0 | 0 | 0 | 0 | 0 | 0 | 0 | 0 | 0 | 0 | 0 | 0 | 0 | 0 | 0 | 0 | 0 | 0 | 0 | 0 | 0 | 0 | 0 | 0 | 0 | 0 | 0 | 0 | 0 | 0 | 0 | 0 | 0 | 0 | 0 | 0 | 0 | 0 | 0 | 0 | 0 | 0 | 0 | 0 | 0 | 0 | 0 | 0 | 0 | 0 | 0 | 0 | 0 | 0 | 0 | 0 | 0 | 0 | 0 | 0 | 0 | 0 | 0 | 0 | 0 | 0 | 0 | 0 | 0 | 0 | 0
WA_Commercial_WA - Miscellaneous_New_Water Heating_Natural Gas_Water Heater - Motion Control Faucet_A | WA | Commercial | WA - Miscellaneous | New | Water Heating | Natural Gas | Water Heater - Motion Control Faucet | A | WCM302 | 1.39 gpm w/o motion sensor | 0.35 gpm w/ motion sensor | 5 | 0 | 0 | 0 | 1.07 | 0 | 0 | 0 | 0.28365 | 0.25 | sqft | 30% | 75% | Discretionary | Retro5Med_WA | 85% | Water Heater | 0% | 0 |  | 0 |  | 0 | n/a | n/a | n/a | 1.39 gpm w/o motion sensor | 1.39 gpm w/o motion sensor | 1.39 gpm w/o motion sensor | 1.39 gpm w/o motion sensor | 1.39 gpm w/o motion sensor | 1.39 gpm w/o motion sensor | 1.39 gpm w/o motion sensor | 1.39 gpm w/o motion sensor | 1.39 gpm w/o motion sensor | 1.39 gpm w/o motion sensor | 1.39 gpm w/o motion sensor | 1.39 gpm w/o motion sensor | 1.39 gpm w/o motion sensor | 1.39 gpm w/o motion sensor | 1.39 gpm w/o motion sensor | 1.39 gpm w/o motion sensor | 1.39 gpm w/o motion sensor | 1.39 gpm w/o motion sensor | 1.39 gpm w/o motion sensor | 1.39 gpm w/o motion sensor | 1.39 gpm w/o motion sensor | 1.39 gpm w/o motion sensor | 1.39 gpm w/o motion sensor | 1.39 gpm w/o motion sensor | 1.39 gpm w/o motion sensor | 1.39 gpm w/o motion sensor | 1.39 gpm w/o motion sensor | 0.35 gpm w/ motion sensor | 0.35 gpm w/ motion sensor | 0.35 gpm w/ motion sensor | 0.35 gpm w/ motion sensor | 0.35 gpm w/ motion sensor | 0.35 gpm w/ motion sensor | 0.35 gpm w/ motion sensor | 0.35 gpm w/ motion sensor | 0.35 gpm w/ motion sensor | 0.35 gpm w/ motion sensor | 0.35 gpm w/ motion sensor | 0.35 gpm w/ motion sensor | 0.35 gpm w/ motion sensor | 0.35 gpm w/ motion sensor | 0.35 gpm w/ motion sensor | 0.35 gpm w/ motion sensor | 0.35 gpm w/ motion sensor | 0.35 gpm w/ motion sensor | 0.35 gpm w/ motion sensor | 0.35 gpm w/ motion sensor | 0.35 gpm w/ motion sensor | 0.35 gpm w/ motion sensor | 0.35 gpm w/ motion sensor | 0.35 gpm w/ motion sensor | 0.35 gpm w/ motion sensor | 0.35 gpm w/ motion sensor | 0.35 gpm w/ motion sensor | 1.07 | 1.07 | 1.07 | 1.07 | 1.07 | 1.07 | 1.07 | 1.07 | 1.07 | 1.07 | 1.07 | 1.07 | 1.07 | 1.07 | 1.07 | 1.07 | 1.07 | 1.07 | 1.07 | 1.07 | 1.07 | 1.07 | 1.07 | 1.07 | 1.07 | 1.07 | 1.07 | 0 | 0 | 0 | 0 | 0 | 0 | 0 | 0 | 0 | 0 | 0 | 0 | 0 | 0 | 0 | 0 | 0 | 0 | 0 | 0 | 0 | 0 | 0 | 0 | 0 | 0 | 0 | 0 | 0 | 0 | 0 | 0 | 0 | 0 | 0 | 0 | 0 | 0 | 0 | 0 | 0 | 0 | 0 | 0 | 0 | 0 | 0 | 0 | 0 | 0 | 0 | 0 | 0 | 0 | 0 | 0 | 0 | 0 | 0 | 0 | 0 | 0 | 0 | 0 | 0 | 0 | 0 | 0 | 0 | 0 | 0 | 0 | 0 | 0 | 0 | 0 | 0 | 0 | 0 | 0 | 0 | 0 | 0 | 0 | 0 | 0 | 0 | 0 | 0 | 0 | 0 | 0 | 0 | 0 | 0 | 0 | 0 | 0 | 0 | 0 | 0 | 0 | 0 | 0 | 0 | 0 | 0 | 0 | 0 | 0 | 0 | 0 | 0 | 0 | 0 | 0 | 0 | 0 | 0 | 0 | 0 | 0 | 0 | 0 | 0 | 0 | 0 | 0 | 0 | 0 | 0 | 0 | 0 | 0 | 0 | 0 | 0 | 0 | 0 | 0 | 0 | 0 | 0 | 0 | 0 | 0 | 0 | 0 | 0 | 0 | 0 | 0 | 0 | 0 | 0 | 0 | 0 | 0 | 0 | 0 | 0 | 0 | 0 | 0 | 0 | 0 | 0 | 0 | 0 | 0 | 0 | 0 | 0 | 0 | 0 | 0 | 0 | 0 | 0 | 0 | 0 | 0 | 0 | 0 | 0 | 0 | 0 | 0 | 0 | 0 | 0 | 0 | 0 | 0 | 0 | 0 | 0 | 0 | 0 | 0 | 0 | 0 | 0 | 0 | 0 | 0 | 0 | 0 | 0 | 0 | 0 | 0 | 0 | 0 | 0 | 0 | 0 | 0 | 0 | 0 | 0 | 0 | 0 | 0 | 0 | 0 | 0 | 0 | 0 | 0 | 0 | 0 | 0 | 0 | 0 | 0 | 0 | 0 | 0 | 0 | 0 | 0 | 0 | 0 | 0 | 0 | 0 | 0 | 0 | 0 | 0 | 0 | 0 | 0 | 0 | 0 | 0 | 0 | 0 | 0 | 0 | 0 | 0 | 0 | 0 | 0 | 0 | 0 | 0 | 0 | 0 | 0 | 0 | 0 | 0 | 0 | 0 | 0 | 0 | 0 | 0 | 0 | 0 | 0 | 0 | 0 | 0 | 0 | 0 | 0 | 0 | 0 | 0 | 0 | 0 | 0 | 0 | 0 | 0 | 0 | 0 | 0 | 0 | 0 | 0 | 0 | 0 | 0 | 0 | 0 | 0 | 0 | 0 | 0 | 0 | 0 | 0 | 0 | 0 | 0 | 0 | 0 | 0 | 0 | 0 | 0 | 0 | 0 | 0 | 0 | 0 | 0 | 0 | 0 | 0 | 0 | 0 | 0 | 0 | 0 | 0 | 0 | 0 | 0 | 0 | 0 | 0 | 0 | 0 | 0 | 0 | 0 | 0 | 0 | 0 | 0 | 0 | 0 | 0 | 0 | 0 | 0 | 0 | 0 | 0 | 0 | 0 | 0 | 0 | 0 | 0 | 0 | 0 | 0 | 0 | 0 | 0 | 0 | 0 | 0 | 0 | 0 | 0 | 0 | 0 | 0 | 0 | 0 | 0 | 0 | 0 | 0 | 0 | 0 | 0 | 0 | 0 | 0 | 0 | 0 | 0 | 0 | 0 | 0 | 0 | 0 | 0 | 0 | 0 | 0 | 0 | 0 | 0 | 0 | 0 | 0 | 0 | 0 | 0 | 0 | 0 | 0 | 0 | 0 | 0 | 0 | 0 | 0 | 0 | 0 | 0 | 0 | 0 | 0 | 0 | 0 | 0 | 0 | 0 | 0 | 0 | 0 | 0 | 0 | 0 | 0 | 0 | 0 | 0 | 0 | 0 | 0 | 0 | 0 | 0 | 0 | 0 | 0 | 0 | 0 | 0 | 0 | 0 | 0 | 0 | 0 | 0 | 0 | 0 | 0 | 0 | 0 | 0 | 0 | 0 | 0 | 0
WA_Commercial_WA - Miscellaneous_New_Water Heating_Natural Gas_Water Heater - Solar System_A | WA | Commercial | WA - Miscellaneous | New | Water Heating | Natural Gas | Water Heater - Solar System | A | WCM303 | 0 | Solar water heater with electric backup unit | 20 | 40.1544 | 0 | 0 | 373.49 | 0 | 0 | 0 | 0.28365 | 0.25 | DHW kbtuh | 1% | 40% | Discretionary | Retro5Med_WA | 85% | Water Heater | 0% | 0 |  | 0 |  | 0 | DHW_WH-Water Heating-AEO17-8 | DHW_WH-Water Heating-AEO17-8 | DHW_WH-Water Heating-DOE-PTool2014-1 | 0 | 0 | 0 | 0 | 0 | 0 | 0 | 0 | 0 | 0 | 0 | 0 | 0 | 0 | 0 | 0 | 0 | 0 | 0 | 0 | 0 | 0 | 0 | 0 | 0 | 0 | 0 | Solar water heater with electric backup unit | Solar water heater with electric backup unit | Solar water heater with electric backup unit | Solar water heater with electric backup unit | Solar water heater with electric backup unit | Solar water heater with electric backup unit | Solar water heater with electric backup unit | Solar water heater with electric backup unit | Solar water heater with electric backup unit | Solar water heater with electric backup unit | Solar water heater with electric backup unit | Solar water heater with electric backup unit | Solar water heater with electric backup unit | Solar water heater with electric backup unit | Solar water heater with electric backup unit | Solar water heater with electric backup unit | Solar water heater with electric backup unit | Solar water heater with electric backup unit | Solar water heater with electric backup unit | Solar water heater with electric backup unit | Solar water heater with electric backup unit | Solar water heater with electric backup unit | Solar water heater with electric backup unit | Solar water heater with electric backup unit | Solar water heater with electric backup unit | Solar water heater with electric backup unit | Solar water heater with electric backup unit | 373.49 | 373.49 | 373.49 | 373.49 | 373.49 | 373.49 | 373.49 | 373.49 | 373.49 | 373.49 | 373.49 | 373.49 | 373.49 | 373.49 | 373.49 | 373.49 | 373.49 | 373.49 | 373.49 | 373.49 | 373.49 | 373.49 | 373.49 | 373.49 | 373.49 | 373.49 | 373.49 | 0 | 0 | 0 | 0 | 0 | 0 | 0 | 0 | 0 | 0 | 0 | 0 | 0 | 0 | 0 | 0 | 0 | 0 | 0 | 0 | 0 | 0 | 0 | 0 | 0 | 0 | 0 | 0 | 0 | 0 | 0 | 0 | 0 | 0 | 0 | 0 | 0 | 0 | 0 | 0 | 0 | 0 | 0 | 0 | 0 | 0 | 0 | 0 | 0 | 0 | 0 | 0 | 0 | 0 | 0 | 0 | 0 | 0 | 0 | 0 | 0 | 0 | 0 | 0 | 0 | 0 | 0 | 0 | 0 | 0 | 0 | 0 | 0 | 0 | 0 | 0 | 0 | 0 | 0 | 0 | 0 | 0 | 0 | 0 | 0 | 0 | 0 | 0 | 0 | 0 | 0 | 0 | 0 | 0 | 0 | 0 | 0 | 0 | 0 | 0 | 0 | 0 | 0 | 0 | 0 | 0 | 0 | 0 | 0 | 0 | 0 | 0 | 0 | 0 | 0 | 0 | 0 | 0 | 0 | 0 | 0 | 0 | 0 | 0 | 0 | 0 | 0 | 0 | 0 | 0 | 0 | 0 | 0 | 0 | 0 | 0 | 0 | 0 | 0 | 0 | 0 | 0 | 0 | 0 | 0 | 0 | 0 | 0 | 0 | 0 | 0 | 0 | 0 | 0 | 0 | 0 | 0 | 0 | 0 | 0 | 0 | 0 | 0 | 0 | 0 | 0 | 0 | 0 | 0 | 0 | 0 | 0 | 0 | 0 | 0 | 0 | 0 | 0 | 0 | 0 | 0 | 0 | 0 | 0 | 0 | 0 | 0 | 0 | 0 | 0 | 0 | 0 | 0 | 0 | 0 | 0 | 0 | 0 | 0 | 0 | 0 | 0 | 0 | 0 | 0 | 0 | 0 | 0 | 0 | 0 | 0 | 0 | 0 | 0 | 0 | 0 | 0 | 0 | 0 | 0 | 0 | 0 | 0 | 0 | 0 | 0 | 0 | 0 | 0 | 0 | 0 | 0 | 0 | 0 | 0 | 0 | 0 | 0 | 0 | 0 | 0 | 0 | 0 | 0 | 0 | 0 | 0 | 0 | 0 | 0 | 0 | 0 | 0 | 0 | 0 | 0 | 0 | 0 | 0 | 0 | 0 | 0 | 0 | 0 | 0 | 0 | 0 | 0 | 0 | 0 | 0 | 0 | 0 | 0 | 0 | 0 | 0 | 0 | 0 | 0 | 0 | 0 | 0 | 0 | 0 | 0 | 0 | 0 | 0 | 0 | 0 | 0 | 0 | 0 | 0 | 0 | 0 | 0 | 0 | 0 | 0 | 0 | 0 | 0 | 0 | 0 | 0 | 0 | 0 | 0 | 0 | 0 | 0 | 0 | 0 | 0 | 0 | 0 | 0 | 0 | 0 | 0 | 0 | 0 | 0 | 0 | 0 | 0 | 0 | 0 | 0 | 0 | 0 | 0 | 0 | 0 | 0 | 0 | 0 | 0 | 0 | 0 | 0 | 0 | 0 | 0 | 0 | 0 | 0 | 0 | 0 | 0 | 0 | 0 | 0 | 0 | 0 | 0 | 0 | 0 | 0 | 0 | 0 | 0 | 0 | 0 | 0 | 0 | 0 | 0 | 0 | 0 | 0 | 0 | 0 | 0 | 0 | 0 | 0 | 0 | 0 | 0 | 0 | 0 | 0 | 0 | 0 | 0 | 0 | 0 | 0 | 0 | 0 | 0 | 0 | 0 | 0 | 0 | 0 | 0 | 0 | 0 | 0 | 0 | 0 | 0 | 0 | 0 | 0 | 0 | 0 | 0 | 0 | 0 | 0 | 0 | 0 | 0 | 0 | 0 | 0 | 0 | 0 | 0 | 0 | 0 | 0 | 0 | 0 | 0 | 0 | 0 | 0 | 0 | 0 | 0 | 0 | 0 | 0 | 0 | 0 | 0 | 0 | 0 | 0 | 0 | 0 | 0 | 0 | 0 | 0 | 0 | 0 | 0 | 0 | 0 | 0 | 0 | 0 | 0 | 0 | 0 | 0 | 0 | 0 | 0 | 0 | 0 | 0 | 0 | 0 | 0 | 0 | 0 | 0 | 0 | 0
WA_Commercial_WA - Miscellaneous_New_Water Heating_Natural Gas_Commercial Laundry - Ozone Treatment_A | WA | Commercial | WA - Miscellaneous | New | Water Heating | Natural Gas | Commercial Laundry - Ozone Treatment | A | WCM304 | Standard commercial washer. | Ozone laundry treatment system. | 10 | 142.8891 | 0 | 0 | 2750.55 | 0 | 27.22 | 0 | 0.28365 | 0.25 | perBldg | 0% | 6.667% | Discretionary | Retro5Med_WA | 85% | Water Heater | 0% | 0 |  | 0 |  | 0 | CW_OZON-Water Heating-ILTRM-v4.0-4 | CW_OZON-Water Heating-ILTRM-v4.0-4 | CW_OZON-Water Heating-ILTRM-v4.0-4 | Standard commercial washer. | Standard commercial washer. | Standard commercial washer. | Standard commercial washer. | Standard commercial washer. | Standard commercial washer. | Standard commercial washer. | Standard commercial washer. | Standard commercial washer. | Standard commercial washer. | Standard commercial washer. | Standard commercial washer. | Standard commercial washer. | Standard commercial washer. | Standard commercial washer. | Standard commercial washer. | Standard commercial washer. | Standard commercial washer. | Standard commercial washer. | Standard commercial washer. | Standard commercial washer. | Standard commercial washer. | Standard commercial washer. | Standard commercial washer. | Standard commercial washer. | Standard commercial washer. | Standard commercial washer. | Ozone laundry treatment system. | Ozone laundry treatment system. | Ozone laundry treatment system. | Ozone laundry treatment system. | Ozone laundry treatment system. | Ozone laundry treatment system. | Ozone laundry treatment system. | Ozone laundry treatment system. | Ozone laundry treatment system. | Ozone laundry treatment system. | Ozone laundry treatment system. | Ozone laundry treatment system. | Ozone laundry treatment system. | Ozone laundry treatment system. | Ozone laundry treatment system. | Ozone laundry treatment system. | Ozone laundry treatment system. | Ozone laundry treatment system. | Ozone laundry treatment system. | Ozone laundry treatment system. | Ozone laundry treatment system. | Ozone laundry treatment system. | Ozone laundry treatment system. | Ozone laundry treatment system. | Ozone laundry treatment system. | Ozone laundry treatment system. | Ozone laundry treatment system. | 2750.55 | 2750.55 | 2750.55 | 2750.55 | 2750.55 | 2750.55 | 2750.55 | 2750.55 | 2750.55 | 2750.55 | 2750.55 | 2750.55 | 2750.55 | 2750.55 | 2750.55 | 2750.55 | 2750.55 | 2750.55 | 2750.55 | 2750.55 | 2750.55 | 2750.55 | 2750.55 | 2750.55 | 2750.55 | 2750.55 | 2750.55 | 0 | 0 | 0 | 0 | 0 | 0 | 0 | 0 | 0 | 0 | 0 | 0 | 0 | 0 | 0 | 0 | 0 | 0 | 0 | 0 | 0 | 0 | 0 | 0 | 0 | 0 | 0 | 0 | 0 | 0 | 0 | 0 | 0 | 0 | 0 | 0 | 0 | 0 | 0 | 0 | 0 | 0 | 0 | 0 | 0 | 0 | 0 | 0 | 0 | 0 | 0 | 0 | 0 | 0 | 0 | 0 | 0 | 0 | 0 | 0 | 0 | 0 | 0 | 0 | 0 | 0 | 0 | 0 | 0 | 0 | 0 | 0 | 0 | 0 | 0 | 0 | 0 | 0 | 0 | 0 | 0 | 0 | 0 | 0 | 0 | 0 | 0 | 0 | 0 | 0 | 0 | 0 | 0 | 0 | 0 | 0 | 0 | 0 | 0 | 0 | 0 | 0 | 0 | 0 | 0 | 0 | 0 | 0 | 0 | 0 | 0 | 0 | 0 | 0 | 0 | 0 | 0 | 0 | 0 | 0 | 0 | 0 | 0 | 0 | 0 | 0 | 0 | 0 | 0 | 0 | 0 | 0 | 0 | 0 | 0 | 0 | 0 | 0 | 0 | 0 | 0 | 0 | 0 | 0 | 0 | 0 | 0 | 0 | 0 | 0 | 0 | 0 | 0 | 0 | 0 | 0 | 0 | 0 | 0 | 0 | 0 | 0 | 0 | 0 | 0 | 0 | 0 | 0 | 0 | 0 | 0 | 0 | 0 | 0 | 0 | 0 | 0 | 0 | 0 | 0 | 0 | 0 | 0 | 0 | 0 | 0 | 0 | 0 | 0 | 0 | 0 | 0 | 0 | 0 | 0 | 0 | 0 | 0 | 0 | 0 | 0 | 0 | 0 | 0 | 0 | 0 | 0 | 0 | 0 | 0 | 0 | 0 | 0 | 0 | 0 | 0 | 0 | 0 | 0 | 0 | 0 | 0 | 0 | 0 | 0 | 0 | 0 | 0 | 0 | 0 | 0 | 0 | 0 | 0 | 0 | 0 | 0 | 0 | 0 | 0 | 0 | 0 | 0 | 0 | 0 | 0 | 0 | 0 | 0 | 0 | 0 | 0 | 0 | 0 | 0 | 0 | 0 | 0 | 0 | 0 | 0 | 0 | 0 | 0 | 0 | 0 | 0 | 0 | 0 | 0 | 0 | 0 | 0 | 0 | 0 | 0 | 0 | 0 | 0 | 0 | 0 | 0 | 0 | 0 | 0 | 0 | 0 | 0 | 0 | 0 | 0 | 0 | 0 | 0 | 0 | 0 | 0 | 0 | 0 | 0 | 0 | 0 | 0 | 0 | 0 | 0 | 0 | 0 | 0 | 0 | 0 | 0 | 0 | 0 | 0 | 0 | 0 | 0 | 0 | 0 | 0 | 0 | 0 | 0 | 0 | 0 | 0 | 0 | 0 | 0 | 0 | 0 | 0 | 0 | 0 | 0 | 0 | 0 | 0 | 0 | 0 | 0 | 0 | 0 | 0 | 0 | 0 | 0 | 0 | 0 | 0 | 0 | 0 | 0 | 0 | 0 | 0 | 0 | 0 | 0 | 0 | 0 | 0 | 0 | 0 | 0 | 0 | 0 | 0 | 0 | 0 | 0 | 0 | 0 | 0 | 0 | 0 | 0 | 0 | 0 | 0 | 0 | 0 | 0 | 0 | 0 | 0 | 0 | 0 | 0 | 0 | 0 | 0 | 0 | 0 | 0 | 0 | 0 | 0 | 0 | 0 | 0 | 0 | 0 | 0 | 0 | 0 | 0 | 0 | 0 | 0 | 0 | 0 | 0 | 0 | 0 | 0 | 0 | 0 | 0 | 0 | 0 | 0 | 0 | 0 | 0 | 0 | 0 | 0 | 0 | 0 | 0 | 0 | 0 | 0 | 0 | 0 | 0 | 0 | 0 | 0 | 0 | 0 | 0 | 0 | 0 | 0 | 0 | 0 | 0 | 0 | 0 | 0 | 0 | 0 | 0 | 0 | 0 | 0 | 0 | 0 | 0 | 0 | 0 | 0 | 0 | 0 | 0 | 0 | 0 | 0 | 0 | 0 | 0 | 0 | 0 | 0
WA_Commercial_WA - Miscellaneous_New_Water Heating_Natural Gas_Commercial Laundry - ENERGY STAR Washer_A | WA | Commercial | WA - Miscellaneous | New | Water Heating | Natural Gas | Commercial Laundry - ENERGY STAR Washer | A | WCM305 | Standard efficiency washer. | ENERGY STAR rated washer. | 7 | 35.5089 | 0 | 0 | 215.93 | 94.35 | 0 | 0 | 0.28365 | 0.25 | ClothesWashers | 0% | 6.667% | Discretionary | Retro5Med_WA | 95% | Water Heater | 0% | 0 |  | 0 |  | 0 | CW-Miscellaneous-RTF-v5.1-21 | CW-Miscellaneous-RTF-v5.1-21 | CW-Miscellaneous-RTF-PreQCv5.0-8 | Standard efficiency washer. | Standard efficiency washer. | Standard efficiency washer. | Standard efficiency washer. | Standard efficiency washer. | Standard efficiency washer. | Standard efficiency washer. | Standard efficiency washer. | Standard efficiency washer. | Standard efficiency washer. | Standard efficiency washer. | Standard efficiency washer. | Standard efficiency washer. | Standard efficiency washer. | Standard efficiency washer. | Standard efficiency washer. | Standard efficiency washer. | Standard efficiency washer. | Standard efficiency washer. | Standard efficiency washer. | Standard efficiency washer. | Standard efficiency washer. | Standard efficiency washer. | Standard efficiency washer. | Standard efficiency washer. | Standard efficiency washer. | Standard efficiency washer. | ENERGY STAR rated washer. | ENERGY STAR rated washer. | ENERGY STAR rated washer. | ENERGY STAR rated washer. | ENERGY STAR rated washer. | ENERGY STAR rated washer. | ENERGY STAR rated washer. | ENERGY STAR rated washer. | ENERGY STAR rated washer. | ENERGY STAR rated washer. | ENERGY STAR rated washer. | ENERGY STAR rated washer. | ENERGY STAR rated washer. | ENERGY STAR rated washer. | ENERGY STAR rated washer. | ENERGY STAR rated washer. | ENERGY STAR rated washer. | ENERGY STAR rated washer. | ENERGY STAR rated washer. | ENERGY STAR rated washer. | ENERGY STAR rated washer. | ENERGY STAR rated washer. | ENERGY STAR rated washer. | ENERGY STAR rated washer. | ENERGY STAR rated washer. | ENERGY STAR rated washer. | ENERGY STAR rated washer. | 215.93 | 215.93 | 215.93 | 215.93 | 215.93 | 215.93 | 215.93 | 215.93 | 215.93 | 215.93 | 215.93 | 215.93 | 215.93 | 215.93 | 215.93 | 215.93 | 215.93 | 215.93 | 215.93 | 215.93 | 215.93 | 215.93 | 215.93 | 215.93 | 215.93 | 215.93 | 215.93 | 0 | 0 | 0 | 0 | 0 | 0 | 0 | 0 | 0 | 0 | 0 | 0 | 0 | 0 | 0 | 0 | 0 | 0 | 0 | 0 | 0 | 0 | 0 | 0 | 0 | 0 | 0 | 0 | 0 | 0 | 0 | 0 | 0 | 0 | 0 | 0 | 0 | 0 | 0 | 0 | 0 | 0 | 0 | 0 | 0 | 0 | 0 | 0 | 0 | 0 | 0 | 0 | 0 | 0 | 0 | 0 | 0 | 0 | 0 | 0 | 0 | 0 | 0 | 0 | 0 | 0 | 0 | 0 | 0 | 0 | 0 | 0 | 0 | 0 | 0 | 0 | 0 | 0 | 0 | 0 | 0 | 0 | 0 | 0 | 0 | 0 | 0 | 0 | 0 | 0 | 0 | 0 | 0 | 0 | 0 | 0 | 0 | 0 | 0 | 0 | 0 | 0 | 0 | 0 | 0 | 0 | 0 | 0 | 0 | 0 | 0 | 0 | 0 | 0 | 0 | 0 | 0 | 0 | 0 | 0 | 0 | 0 | 0 | 0 | 0 | 0 | 0 | 0 | 0 | 0 | 0 | 0 | 0 | 0 | 0 | 0 | 0 | 0 | 0 | 0 | 0 | 0 | 0 | 0 | 0 | 0 | 0 | 0 | 0 | 0 | 0 | 0 | 0 | 0 | 0 | 0 | 0 | 0 | 0 | 0 | 0 | 0 | 0 | 0 | 0 | 0 | 0 | 0 | 0 | 0 | 0 | 0 | 0 | 0 | 0 | 0 | 0 | 0 | 0 | 0 | 0 | 0 | 0 | 0 | 0 | 0 | 0 | 0 | 0 | 0 | 0 | 0 | 0 | 0 | 0 | 0 | 0 | 0 | 0 | 0 | 0 | 0 | 0 | 0 | 0 | 0 | 0 | 0 | 0 | 0 | 0 | 0 | 0 | 0 | 0 | 0 | 0 | 0 | 0 | 0 | 0 | 0 | 0 | 0 | 0 | 0 | 0 | 0 | 0 | 0 | 0 | 0 | 0 | 0 | 0 | 0 | 0 | 0 | 0 | 0 | 0 | 0 | 0 | 0 | 0 | 0 | 0 | 0 | 0 | 0 | 0 | 0 | 0 | 0 | 0 | 0 | 0 | 0 | 0 | 0 | 0 | 0 | 0 | 0 | 0 | 0 | 0 | 0 | 0 | 0 | 0 | 0 | 0 | 0 | 0 | 0 | 0 | 0 | 0 | 0 | 0 | 0 | 0 | 0 | 0 | 0 | 0 | 0 | 0 | 0 | 0 | 0 | 0 | 0 | 0 | 0 | 0 | 0 | 0 | 0 | 0 | 0 | 0 | 0 | 0 | 0 | 0 | 0 | 0 | 0 | 0 | 0 | 0 | 0 | 0 | 0 | 0 | 0 | 0 | 0 | 0 | 0 | 0 | 0 | 0 | 0 | 0 | 0 | 0 | 0 | 0 | 0 | 0 | 0 | 0 | 0 | 0 | 0 | 0 | 0 | 0 | 0 | 0 | 0 | 0 | 0 | 0 | 0 | 0 | 0 | 0 | 0 | 0 | 0 | 0 | 0 | 0 | 0 | 0 | 0 | 0 | 0 | 0 | 0 | 0 | 0 | 0 | 0 | 0 | 0 | 0 | 0 | 0 | 0 | 0 | 0 | 0 | 0 | 0 | 0 | 0 | 0 | 0 | 0 | 0 | 0 | 0 | 0 | 0 | 0 | 0 | 0 | 0 | 0 | 0 | 0 | 0 | 0 | 0 | 0 | 0 | 0 | 0 | 0 | 0 | 0 | 0 | 0 | 0 | 0 | 0 | 0 | 0 | 0 | 0 | 0 | 0 | 0 | 0 | 0 | 0 | 0 | 0 | 0 | 0 | 0 | 0 | 0 | 0 | 0 | 0 | 0 | 0 | 0 | 0 | 0 | 0 | 0 | 0 | 0 | 0 | 0 | 0 | 0 | 0 | 0 | 0 | 0 | 0 | 0 | 0 | 0 | 0 | 0 | 0 | 0 | 0 | 0 | 0 | 0 | 0 | 0 | 0 | 0 | 0 | 0 | 0 | 0 | 0 | 0 | 0 | 0 | 0 | 0 | 0 | 0 | 0
WA_Commercial_WA - Miscellaneous_New_Water Heating_Natural Gas_Water Heater - Efficient Dishwasher_A | WA | Commercial | WA - Miscellaneous | New | Water Heating | Natural Gas | Water Heater - Efficient Dishwasher | A | WCM306 | 0 | ENERGY STAR | 12 | 102.8166 | 0 | 0 | 291.3 | 161.75 | 0 | 0 | 0.28365 | 0.25 | perBldg | 0% | 6.667% | Discretionary | Retro5Med_WA | 85% | Water Heater | 0% | 0 |  | 0 |  | 0 | Avista TRM | Avista TRM | Avista TRM | 0 | 0 | 0 | 0 | 0 | 0 | 0 | 0 | 0 | 0 | 0 | 0 | 0 | 0 | 0 | 0 | 0 | 0 | 0 | 0 | 0 | 0 | 0 | 0 | 0 | 0 | 0 | ENERGY STAR | ENERGY STAR | ENERGY STAR | ENERGY STAR | ENERGY STAR | ENERGY STAR | ENERGY STAR | ENERGY STAR | ENERGY STAR | ENERGY STAR | ENERGY STAR | ENERGY STAR | ENERGY STAR | ENERGY STAR | ENERGY STAR | ENERGY STAR | ENERGY STAR | ENERGY STAR | ENERGY STAR | ENERGY STAR | ENERGY STAR | ENERGY STAR | ENERGY STAR | ENERGY STAR | ENERGY STAR | ENERGY STAR | ENERGY STAR | 291.3 | 291.3 | 291.3 | 291.3 | 291.3 | 291.3 | 291.3 | 291.3 | 291.3 | 291.3 | 291.3 | 291.3 | 291.3 | 291.3 | 291.3 | 291.3 | 291.3 | 291.3 | 291.3 | 291.3 | 291.3 | 291.3 | 291.3 | 291.3 | 291.3 | 291.3 | 291.3 | 0 | 0 | 0 | 0 | 0 | 0 | 0 | 0 | 0 | 0 | 0 | 0 | 0 | 0 | 0 | 0 | 0 | 0 | 0 | 0 | 0 | 0 | 0 | 0 | 0 | 0 | 0 | 0 | 0 | 0 | 0 | 0 | 0 | 0 | 0 | 0 | 0 | 0 | 0 | 0 | 0 | 0 | 0 | 0 | 0 | 0 | 0 | 0 | 0 | 0 | 0 | 0 | 0 | 0 | 0 | 0 | 0 | 0 | 0 | 0 | 0 | 0 | 0 | 0 | 0 | 0 | 0 | 0 | 0 | 0 | 0 | 0 | 0 | 0 | 0 | 0 | 0 | 0 | 0 | 0 | 0 | 0 | 0 | 0 | 0 | 0 | 0 | 0 | 0 | 0 | 0 | 0 | 0 | 0 | 0 | 0 | 0 | 0 | 0 | 0 | 0 | 0 | 0 | 0 | 0 | 0 | 0 | 0 | 0 | 0 | 0 | 0 | 0 | 0 | 0 | 0 | 0 | 0 | 0 | 0 | 0 | 0 | 0 | 0 | 0 | 0 | 0 | 0 | 0 | 0 | 0 | 0 | 0 | 0 | 0 | 0 | 0 | 0 | 0 | 0 | 0 | 0 | 0 | 0 | 0 | 0 | 0 | 0 | 0 | 0 | 0 | 0 | 0 | 0 | 0 | 0 | 0 | 0 | 0 | 0 | 0 | 0 | 0 | 0 | 0 | 0 | 0 | 0 | 0 | 0 | 0 | 0 | 0 | 0 | 0 | 0 | 0 | 0 | 0 | 0 | 0 | 0 | 0 | 0 | 0 | 0 | 0 | 0 | 0 | 0 | 0 | 0 | 0 | 0 | 0 | 0 | 0 | 0 | 0 | 0 | 0 | 0 | 0 | 0 | 0 | 0 | 0 | 0 | 0 | 0 | 0 | 0 | 0 | 0 | 0 | 0 | 0 | 0 | 0 | 0 | 0 | 0 | 0 | 0 | 0 | 0 | 0 | 0 | 0 | 0 | 0 | 0 | 0 | 0 | 0 | 0 | 0 | 0 | 0 | 0 | 0 | 0 | 0 | 0 | 0 | 0 | 0 | 0 | 0 | 0 | 0 | 0 | 0 | 0 | 0 | 0 | 0 | 0 | 0 | 0 | 0 | 0 | 0 | 0 | 0 | 0 | 0 | 0 | 0 | 0 | 0 | 0 | 0 | 0 | 0 | 0 | 0 | 0 | 0 | 0 | 0 | 0 | 0 | 0 | 0 | 0 | 0 | 0 | 0 | 0 | 0 | 0 | 0 | 0 | 0 | 0 | 0 | 0 | 0 | 0 | 0 | 0 | 0 | 0 | 0 | 0 | 0 | 0 | 0 | 0 | 0 | 0 | 0 | 0 | 0 | 0 | 0 | 0 | 0 | 0 | 0 | 0 | 0 | 0 | 0 | 0 | 0 | 0 | 0 | 0 | 0 | 0 | 0 | 0 | 0 | 0 | 0 | 0 | 0 | 0 | 0 | 0 | 0 | 0 | 0 | 0 | 0 | 0 | 0 | 0 | 0 | 0 | 0 | 0 | 0 | 0 | 0 | 0 | 0 | 0 | 0 | 0 | 0 | 0 | 0 | 0 | 0 | 0 | 0 | 0 | 0 | 0 | 0 | 0 | 0 | 0 | 0 | 0 | 0 | 0 | 0 | 0 | 0 | 0 | 0 | 0 | 0 | 0 | 0 | 0 | 0 | 0 | 0 | 0 | 0 | 0 | 0 | 0 | 0 | 0 | 0 | 0 | 0 | 0 | 0 | 0 | 0 | 0 | 0 | 0 | 0 | 0 | 0 | 0 | 0 | 0 | 0 | 0 | 0 | 0 | 0 | 0 | 0 | 0 | 0 | 0 | 0 | 0 | 0 | 0 | 0 | 0 | 0 | 0 | 0 | 0 | 0 | 0 | 0 | 0 | 0 | 0 | 0 | 0 | 0 | 0 | 0 | 0 | 0 | 0 | 0 | 0 | 0 | 0 | 0 | 0 | 0 | 0 | 0 | 0 | 0 | 0 | 0 | 0 | 0 | 0 | 0 | 0 | 0 | 0 | 0 | 0 | 0 | 0 | 0 | 0 | 0
WA_Commercial_WA - Miscellaneous_New_Water Heating_Natural Gas_Commercial Laundry - Alternative Dry-Cleaning Methods_A | WA | Commercial | WA - Miscellaneous | New | Water Heating | Natural Gas | Commercial Laundry - Alternative Dry-Cleaning Methods | A | WCM307 | Standard efficiency dryer. | High efficiency alternative dry-cleaning methods. | 15 | 0 | 0 | 0 | 8118.49 | 0 | 0 | 0 | 0.28365 | 0.25 | perBldg | 0% | 6.667% | Discretionary | Retro5Med_WA | 85% | Water Heater | 0% | 0 |  | 0 |  | 0 | CW_ALTDRYCLN-Miscellaneous-SCE-ET05.01-6 | CW_ALTDRYCLN-Miscellaneous-SCE-ET05.01-6 | CW_ALTDRYCLN-Miscellaneous-SCE-ET05.01-6 | Standard efficiency dryer. | Standard efficiency dryer. | Standard efficiency dryer. | Standard efficiency dryer. | Standard efficiency dryer. | Standard efficiency dryer. | Standard efficiency dryer. | Standard efficiency dryer. | Standard efficiency dryer. | Standard efficiency dryer. | Standard efficiency dryer. | Standard efficiency dryer. | Standard efficiency dryer. | Standard efficiency dryer. | Standard efficiency dryer. | Standard efficiency dryer. | Standard efficiency dryer. | Standard efficiency dryer. | Standard efficiency dryer. | Standard efficiency dryer. | Standard efficiency dryer. | Standard efficiency dryer. | Standard efficiency dryer. | Standard efficiency dryer. | Standard efficiency dryer. | Standard efficiency dryer. | Standard efficiency dryer. | High efficiency alternative dry-cleaning methods. | High efficiency alternative dry-cleaning methods. | High efficiency alternative dry-cleaning methods. | High efficiency alternative dry-cleaning methods. | High efficiency alternative dry-cleaning methods. | High efficiency alternative dry-cleaning methods. | High efficiency alternative dry-cleaning methods. | High efficiency alternative dry-cleaning methods. | High efficiency alternative dry-cleaning methods. | High efficiency alternative dry-cleaning methods. | High efficiency alternative dry-cleaning methods. | High efficiency alternative dry-cleaning methods. | High efficiency alternative dry-cleaning methods. | High efficiency alternative dry-cleaning methods. | High efficiency alternative dry-cleaning methods. | High efficiency alternative dry-cleaning methods. | High efficiency alternative dry-cleaning methods. | High efficiency alternative dry-cleaning methods. | High efficiency alternative dry-cleaning methods. | High efficiency alternative dry-cleaning methods. | High efficiency alternative dry-cleaning methods. | High efficiency alternative dry-cleaning methods. | High efficiency alternative dry-cleaning methods. | High efficiency alternative dry-cleaning methods. | High efficiency alternative dry-cleaning methods. | High efficiency alternative dry-cleaning methods. | High efficiency alternative dry-cleaning methods. | 8118.49 | 8118.49 | 8118.49 | 8118.49 | 8118.49 | 8118.49 | 8118.49 | 8118.49 | 8118.49 | 8118.49 | 8118.49 | 8118.49 | 8118.49 | 8118.49 | 8118.49 | 8118.49 | 8118.49 | 8118.49 | 8118.49 | 8118.49 | 8118.49 | 8118.49 | 8118.49 | 8118.49 | 8118.49 | 8118.49 | 8118.49 | 0 | 0 | 0 | 0 | 0 | 0 | 0 | 0 | 0 | 0 | 0 | 0 | 0 | 0 | 0 | 0 | 0 | 0 | 0 | 0 | 0 | 0 | 0 | 0 | 0 | 0 | 0 | 0 | 0 | 0 | 0 | 0 | 0 | 0 | 0 | 0 | 0 | 0 | 0 | 0 | 0 | 0 | 0 | 0 | 0 | 0 | 0 | 0 | 0 | 0 | 0 | 0 | 0 | 0 | 0 | 0 | 0 | 0 | 0 | 0 | 0 | 0 | 0 | 0 | 0 | 0 | 0 | 0 | 0 | 0 | 0 | 0 | 0 | 0 | 0 | 0 | 0 | 0 | 0 | 0 | 0 | 0 | 0 | 0 | 0 | 0 | 0 | 0 | 0 | 0 | 0 | 0 | 0 | 0 | 0 | 0 | 0 | 0 | 0 | 0 | 0 | 0 | 0 | 0 | 0 | 0 | 0 | 0 | 0 | 0 | 0 | 0 | 0 | 0 | 0 | 0 | 0 | 0 | 0 | 0 | 0 | 0 | 0 | 0 | 0 | 0 | 0 | 0 | 0 | 0 | 0 | 0 | 0 | 0 | 0 | 0 | 0 | 0 | 0 | 0 | 0 | 0 | 0 | 0 | 0 | 0 | 0 | 0 | 0 | 0 | 0 | 0 | 0 | 0 | 0 | 0 | 0 | 0 | 0 | 0 | 0 | 0 | 0 | 0 | 0 | 0 | 0 | 0 | 0 | 0 | 0 | 0 | 0 | 0 | 0 | 0 | 0 | 0 | 0 | 0 | 0 | 0 | 0 | 0 | 0 | 0 | 0 | 0 | 0 | 0 | 0 | 0 | 0 | 0 | 0 | 0 | 0 | 0 | 0 | 0 | 0 | 0 | 0 | 0 | 0 | 0 | 0 | 0 | 0 | 0 | 0 | 0 | 0 | 0 | 0 | 0 | 0 | 0 | 0 | 0 | 0 | 0 | 0 | 0 | 0 | 0 | 0 | 0 | 0 | 0 | 0 | 0 | 0 | 0 | 0 | 0 | 0 | 0 | 0 | 0 | 0 | 0 | 0 | 0 | 0 | 0 | 0 | 0 | 0 | 0 | 0 | 0 | 0 | 0 | 0 | 0 | 0 | 0 | 0 | 0 | 0 | 0 | 0 | 0 | 0 | 0 | 0 | 0 | 0 | 0 | 0 | 0 | 0 | 0 | 0 | 0 | 0 | 0 | 0 | 0 | 0 | 0 | 0 | 0 | 0 | 0 | 0 | 0 | 0 | 0 | 0 | 0 | 0 | 0 | 0 | 0 | 0 | 0 | 0 | 0 | 0 | 0 | 0 | 0 | 0 | 0 | 0 | 0 | 0 | 0 | 0 | 0 | 0 | 0 | 0 | 0 | 0 | 0 | 0 | 0 | 0 | 0 | 0 | 0 | 0 | 0 | 0 | 0 | 0 | 0 | 0 | 0 | 0 | 0 | 0 | 0 | 0 | 0 | 0 | 0 | 0 | 0 | 0 | 0 | 0 | 0 | 0 | 0 | 0 | 0 | 0 | 0 | 0 | 0 | 0 | 0 | 0 | 0 | 0 | 0 | 0 | 0 | 0 | 0 | 0 | 0 | 0 | 0 | 0 | 0 | 0 | 0 | 0 | 0 | 0 | 0 | 0 | 0 | 0 | 0 | 0 | 0 | 0 | 0 | 0 | 0 | 0 | 0 | 0 | 0 | 0 | 0 | 0 | 0 | 0 | 0 | 0 | 0 | 0 | 0 | 0 | 0 | 0 | 0 | 0 | 0 | 0 | 0 | 0 | 0 | 0 | 0 | 0 | 0 | 0 | 0 | 0 | 0 | 0 | 0 | 0 | 0 | 0 | 0 | 0 | 0 | 0 | 0 | 0 | 0 | 0 | 0 | 0 | 0 | 0 | 0 | 0 | 0 | 0 | 0 | 0 | 0 | 0 | 0 | 0 | 0 | 0 | 0 | 0 | 0 | 0 | 0 | 0 | 0 | 0 | 0 | 0 | 0 | 0 | 0 | 0 | 0 | 0 | 0 | 0 | 0 | 0 | 0 | 0 | 0 | 0 | 0 | 0 | 0 | 0 | 0 | 0
WA_Commercial_WA - Miscellaneous_New_Space Heating_Natural Gas_Advanced Kitchen Ventilation Controls_A | WA | Commercial | WA - Miscellaneous | New | Space Heating | Natural Gas | Advanced Kitchen Ventilation Controls | A | WCM308 | No controls on exhaust hoods. | Variable exhaust hood flow based on temperature or grease sensor. | 15 | 0 | 0 | 0 | 0.12 | 0 | 0 | 0 | 0.28365 | 0.25 | sqft | 10% | 10% | Discretionary | RetroEven20_WA | 85% | Space Heating | 0% | 0 |  | 0 |  | 0 | IL TRM - CI-FSE-VENT-V03-160601 | COOK_EXHD-Ventilation-XCELCO-2017-18-2 | COOK_EXHD-Ventilation-XCELCO-2017-18-2 | No controls on exhaust hoods. | No controls on exhaust hoods. | No controls on exhaust hoods. | No controls on exhaust hoods. | No controls on exhaust hoods. | No controls on exhaust hoods. | No controls on exhaust hoods. | No controls on exhaust hoods. | No controls on exhaust hoods. | No controls on exhaust hoods. | No controls on exhaust hoods. | No controls on exhaust hoods. | No controls on exhaust hoods. | No controls on exhaust hoods. | No controls on exhaust hoods. | No controls on exhaust hoods. | No controls on exhaust hoods. | No controls on exhaust hoods. | No controls on exhaust hoods. | No controls on exhaust hoods. | No controls on exhaust hoods. | No controls on exhaust hoods. | No controls on exhaust hoods. | No controls on exhaust hoods. | No controls on exhaust hoods. | No controls on exhaust hoods. | No controls on exhaust hoods. | Variable exhaust hood flow based on temperature or grease sensor. | Variable exhaust hood flow based on temperature or grease sensor. | Variable exhaust hood flow based on temperature or grease sensor. | Variable exhaust hood flow based on temperature or grease sensor. | Variable exhaust hood flow based on temperature or grease sensor. | Variable exhaust hood flow based on temperature or grease sensor. | Variable exhaust hood flow based on temperature or grease sensor. | Variable exhaust hood flow based on temperature or grease sensor. | Variable exhaust hood flow based on temperature or grease sensor. | Variable exhaust hood flow based on temperature or grease sensor. | Variable exhaust hood flow based on temperature or grease sensor. | Variable exhaust hood flow based on temperature or grease sensor. | Variable exhaust hood flow based on temperature or grease sensor. | Variable exhaust hood flow based on temperature or grease sensor. | Variable exhaust hood flow based on temperature or grease sensor. | Variable exhaust hood flow based on temperature or grease sensor. | Variable exhaust hood flow based on temperature or grease sensor. | Variable exhaust hood flow based on temperature or grease sensor. | Variable exhaust hood flow based on temperature or grease sensor. | Variable exhaust hood flow based on temperature or grease sensor. | Variable exhaust hood flow based on temperature or grease sensor. | Variable exhaust hood flow based on temperature or grease sensor. | Variable exhaust hood flow based on temperature or grease sensor. | Variable exhaust hood flow based on temperature or grease sensor. | Variable exhaust hood flow based on temperature or grease sensor. | Variable exhaust hood flow based on temperature or grease sensor. | Variable exhaust hood flow based on temperature or grease sensor. | 0.12 | 0.12 | 0.12 | 0.12 | 0.12 | 0.12 | 0.12 | 0.12 | 0.12 | 0.12 | 0.12 | 0.12 | 0.12 | 0.12 | 0.12 | 0.12 | 0.12 | 0.12 | 0.12 | 0.12 | 0.12 | 0.12 | 0.12 | 0.12 | 0.12 | 0.12 | 0.12 | 0 | 0 | 0 | 0 | 0 | 0 | 0 | 0 | 0 | 0 | 0 | 0 | 0 | 0 | 0 | 0 | 0 | 0 | 0 | 0 | 0 | 0 | 0 | 0 | 0 | 0 | 0 | 0 | 0 | 0 | 0 | 0 | 0 | 0 | 0 | 0 | 0 | 0 | 0 | 0 | 0 | 0 | 0 | 0 | 0 | 0 | 0 | 0 | 0 | 0 | 0 | 0 | 0 | 0 | 0 | 0 | 0 | 0 | 0 | 0 | 0 | 0 | 0 | 0 | 0 | 0 | 0 | 0 | 0 | 0 | 0 | 0 | 0 | 0 | 0 | 0 | 0 | 0 | 0 | 0 | 0 | 0 | 0 | 0 | 0 | 0 | 0 | 0 | 0 | 0 | 0 | 0 | 0 | 0 | 0 | 0 | 0 | 0 | 0 | 0 | 0 | 0 | 0 | 0 | 0 | 0 | 0 | 0 | 0 | 0 | 0 | 0 | 0 | 0 | 0 | 0 | 0 | 0 | 0 | 0 | 0 | 0 | 0 | 0 | 0 | 0 | 0 | 0 | 0 | 0 | 0 | 0 | 0 | 0 | 0 | 0 | 0 | 0 | 0 | 0 | 0 | 0 | 0 | 0 | 0 | 0 | 0 | 0 | 0 | 0 | 0 | 0 | 0 | 0 | 0 | 0 | 0 | 0 | 0 | 0 | 0 | 0 | 0 | 0 | 0 | 0 | 0 | 0 | 0 | 0 | 0 | 0 | 0 | 0 | 0 | 0 | 0 | 0 | 0 | 0 | 0 | 0 | 0 | 0 | 0 | 0 | 0 | 0 | 0 | 0 | 0 | 0 | 0 | 0 | 0 | 0 | 0 | 0 | 0 | 0 | 0 | 0 | 0 | 0 | 0 | 0 | 0 | 0 | 0 | 0 | 0 | 0 | 0 | 0 | 0 | 0 | 0 | 0 | 0 | 0 | 0 | 0 | 0 | 0 | 0 | 0 | 0 | 0 | 0 | 0 | 0 | 0 | 0 | 0 | 0 | 0 | 0 | 0 | 0 | 0 | 0 | 0 | 0 | 0 | 0 | 0 | 0 | 0 | 0 | 0 | 0 | 0 | 0 | 0 | 0 | 0 | 0 | 0 | 0 | 0 | 0 | 0 | 0 | 0 | 0 | 0 | 0 | 0 | 0 | 0 | 0 | 0 | 0 | 0 | 0 | 0 | 0 | 0 | 0 | 0 | 0 | 0 | 0 | 0 | 0 | 0 | 0 | 0 | 0 | 0 | 0 | 0 | 0 | 0 | 0 | 0 | 0 | 0 | 0 | 0 | 0 | 0 | 0 | 0 | 0 | 0 | 0 | 0 | 0 | 0 | 0 | 0 | 0 | 0 | 0 | 0 | 0 | 0 | 0 | 0 | 0 | 0 | 0 | 0 | 0 | 0 | 0 | 0 | 0 | 0 | 0 | 0 | 0 | 0 | 0 | 0 | 0 | 0 | 0 | 0 | 0 | 0 | 0 | 0 | 0 | 0 | 0 | 0 | 0 | 0 | 0 | 0 | 0 | 0 | 0 | 0 | 0 | 0 | 0 | 0 | 0 | 0 | 0 | 0 | 0 | 0 | 0 | 0 | 0 | 0 | 0 | 0 | 0 | 0 | 0 | 0 | 0 | 0 | 0 | 0 | 0 | 0 | 0 | 0 | 0 | 0 | 0 | 0 | 0 | 0 | 0 | 0 | 0 | 0 | 0 | 0 | 0 | 0 | 0 | 0 | 0 | 0 | 0 | 0 | 0 | 0 | 0 | 0 | 0 | 0 | 0 | 0 | 0 | 0 | 0 | 0 | 0 | 0 | 0 | 0 | 0 | 0 | 0 | 0 | 0 | 0 | 0 | 0 | 0 | 0 | 0 | 0 | 0 | 0 | 0 | 0 | 0 | 0 | 0 | 0 | 0 | 0 | 0 | 0 | 0 | 0 | 0 | 0 | 0 | 0 | 0 | 0 | 0 | 0 | 0 | 0 | 0 | 0 | 0 | 0 | 0 | 0 | 0 | 0 | 0 | 0 | 0 | 0 | 0 | 0 | 0 | 0 | 0 | 0 | 0 | 0 | 0
WA_Commercial_WA - Miscellaneous_New_Space Heating_Natural Gas_Infiltration Control - Loading Dock Sealing_A | WA | Commercial | WA - Miscellaneous | New | Space Heating | Natural Gas | Infiltration Control - Loading Dock Sealing | A | WCM309 | 0 | 0 | 10 | 0 | 0 | 0 | 380.7 | 0 | 0 | 0 | 0.28365 | 0.25 | perBldg | 0% | 0% | Discretionary | RetroEven20_WA | 85% | Space Heating | 0% | 0 |  | 0 |  | 0 | MEMD - Truck Loading Dock Seals - 8.10.01.FES-E10.v01 | MEMD - Truck Loading Dock Seals - 8.10.01.FES-E10.v01 | MEMD - Truck Loading Dock Seals - 8.10.01.FES-E10.v01 | 0 | 0 | 0 | 0 | 0 | 0 | 0 | 0 | 0 | 0 | 0 | 0 | 0 | 0 | 0 | 0 | 0 | 0 | 0 | 0 | 0 | 0 | 0 | 0 | 0 | 0 | 0 | 0 | 0 | 0 | 0 | 0 | 0 | 0 | 0 | 0 | 0 | 0 | 0 | 0 | 0 | 0 | 0 | 0 | 0 | 0 | 0 | 0 | 0 | 0 | 0 | 0 | 0 | 0 | 380.7 | 380.7 | 380.7 | 380.7 | 380.7 | 380.7 | 380.7 | 380.7 | 380.7 | 380.7 | 380.7 | 380.7 | 380.7 | 380.7 | 380.7 | 380.7 | 380.7 | 380.7 | 380.7 | 380.7 | 380.7 | 380.7 | 380.7 | 380.7 | 380.7 | 380.7 | 380.7 | 0 | 0 | 0 | 0 | 0 | 0 | 0 | 0 | 0 | 0 | 0 | 0 | 0 | 0 | 0 | 0 | 0 | 0 | 0 | 0 | 0 | 0 | 0 | 0 | 0 | 0 | 0 | 0 | 0 | 0 | 0 | 0 | 0 | 0 | 0 | 0 | 0 | 0 | 0 | 0 | 0 | 0 | 0 | 0 | 0 | 0 | 0 | 0 | 0 | 0 | 0 | 0 | 0 | 0 | 0 | 0 | 0 | 0 | 0 | 0 | 0 | 0 | 0 | 0 | 0 | 0 | 0 | 0 | 0 | 0 | 0 | 0 | 0 | 0 | 0 | 0 | 0 | 0 | 0 | 0 | 0 | 0 | 0 | 0 | 0 | 0 | 0 | 0 | 0 | 0 | 0 | 0 | 0 | 0 | 0 | 0 | 0 | 0 | 0 | 0 | 0 | 0 | 0 | 0 | 0 | 0 | 0 | 0 | 0 | 0 | 0 | 0 | 0 | 0 | 0 | 0 | 0 | 0 | 0 | 0 | 0 | 0 | 0 | 0 | 0 | 0 | 0 | 0 | 0 | 0 | 0 | 0 | 0 | 0 | 0 | 0 | 0 | 0 | 0 | 0 | 0 | 0 | 0 | 0 | 0 | 0 | 0 | 0 | 0 | 0 | 0 | 0 | 0 | 0 | 0 | 0 | 0 | 0 | 0 | 0 | 0 | 0 | 0 | 0 | 0 | 0 | 0 | 0 | 0 | 0 | 0 | 0 | 0 | 0 | 0 | 0 | 0 | 0 | 0 | 0 | 0 | 0 | 0 | 0 | 0 | 0 | 0 | 0 | 0 | 0 | 0 | 0 | 0 | 0 | 0 | 0 | 0 | 0 | 0 | 0 | 0 | 0 | 0 | 0 | 0 | 0 | 0 | 0 | 0 | 0 | 0 | 0 | 0 | 0 | 0 | 0 | 0 | 0 | 0 | 0 | 0 | 0 | 0 | 0 | 0 | 0 | 0 | 0 | 0 | 0 | 0 | 0 | 0 | 0 | 0 | 0 | 0 | 0 | 0 | 0 | 0 | 0 | 0 | 0 | 0 | 0 | 0 | 0 | 0 | 0 | 0 | 0 | 0 | 0 | 0 | 0 | 0 | 0 | 0 | 0 | 0 | 0 | 0 | 0 | 0 | 0 | 0 | 0 | 0 | 0 | 0 | 0 | 0 | 0 | 0 | 0 | 0 | 0 | 0 | 0 | 0 | 0 | 0 | 0 | 0 | 0 | 0 | 0 | 0 | 0 | 0 | 0 | 0 | 0 | 0 | 0 | 0 | 0 | 0 | 0 | 0 | 0 | 0 | 0 | 0 | 0 | 0 | 0 | 0 | 0 | 0 | 0 | 0 | 0 | 0 | 0 | 0 | 0 | 0 | 0 | 0 | 0 | 0 | 0 | 0 | 0 | 0 | 0 | 0 | 0 | 0 | 0 | 0 | 0 | 0 | 0 | 0 | 0 | 0 | 0 | 0 | 0 | 0 | 0 | 0 | 0 | 0 | 0 | 0 | 0 | 0 | 0 | 0 | 0 | 0 | 0 | 0 | 0 | 0 | 0 | 0 | 0 | 0 | 0 | 0 | 0 | 0 | 0 | 0 | 0 | 0 | 0 | 0 | 0 | 0 | 0 | 0 | 0 | 0 | 0 | 0 | 0 | 0 | 0 | 0 | 0 | 0 | 0 | 0 | 0 | 0 | 0 | 0 | 0 | 0 | 0 | 0 | 0 | 0 | 0 | 0 | 0 | 0 | 0 | 0 | 0 | 0 | 0 | 0 | 0 | 0 | 0 | 0 | 0 | 0 | 0 | 0 | 0 | 0 | 0 | 0 | 0 | 0 | 0 | 0 | 0 | 0 | 0 | 0 | 0 | 0 | 0 | 0 | 0 | 0 | 0 | 0 | 0 | 0 | 0 | 0 | 0 | 0 | 0 | 0 | 0 | 0 | 0 | 0 | 0 | 0 | 0 | 0 | 0 | 0 | 0 | 0 | 0 | 0 | 0 | 0 | 0 | 0 | 0 | 0 | 0 | 0 | 0 | 0 | 0 | 0 | 0 | 0 | 0 | 0 | 0 | 0
WA_Commercial_WA - Miscellaneous_New_Space Heating_Natural Gas_Greenhouse Heat Curtain_A | WA | Commercial | WA - Miscellaneous | New | Space Heating | Natural Gas | Greenhouse Heat Curtain | A | WCM310 | No heat curtain. | 0 | 5 | 0 | 0 | 0 | 50.09 | 0 | 0 | 0 | 0.28365 | 0.25 | perBldg | 0% | 0% | Discretionary | RetroEven20_WA | 85% | Space Heating | 0% | 0 |  | 0 |  | 0 | CA eTRM https://www.caetrm.com/measure/SWBE001/01/ | CA eTRM https://www.caetrm.com/measure/SWBE001/01/ | CA eTRM https://www.caetrm.com/measure/SWBE001/01/ | No heat curtain. | No heat curtain. | No heat curtain. | No heat curtain. | No heat curtain. | No heat curtain. | No heat curtain. | No heat curtain. | No heat curtain. | No heat curtain. | No heat curtain. | No heat curtain. | No heat curtain. | No heat curtain. | No heat curtain. | No heat curtain. | No heat curtain. | No heat curtain. | No heat curtain. | No heat curtain. | No heat curtain. | No heat curtain. | No heat curtain. | No heat curtain. | No heat curtain. | No heat curtain. | No heat curtain. | 0 | 0 | 0 | 0 | 0 | 0 | 0 | 0 | 0 | 0 | 0 | 0 | 0 | 0 | 0 | 0 | 0 | 0 | 0 | 0 | 0 | 0 | 0 | 0 | 0 | 0 | 0 | 50.09 | 50.09 | 50.09 | 50.09 | 50.09 | 50.09 | 50.09 | 50.09 | 50.09 | 50.09 | 50.09 | 50.09 | 50.09 | 50.09 | 50.09 | 50.09 | 50.09 | 50.09 | 50.09 | 50.09 | 50.09 | 50.09 | 50.09 | 50.09 | 50.09 | 50.09 | 50.09 | 0 | 0 | 0 | 0 | 0 | 0 | 0 | 0 | 0 | 0 | 0 | 0 | 0 | 0 | 0 | 0 | 0 | 0 | 0 | 0 | 0 | 0 | 0 | 0 | 0 | 0 | 0 | 0 | 0 | 0 | 0 | 0 | 0 | 0 | 0 | 0 | 0 | 0 | 0 | 0 | 0 | 0 | 0 | 0 | 0 | 0 | 0 | 0 | 0 | 0 | 0 | 0 | 0 | 0 | 0 | 0 | 0 | 0 | 0 | 0 | 0 | 0 | 0 | 0 | 0 | 0 | 0 | 0 | 0 | 0 | 0 | 0 | 0 | 0 | 0 | 0 | 0 | 0 | 0 | 0 | 0 | 0 | 0 | 0 | 0 | 0 | 0 | 0 | 0 | 0 | 0 | 0 | 0 | 0 | 0 | 0 | 0 | 0 | 0 | 0 | 0 | 0 | 0 | 0 | 0 | 0 | 0 | 0 | 0 | 0 | 0 | 0 | 0 | 0 | 0 | 0 | 0 | 0 | 0 | 0 | 0 | 0 | 0 | 0 | 0 | 0 | 0 | 0 | 0 | 0 | 0 | 0 | 0 | 0 | 0 | 0 | 0 | 0 | 0 | 0 | 0 | 0 | 0 | 0 | 0 | 0 | 0 | 0 | 0 | 0 | 0 | 0 | 0 | 0 | 0 | 0 | 0 | 0 | 0 | 0 | 0 | 0 | 0 | 0 | 0 | 0 | 0 | 0 | 0 | 0 | 0 | 0 | 0 | 0 | 0 | 0 | 0 | 0 | 0 | 0 | 0 | 0 | 0 | 0 | 0 | 0 | 0 | 0 | 0 | 0 | 0 | 0 | 0 | 0 | 0 | 0 | 0 | 0 | 0 | 0 | 0 | 0 | 0 | 0 | 0 | 0 | 0 | 0 | 0 | 0 | 0 | 0 | 0 | 0 | 0 | 0 | 0 | 0 | 0 | 0 | 0 | 0 | 0 | 0 | 0 | 0 | 0 | 0 | 0 | 0 | 0 | 0 | 0 | 0 | 0 | 0 | 0 | 0 | 0 | 0 | 0 | 0 | 0 | 0 | 0 | 0 | 0 | 0 | 0 | 0 | 0 | 0 | 0 | 0 | 0 | 0 | 0 | 0 | 0 | 0 | 0 | 0 | 0 | 0 | 0 | 0 | 0 | 0 | 0 | 0 | 0 | 0 | 0 | 0 | 0 | 0 | 0 | 0 | 0 | 0 | 0 | 0 | 0 | 0 | 0 | 0 | 0 | 0 | 0 | 0 | 0 | 0 | 0 | 0 | 0 | 0 | 0 | 0 | 0 | 0 | 0 | 0 | 0 | 0 | 0 | 0 | 0 | 0 | 0 | 0 | 0 | 0 | 0 | 0 | 0 | 0 | 0 | 0 | 0 | 0 | 0 | 0 | 0 | 0 | 0 | 0 | 0 | 0 | 0 | 0 | 0 | 0 | 0 | 0 | 0 | 0 | 0 | 0 | 0 | 0 | 0 | 0 | 0 | 0 | 0 | 0 | 0 | 0 | 0 | 0 | 0 | 0 | 0 | 0 | 0 | 0 | 0 | 0 | 0 | 0 | 0 | 0 | 0 | 0 | 0 | 0 | 0 | 0 | 0 | 0 | 0 | 0 | 0 | 0 | 0 | 0 | 0 | 0 | 0 | 0 | 0 | 0 | 0 | 0 | 0 | 0 | 0 | 0 | 0 | 0 | 0 | 0 | 0 | 0 | 0 | 0 | 0 | 0 | 0 | 0 | 0 | 0 | 0 | 0 | 0 | 0 | 0 | 0 | 0 | 0 | 0 | 0 | 0 | 0 | 0 | 0 | 0 | 0 | 0 | 0 | 0 | 0 | 0 | 0 | 0 | 0 | 0 | 0 | 0 | 0 | 0 | 0 | 0 | 0 | 0 | 0 | 0 | 0 | 0 | 0 | 0 | 0 | 0 | 0 | 0 | 0 | 0 | 0 | 0 | 0 | 0 | 0 | 0 | 0 | 0 | 0 | 0 | 0 | 0 | 0 | 0 | 0 | 0 | 0 | 0 | 0 | 0 | 0 | 0 | 0 | 0 | 0 | 0 | 0 | 0 | 0 | 0
WA_Commercial_WA - Miscellaneous_New_Space Heating_Natural Gas_Ventilation - Parking Garages, Demand Controlled_A | WA | Commercial | WA - Miscellaneous | New | Space Heating | Natural Gas | Ventilation - Parking Garages, Demand Controlled | A | WCM311 | 0 | 0 | 5 | 0 | 0 | 0 | 843.06 | 0 | 0 | 0 | 0.28365 | 0.25 | garage | 0% | 0% | Discretionary | RetroEven20_WA | 85% | Central Systems | 0% | 0 |  | 0 |  | 0 | FOE - Parking Garage Ventilation Controls - W0047 | FOE - Parking Garage Ventilation Controls - W0047 | FOE - Parking Garage Ventilation Controls - W0047 | 0 | 0 | 0 | 0 | 0 | 0 | 0 | 0 | 0 | 0 | 0 | 0 | 0 | 0 | 0 | 0 | 0 | 0 | 0 | 0 | 0 | 0 | 0 | 0 | 0 | 0 | 0 | 0 | 0 | 0 | 0 | 0 | 0 | 0 | 0 | 0 | 0 | 0 | 0 | 0 | 0 | 0 | 0 | 0 | 0 | 0 | 0 | 0 | 0 | 0 | 0 | 0 | 0 | 0 | 843.06 | 843.06 | 843.06 | 843.06 | 843.06 | 843.06 | 843.06 | 843.06 | 843.06 | 843.06 | 843.06 | 843.06 | 843.06 | 843.06 | 843.06 | 843.06 | 843.06 | 843.06 | 843.06 | 843.06 | 843.06 | 843.06 | 843.06 | 843.06 | 843.06 | 843.06 | 843.06 | 0 | 0 | 0 | 0 | 0 | 0 | 0 | 0 | 0 | 0 | 0 | 0 | 0 | 0 | 0 | 0 | 0 | 0 | 0 | 0 | 0 | 0 | 0 | 0 | 0 | 0 | 0 | 0 | 0 | 0 | 0 | 0 | 0 | 0 | 0 | 0 | 0 | 0 | 0 | 0 | 0 | 0 | 0 | 0 | 0 | 0 | 0 | 0 | 0 | 0 | 0 | 0 | 0 | 0 | 0 | 0 | 0 | 0 | 0 | 0 | 0 | 0 | 0 | 0 | 0 | 0 | 0 | 0 | 0 | 0 | 0 | 0 | 0 | 0 | 0 | 0 | 0 | 0 | 0 | 0 | 0 | 0 | 0 | 0 | 0 | 0 | 0 | 0 | 0 | 0 | 0 | 0 | 0 | 0 | 0 | 0 | 0 | 0 | 0 | 0 | 0 | 0 | 0 | 0 | 0 | 0 | 0 | 0 | 0 | 0 | 0 | 0 | 0 | 0 | 0 | 0 | 0 | 0 | 0 | 0 | 0 | 0 | 0 | 0 | 0 | 0 | 0 | 0 | 0 | 0 | 0 | 0 | 0 | 0 | 0 | 0 | 0 | 0 | 0 | 0 | 0 | 0 | 0 | 0 | 0 | 0 | 0 | 0 | 0 | 0 | 0 | 0 | 0 | 0 | 0 | 0 | 0 | 0 | 0 | 0 | 0 | 0 | 0 | 0 | 0 | 0 | 0 | 0 | 0 | 0 | 0 | 0 | 0 | 0 | 0 | 0 | 0 | 0 | 0 | 0 | 0 | 0 | 0 | 0 | 0 | 0 | 0 | 0 | 0 | 0 | 0 | 0 | 0 | 0 | 0 | 0 | 0 | 0 | 0 | 0 | 0 | 0 | 0 | 0 | 0 | 0 | 0 | 0 | 0 | 0 | 0 | 0 | 0 | 0 | 0 | 0 | 0 | 0 | 0 | 0 | 0 | 0 | 0 | 0 | 0 | 0 | 0 | 0 | 0 | 0 | 0 | 0 | 0 | 0 | 0 | 0 | 0 | 0 | 0 | 0 | 0 | 0 | 0 | 0 | 0 | 0 | 0 | 0 | 0 | 0 | 0 | 0 | 0 | 0 | 0 | 0 | 0 | 0 | 0 | 0 | 0 | 0 | 0 | 0 | 0 | 0 | 0 | 0 | 0 | 0 | 0 | 0 | 0 | 0 | 0 | 0 | 0 | 0 | 0 | 0 | 0 | 0 | 0 | 0 | 0 | 0 | 0 | 0 | 0 | 0 | 0 | 0 | 0 | 0 | 0 | 0 | 0 | 0 | 0 | 0 | 0 | 0 | 0 | 0 | 0 | 0 | 0 | 0 | 0 | 0 | 0 | 0 | 0 | 0 | 0 | 0 | 0 | 0 | 0 | 0 | 0 | 0 | 0 | 0 | 0 | 0 | 0 | 0 | 0 | 0 | 0 | 0 | 0 | 0 | 0 | 0 | 0 | 0 | 0 | 0 | 0 | 0 | 0 | 0 | 0 | 0 | 0 | 0 | 0 | 0 | 0 | 0 | 0 | 0 | 0 | 0 | 0 | 0 | 0 | 0 | 0 | 0 | 0 | 0 | 0 | 0 | 0 | 0 | 0 | 0 | 0 | 0 | 0 | 0 | 0 | 0 | 0 | 0 | 0 | 0 | 0 | 0 | 0 | 0 | 0 | 0 | 0 | 0 | 0 | 0 | 0 | 0 | 0 | 0 | 0 | 0 | 0 | 0 | 0 | 0 | 0 | 0 | 0 | 0 | 0 | 0 | 0 | 0 | 0 | 0 | 0 | 0 | 0 | 0 | 0 | 0 | 0 | 0 | 0 | 0 | 0 | 0 | 0 | 0 | 0 | 0 | 0 | 0 | 0 | 0 | 0 | 0 | 0 | 0 | 0 | 0 | 0 | 0 | 0 | 0 | 0 | 0 | 0 | 0 | 0 | 0 | 0 | 0 | 0 | 0 | 0 | 0 | 0 | 0 | 0 | 0 | 0 | 0 | 0 | 0 | 0 | 0 | 0 | 0 | 0 | 0 | 0 | 0 | 0 | 0 | 0 | 0 | 0 | 0 | 0 | 0 | 0
WA_Commercial_WA - Miscellaneous_New_Miscellaneous_Natural Gas_Pool Heater - Night Covers_A | WA | Commercial | WA - Miscellaneous | New | Miscellaneous | Natural Gas | Pool Heater - Night Covers | A | WCM312 | Uncovered. | Night covers on pool. | 5 | 0.024915 | 0 | 0 | 0.17 | 0 | 0 | 0 | 0.28365 | 0.25 | sqft pool | 15% | 100% | Discretionary | Retro12Med_WA | 84.74% | Pool Heater | 0% | 0 |  | 0 |  | 0 | PL_COV-Water Heating-SCG-R0-62 | PL_COV-Water Heating-SCG-R0-62 | PL_COV-Water Heating-SCG-R0-1 | Uncovered. | Uncovered. | Uncovered. | Uncovered. | Uncovered. | Uncovered. | Uncovered. | Uncovered. | Uncovered. | Uncovered. | Uncovered. | Uncovered. | Uncovered. | Uncovered. | Uncovered. | Uncovered. | Uncovered. | Uncovered. | Uncovered. | Uncovered. | Uncovered. | Uncovered. | Uncovered. | Uncovered. | Uncovered. | Uncovered. | Uncovered. | Night covers on pool. | Night covers on pool. | Night covers on pool. | Night covers on pool. | Night covers on pool. | Night covers on pool. | Night covers on pool. | Night covers on pool. | Night covers on pool. | Night covers on pool. | Night covers on pool. | Night covers on pool. | Night covers on pool. | Night covers on pool. | Night covers on pool. | Night covers on pool. | Night covers on pool. | Night covers on pool. | Night covers on pool. | Night covers on pool. | Night covers on pool. | Night covers on pool. | Night covers on pool. | Night covers on pool. | Night covers on pool. | Night covers on pool. | Night covers on pool. | 0.17 | 0.17 | 0.17 | 0.17 | 0.17 | 0.17 | 0.17 | 0.17 | 0.17 | 0.17 | 0.17 | 0.17 | 0.17 | 0.17 | 0.17 | 0.17 | 0.17 | 0.17 | 0.17 | 0.17 | 0.17 | 0.17 | 0.17 | 0.17 | 0.17 | 0.17 | 0.17 | 0 | 0 | 0 | 0 | 0 | 0 | 0 | 0 | 0 | 0 | 0 | 0 | 0 | 0 | 0 | 0 | 0 | 0 | 0 | 0 | 0 | 0 | 0 | 0 | 0 | 0 | 0 | 0 | 0 | 0 | 0 | 0 | 0 | 0 | 0 | 0 | 0 | 0 | 0 | 0 | 0 | 0 | 0 | 0 | 0 | 0 | 0 | 0 | 0 | 0 | 0 | 0 | 0 | 0 | 0 | 0 | 0 | 0 | 0 | 0 | 0 | 0 | 0 | 0 | 0 | 0 | 0 | 0 | 0 | 0 | 0 | 0 | 0 | 0 | 0 | 0 | 0 | 0 | 0 | 0 | 0 | 0 | 0 | 0 | 0 | 0 | 0 | 0 | 0 | 0 | 0 | 0 | 0 | 0 | 0 | 0 | 0 | 0 | 0 | 0 | 0 | 0 | 0 | 0 | 0 | 0 | 0 | 0 | 0 | 0 | 0 | 0 | 0 | 0 | 0 | 0 | 0 | 0 | 0 | 0 | 0 | 0 | 0 | 0 | 0 | 0 | 0 | 0 | 0 | 0 | 0 | 0 | 0 | 0 | 0 | 0 | 0 | 0 | 0 | 0 | 0 | 0 | 0 | 0 | 0 | 0 | 0 | 0 | 0 | 0 | 0 | 0 | 0 | 0 | 0 | 0 | 0 | 0 | 0 | 0 | 0 | 0 | 0 | 0 | 0 | 0 | 0 | 0 | 0 | 0 | 0 | 0 | 0 | 0 | 0 | 0 | 0 | 0 | 0 | 0 | 0 | 0 | 0 | 0 | 0 | 0 | 0 | 0 | 0 | 0 | 0 | 0 | 0 | 0 | 0 | 0 | 0 | 0 | 0 | 0 | 0 | 0 | 0 | 0 | 0 | 0 | 0 | 0 | 0 | 0 | 0 | 0 | 0 | 0 | 0 | 0 | 0 | 0 | 0 | 0 | 0 | 0 | 0 | 0 | 0 | 0 | 0 | 0 | 0 | 0 | 0 | 0 | 0 | 0 | 0 | 0 | 0 | 0 | 0 | 0 | 0 | 0 | 0 | 0 | 0 | 0 | 0 | 0 | 0 | 0 | 0 | 0 | 0 | 0 | 0 | 0 | 0 | 0 | 0 | 0 | 0 | 0 | 0 | 0 | 0 | 0 | 0 | 0 | 0 | 0 | 0 | 0 | 0 | 0 | 0 | 0 | 0 | 0 | 0 | 0 | 0 | 0 | 0 | 0 | 0 | 0 | 0 | 0 | 0 | 0 | 0 | 0 | 0 | 0 | 0 | 0 | 0 | 0 | 0 | 0 | 0 | 0 | 0 | 0 | 0 | 0 | 0 | 0 | 0 | 0 | 0 | 0 | 0 | 0 | 0 | 0 | 0 | 0 | 0 | 0 | 0 | 0 | 0 | 0 | 0 | 0 | 0 | 0 | 0 | 0 | 0 | 0 | 0 | 0 | 0 | 0 | 0 | 0 | 0 | 0 | 0 | 0 | 0 | 0 | 0 | 0 | 0 | 0 | 0 | 0 | 0 | 0 | 0 | 0 | 0 | 0 | 0 | 0 | 0 | 0 | 0 | 0 | 0 | 0 | 0 | 0 | 0 | 0 | 0 | 0 | 0 | 0 | 0 | 0 | 0 | 0 | 0 | 0 | 0 | 0 | 0 | 0 | 0 | 0 | 0 | 0 | 0 | 0 | 0 | 0 | 0 | 0 | 0 | 0 | 0 | 0 | 0 | 0 | 0 | 0 | 0 | 0 | 0 | 0 | 0 | 0 | 0 | 0 | 0 | 0 | 0 | 0 | 0 | 0 | 0 | 0 | 0 | 0 | 0 | 0 | 0 | 0 | 0 | 0 | 0 | 0 | 0 | 0 | 0 | 0 | 0 | 0 | 0 | 0 | 0 | 0 | 0 | 0 | 0 | 0 | 0 | 0 | 0 | 0 | 0 | 0 | 0 | 0 | 0 | 0 | 0 | 0 | 0 | 0 | 0 | 0 | 0 | 0 | 0 | 0 | 0 | 0 | 0 | 0 | 0 | 0 | 0 | 0 | 0 | 0 | 0 | 0 | 0 | 0 | 0 | 0 | 0
WA_Commercial_WA - Miscellaneous_New_Space Heating_Natural Gas_Advanced New Construction Designs_A | WA | Commercial | WA - Miscellaneous | New | Space Heating | Natural Gas | Advanced New Construction Designs | A | WCM313 | Standard new construction design. | New construction designs exceeding ASHRAE 90.1 requirements. | 3 | 0 | 0 | 0 | 1.4 | 0 | 0 | 0 | 0.28365 | 0.25 | sqft | 10% | 20% | Discretionary | LO1Slow_WA | 84.66% | Space Heating | 0% | 0 |  | 0 |  | 0 | COM_CX-HVAC-AEG-1 | COM_CX-All-AEG-5 | COM_CX-All-AEG-5 | Standard new construction design. | Standard new construction design. | Standard new construction design. | Standard new construction design. | Standard new construction design. | Standard new construction design. | Standard new construction design. | Standard new construction design. | Standard new construction design. | Standard new construction design. | Standard new construction design. | Standard new construction design. | Standard new construction design. | Standard new construction design. | Standard new construction design. | Standard new construction design. | Standard new construction design. | Standard new construction design. | Standard new construction design. | Standard new construction design. | Standard new construction design. | Standard new construction design. | Standard new construction design. | Standard new construction design. | Standard new construction design. | Standard new construction design. | Standard new construction design. | New construction designs exceeding ASHRAE 90.1 requirements. | New construction designs exceeding ASHRAE 90.1 requirements. | New construction designs exceeding ASHRAE 90.1 requirements. | New construction designs exceeding ASHRAE 90.1 requirements. | New construction designs exceeding ASHRAE 90.1 requirements. | New construction designs exceeding ASHRAE 90.1 requirements. | New construction designs exceeding ASHRAE 90.1 requirements. | New construction designs exceeding ASHRAE 90.1 requirements. | New construction designs exceeding ASHRAE 90.1 requirements. | New construction designs exceeding ASHRAE 90.1 requirements. | New construction designs exceeding ASHRAE 90.1 requirements. | New construction designs exceeding ASHRAE 90.1 requirements. | New construction designs exceeding ASHRAE 90.1 requirements. | New construction designs exceeding ASHRAE 90.1 requirements. | New construction designs exceeding ASHRAE 90.1 requirements. | New construction designs exceeding ASHRAE 90.1 requirements. | New construction designs exceeding ASHRAE 90.1 requirements. | New construction designs exceeding ASHRAE 90.1 requirements. | New construction designs exceeding ASHRAE 90.1 requirements. | New construction designs exceeding ASHRAE 90.1 requirements. | New construction designs exceeding ASHRAE 90.1 requirements. | New construction designs exceeding ASHRAE 90.1 requirements. | New construction designs exceeding ASHRAE 90.1 requirements. | New construction designs exceeding ASHRAE 90.1 requirements. | New construction designs exceeding ASHRAE 90.1 requirements. | New construction designs exceeding ASHRAE 90.1 requirements. | New construction designs exceeding ASHRAE 90.1 requirements. | 1.4 | 1.4 | 1.4 | 1.4 | 1.4 | 1.4 | 1.4 | 1.4 | 1.4 | 1.4 | 1.4 | 1.4 | 1.4 | 1.4 | 1.4 | 1.4 | 1.4 | 1.4 | 1.4 | 1.4 | 1.4 | 1.4 | 1.4 | 1.4 | 1.4 | 1.4 | 1.4 | 0 | 0 | 0 | 0 | 0 | 0 | 0 | 0 | 0 | 0 | 0 | 0 | 0 | 0 | 0 | 0 | 0 | 0 | 0 | 0 | 0 | 0 | 0 | 0 | 0 | 0 | 0 | 0 | 0 | 0 | 0 | 0 | 0 | 0 | 0 | 0 | 0 | 0 | 0 | 0 | 0 | 0 | 0 | 0 | 0 | 0 | 0 | 0 | 0 | 0 | 0 | 0 | 0 | 0 | 0 | 0 | 0 | 0 | 0 | 0 | 0 | 0 | 0 | 0 | 0 | 0 | 0 | 0 | 0 | 0 | 0 | 0 | 0 | 0 | 0 | 0 | 0 | 0 | 0 | 0 | 0 | 0 | 0 | 0 | 0 | 0 | 0 | 0 | 0 | 0 | 0 | 0 | 0 | 0 | 0 | 0 | 0 | 0 | 0 | 0 | 0 | 0 | 0 | 0 | 0 | 0 | 0 | 0 | 0 | 0 | 0 | 0 | 0 | 0 | 0 | 0 | 0 | 0 | 0 | 0 | 0 | 0 | 0 | 0 | 0 | 0 | 0 | 0 | 0 | 0 | 0 | 0 | 0 | 0 | 0 | 0 | 0 | 0 | 0 | 0 | 0 | 0 | 0 | 0 | 0 | 0 | 0 | 0 | 0 | 0 | 0 | 0 | 0 | 0 | 0 | 0 | 0 | 0 | 0 | 0 | 0 | 0 | 0 | 0 | 0 | 0 | 0 | 0 | 0 | 0 | 0 | 0 | 0 | 0 | 0 | 0 | 0 | 0 | 0 | 0 | 0 | 0 | 0 | 0 | 0 | 0 | 0 | 0 | 0 | 0 | 0 | 0 | 0 | 0 | 0 | 0 | 0 | 0 | 0 | 0 | 0 | 0 | 0 | 0 | 0 | 0 | 0 | 0 | 0 | 0 | 0 | 0 | 0 | 0 | 0 | 0 | 0 | 0 | 0 | 0 | 0 | 0 | 0 | 0 | 0 | 0 | 0 | 0 | 0 | 0 | 0 | 0 | 0 | 0 | 0 | 0 | 0 | 0 | 0 | 0 | 0 | 0 | 0 | 0 | 0 | 0 | 0 | 0 | 0 | 0 | 0 | 0 | 0 | 0 | 0 | 0 | 0 | 0 | 0 | 0 | 0 | 0 | 0 | 0 | 0 | 0 | 0 | 0 | 0 | 0 | 0 | 0 | 0 | 0 | 0 | 0 | 0 | 0 | 0 | 0 | 0 | 0 | 0 | 0 | 0 | 0 | 0 | 0 | 0 | 0 | 0 | 0 | 0 | 0 | 0 | 0 | 0 | 0 | 0 | 0 | 0 | 0 | 0 | 0 | 0 | 0 | 0 | 0 | 0 | 0 | 0 | 0 | 0 | 0 | 0 | 0 | 0 | 0 | 0 | 0 | 0 | 0 | 0 | 0 | 0 | 0 | 0 | 0 | 0 | 0 | 0 | 0 | 0 | 0 | 0 | 0 | 0 | 0 | 0 | 0 | 0 | 0 | 0 | 0 | 0 | 0 | 0 | 0 | 0 | 0 | 0 | 0 | 0 | 0 | 0 | 0 | 0 | 0 | 0 | 0 | 0 | 0 | 0 | 0 | 0 | 0 | 0 | 0 | 0 | 0 | 0 | 0 | 0 | 0 | 0 | 0 | 0 | 0 | 0 | 0 | 0 | 0 | 0 | 0 | 0 | 0 | 0 | 0 | 0 | 0 | 0 | 0 | 0 | 0 | 0 | 0 | 0 | 0 | 0 | 0 | 0 | 0 | 0 | 0 | 0 | 0 | 0 | 0 | 0 | 0 | 0 | 0 | 0 | 0 | 0 | 0 | 0 | 0 | 0 | 0 | 0 | 0 | 0 | 0 | 0 | 0 | 0 | 0 | 0 | 0 | 0 | 0 | 0 | 0 | 0 | 0 | 0 | 0 | 0 | 0 | 0 | 0 | 0 | 0 | 0 | 0 | 0 | 0 | 0 | 0 | 0 | 0 | 0 | 0 | 0 | 0 | 0 | 0 | 0 | 0 | 0 | 0 | 0 | 0 | 0 | 0 | 0 | 0 | 0 | 0 | 0 | 0 | 0 | 0 | 0 | 0 | 0
WA_Commercial_WA - Miscellaneous_New_Water Heating_Natural Gas_Advanced New Construction Designs_A | WA | Commercial | WA - Miscellaneous | New | Water Heating | Natural Gas | Advanced New Construction Designs | A | WCM314 | Standard new construction design. | New construction designs exceeding ASHRAE 90.1 requirements. | 3 | 0 | 0 | 0 | 1.4 | 0 | 0 | 0 | 0.28365 | 0.25 | sqft | 10% | 20% | Discretionary | LO1Slow_WA | 84.66% | Water Heating | 0% | 0 |  | 0 |  | 0 | COM_CX-HVAC-AEG-1 | COM_CX-All-AEG-5 | COM_CX-All-AEG-5 | Standard new construction design. | Standard new construction design. | Standard new construction design. | Standard new construction design. | Standard new construction design. | Standard new construction design. | Standard new construction design. | Standard new construction design. | Standard new construction design. | Standard new construction design. | Standard new construction design. | Standard new construction design. | Standard new construction design. | Standard new construction design. | Standard new construction design. | Standard new construction design. | Standard new construction design. | Standard new construction design. | Standard new construction design. | Standard new construction design. | Standard new construction design. | Standard new construction design. | Standard new construction design. | Standard new construction design. | Standard new construction design. | Standard new construction design. | Standard new construction design. | New construction designs exceeding ASHRAE 90.1 requirements. | New construction designs exceeding ASHRAE 90.1 requirements. | New construction designs exceeding ASHRAE 90.1 requirements. | New construction designs exceeding ASHRAE 90.1 requirements. | New construction designs exceeding ASHRAE 90.1 requirements. | New construction designs exceeding ASHRAE 90.1 requirements. | New construction designs exceeding ASHRAE 90.1 requirements. | New construction designs exceeding ASHRAE 90.1 requirements. | New construction designs exceeding ASHRAE 90.1 requirements. | New construction designs exceeding ASHRAE 90.1 requirements. | New construction designs exceeding ASHRAE 90.1 requirements. | New construction designs exceeding ASHRAE 90.1 requirements. | New construction designs exceeding ASHRAE 90.1 requirements. | New construction designs exceeding ASHRAE 90.1 requirements. | New construction designs exceeding ASHRAE 90.1 requirements. | New construction designs exceeding ASHRAE 90.1 requirements. | New construction designs exceeding ASHRAE 90.1 requirements. | New construction designs exceeding ASHRAE 90.1 requirements. | New construction designs exceeding ASHRAE 90.1 requirements. | New construction designs exceeding ASHRAE 90.1 requirements. | New construction designs exceeding ASHRAE 90.1 requirements. | New construction designs exceeding ASHRAE 90.1 requirements. | New construction designs exceeding ASHRAE 90.1 requirements. | New construction designs exceeding ASHRAE 90.1 requirements. | New construction designs exceeding ASHRAE 90.1 requirements. | New construction designs exceeding ASHRAE 90.1 requirements. | New construction designs exceeding ASHRAE 90.1 requirements. | 1.4 | 1.4 | 1.4 | 1.4 | 1.4 | 1.4 | 1.4 | 1.4 | 1.4 | 1.4 | 1.4 | 1.4 | 1.4 | 1.4 | 1.4 | 1.4 | 1.4 | 1.4 | 1.4 | 1.4 | 1.4 | 1.4 | 1.4 | 1.4 | 1.4 | 1.4 | 1.4 | 0 | 0 | 0 | 0 | 0 | 0 | 0 | 0 | 0 | 0 | 0 | 0 | 0 | 0 | 0 | 0 | 0 | 0 | 0 | 0 | 0 | 0 | 0 | 0 | 0 | 0 | 0 | 0 | 0 | 0 | 0 | 0 | 0 | 0 | 0 | 0 | 0 | 0 | 0 | 0 | 0 | 0 | 0 | 0 | 0 | 0 | 0 | 0 | 0 | 0 | 0 | 0 | 0 | 0 | 0 | 0 | 0 | 0 | 0 | 0 | 0 | 0 | 0 | 0 | 0 | 0 | 0 | 0 | 0 | 0 | 0 | 0 | 0 | 0 | 0 | 0 | 0 | 0 | 0 | 0 | 0 | 0 | 0 | 0 | 0 | 0 | 0 | 0 | 0 | 0 | 0 | 0 | 0 | 0 | 0 | 0 | 0 | 0 | 0 | 0 | 0 | 0 | 0 | 0 | 0 | 0 | 0 | 0 | 0 | 0 | 0 | 0 | 0 | 0 | 0 | 0 | 0 | 0 | 0 | 0 | 0 | 0 | 0 | 0 | 0 | 0 | 0 | 0 | 0 | 0 | 0 | 0 | 0 | 0 | 0 | 0 | 0 | 0 | 0 | 0 | 0 | 0 | 0 | 0 | 0 | 0 | 0 | 0 | 0 | 0 | 0 | 0 | 0 | 0 | 0 | 0 | 0 | 0 | 0 | 0 | 0 | 0 | 0 | 0 | 0 | 0 | 0 | 0 | 0 | 0 | 0 | 0 | 0 | 0 | 0 | 0 | 0 | 0 | 0 | 0 | 0 | 0 | 0 | 0 | 0 | 0 | 0 | 0 | 0 | 0 | 0 | 0 | 0 | 0 | 0 | 0 | 0 | 0 | 0 | 0 | 0 | 0 | 0 | 0 | 0 | 0 | 0 | 0 | 0 | 0 | 0 | 0 | 0 | 0 | 0 | 0 | 0 | 0 | 0 | 0 | 0 | 0 | 0 | 0 | 0 | 0 | 0 | 0 | 0 | 0 | 0 | 0 | 0 | 0 | 0 | 0 | 0 | 0 | 0 | 0 | 0 | 0 | 0 | 0 | 0 | 0 | 0 | 0 | 0 | 0 | 0 | 0 | 0 | 0 | 0 | 0 | 0 | 0 | 0 | 0 | 0 | 0 | 0 | 0 | 0 | 0 | 0 | 0 | 0 | 0 | 0 | 0 | 0 | 0 | 0 | 0 | 0 | 0 | 0 | 0 | 0 | 0 | 0 | 0 | 0 | 0 | 0 | 0 | 0 | 0 | 0 | 0 | 0 | 0 | 0 | 0 | 0 | 0 | 0 | 0 | 0 | 0 | 0 | 0 | 0 | 0 | 0 | 0 | 0 | 0 | 0 | 0 | 0 | 0 | 0 | 0 | 0 | 0 | 0 | 0 | 0 | 0 | 0 | 0 | 0 | 0 | 0 | 0 | 0 | 0 | 0 | 0 | 0 | 0 | 0 | 0 | 0 | 0 | 0 | 0 | 0 | 0 | 0 | 0 | 0 | 0 | 0 | 0 | 0 | 0 | 0 | 0 | 0 | 0 | 0 | 0 | 0 | 0 | 0 | 0 | 0 | 0 | 0 | 0 | 0 | 0 | 0 | 0 | 0 | 0 | 0 | 0 | 0 | 0 | 0 | 0 | 0 | 0 | 0 | 0 | 0 | 0 | 0 | 0 | 0 | 0 | 0 | 0 | 0 | 0 | 0 | 0 | 0 | 0 | 0 | 0 | 0 | 0 | 0 | 0 | 0 | 0 | 0 | 0 | 0 | 0 | 0 | 0 | 0 | 0 | 0 | 0 | 0 | 0 | 0 | 0 | 0 | 0 | 0 | 0 | 0 | 0 | 0 | 0 | 0 | 0 | 0 | 0 | 0 | 0 | 0 | 0 | 0 | 0 | 0 | 0 | 0 | 0 | 0 | 0 | 0 | 0 | 0 | 0 | 0 | 0 | 0 | 0 | 0 | 0 | 0 | 0 | 0 | 0 | 0 | 0 | 0 | 0 | 0 | 0 | 0 | 0 | 0 | 0 | 0 | 0 | 0 | 0 | 0 | 0 | 0 | 0 | 0 | 0 | 0 | 0 | 0
WA_Commercial_WA - Miscellaneous_New_Space Heating_Natural Gas_Strategic Energy Management_A | WA | Commercial | WA - Miscellaneous | New | Space Heating | Natural Gas | Strategic Energy Management | A | WCM315 | No strategic energy management. | Implementation of strategic energy management. | 3 | 0 | 0 | 0 | 0.08 | 0 | 0 | 0 | 0.28365 | 0.25 | sqft | 0% | 77% | Discretionary | RetroEven20_WA | 85% | Space Heating | 0% | 0 |  | 0 |  | 0 | DL20_COM_SEM-Misc-2021PLN-V4-1 | BEHAV_SEM-All-CPUC-2018_PG-2 | DL20_COM_SEM-Misc-2021PLN-V4-15 | No strategic energy management. | No strategic energy management. | No strategic energy management. | No strategic energy management. | No strategic energy management. | No strategic energy management. | No strategic energy management. | No strategic energy management. | No strategic energy management. | No strategic energy management. | No strategic energy management. | No strategic energy management. | No strategic energy management. | No strategic energy management. | No strategic energy management. | No strategic energy management. | No strategic energy management. | No strategic energy management. | No strategic energy management. | No strategic energy management. | No strategic energy management. | No strategic energy management. | No strategic energy management. | No strategic energy management. | No strategic energy management. | No strategic energy management. | No strategic energy management. | Implementation of strategic energy management. | Implementation of strategic energy management. | Implementation of strategic energy management. | Implementation of strategic energy management. | Implementation of strategic energy management. | Implementation of strategic energy management. | Implementation of strategic energy management. | Implementation of strategic energy management. | Implementation of strategic energy management. | Implementation of strategic energy management. | Implementation of strategic energy management. | Implementation of strategic energy management. | Implementation of strategic energy management. | Implementation of strategic energy management. | Implementation of strategic energy management. | Implementation of strategic energy management. | Implementation of strategic energy management. | Implementation of strategic energy management. | Implementation of strategic energy management. | Implementation of strategic energy management. | Implementation of strategic energy management. | Implementation of strategic energy management. | Implementation of strategic energy management. | Implementation of strategic energy management. | Implementation of strategic energy management. | Implementation of strategic energy management. | Implementation of strategic energy management. | 0.08 | 0.08 | 0.08 | 0.08 | 0.08 | 0.08 | 0.08 | 0.08 | 0.08 | 0.08 | 0.08 | 0.08 | 0.08 | 0.08 | 0.08 | 0.08 | 0.08 | 0.08 | 0.08 | 0.08 | 0.08 | 0.08 | 0.08 | 0.08 | 0.08 | 0.08 | 0.08 | 0 | 0 | 0 | 0 | 0 | 0 | 0 | 0 | 0 | 0 | 0 | 0 | 0 | 0 | 0 | 0 | 0 | 0 | 0 | 0 | 0 | 0 | 0 | 0 | 0 | 0 | 0 | 0 | 0 | 0 | 0 | 0 | 0 | 0 | 0 | 0 | 0 | 0 | 0 | 0 | 0 | 0 | 0 | 0 | 0 | 0 | 0 | 0 | 0 | 0 | 0 | 0 | 0 | 0 | 0 | 0 | 0 | 0 | 0 | 0 | 0 | 0 | 0 | 0 | 0 | 0 | 0 | 0 | 0 | 0 | 0 | 0 | 0 | 0 | 0 | 0 | 0 | 0 | 0 | 0 | 0 | 0 | 0 | 0 | 0 | 0 | 0 | 0 | 0 | 0 | 0 | 0 | 0 | 0 | 0 | 0 | 0 | 0 | 0 | 0 | 0 | 0 | 0 | 0 | 0 | 0 | 0 | 0 | 0 | 0 | 0 | 0 | 0 | 0 | 0 | 0 | 0 | 0 | 0 | 0 | 0 | 0 | 0 | 0 | 0 | 0 | 0 | 0 | 0 | 0 | 0 | 0 | 0 | 0 | 0 | 0 | 0 | 0 | 0 | 0 | 0 | 0 | 0 | 0 | 0 | 0 | 0 | 0 | 0 | 0 | 0 | 0 | 0 | 0 | 0 | 0 | 0 | 0 | 0 | 0 | 0 | 0 | 0 | 0 | 0 | 0 | 0 | 0 | 0 | 0 | 0 | 0 | 0 | 0 | 0 | 0 | 0 | 0 | 0 | 0 | 0 | 0 | 0 | 0 | 0 | 0 | 0 | 0 | 0 | 0 | 0 | 0 | 0 | 0 | 0 | 0 | 0 | 0 | 0 | 0 | 0 | 0 | 0 | 0 | 0 | 0 | 0 | 0 | 0 | 0 | 0 | 0 | 0 | 0 | 0 | 0 | 0 | 0 | 0 | 0 | 0 | 0 | 0 | 0 | 0 | 0 | 0 | 0 | 0 | 0 | 0 | 0 | 0 | 0 | 0 | 0 | 0 | 0 | 0 | 0 | 0 | 0 | 0 | 0 | 0 | 0 | 0 | 0 | 0 | 0 | 0 | 0 | 0 | 0 | 0 | 0 | 0 | 0 | 0 | 0 | 0 | 0 | 0 | 0 | 0 | 0 | 0 | 0 | 0 | 0 | 0 | 0 | 0 | 0 | 0 | 0 | 0 | 0 | 0 | 0 | 0 | 0 | 0 | 0 | 0 | 0 | 0 | 0 | 0 | 0 | 0 | 0 | 0 | 0 | 0 | 0 | 0 | 0 | 0 | 0 | 0 | 0 | 0 | 0 | 0 | 0 | 0 | 0 | 0 | 0 | 0 | 0 | 0 | 0 | 0 | 0 | 0 | 0 | 0 | 0 | 0 | 0 | 0 | 0 | 0 | 0 | 0 | 0 | 0 | 0 | 0 | 0 | 0 | 0 | 0 | 0 | 0 | 0 | 0 | 0 | 0 | 0 | 0 | 0 | 0 | 0 | 0 | 0 | 0 | 0 | 0 | 0 | 0 | 0 | 0 | 0 | 0 | 0 | 0 | 0 | 0 | 0 | 0 | 0 | 0 | 0 | 0 | 0 | 0 | 0 | 0 | 0 | 0 | 0 | 0 | 0 | 0 | 0 | 0 | 0 | 0 | 0 | 0 | 0 | 0 | 0 | 0 | 0 | 0 | 0 | 0 | 0 | 0 | 0 | 0 | 0 | 0 | 0 | 0 | 0 | 0 | 0 | 0 | 0 | 0 | 0 | 0 | 0 | 0 | 0 | 0 | 0 | 0 | 0 | 0 | 0 | 0 | 0 | 0 | 0 | 0 | 0 | 0 | 0 | 0 | 0 | 0 | 0 | 0 | 0 | 0 | 0 | 0 | 0 | 0 | 0 | 0 | 0 | 0 | 0 | 0 | 0 | 0 | 0 | 0 | 0 | 0 | 0 | 0 | 0 | 0 | 0 | 0 | 0 | 0 | 0 | 0 | 0 | 0 | 0 | 0 | 0 | 0 | 0 | 0 | 0 | 0 | 0 | 0 | 0 | 0 | 0 | 0 | 0 | 0 | 0 | 0
WA_Commercial_WA - Miscellaneous_New_Water Heating_Natural Gas_Strategic Energy Management_A | WA | Commercial | WA - Miscellaneous | New | Water Heating | Natural Gas | Strategic Energy Management | A | WCM316 | No strategic energy management. | Implementation of strategic energy management. | 3 | 0 | 0 | 0 | 0.08 | 0 | 0 | 0 | 0.28365 | 0.25 | sqft | 0% | 77% | Discretionary | RetroEven20_WA | 85% | Water Heating | 0% | 0 |  | 0 |  | 0 | DL20_COM_SEM-Misc-2021PLN-V4-1 | BEHAV_SEM-All-CPUC-2018_PG-2 | DL20_COM_SEM-Misc-2021PLN-V4-15 | No strategic energy management. | No strategic energy management. | No strategic energy management. | No strategic energy management. | No strategic energy management. | No strategic energy management. | No strategic energy management. | No strategic energy management. | No strategic energy management. | No strategic energy management. | No strategic energy management. | No strategic energy management. | No strategic energy management. | No strategic energy management. | No strategic energy management. | No strategic energy management. | No strategic energy management. | No strategic energy management. | No strategic energy management. | No strategic energy management. | No strategic energy management. | No strategic energy management. | No strategic energy management. | No strategic energy management. | No strategic energy management. | No strategic energy management. | No strategic energy management. | Implementation of strategic energy management. | Implementation of strategic energy management. | Implementation of strategic energy management. | Implementation of strategic energy management. | Implementation of strategic energy management. | Implementation of strategic energy management. | Implementation of strategic energy management. | Implementation of strategic energy management. | Implementation of strategic energy management. | Implementation of strategic energy management. | Implementation of strategic energy management. | Implementation of strategic energy management. | Implementation of strategic energy management. | Implementation of strategic energy management. | Implementation of strategic energy management. | Implementation of strategic energy management. | Implementation of strategic energy management. | Implementation of strategic energy management. | Implementation of strategic energy management. | Implementation of strategic energy management. | Implementation of strategic energy management. | Implementation of strategic energy management. | Implementation of strategic energy management. | Implementation of strategic energy management. | Implementation of strategic energy management. | Implementation of strategic energy management. | Implementation of strategic energy management. | 0.08 | 0.08 | 0.08 | 0.08 | 0.08 | 0.08 | 0.08 | 0.08 | 0.08 | 0.08 | 0.08 | 0.08 | 0.08 | 0.08 | 0.08 | 0.08 | 0.08 | 0.08 | 0.08 | 0.08 | 0.08 | 0.08 | 0.08 | 0.08 | 0.08 | 0.08 | 0.08 | 0 | 0 | 0 | 0 | 0 | 0 | 0 | 0 | 0 | 0 | 0 | 0 | 0 | 0 | 0 | 0 | 0 | 0 | 0 | 0 | 0 | 0 | 0 | 0 | 0 | 0 | 0 | 0 | 0 | 0 | 0 | 0 | 0 | 0 | 0 | 0 | 0 | 0 | 0 | 0 | 0 | 0 | 0 | 0 | 0 | 0 | 0 | 0 | 0 | 0 | 0 | 0 | 0 | 0 | 0 | 0 | 0 | 0 | 0 | 0 | 0 | 0 | 0 | 0 | 0 | 0 | 0 | 0 | 0 | 0 | 0 | 0 | 0 | 0 | 0 | 0 | 0 | 0 | 0 | 0 | 0 | 0 | 0 | 0 | 0 | 0 | 0 | 0 | 0 | 0 | 0 | 0 | 0 | 0 | 0 | 0 | 0 | 0 | 0 | 0 | 0 | 0 | 0 | 0 | 0 | 0 | 0 | 0 | 0 | 0 | 0 | 0 | 0 | 0 | 0 | 0 | 0 | 0 | 0 | 0 | 0 | 0 | 0 | 0 | 0 | 0 | 0 | 0 | 0 | 0 | 0 | 0 | 0 | 0 | 0 | 0 | 0 | 0 | 0 | 0 | 0 | 0 | 0 | 0 | 0 | 0 | 0 | 0 | 0 | 0 | 0 | 0 | 0 | 0 | 0 | 0 | 0 | 0 | 0 | 0 | 0 | 0 | 0 | 0 | 0 | 0 | 0 | 0 | 0 | 0 | 0 | 0 | 0 | 0 | 0 | 0 | 0 | 0 | 0 | 0 | 0 | 0 | 0 | 0 | 0 | 0 | 0 | 0 | 0 | 0 | 0 | 0 | 0 | 0 | 0 | 0 | 0 | 0 | 0 | 0 | 0 | 0 | 0 | 0 | 0 | 0 | 0 | 0 | 0 | 0 | 0 | 0 | 0 | 0 | 0 | 0 | 0 | 0 | 0 | 0 | 0 | 0 | 0 | 0 | 0 | 0 | 0 | 0 | 0 | 0 | 0 | 0 | 0 | 0 | 0 | 0 | 0 | 0 | 0 | 0 | 0 | 0 | 0 | 0 | 0 | 0 | 0 | 0 | 0 | 0 | 0 | 0 | 0 | 0 | 0 | 0 | 0 | 0 | 0 | 0 | 0 | 0 | 0 | 0 | 0 | 0 | 0 | 0 | 0 | 0 | 0 | 0 | 0 | 0 | 0 | 0 | 0 | 0 | 0 | 0 | 0 | 0 | 0 | 0 | 0 | 0 | 0 | 0 | 0 | 0 | 0 | 0 | 0 | 0 | 0 | 0 | 0 | 0 | 0 | 0 | 0 | 0 | 0 | 0 | 0 | 0 | 0 | 0 | 0 | 0 | 0 | 0 | 0 | 0 | 0 | 0 | 0 | 0 | 0 | 0 | 0 | 0 | 0 | 0 | 0 | 0 | 0 | 0 | 0 | 0 | 0 | 0 | 0 | 0 | 0 | 0 | 0 | 0 | 0 | 0 | 0 | 0 | 0 | 0 | 0 | 0 | 0 | 0 | 0 | 0 | 0 | 0 | 0 | 0 | 0 | 0 | 0 | 0 | 0 | 0 | 0 | 0 | 0 | 0 | 0 | 0 | 0 | 0 | 0 | 0 | 0 | 0 | 0 | 0 | 0 | 0 | 0 | 0 | 0 | 0 | 0 | 0 | 0 | 0 | 0 | 0 | 0 | 0 | 0 | 0 | 0 | 0 | 0 | 0 | 0 | 0 | 0 | 0 | 0 | 0 | 0 | 0 | 0 | 0 | 0 | 0 | 0 | 0 | 0 | 0 | 0 | 0 | 0 | 0 | 0 | 0 | 0 | 0 | 0 | 0 | 0 | 0 | 0 | 0 | 0 | 0 | 0 | 0 | 0 | 0 | 0 | 0 | 0 | 0 | 0 | 0 | 0 | 0 | 0 | 0 | 0 | 0 | 0 | 0 | 0 | 0 | 0 | 0 | 0 | 0 | 0 | 0 | 0 | 0 | 0 | 0 | 0 | 0 | 0 | 0 | 0 | 0 | 0 | 0 | 0 | 0 | 0 | 0 | 0 | 0 | 0 | 0 | 0 | 0 | 0 | 0 | 0
WA_Commercial_WA - Miscellaneous_New_Space Heating_Natural Gas_Retrocommissioning_A | WA | Commercial | WA - Miscellaneous | New | Space Heating | Natural Gas | Retrocommissioning | A | WCM317 | No retro commissioning. | Periodic recommissioning of building systems. | 3 | 0 | 0 | 0 | 1.31 | 0 | 0 | 0 | 0.28365 | 0.25 | sqft | 0% | 0% | Discretionary | RetroEven20_WA | 85% | Space Heating | 0% | 0 |  | 0 |  | 0 | COM_RCX-HVAC-AEG-1 | N/A | COM_RCX-HVAC-AEG-1 | No retro commissioning. | No retro commissioning. | No retro commissioning. | No retro commissioning. | No retro commissioning. | No retro commissioning. | No retro commissioning. | No retro commissioning. | No retro commissioning. | No retro commissioning. | No retro commissioning. | No retro commissioning. | No retro commissioning. | No retro commissioning. | No retro commissioning. | No retro commissioning. | No retro commissioning. | No retro commissioning. | No retro commissioning. | No retro commissioning. | No retro commissioning. | No retro commissioning. | No retro commissioning. | No retro commissioning. | No retro commissioning. | No retro commissioning. | No retro commissioning. | Periodic recommissioning of building systems. | Periodic recommissioning of building systems. | Periodic recommissioning of building systems. | Periodic recommissioning of building systems. | Periodic recommissioning of building systems. | Periodic recommissioning of building systems. | Periodic recommissioning of building systems. | Periodic recommissioning of building systems. | Periodic recommissioning of building systems. | Periodic recommissioning of building systems. | Periodic recommissioning of building systems. | Periodic recommissioning of building systems. | Periodic recommissioning of building systems. | Periodic recommissioning of building systems. | Periodic recommissioning of building systems. | Periodic recommissioning of building systems. | Periodic recommissioning of building systems. | Periodic recommissioning of building systems. | Periodic recommissioning of building systems. | Periodic recommissioning of building systems. | Periodic recommissioning of building systems. | Periodic recommissioning of building systems. | Periodic recommissioning of building systems. | Periodic recommissioning of building systems. | Periodic recommissioning of building systems. | Periodic recommissioning of building systems. | Periodic recommissioning of building systems. | 1.31 | 1.31 | 1.31 | 1.31 | 1.31 | 1.31 | 1.31 | 1.31 | 1.31 | 1.31 | 1.31 | 1.31 | 1.31 | 1.31 | 1.31 | 1.31 | 1.31 | 1.31 | 1.31 | 1.31 | 1.31 | 1.31 | 1.31 | 1.31 | 1.31 | 1.31 | 1.31 | 0 | 0 | 0 | 0 | 0 | 0 | 0 | 0 | 0 | 0 | 0 | 0 | 0 | 0 | 0 | 0 | 0 | 0 | 0 | 0 | 0 | 0 | 0 | 0 | 0 | 0 | 0 | 0 | 0 | 0 | 0 | 0 | 0 | 0 | 0 | 0 | 0 | 0 | 0 | 0 | 0 | 0 | 0 | 0 | 0 | 0 | 0 | 0 | 0 | 0 | 0 | 0 | 0 | 0 | 0 | 0 | 0 | 0 | 0 | 0 | 0 | 0 | 0 | 0 | 0 | 0 | 0 | 0 | 0 | 0 | 0 | 0 | 0 | 0 | 0 | 0 | 0 | 0 | 0 | 0 | 0 | 0 | 0 | 0 | 0 | 0 | 0 | 0 | 0 | 0 | 0 | 0 | 0 | 0 | 0 | 0 | 0 | 0 | 0 | 0 | 0 | 0 | 0 | 0 | 0 | 0 | 0 | 0 | 0 | 0 | 0 | 0 | 0 | 0 | 0 | 0 | 0 | 0 | 0 | 0 | 0 | 0 | 0 | 0 | 0 | 0 | 0 | 0 | 0 | 0 | 0 | 0 | 0 | 0 | 0 | 0 | 0 | 0 | 0 | 0 | 0 | 0 | 0 | 0 | 0 | 0 | 0 | 0 | 0 | 0 | 0 | 0 | 0 | 0 | 0 | 0 | 0 | 0 | 0 | 0 | 0 | 0 | 0 | 0 | 0 | 0 | 0 | 0 | 0 | 0 | 0 | 0 | 0 | 0 | 0 | 0 | 0 | 0 | 0 | 0 | 0 | 0 | 0 | 0 | 0 | 0 | 0 | 0 | 0 | 0 | 0 | 0 | 0 | 0 | 0 | 0 | 0 | 0 | 0 | 0 | 0 | 0 | 0 | 0 | 0 | 0 | 0 | 0 | 0 | 0 | 0 | 0 | 0 | 0 | 0 | 0 | 0 | 0 | 0 | 0 | 0 | 0 | 0 | 0 | 0 | 0 | 0 | 0 | 0 | 0 | 0 | 0 | 0 | 0 | 0 | 0 | 0 | 0 | 0 | 0 | 0 | 0 | 0 | 0 | 0 | 0 | 0 | 0 | 0 | 0 | 0 | 0 | 0 | 0 | 0 | 0 | 0 | 0 | 0 | 0 | 0 | 0 | 0 | 0 | 0 | 0 | 0 | 0 | 0 | 0 | 0 | 0 | 0 | 0 | 0 | 0 | 0 | 0 | 0 | 0 | 0 | 0 | 0 | 0 | 0 | 0 | 0 | 0 | 0 | 0 | 0 | 0 | 0 | 0 | 0 | 0 | 0 | 0 | 0 | 0 | 0 | 0 | 0 | 0 | 0 | 0 | 0 | 0 | 0 | 0 | 0 | 0 | 0 | 0 | 0 | 0 | 0 | 0 | 0 | 0 | 0 | 0 | 0 | 0 | 0 | 0 | 0 | 0 | 0 | 0 | 0 | 0 | 0 | 0 | 0 | 0 | 0 | 0 | 0 | 0 | 0 | 0 | 0 | 0 | 0 | 0 | 0 | 0 | 0 | 0 | 0 | 0 | 0 | 0 | 0 | 0 | 0 | 0 | 0 | 0 | 0 | 0 | 0 | 0 | 0 | 0 | 0 | 0 | 0 | 0 | 0 | 0 | 0 | 0 | 0 | 0 | 0 | 0 | 0 | 0 | 0 | 0 | 0 | 0 | 0 | 0 | 0 | 0 | 0 | 0 | 0 | 0 | 0 | 0 | 0 | 0 | 0 | 0 | 0 | 0 | 0 | 0 | 0 | 0 | 0 | 0 | 0 | 0 | 0 | 0 | 0 | 0 | 0 | 0 | 0 | 0 | 0 | 0 | 0 | 0 | 0 | 0 | 0 | 0 | 0 | 0 | 0 | 0 | 0 | 0 | 0 | 0 | 0 | 0 | 0 | 0 | 0 | 0 | 0 | 0 | 0 | 0 | 0 | 0 | 0 | 0 | 0 | 0 | 0 | 0 | 0 | 0 | 0 | 0 | 0 | 0 | 0 | 0 | 0 | 0 | 0 | 0 | 0 | 0 | 0 | 0 | 0 | 0 | 0 | 0 | 0 | 0 | 0 | 0 | 0 | 0 | 0
WA_Commercial_WA - Miscellaneous_New_Water Heating_Natural Gas_Retrocommissioning_A | WA | Commercial | WA - Miscellaneous | New | Water Heating | Natural Gas | Retrocommissioning | A | WCM318 | No retro commissioning. | Periodic recommissioning of building systems. | 3 | 0 | 0 | 0 | 1.31 | 0 | 0 | 0 | 0.28365 | 0.25 | sqft | 0% | 0% | Discretionary | RetroEven20_WA | 85% | Water Heating | 0% | 0 |  | 0 |  | 0 | COM_RCX-HVAC-AEG-1 | N/A | COM_RCX-HVAC-AEG-1 | No retro commissioning. | No retro commissioning. | No retro commissioning. | No retro commissioning. | No retro commissioning. | No retro commissioning. | No retro commissioning. | No retro commissioning. | No retro commissioning. | No retro commissioning. | No retro commissioning. | No retro commissioning. | No retro commissioning. | No retro commissioning. | No retro commissioning. | No retro commissioning. | No retro commissioning. | No retro commissioning. | No retro commissioning. | No retro commissioning. | No retro commissioning. | No retro commissioning. | No retro commissioning. | No retro commissioning. | No retro commissioning. | No retro commissioning. | No retro commissioning. | Periodic recommissioning of building systems. | Periodic recommissioning of building systems. | Periodic recommissioning of building systems. | Periodic recommissioning of building systems. | Periodic recommissioning of building systems. | Periodic recommissioning of building systems. | Periodic recommissioning of building systems. | Periodic recommissioning of building systems. | Periodic recommissioning of building systems. | Periodic recommissioning of building systems. | Periodic recommissioning of building systems. | Periodic recommissioning of building systems. | Periodic recommissioning of building systems. | Periodic recommissioning of building systems. | Periodic recommissioning of building systems. | Periodic recommissioning of building systems. | Periodic recommissioning of building systems. | Periodic recommissioning of building systems. | Periodic recommissioning of building systems. | Periodic recommissioning of building systems. | Periodic recommissioning of building systems. | Periodic recommissioning of building systems. | Periodic recommissioning of building systems. | Periodic recommissioning of building systems. | Periodic recommissioning of building systems. | Periodic recommissioning of building systems. | Periodic recommissioning of building systems. | 1.31 | 1.31 | 1.31 | 1.31 | 1.31 | 1.31 | 1.31 | 1.31 | 1.31 | 1.31 | 1.31 | 1.31 | 1.31 | 1.31 | 1.31 | 1.31 | 1.31 | 1.31 | 1.31 | 1.31 | 1.31 | 1.31 | 1.31 | 1.31 | 1.31 | 1.31 | 1.31 | 0 | 0 | 0 | 0 | 0 | 0 | 0 | 0 | 0 | 0 | 0 | 0 | 0 | 0 | 0 | 0 | 0 | 0 | 0 | 0 | 0 | 0 | 0 | 0 | 0 | 0 | 0 | 0 | 0 | 0 | 0 | 0 | 0 | 0 | 0 | 0 | 0 | 0 | 0 | 0 | 0 | 0 | 0 | 0 | 0 | 0 | 0 | 0 | 0 | 0 | 0 | 0 | 0 | 0 | 0 | 0 | 0 | 0 | 0 | 0 | 0 | 0 | 0 | 0 | 0 | 0 | 0 | 0 | 0 | 0 | 0 | 0 | 0 | 0 | 0 | 0 | 0 | 0 | 0 | 0 | 0 | 0 | 0 | 0 | 0 | 0 | 0 | 0 | 0 | 0 | 0 | 0 | 0 | 0 | 0 | 0 | 0 | 0 | 0 | 0 | 0 | 0 | 0 | 0 | 0 | 0 | 0 | 0 | 0 | 0 | 0 | 0 | 0 | 0 | 0 | 0 | 0 | 0 | 0 | 0 | 0 | 0 | 0 | 0 | 0 | 0 | 0 | 0 | 0 | 0 | 0 | 0 | 0 | 0 | 0 | 0 | 0 | 0 | 0 | 0 | 0 | 0 | 0 | 0 | 0 | 0 | 0 | 0 | 0 | 0 | 0 | 0 | 0 | 0 | 0 | 0 | 0 | 0 | 0 | 0 | 0 | 0 | 0 | 0 | 0 | 0 | 0 | 0 | 0 | 0 | 0 | 0 | 0 | 0 | 0 | 0 | 0 | 0 | 0 | 0 | 0 | 0 | 0 | 0 | 0 | 0 | 0 | 0 | 0 | 0 | 0 | 0 | 0 | 0 | 0 | 0 | 0 | 0 | 0 | 0 | 0 | 0 | 0 | 0 | 0 | 0 | 0 | 0 | 0 | 0 | 0 | 0 | 0 | 0 | 0 | 0 | 0 | 0 | 0 | 0 | 0 | 0 | 0 | 0 | 0 | 0 | 0 | 0 | 0 | 0 | 0 | 0 | 0 | 0 | 0 | 0 | 0 | 0 | 0 | 0 | 0 | 0 | 0 | 0 | 0 | 0 | 0 | 0 | 0 | 0 | 0 | 0 | 0 | 0 | 0 | 0 | 0 | 0 | 0 | 0 | 0 | 0 | 0 | 0 | 0 | 0 | 0 | 0 | 0 | 0 | 0 | 0 | 0 | 0 | 0 | 0 | 0 | 0 | 0 | 0 | 0 | 0 | 0 | 0 | 0 | 0 | 0 | 0 | 0 | 0 | 0 | 0 | 0 | 0 | 0 | 0 | 0 | 0 | 0 | 0 | 0 | 0 | 0 | 0 | 0 | 0 | 0 | 0 | 0 | 0 | 0 | 0 | 0 | 0 | 0 | 0 | 0 | 0 | 0 | 0 | 0 | 0 | 0 | 0 | 0 | 0 | 0 | 0 | 0 | 0 | 0 | 0 | 0 | 0 | 0 | 0 | 0 | 0 | 0 | 0 | 0 | 0 | 0 | 0 | 0 | 0 | 0 | 0 | 0 | 0 | 0 | 0 | 0 | 0 | 0 | 0 | 0 | 0 | 0 | 0 | 0 | 0 | 0 | 0 | 0 | 0 | 0 | 0 | 0 | 0 | 0 | 0 | 0 | 0 | 0 | 0 | 0 | 0 | 0 | 0 | 0 | 0 | 0 | 0 | 0 | 0 | 0 | 0 | 0 | 0 | 0 | 0 | 0 | 0 | 0 | 0 | 0 | 0 | 0 | 0 | 0 | 0 | 0 | 0 | 0 | 0 | 0 | 0 | 0 | 0 | 0 | 0 | 0 | 0 | 0 | 0 | 0 | 0 | 0 | 0 | 0 | 0 | 0 | 0 | 0 | 0 | 0 | 0 | 0 | 0 | 0 | 0 | 0 | 0 | 0 | 0 | 0 | 0 | 0 | 0 | 0 | 0 | 0 | 0 | 0 | 0 | 0 | 0 | 0 | 0 | 0 | 0 | 0 | 0 | 0 | 0 | 0 | 0 | 0 | 0 | 0 | 0 | 0 | 0 | 0 | 0 | 0 | 0 | 0 | 0 | 0 | 0 | 0 | 0 | 0 | 0 | 0
OR_Commercial_OR - College_Existing_Space Heating_Natural Gas_Insulation - Ceiling_A | OR | Commercial | OR - College | Existing | Space Heating | Natural Gas | Insulation - Ceiling | A | OCM319 | R-13 | R-38 | 22 | 0.058604 | 0 | 0 | 0.79 | 0.02 | 0 | 0 | 0.24319 | 0.25 | sqft roof | 15% | 46.67% | Discretionary | Retro1Slow_OR | 84.23% | Space Heating | 0% | 1096.8196 |  | 574.0698 |  | 0 | Avista TRM | Avista TRM | Avista TRM | R-13 | R-13 | R-13 | R-13 | R-13 | R-13 | R-13 | R-13 | R-13 | R-13 | R-13 | R-13 | R-13 | R-13 | R-13 | R-13 | R-13 | R-13 | R-13 | R-13 | R-13 | R-13 | R-13 | R-13 | R-13 | R-13 | R-13 | R-38 | R-38 | R-38 | R-38 | R-38 | R-38 | R-38 | R-38 | R-38 | R-38 | R-38 | R-38 | R-38 | R-38 | R-38 | R-38 | R-38 | R-38 | R-38 | R-38 | R-38 | R-38 | R-38 | R-38 | R-38 | R-38 | R-38 | 0.79 | 0.79 | 0.79 | 0.79 | 0.79 | 0.79 | 0.79 | 0.79 | 0.79 | 0.79 | 0.79 | 0.79 | 0.79 | 0.79 | 0.79 | 0.79 | 0.79 | 0.79 | 0.79 | 0.79 | 0.79 | 0.79 | 0.79 | 0.79 | 0.79 | 0.79 | 0.79 | 0 | 0 | 0.061441 | 0.060088 | 0.058694 | 0.057275 | 0.055821 | 0.054324 | 0.052784 | 0.051206 | 0.049596 | 0.047972 | 0.046383 | 0.044824 | 0.043303 | 0.041847 | 0.040478 | 0.039274 | 0.038232 | 0.037263 | 0.036382 | 0.035525 | 0.034842 | 0.034167 | 0.033501 | 0.032843 | 0.032191 | 0.12502 | 0.065788 | 0.21739 | 0.34507 | 0.51048 | 0.7115 | 0.9404 | 1.1827 | 1.4168 | 1.616 | 1.753 | 1.8021 | 1.7483 | 1.5926 | 1.3545 | 1.0698 | 0.77839 | 0.55583 | 0.29611 | 0.23131 | 0 | 0 | 0 | 0 | 0 | 0.12502 | 0.18805 | 0.40108 | 0.73646 | 1.2282 | 1.9068 | 2.7932 | 3.8923 | 5.1867 | 6.6328 | 8.1661 | 9.6937 | 11.113 | 12.332 | 13.2831 | 13.9576 | 14.3659 | 14.5574 | 14.5095 | 14.3991 | 14.122 | 13.8486 | 13.5786 | 13.3119 | 13.0477 | 2034.7363 | 1094.8748 | 3703.8527 | 6024.824 | 9144.8413 | 13097.3668 | 17816.0157 | 23095.991 | 28565.7604 | 33685.8173 | 37793.2978 | 40204.9532 | 40372.8036 | 38058.1761 | 33461.6488 | 27238.4314 | 20359.3946 | 14916.5858 | 8138.9452 | 6511.1562 | 0 | 0 | 0 | 0 | 0 | 2034.7363 | 3129.6111 | 6833.4637 | 12858.2877 | 22003.129 | 35100.4959 | 52916.5115 | 76012.5026 | 104578.2629 | 138264.0802 | 176057.3781 | 216262.3313 | 256635.1349 | 294693.311 | 328154.9598 | 355393.3913 | 375752.7858 | 390669.3716 | 398808.3168 | 405319.473 | 405319.473 | 405319.473 | 405319.473 | 405319.473 | 405319.473 | 0.10756 | 0.057322 | 0.1919 | 0.30868 | 0.46293 | 0.65439 | 0.87758 | 1.1203 | 1.363 | 1.5795 | 1.7414 | 1.8201 | 1.7957 | 1.664 | 1.4397 | 1.1566 | 0.85582 | 0.62153 | 0.33676 | 0.26763 | 0 | 0 | 0 | 0 | 0 | 0.10756 | 0.16385 | 0.35404 | 0.65879 | 1.1138 | 1.7537 | 2.6066 | 3.6871 | 4.9898 | 6.4833 | 8.1124 | 9.7904 | 11.4146 | 12.8848 | 14.1192 | 15.0907 | 15.795 | 16.2782 | 16.5013 | 16.6597 | 16.6143 | 16.571 | 16.5297 | 16.4902 | 16.4522 | 1729.5259 | 930.6436 | 3148.2748 | 5121.1004 | 7773.1151 | 11132.7618 | 15143.6133 | 19631.5924 | 24280.8963 | 28632.9447 | 32124.3032 | 34174.2103 | 34316.8831 | 32349.4497 | 28442.4015 | 23152.6667 | 17305.4854 | 12679.0979 | 6918.1035 | 5534.4828 | 0 | 0 | 0 | 0 | 0 | 1729.5259 | 2660.1694 | 5808.4442 | 10929.5446 | 18702.6597 | 29835.4215 | 44979.0348 | 64610.6272 | 88891.5235 | 117524.4682 | 149648.7713 | 183822.9816 | 218139.8647 | 250489.3144 | 278931.7159 | 302084.3826 | 319389.868 | 332068.9659 | 338987.0693 | 344521.5521 | 344521.5521 | 344521.5521 | 344521.5521 | 344521.5521 | 344521.5521 | 0 | 0 | 0 | 0 | 0.46374 | 0.65595 | 0.88031 | 1.1247 | 1.3694 | 1.5884 | 1.7529 | 1.8338 | 1.8111 | 1.6799 | 1.455 | 1.1701 | 0.86677 | 0.63018 | 0.34182 | 0.27195 | 0 | 0 | 0 | 0 | 0 | 0 | 0 | 0 | 0 | 0.46374 | 1.114 | 1.9793 | 3.0753 | 4.397 | 5.9134 | 7.5693 | 9.2778 | 10.9354 | 12.4406 | 13.7102 | 14.715 | 15.4497 | 15.9613 | 16.2092 | 16.3919 | 16.3688 | 16.3477 | 16.3284 | 16.3107 | 16.2944 | 0 | 0 | 0 | 0 | 7773.1151 | 11132.7618 | 15143.6133 | 19631.5924 | 24280.8963 | 28632.9447 | 32124.3032 | 34174.2103 | 34316.8831 | 32349.4497 | 28442.4015 | 23152.6667 | 17305.4854 | 12679.0979 | 6918.1035 | 5534.4828 | 0 | 0 | 0 | 0 | 0 | 0 | 0 | 0 | 0 | 7773.1151 | 18905.8769 | 34049.4902 | 53681.0826 | 77961.9789 | 106594.9236 | 138719.2268 | 172893.437 | 207210.3201 | 239559.7698 | 268002.1713 | 291154.838 | 308460.3234 | 321139.4213 | 328057.5247 | 333592.0075 | 333592.0075 | 333592.0075 | 333592.0075 | 333592.0075 | 333592.0075 | 0.10758 | 0.057344 | 0.19204 | 0.30905 | 0.46374 | 0.65595 | 0.88031 | 1.1247 | 1.3694 | 1.5884 | 1.7529 | 1.8338 | 1.8111 | 1.6799 | 1.455 | 1.1701 | 0.86677 | 0.63018 | 0.34182 | 0.27195 | 0 | 0 | 0 | 0 | 0 | 0.10758 | 0.16391 | 0.3543 | 0.65957 | 1.1158 | 1.7579 | 2.6147 | 3.7015 | 5.0135 | 6.5198 | 8.1656 | 9.8643 | 11.5122 | 13.0082 | 14.2694 | 15.2674 | 15.9972 | 16.5045 | 16.7493 | 16.929 | 16.9051 | 16.8833 | 16.8633 | 16.845 | 16.8283 | 1729.5259 | 930.6436 | 3148.2748 | 5121.1004 | 7773.1151 | 11132.7618 | 15143.6133 | 19631.5924 | 24280.8963 | 28632.9447 | 32124.3032 | 34174.2103 | 34316.8831 | 32349.4497 | 28442.4015 | 23152.6667 | 17305.4854 | 12679.0979 | 6918.1035 | 5534.4828 | 0 | 0 | 0 | 0 | 0 | 1729.5259 | 2660.1694 | 5808.4442 | 10929.5446 | 18702.6597 | 29835.4215 | 44979.0348 | 64610.6272 | 88891.5235 | 117524.4682 | 149648.7713 | 183822.9816 | 218139.8647 | 250489.3144 | 278931.7159 | 302084.3826 | 319389.868 | 332068.9659 | 338987.0693 | 344521.5521 | 344521.5521 | 344521.5521 | 344521.5521 | 344521.5521 | 344521.5521 | 1069.9578 | 1073.1633 | 1076.3384 | 1079.4759 | 1082.5686 | 1085.61 | 1088.5937 | 1091.5137 | 1094.3623 | 1097.1325 | 1099.8174 | 1102.4108 | 1104.9067 | 1107.2995 | 1109.5839 | 1111.755 | 1113.8081 | 1115.7186 | 1117.4852 | 1119.0999 | 1120.5755 | 1121.9237 | 1123.1552 | 1124.2799 | 1125.3069 | 560.0104 | 561.6882 | 563.3501 | 564.9922 | 566.6109 | 568.2027 | 569.7644 | 571.2927 | 572.7837 | 574.2335 | 575.6388 | 576.9962 | 578.3025 | 579.5549 | 580.7506 | 581.8869 | 582.9615 | 583.9614 | 584.8861 | 585.7312 | 586.5035 | 587.2091 | 587.8537 | 588.4424 | 588.9799
OR_Commercial_OR - College_Existing_Space Heating_Natural Gas_Insulation - Ducting_A | OR | Commercial | OR - College | Existing | Space Heating | Natural Gas | Insulation - Ducting | A | OCM320 | R-4 | R-8 | 20 | 0 | 0 | 0 | 0.96 | 0 | 0 | 0 | 0.24319 | 0.25 | sqft duct | 15% | 46.67% | Discretionary | Retro1Slow_OR | 84.23% | Central Systems | 0% | 0 |  | 0 |  | 0 | INS_DCT-All-DEER-1 | INS_DCT-All-DEER-1 | Building Energy Simulation Tool | R-4 | R-4 | R-4 | R-4 | R-4 | R-4 | R-4 | R-4 | R-4 | R-4 | R-4 | R-4 | R-4 | R-4 | R-4 | R-4 | R-4 | R-4 | R-4 | R-4 | R-4 | R-4 | R-4 | R-4 | R-4 | R-4 | R-4 | R-8 | R-8 | R-8 | R-8 | R-8 | R-8 | R-8 | R-8 | R-8 | R-8 | R-8 | R-8 | R-8 | R-8 | R-8 | R-8 | R-8 | R-8 | R-8 | R-8 | R-8 | R-8 | R-8 | R-8 | R-8 | R-8 | R-8 | 0.96 | 0.96 | 0.96 | 0.96 | 0.96 | 0.96 | 0.96 | 0.96 | 0.96 | 0.96 | 0.96 | 0.96 | 0.96 | 0.96 | 0.96 | 0.96 | 0.96 | 0.96 | 0.96 | 0.96 | 0.96 | 0.96 | 0.96 | 0.96 | 0.96 | 0.96 | 0.96 | 0 | 0 | 0 | 0 | 0 | 0 | 0 | 0 | 0 | 0 | 0 | 0 | 0 | 0 | 0 | 0 | 0 | 0 | 0 | 0 | 0 | 0 | 0 | 0 | 0 | 0 | 0 | 0 | 0 | 0 | 0 | 0 | 0 | 0 | 0 | 0 | 0 | 0 | 0 | 0 | 0 | 0 | 0 | 0 | 0 | 0 | 0 | 0 | 0 | 0 | 0 | 0 | 0 | 0 | 0 | 0 | 0 | 0 | 0 | 0 | 0 | 0 | 0 | 0 | 0 | 0 | 0 | 0 | 0 | 0 | 0 | 0 | 0 | 0 | 0 | 0 | 0 | 508.6841 | 273.7187 | 925.9632 | 1506.206 | 2286.2103 | 3274.3417 | 4454.0039 | 5773.9978 | 7141.4401 | 8421.4543 | 9448.3245 | 10051.2383 | 10093.2009 | 9514.544 | 8365.4122 | 6809.6079 | 5089.8486 | 3729.1464 | 2034.7363 | 1627.789 | 0 | 0 | 0 | 0 | 0 | 508.6841 | 782.4028 | 1708.3659 | 3214.5719 | 5500.7823 | 8775.124 | 13229.1279 | 19003.1256 | 26144.5657 | 34566.0201 | 44014.3445 | 54065.5828 | 64158.7837 | 73673.3278 | 82038.74 | 88848.3478 | 93938.1965 | 97667.3429 | 99702.0792 | 101329.8683 | 101329.8683 | 101329.8683 | 101329.8683 | 101329.8683 | 101329.8683 | 0 | 0 | 0 | 0 | 0 | 0 | 0 | 0 | 0 | 0 | 0 | 0 | 0 | 0 | 0 | 0 | 0 | 0 | 0 | 0 | 0 | 0 | 0 | 0 | 0 | 0 | 0 | 0 | 0 | 0 | 0 | 0 | 0 | 0 | 0 | 0 | 0 | 0 | 0 | 0 | 0 | 0 | 0 | 0 | 0 | 0 | 0 | 0 | 0 | 0 | 432.3815 | 232.6609 | 787.0687 | 1280.2751 | 1943.2788 | 2783.1904 | 3785.9033 | 4907.8981 | 6070.2241 | 7158.2362 | 8031.0758 | 8543.5526 | 8579.2208 | 8087.3624 | 7110.6004 | 5788.1667 | 4326.3713 | 3169.7745 | 1729.5259 | 1383.6207 | 0 | 0 | 0 | 0 | 0 | 432.3815 | 665.0424 | 1452.111 | 2732.3861 | 4675.6649 | 7458.8554 | 11244.7587 | 16152.6568 | 22222.8809 | 29381.117 | 37412.1928 | 45955.7454 | 54534.9662 | 62622.3286 | 69732.929 | 75521.0956 | 79847.467 | 83017.2415 | 84746.7673 | 86130.388 | 86130.388 | 86130.388 | 86130.388 | 86130.388 | 86130.388 | 0 | 0 | 0 | 0 | 0 | 0 | 0 | 0 | 0 | 0 | 0 | 0 | 0 | 0 | 0 | 0 | 0 | 0 | 0 | 0 | 0 | 0 | 0 | 0 | 0 | 0 | 0 | 0 | 0 | 0 | 0 | 0 | 0 | 0 | 0 | 0 | 0 | 0 | 0 | 0 | 0 | 0 | 0 | 0 | 0 | 0 | 0 | 0 | 0 | 0 | 0 | 0 | 0 | 0 | 0 | 0 | 0 | 0 | 0 | 0 | 0 | 0 | 0 | 0 | 0 | 0 | 0 | 0 | 0 | 0 | 0 | 0 | 0 | 0 | 0 | 0 | 0 | 0 | 0 | 0 | 0 | 0 | 0 | 0 | 0 | 0 | 0 | 0 | 0 | 0 | 0 | 0 | 0 | 0 | 0 | 0 | 0 | 0 | 0 | 0 | 0 | 0 | 0 | 0 | 0 | 0 | 0 | 0 | 0 | 0 | 0 | 0 | 0 | 0 | 0 | 0 | 0 | 0 | 0 | 0 | 0 | 0 | 0 | 0 | 0 | 0 | 0 | 0 | 0 | 0 | 0 | 0 | 0 | 0 | 0 | 0 | 0 | 0 | 0 | 0 | 0 | 0 | 0 | 0 | 0 | 0 | 0 | 0 | 0 | 0 | 0 | 0 | 0 | 0 | 0 | 0 | 0 | 0 | 0 | 0 | 0 | 0 | 0 | 0 | 0 | 0 | 0 | 0 | 0 | 0 | 0 | 0 | 0 | 0 | 0 | 0 | 0 | 0 | 0 | 0 | 0 | 0 | 0 | 0 | 0 | 0 | 0 | 0 | 0 | 0 | 0 | 0 | 0 | 0 | 0 | 0 | 0 | 0 | 0 | 0 | 0 | 0 | 0 | 0 | 0 | 0 | 0 | 0 | 0 | 0 | 0 | 0 | 0 | 0 | 0 | 0 | 0 | 0 | 0 | 0 | 0 | 0 | 0 | 0 | 0 | 0 | 0 | 0 | 0 | 0 | 0 | 0 | 0 | 0 | 0 | 0 | 0 | 0 | 0 | 0 | 0 | 0 | 0 | 0 | 0 | 0 | 0 | 0 | 0 | 0
OR_Commercial_OR - College_Existing_Space Heating_Natural Gas_Insulation - Wall Cavity_A | OR | Commercial | OR - College | Existing | Space Heating | Natural Gas | Insulation - Wall Cavity | A | OCM321 | R-9 | R-23 | 22 | 0.18458 | 0 | 0 | 0.67 | 0.07 | 0 | 0 | 0.24319 | 0.25 | sqft wall | 15% | 46.67% | Discretionary | Retro1Slow_OR | 84.23% | Space Heating | 0% | 33.6252 |  | 154.581 |  | 0 | Avista TRM | Avista TRM | Avista TRM | R-9 | R-9 | R-9 | R-9 | R-9 | R-9 | R-9 | R-9 | R-9 | R-9 | R-9 | R-9 | R-9 | R-9 | R-9 | R-9 | R-9 | R-9 | R-9 | R-9 | R-9 | R-9 | R-9 | R-9 | R-9 | R-9 | R-9 | R-23 | R-23 | R-23 | R-23 | R-23 | R-23 | R-23 | R-23 | R-23 | R-23 | R-23 | R-23 | R-23 | R-23 | R-23 | R-23 | R-23 | R-23 | R-23 | R-23 | R-23 | R-23 | R-23 | R-23 | R-23 | R-23 | R-23 | 0.67 | 0.67 | 0.67 | 0.67 | 0.67 | 0.67 | 0.67 | 0.67 | 0.67 | 0.67 | 0.67 | 0.67 | 0.67 | 0.67 | 0.67 | 0.67 | 0.67 | 0.67 | 0.67 | 0.67 | 0.67 | 0.67 | 0.67 | 0.67 | 0.67 | 0.67 | 0.67 | 0 | 0 | 0.19427 | 0.19126 | 0.18824 | 0.1852 | 0.18217 | 0.17913 | 0.17609 | 0.17306 | 0.17003 | 0.16701 | 0.16399 | 0.16099 | 0.158 | 0.15505 | 0.15212 | 0.14923 | 0.14637 | 0.14355 | 0.14074 | 0.13797 | 0.13532 | 0.1327 | 0.13011 | 0.12756 | 0.12503 | 0.1506 | 0.079785 | 0.26563 | 0.42513 | 0.6347 | 0.89385 | 1.1953 | 1.5229 | 1.8506 | 2.1434 | 2.3614 | 2.466 | 2.4304 | 2.2482 | 1.9393 | 1.5487 | 1.1354 | 0.8158 | 0.43644 | 0.34227 | 0 | 0 | 0 | 0 | 0 | 0.1506 | 0.22806 | 0.49009 | 0.90732 | 1.5271 | 2.3955 | 3.5502 | 5.012 | 6.7748 | 8.7977 | 11.0002 | 13.2647 | 15.4493 | 17.4083 | 19.019 | 20.206 | 20.9548 | 21.366 | 21.3856 | 21.3064 | 20.8964 | 20.4921 | 20.0927 | 19.6981 | 19.3072 | 775.2345 | 417.1473 | 1411.1679 | 2295.4579 | 3484.1845 | 4990.0968 | 6787.902 | 8799.5726 | 10883.5547 | 12834.2964 | 14399.2465 | 15318.0872 | 15382.0382 | 14500.1651 | 12748.8882 | 10377.8424 | 7756.9293 | 5683.2192 | 3100.9381 | 2480.7505 | 0 | 0 | 0 | 0 | 0 | 775.2345 | 1192.3818 | 2603.5497 | 4899.0076 | 8383.1922 | 13373.2889 | 20161.1909 | 28960.7635 | 39844.3182 | 52678.6146 | 67077.861 | 82395.9482 | 97777.9864 | 112278.1515 | 125027.0397 | 135404.8821 | 143161.8114 | 148845.0306 | 151945.9687 | 154426.7192 | 154426.7192 | 154426.7192 | 154426.7192 | 154426.7192 | 154426.7192 | 0.1295 | 0.069408 | 0.23384 | 0.37879 | 0.57252 | 0.81645 | 1.1058 | 1.4273 | 1.7577 | 2.0637 | 2.3052 | 2.4416 | 2.4413 | 2.2917 | 2.0068 | 1.6272 | 1.2118 | 0.88465 | 0.48103 | 0.38355 | 0 | 0 | 0 | 0 | 0 | 0.1295 | 0.1984 | 0.43143 | 0.80843 | 1.3775 | 2.1881 | 3.2844 | 4.6976 | 6.4348 | 8.4703 | 10.7385 | 13.1334 | 15.5186 | 17.7455 | 19.6805 | 21.2312 | 22.3644 | 23.1693 | 23.5705 | 23.8758 | 23.8109 | 23.749 | 23.6899 | 23.6334 | 23.5791 | 658.9494 | 354.5752 | 1199.4927 | 1951.1392 | 2961.5569 | 4241.5822 | 5769.7167 | 7479.6367 | 9251.0215 | 10909.1519 | 12239.3595 | 13020.3741 | 13074.7325 | 12325.1403 | 10836.555 | 8821.166 | 6593.3899 | 4830.7363 | 2635.7974 | 2108.6379 | 0 | 0 | 0 | 0 | 0 | 658.9494 | 1013.5245 | 2213.0172 | 4164.1565 | 7125.7133 | 11367.2956 | 17137.0123 | 24616.649 | 33867.6704 | 44776.8224 | 57016.1819 | 70036.556 | 83111.2884 | 95436.4288 | 106272.9837 | 115094.1498 | 121687.5397 | 126518.276 | 129154.0734 | 131262.7113 | 131262.7113 | 131262.7113 | 131262.7113 | 131262.7113 | 131262.7113 | 0.12952 | 0.069434 | 0.23401 | 0.37924 | 0.57352 | 0.8184 | 1.1092 | 1.4329 | 1.766 | 2.0753 | 2.3203 | 2.46 | 2.4622 | 2.3137 | 2.0281 | 1.6463 | 1.2273 | 0.89695 | 0.48826 | 0.38975 | 0 | 0 | 0 | 0 | 0 | 0.12952 | 0.19847 | 0.43174 | 0.80939 | 1.3799 | 2.1933 | 3.2946 | 4.7159 | 6.4653 | 8.5179 | 10.809 | 13.2324 | 15.6512 | 17.9155 | 19.8898 | 21.4798 | 22.6506 | 23.4915 | 23.9247 | 24.2617 | 24.2277 | 24.1965 | 24.168 | 24.1419 | 24.118 | 658.9494 | 354.5752 | 1199.4927 | 1951.1392 | 2961.5569 | 4241.5822 | 5769.7167 | 7479.6367 | 9251.0215 | 10909.1519 | 12239.3595 | 13020.3741 | 13074.7325 | 12325.1403 | 10836.555 | 8821.166 | 6593.3899 | 4830.7363 | 2635.7974 | 2108.6379 | 0 | 0 | 0 | 0 | 0 | 658.9494 | 1013.5245 | 2213.0172 | 4164.1565 | 7125.7133 | 11367.2956 | 17137.0123 | 24616.649 | 33867.6704 | 44776.8224 | 57016.1819 | 70036.556 | 83111.2884 | 95436.4288 | 106272.9837 | 115094.1498 | 121687.5397 | 126518.276 | 129154.0734 | 131262.7113 | 131262.7113 | 131262.7113 | 131262.7113 | 131262.7113 | 131262.7113 | 0.12952 | 0.069434 | 0.23401 | 0.37924 | 0.57352 | 0.8184 | 1.1092 | 1.4329 | 1.766 | 2.0753 | 2.3203 | 2.46 | 2.4622 | 2.3137 | 2.0281 | 1.6463 | 1.2273 | 0.89695 | 0.48826 | 0.38975 | 0 | 0 | 0 | 0 | 0 | 0.12952 | 0.19847 | 0.43174 | 0.80939 | 1.3799 | 2.1933 | 3.2946 | 4.7159 | 6.4653 | 8.5179 | 10.809 | 13.2324 | 15.6512 | 17.9155 | 19.8898 | 21.4798 | 22.6506 | 23.4915 | 23.9247 | 24.2617 | 24.2277 | 24.1965 | 24.168 | 24.1419 | 24.118 | 658.9494 | 354.5752 | 1199.4927 | 1951.1392 | 2961.5569 | 4241.5822 | 5769.7167 | 7479.6367 | 9251.0215 | 10909.1519 | 12239.3595 | 13020.3741 | 13074.7325 | 12325.1403 | 10836.555 | 8821.166 | 6593.3899 | 4830.7363 | 2635.7974 | 2108.6379 | 0 | 0 | 0 | 0 | 0 | 658.9494 | 1013.5245 | 2213.0172 | 4164.1565 | 7125.7133 | 11367.2956 | 17137.0123 | 24616.649 | 33867.6704 | 44776.8224 | 57016.1819 | 70036.556 | 83111.2884 | 95436.4288 | 106272.9837 | 115094.1498 | 121687.5397 | 126518.276 | 129154.0734 | 131262.7113 | 131262.7113 | 131262.7113 | 131262.7113 | 131262.7113 | 131262.7113 | 32.8017 | 32.9 | 32.9973 | 33.0935 | 33.1883 | 33.2816 | 33.373 | 33.4626 | 33.5499 | 33.6348 | 33.7171 | 33.7966 | 33.8732 | 33.9465 | 34.0165 | 34.0831 | 34.146 | 34.2046 | 34.2588 | 34.3083 | 34.3535 | 34.3948 | 34.4326 | 34.4671 | 34.4986 | 150.7952 | 151.247 | 151.6945 | 152.1367 | 152.5725 | 153.0012 | 153.4217 | 153.8332 | 154.2347 | 154.6251 | 155.0035 | 155.369 | 155.7208 | 156.058 | 156.38 | 156.6859 | 156.9753 | 157.2445 | 157.4935 | 157.7211 | 157.9291 | 158.1191 | 158.2926 | 158.4511 | 158.5959
OR_Commercial_OR - College_Existing_Space Heating_Natural Gas_Green Roof - Vegetated Rooftop_A | OR | Commercial | OR - College | Existing | Space Heating | Natural Gas | Green Roof - Vegetated Rooftop | A | OCM322 | No vegetation on roof | Green roof | 25 | 0.0033417 | 0 | 0 | 15.28 | 0 | 1.15 | 0 | 0.28365 | 0.25 | sqft roof | 0% | 0% | Discretionary | Retro1Slow_OR | 84.23% | Space Heating | 0% | 798044.3374 |  | 199859.0022 |  | 0 | Measure Cost Research v1.1 - Sep 2020.xlsx | Measure Cost Research v1.1 - Sep 2020.xlsx | Measure Cost Research v1.1 - Sep 2020.xlsx | No vegetation on roof | No vegetation on roof | No vegetation on roof | No vegetation on roof | No vegetation on roof | No vegetation on roof | No vegetation on roof | No vegetation on roof | No vegetation on roof | No vegetation on roof | No vegetation on roof | No vegetation on roof | No vegetation on roof | No vegetation on roof | No vegetation on roof | No vegetation on roof | No vegetation on roof | No vegetation on roof | No vegetation on roof | No vegetation on roof | No vegetation on roof | No vegetation on roof | No vegetation on roof | No vegetation on roof | No vegetation on roof | No vegetation on roof | No vegetation on roof | Green roof | Green roof | Green roof | Green roof | Green roof | Green roof | Green roof | Green roof | Green roof | Green roof | Green roof | Green roof | Green roof | Green roof | Green roof | Green roof | Green roof | Green roof | Green roof | Green roof | Green roof | Green roof | Green roof | Green roof | Green roof | Green roof | Green roof | 15.28 | 15.28 | 15.28 | 15.28 | 15.28 | 15.28 | 15.28 | 15.28 | 15.28 | 15.28 | 15.28 | 15.28 | 15.28 | 15.28 | 15.28 | 15.28 | 15.28 | 15.28 | 15.28 | 15.28 | 15.28 | 15.28 | 15.28 | 15.28 | 15.28 | 15.28 | 15.28 | 0 | 0 | 0.0034874 | 0.0033843 | 0.003277 | 0.0031714 | 0.0030664 | 0.0029582 | 0.0028456 | 0.0027292 | 0.0026103 | 0.0024908 | 0.0023736 | 0.0022603 | 0.0021526 | 0.0020521 | 0.0019608 | 0.0018836 | 0.0018201 | 0.0017636 | 0.0017151 | 0.0016689 | 0.0016368 | 0.0016051 | 0.0015738 | 0.0015429 | 0.0015122 | 0 | 0 | 0 | 0 | 0 | 0 | 0 | 0 | 0 | 0 | 0 | 0 | 0 | 0 | 0 | 0 | 0 | 0 | 0 | 0 | 0 | 0 | 0 | 0 | 0 | 0 | 0 | 0 | 0 | 0 | 0 | 0 | 0 | 0 | 0 | 0 | 0 | 0 | 0 | 0 | 0 | 0 | 0 | 0 | 0 | 0 | 0 | 0 | 0 | 0 | 0 | 0 | 0 | 0 | 0 | 0 | 0 | 0 | 0 | 0 | 0 | 0 | 0 | 0 | 0 | 0 | 0 | 0 | 0 | 0 | 0 | 0 | 0 | 0 | 0 | 0 | 0 | 0 | 0 | 0 | 0 | 0 | 0 | 0 | 0 | 0 | 0 | 0 | 0 | 0 | 0 | 0 | 0 | 0 | 0 | 0 | 0 | 0 | 0 | 0 | 0 | 0 | 0 | 0 | 0 | 0 | 0 | 0 | 0 | 0 | 0 | 0 | 0 | 0 | 0 | 0 | 0 | 0 | 0 | 0 | 0 | 0 | 0 | 0 | 0 | 0 | 0 | 0 | 0 | 0 | 0 | 0 | 0 | 0 | 0 | 0 | 0 | 0 | 0 | 0 | 0 | 0 | 0 | 0 | 0 | 0 | 0 | 0 | 0 | 0 | 0 | 0 | 0 | 0 | 0 | 0 | 0 | 0 | 0 | 0 | 0 | 0 | 0 | 0 | 0 | 0 | 0 | 0 | 0 | 0 | 0 | 0 | 0 | 0 | 0 | 0 | 0 | 0 | 0 | 0 | 0 | 0 | 0 | 0 | 0 | 0 | 0 | 0 | 0 | 0 | 0 | 0 | 0 | 0 | 0 | 0 | 0 | 0 | 0 | 0 | 0 | 0 | 0 | 0 | 0 | 0 | 0 | 0 | 0 | 0 | 0 | 0 | 0 | 0 | 0 | 0 | 0 | 0 | 0 | 0 | 0 | 0 | 0 | 0 | 0 | 0 | 0 | 0 | 0 | 0 | 0 | 0 | 0 | 0 | 0 | 0 | 0 | 0 | 0 | 0 | 0 | 0 | 0 | 0 | 0 | 0 | 0 | 0 | 0 | 0 | 0 | 0 | 0 | 0 | 0 | 0 | 0 | 0 | 0 | 0 | 0 | 0 | 0 | 0 | 0 | 0 | 0 | 0 | 0 | 0 | 0 | 0 | 0 | 0 | 0 | 0 | 0 | 0 | 0 | 0 | 0 | 0 | 0 | 0 | 0 | 0 | 0 | 0 | 0 | 0 | 0 | 0 | 0 | 0 | 0 | 0 | 0 | 0 | 0 | 0 | 0 | 0 | 0 | 0 | 0 | 0 | 0 | 0 | 0 | 0 | 0 | 0 | 0 | 0 | 0 | 0 | 0 | 0 | 0 | 0 | 0 | 0 | 0 | 0 | 0 | 0 | 0 | 0 | 0 | 0 | 0 | 0 | 0 | 0 | 0 | 0 | 0 | 0 | 0 | 0 | 0 | 0 | 0 | 0 | 0 | 0 | 0 | 0 | 0 | 0 | 0 | 0 | 0 | 0 | 0 | 0 | 0 | 0 | 0 | 0 | 0 | 0 | 0 | 0 | 0 | 0 | 0 | 0 | 0 | 0 | 0 | 0 | 0 | 0 | 0 | 0 | 0 | 0 | 0 | 0 | 0 | 0 | 0 | 0 | 0 | 0 | 0 | 0 | 0 | 0 | 0 | 0 | 0 | 0 | 0 | 0 | 0 | 0 | 0 | 0 | 778499.6809 | 780832.0017 | 783142.2474 | 785425.0513 | 787675.3225 | 789888.2235 | 792059.1498 | 794183.7132 | 796256.3823 | 798271.9506 | 800225.5181 | 802112.4737 | 803928.4802 | 805669.4611 | 807331.5881 | 808911.2703 | 810405.1448 | 811795.1791 | 813080.5672 | 814255.4572 | 815329.0973 | 816310.0068 | 817206.0256 | 818024.3616 | 818771.6365 | 194964.3173 | 195548.4143 | 196126.9829 | 196698.6791 | 197262.2279 | 197816.4179 | 198360.096 | 198892.163 | 199411.2339 | 199916.0047 | 200405.2483 | 200877.8098 | 201332.6031 | 201768.6074 | 202184.8637 | 202580.473 | 202954.5929 | 203302.7074 | 203624.6149 | 203918.8496 | 204187.7277 | 204433.3827 | 204657.778 | 204862.7188 | 205049.8633
OR_Commercial_OR - College_Existing_Space Heating_Natural Gas_Ducting - Repair and Sealing_A | OR | Commercial | OR - College | Existing | Space Heating | Natural Gas | Ducting - Repair and Sealing | A | OCM323 | 20% Leakage | Sealed | 18 | 0.19095 | 0 | 0 | 0.65 | 0.07 | 0 | 0 | 0.19525 | 0.25 | sqft duct | 15% | 66.67% | Discretionary | Retro1Slow_OR | 84.23% | Central Systems | 0% | 46.242 |  | 144.0467 |  | 0 | DCT_RPR-All-DEER-1 | DCT_RPR-Cooling-RTF-1 | Building Energy Simulation Tool | 20% Leakage | 20% Leakage | 20% Leakage | 20% Leakage | 20% Leakage | 20% Leakage | 20% Leakage | 20% Leakage | 20% Leakage | 20% Leakage | 20% Leakage | 20% Leakage | 20% Leakage | 20% Leakage | 20% Leakage | 20% Leakage | 20% Leakage | 20% Leakage | 20% Leakage | 20% Leakage | 20% Leakage | 20% Leakage | 20% Leakage | 20% Leakage | 20% Leakage | 20% Leakage | 20% Leakage | Sealed | Sealed | Sealed | Sealed | Sealed | Sealed | Sealed | Sealed | Sealed | Sealed | Sealed | Sealed | Sealed | Sealed | Sealed | Sealed | Sealed | Sealed | Sealed | Sealed | Sealed | Sealed | Sealed | Sealed | Sealed | Sealed | Sealed | 0.65 | 0.65 | 0.65 | 0.65 | 0.65 | 0.65 | 0.65 | 0.65 | 0.65 | 0.65 | 0.65 | 0.65 | 0.65 | 0.65 | 0.65 | 0.65 | 0.65 | 0.65 | 0.65 | 0.65 | 0.65 | 0.65 | 0.65 | 0.65 | 0.65 | 0.65 | 0.65 | 0 | 0 | 0.20089 | 0.19768 | 0.19438 | 0.19104 | 0.18763 | 0.18415 | 0.18058 | 0.17693 | 0.17319 | 0.16937 | 0.16551 | 0.16165 | 0.15784 | 0.15412 | 0.15055 | 0.14718 | 0.14401 | 0.14098 | 0.13809 | 0.13526 | 0.13266 | 0.13009 | 0.12756 | 0.12505 | 0.12257 | 0.16673 | 0.08828 | 0.29367 | 0.46949 | 0.6999 | 0.98378 | 1.3123 | 1.6668 | 2.018 | 2.3272 | 2.5515 | 2.651 | 2.5992 | 2.3926 | 2.0548 | 1.6352 | 1.1959 | 0.85776 | 0.34383 | 0.29884 | 0 | 0 | 0 | 0 | 0 | 0.16673 | 0.25234 | 0.54182 | 1.002 | 1.684 | 2.6365 | 3.8977 | 5.4857 | 7.3877 | 9.5521 | 11.886 | 14.2596 | 16.5224 | 18.5261 | 20.1516 | 21.3353 | 22.072 | 22.4649 | 22.349 | 22.1902 | 21.7633 | 21.3422 | 20.9262 | 20.5153 | 20.1082 | 829.9582 | 446.5937 | 1510.782 | 2457.494 | 3730.1326 | 5342.347 | 7267.059 | 9420.7332 | 11651.8233 | 13740.2676 | 15415.6873 | 16399.3888 | 16467.8541 | 15523.7297 | 13648.8304 | 11110.4128 | 8304.4899 | 6084.3968 | 2489.8747 | 2209.2727 | 0 | 0 | 0 | 0 | 0 | 829.9582 | 1276.5519 | 2787.3339 | 5244.8279 | 8974.9605 | 14317.3075 | 21584.3666 | 31005.0997 | 42656.923 | 56397.1906 | 71812.8779 | 88212.2667 | 104680.1208 | 120203.8506 | 133852.681 | 144963.0938 | 153267.5837 | 159351.9805 | 161841.8552 | 164051.1279 | 164051.1279 | 164051.1279 | 164051.1279 | 164051.1279 | 164051.1279 | 0.14338 | 0.076809 | 0.25859 | 0.4185 | 0.63175 | 0.89944 | 1.2157 | 1.565 | 1.9212 | 2.2473 | 2.5001 | 2.6366 | 2.6248 | 2.4537 | 2.1407 | 1.7307 | 1.2862 | 0.93757 | 0.38204 | 0.33763 | 0 | 0 | 0 | 0 | 0 | 0.14338 | 0.21955 | 0.4771 | 0.89316 | 1.52 | 2.4105 | 3.6107 | 5.1508 | 7.0334 | 9.2243 | 11.6466 | 14.1823 | 16.6848 | 18.9998 | 20.9935 | 22.5816 | 23.7379 | 24.5551 | 24.8324 | 25.0713 | 25.0031 | 24.9381 | 24.8761 | 24.8167 | 24.7597 | 705.4645 | 379.6046 | 1284.1647 | 2088.8699 | 3170.6127 | 4540.9949 | 6177.0002 | 8007.6232 | 9904.0498 | 11679.2274 | 13103.3342 | 13939.4805 | 13997.676 | 13195.1703 | 11601.5059 | 9443.8509 | 7058.8164 | 5171.7373 | 2116.3935 | 1877.8818 | 0 | 0 | 0 | 0 | 0 | 705.4645 | 1085.0691 | 2369.2338 | 4458.1037 | 7628.7165 | 12169.7114 | 18346.7116 | 26354.3348 | 36258.3846 | 47937.612 | 61040.9462 | 74980.4267 | 88978.1027 | 102173.273 | 113774.7788 | 123218.6297 | 130277.4461 | 135449.1834 | 137565.5769 | 139443.4587 | 139443.4587 | 139443.4587 | 139443.4587 | 139443.4587 | 139443.4587 | 0.1434 | 0.076838 | 0.25878 | 0.419 | 0.63285 | 0.90159 | 1.2194 | 1.5711 | 1.9303 | 2.26 | 2.5165 | 2.6565 | 2.6472 | 2.4772 | 2.1635 | 1.751 | 1.3027 | 0.95061 | 0.38778 | 0.34309 | 0 | 0 | 0 | 0 | 0 | 0.1434 | 0.21963 | 0.47744 | 0.89423 | 1.5227 | 2.4162 | 3.6219 | 5.1708 | 7.0666 | 9.2762 | 11.7231 | 14.2893 | 16.8274 | 19.1818 | 21.2168 | 22.846 | 24.0417 | 24.8966 | 25.2056 | 25.4765 | 25.4407 | 25.4081 | 25.3781 | 25.3507 | 25.3256 | 705.4645 | 379.6046 | 1284.1647 | 2088.8699 | 3170.6127 | 4540.9949 | 6177.0002 | 8007.6232 | 9904.0498 | 11679.2274 | 13103.3342 | 13939.4805 | 13997.676 | 13195.1703 | 11601.5059 | 9443.8509 | 7058.8164 | 5171.7373 | 2116.3935 | 1877.8818 | 0 | 0 | 0 | 0 | 0 | 705.4645 | 1085.0691 | 2369.2338 | 4458.1037 | 7628.7165 | 12169.7114 | 18346.7116 | 26354.3348 | 36258.3846 | 47937.612 | 61040.9462 | 74980.4267 | 88978.1027 | 102173.273 | 113774.7788 | 123218.6297 | 130277.4461 | 135449.1834 | 137565.5769 | 139443.4587 | 139443.4587 | 139443.4587 | 139443.4587 | 139443.4587 | 139443.4587 | 0.1434 | 0.076838 | 0.25878 | 0.419 | 0.63285 | 0.90159 | 1.2194 | 1.5711 | 1.9303 | 2.26 | 2.5165 | 2.6565 | 2.6472 | 2.4772 | 2.1635 | 1.751 | 1.3027 | 0.95061 | 0.38778 | 0.34309 | 0 | 0 | 0 | 0 | 0 | 0.1434 | 0.21963 | 0.47744 | 0.89423 | 1.5227 | 2.4162 | 3.6219 | 5.1708 | 7.0666 | 9.2762 | 11.7231 | 14.2893 | 16.8274 | 19.1818 | 21.2168 | 22.846 | 24.0417 | 24.8966 | 25.2056 | 25.4765 | 25.4407 | 25.4081 | 25.3781 | 25.3507 | 25.3256 | 705.4645 | 379.6046 | 1284.1647 | 2088.8699 | 3170.6127 | 4540.9949 | 6177.0002 | 8007.6232 | 9904.0498 | 11679.2274 | 13103.3342 | 13939.4805 | 13997.676 | 13195.1703 | 11601.5059 | 9443.8509 | 7058.8164 | 5171.7373 | 2116.3935 | 1877.8818 | 0 | 0 | 0 | 0 | 0 | 705.4645 | 1085.0691 | 2369.2338 | 4458.1037 | 7628.7165 | 12169.7114 | 18346.7116 | 26354.3348 | 36258.3846 | 47937.612 | 61040.9462 | 74980.4267 | 88978.1027 | 102173.273 | 113774.7788 | 123218.6297 | 130277.4461 | 135449.1834 | 137565.5769 | 139443.4587 | 139443.4587 | 139443.4587 | 139443.4587 | 139443.4587 | 139443.4587 | 45.1095 | 45.2447 | 45.3785 | 45.5108 | 45.6412 | 45.7694 | 45.8952 | 46.0183 | 46.1384 | 46.2552 | 46.3684 | 46.4778 | 46.583 | 46.6839 | 46.7802 | 46.8717 | 46.9583 | 47.0388 | 47.1133 | 47.1814 | 47.2436 | 47.3004 | 47.3523 | 47.3998 | 47.4431 | 140.5189 | 140.9398 | 141.3568 | 141.7689 | 142.1751 | 142.5745 | 142.9663 | 143.3498 | 143.7239 | 144.0877 | 144.4404 | 144.781 | 145.1087 | 145.423 | 145.723 | 146.0081 | 146.2778 | 146.5287 | 146.7607 | 146.9728 | 147.1665 | 147.3436 | 147.5053 | 147.653 | 147.7879
OR_Commercial_OR - College_Existing_Space Heating_Natural Gas_Windows - High Efficiency Glazing_A | OR | Commercial | OR - College | Existing | Space Heating | Natural Gas | Windows - High Efficiency Glazing | A | OCM324 | Single Glaze | High Efficiency Glaze | 45 | 0 | 0 | 0 | 22.04 | 0 | 0 | 0 | 0.28365 | 0.25 | sqft window | 47.83% | 63.78% | Discretionary | Retro1Slow_OR | 84.23% | Space Heating | 0% | 0 |  | 0 |  | 0 | WND_HE-Heating-RTF-v2.1-1 | WND_HE-Heating-RTF-v2.1-1 | Building Energy Simulation Tool | Single Glaze | Single Glaze | Single Glaze | Single Glaze | Single Glaze | Single Glaze | Single Glaze | Single Glaze | Single Glaze | Single Glaze | Single Glaze | Single Glaze | Single Glaze | Single Glaze | Single Glaze | Single Glaze | Single Glaze | Single Glaze | Single Glaze | Single Glaze | Single Glaze | Single Glaze | Single Glaze | Single Glaze | Single Glaze | Single Glaze | Single Glaze | High Efficiency Glaze | High Efficiency Glaze | High Efficiency Glaze | High Efficiency Glaze | High Efficiency Glaze | High Efficiency Glaze | High Efficiency Glaze | High Efficiency Glaze | High Efficiency Glaze | High Efficiency Glaze | High Efficiency Glaze | High Efficiency Glaze | High Efficiency Glaze | High Efficiency Glaze | High Efficiency Glaze | High Efficiency Glaze | High Efficiency Glaze | High Efficiency Glaze | High Efficiency Glaze | High Efficiency Glaze | High Efficiency Glaze | High Efficiency Glaze | High Efficiency Glaze | High Efficiency Glaze | High Efficiency Glaze | High Efficiency Glaze | High Efficiency Glaze | 22.04 | 22.04 | 22.04 | 22.04 | 22.04 | 22.04 | 22.04 | 22.04 | 22.04 | 22.04 | 22.04 | 22.04 | 22.04 | 22.04 | 22.04 | 22.04 | 22.04 | 22.04 | 22.04 | 22.04 | 22.04 | 22.04 | 22.04 | 22.04 | 22.04 | 22.04 | 22.04 | 0 | 0 | 0 | 0 | 0 | 0 | 0 | 0 | 0 | 0 | 0 | 0 | 0 | 0 | 0 | 0 | 0 | 0 | 0 | 0 | 0 | 0 | 0 | 0 | 0 | 0 | 0 | 0 | 0 | 0 | 0 | 0 | 0 | 0 | 0 | 0 | 0 | 0 | 0 | 0 | 0 | 0 | 0 | 0 | 0 | 0 | 0 | 0 | 0 | 0 | 0 | 0 | 0 | 0 | 0 | 0 | 0 | 0 | 0 | 0 | 0 | 0 | 0 | 0 | 0 | 0 | 0 | 0 | 0 | 0 | 0 | 0 | 0 | 0 | 0 | 0 | 0 | 97.5855 | 52.5099 | 177.6359 | 288.9491 | 438.5844 | 628.1466 | 854.4519 | 1107.6783 | 1370.0072 | 1615.5639 | 1812.5577 | 1928.2201 | 1936.2702 | 1825.2612 | 1604.8128 | 1306.3488 | 976.4318 | 715.396 | 390.3419 | 312.2735 | 0 | 0 | 0 | 0 | 0 | 97.5855 | 150.0954 | 327.7313 | 616.6805 | 1055.2649 | 1683.4116 | 2537.8635 | 3645.5418 | 5015.549 | 6631.1129 | 8443.6707 | 10371.8908 | 12308.161 | 14133.4222 | 15738.2351 | 17044.5839 | 18021.0157 | 18736.4116 | 19126.7536 | 19439.0271 | 19439.0271 | 19439.0271 | 19439.0271 | 19439.0271 | 19439.0271 | 0 | 0 | 0 | 0 | 0 | 0 | 0 | 0 | 0 | 0 | 0 | 0 | 0 | 0 | 0 | 0 | 0 | 0 | 0 | 0 | 0 | 0 | 0 | 0 | 0 | 0 | 0 | 0 | 0 | 0 | 0 | 0 | 0 | 0 | 0 | 0 | 0 | 0 | 0 | 0 | 0 | 0 | 0 | 0 | 0 | 0 | 0 | 0 | 0 | 0 | 82.9477 | 44.6334 | 150.9905 | 245.6068 | 372.7968 | 533.9247 | 726.2842 | 941.5266 | 1164.5061 | 1373.2293 | 1540.6741 | 1638.9871 | 1645.8297 | 1551.472 | 1364.0909 | 1110.3965 | 829.967 | 608.0866 | 331.7906 | 265.4325 | 0 | 0 | 0 | 0 | 0 | 82.9477 | 127.5811 | 278.5716 | 524.1784 | 896.9752 | 1430.8998 | 2157.184 | 3098.7106 | 4263.2167 | 5636.446 | 7177.1201 | 8816.1072 | 10461.9369 | 12013.4089 | 13377.4998 | 14487.8963 | 15317.8633 | 15925.9499 | 16257.7405 | 16523.173 | 16523.173 | 16523.173 | 16523.173 | 16523.173 | 16523.173 | 0 | 0 | 0 | 0 | 0 | 0 | 0 | 0 | 0 | 0 | 0 | 0 | 0 | 0 | 0 | 0 | 0 | 0 | 0 | 0 | 0 | 0 | 0 | 0 | 0 | 0 | 0 | 0 | 0 | 0 | 0 | 0 | 0 | 0 | 0 | 0 | 0 | 0 | 0 | 0 | 0 | 0 | 0 | 0 | 0 | 0 | 0 | 0 | 0 | 0 | 0 | 0 | 0 | 0 | 0 | 0 | 0 | 0 | 0 | 0 | 0 | 0 | 0 | 0 | 0 | 0 | 0 | 0 | 0 | 0 | 0 | 0 | 0 | 0 | 0 | 0 | 0 | 0 | 0 | 0 | 0 | 0 | 0 | 0 | 0 | 0 | 0 | 0 | 0 | 0 | 0 | 0 | 0 | 0 | 0 | 0 | 0 | 0 | 0 | 0 | 0 | 0 | 0 | 0 | 0 | 0 | 0 | 0 | 0 | 0 | 0 | 0 | 0 | 0 | 0 | 0 | 0 | 0 | 0 | 0 | 0 | 0 | 0 | 0 | 0 | 0 | 0 | 0 | 0 | 0 | 0 | 0 | 0 | 0 | 0 | 0 | 0 | 0 | 0 | 0 | 0 | 0 | 0 | 0 | 0 | 0 | 0 | 0 | 0 | 0 | 0 | 0 | 0 | 0 | 0 | 0 | 0 | 0 | 0 | 0 | 0 | 0 | 0 | 0 | 0 | 0 | 0 | 0 | 0 | 0 | 0 | 0 | 0 | 0 | 0 | 0 | 0 | 0 | 0 | 0 | 0 | 0 | 0 | 0 | 0 | 0 | 0 | 0 | 0 | 0 | 0 | 0 | 0 | 0 | 0 | 0 | 0 | 0 | 0 | 0 | 0 | 0 | 0 | 0 | 0 | 0 | 0 | 0 | 0 | 0 | 0 | 0 | 0 | 0 | 0 | 0 | 0 | 0 | 0 | 0 | 0 | 0 | 0 | 0 | 0 | 0 | 0 | 0 | 0 | 0 | 0 | 0 | 0 | 0 | 0 | 0 | 0 | 0 | 0 | 0 | 0 | 0 | 0 | 0 | 0 | 0 | 0 | 0 | 0 | 0
OR_Commercial_OR - College_Existing_Space Heating_Natural Gas_Windows - Secondary Glazing Systems_A | OR | Commercial | OR - College | Existing | Space Heating | Natural Gas | Windows - Secondary Glazing Systems | A | OCM325 | Windows rated to U-Factor 0.62 and SHGC 0.27. | Windows rated to U-Factor 0.4 and SHGC 0.2. | 30 | 2.0253 | 0 | 0 | 37.69 | 0.75 | 0 | 0 | 0.28365 | 0.25 | sqft window | 47.83% | 63.78% | Discretionary | Retro1Slow_OR | 84.23% | Space Heating | 0% | 1429.4676 |  | 763.1671 |  | 0 | RTF - ComSecondaryGlazingSystems_v1_1 | RTF - ComSecondaryGlazingSystems_v1_1 | RTF - ComSecondaryGlazingSystems_v1_1 | Windows rated to U-Factor 0.62 and SHGC 0.27. | Windows rated to U-Factor 0.62 and SHGC 0.27. | Windows rated to U-Factor 0.62 and SHGC 0.27. | Windows rated to U-Factor 0.62 and SHGC 0.27. | Windows rated to U-Factor 0.62 and SHGC 0.27. | Windows rated to U-Factor 0.62 and SHGC 0.27. | Windows rated to U-Factor 0.62 and SHGC 0.27. | Windows rated to U-Factor 0.62 and SHGC 0.27. | Windows rated to U-Factor 0.62 and SHGC 0.27. | Windows rated to U-Factor 0.62 and SHGC 0.27. | Windows rated to U-Factor 0.62 and SHGC 0.27. | Windows rated to U-Factor 0.62 and SHGC 0.27. | Windows rated to U-Factor 0.62 and SHGC 0.27. | Windows rated to U-Factor 0.62 and SHGC 0.27. | Windows rated to U-Factor 0.62 and SHGC 0.27. | Windows rated to U-Factor 0.62 and SHGC 0.27. | Windows rated to U-Factor 0.62 and SHGC 0.27. | Windows rated to U-Factor 0.62 and SHGC 0.27. | Windows rated to U-Factor 0.62 and SHGC 0.27. | Windows rated to U-Factor 0.62 and SHGC 0.27. | Windows rated to U-Factor 0.62 and SHGC 0.27. | Windows rated to U-Factor 0.62 and SHGC 0.27. | Windows rated to U-Factor 0.62 and SHGC 0.27. | Windows rated to U-Factor 0.62 and SHGC 0.27. | Windows rated to U-Factor 0.62 and SHGC 0.27. | Windows rated to U-Factor 0.62 and SHGC 0.27. | Windows rated to U-Factor 0.62 and SHGC 0.27. | Windows rated to U-Factor 0.4 and SHGC 0.2. | Windows rated to U-Factor 0.4 and SHGC 0.2. | Windows rated to U-Factor 0.4 and SHGC 0.2. | Windows rated to U-Factor 0.4 and SHGC 0.2. | Windows rated to U-Factor 0.4 and SHGC 0.2. | Windows rated to U-Factor 0.4 and SHGC 0.2. | Windows rated to U-Factor 0.4 and SHGC 0.2. | Windows rated to U-Factor 0.4 and SHGC 0.2. | Windows rated to U-Factor 0.4 and SHGC 0.2. | Windows rated to U-Factor 0.4 and SHGC 0.2. | Windows rated to U-Factor 0.4 and SHGC 0.2. | Windows rated to U-Factor 0.4 and SHGC 0.2. | Windows rated to U-Factor 0.4 and SHGC 0.2. | Windows rated to U-Factor 0.4 and SHGC 0.2. | Windows rated to U-Factor 0.4 and SHGC 0.2. | Windows rated to U-Factor 0.4 and SHGC 0.2. | Windows rated to U-Factor 0.4 and SHGC 0.2. | Windows rated to U-Factor 0.4 and SHGC 0.2. | Windows rated to U-Factor 0.4 and SHGC 0.2. | Windows rated to U-Factor 0.4 and SHGC 0.2. | Windows rated to U-Factor 0.4 and SHGC 0.2. | Windows rated to U-Factor 0.4 and SHGC 0.2. | Windows rated to U-Factor 0.4 and SHGC 0.2. | Windows rated to U-Factor 0.4 and SHGC 0.2. | Windows rated to U-Factor 0.4 and SHGC 0.2. | Windows rated to U-Factor 0.4 and SHGC 0.2. | Windows rated to U-Factor 0.4 and SHGC 0.2. | 37.69 | 37.69 | 37.69 | 37.69 | 37.69 | 37.69 | 37.69 | 37.69 | 37.69 | 37.69 | 37.69 | 37.69 | 37.69 | 37.69 | 37.69 | 37.69 | 37.69 | 37.69 | 37.69 | 37.69 | 37.69 | 37.69 | 37.69 | 37.69 | 37.69 | 37.69 | 37.69 | 0 | 0 | 2.1202 | 2.0684 | 2.0147 | 1.9598 | 1.9032 | 1.8445 | 1.7837 | 1.7211 | 1.6571 | 1.5926 | 1.5294 | 1.4684 | 1.41 | 1.3549 | 1.3039 | 1.2603 | 1.224 | 1.1909 | 1.1617 | 1.1335 | 1.1117 | 1.0902 | 1.0689 | 1.0479 | 1.0271 | 0.2069 | 0.10861 | 0.35788 | 0.56627 | 0.8347 | 1.1586 | 1.5241 | 1.9064 | 2.2702 | 2.5729 | 2.7722 | 2.8314 | 2.7301 | 2.473 | 2.0925 | 1.6464 | 1.1952 | 0.85198 | 0.45347 | 0.35397 | 0 | 0 | 0 | 0 | 0 | 0.2069 | 0.31045 | 0.66028 | 1.2085 | 2.0083 | 3.105 | 4.5267 | 6.2743 | 8.3113 | 10.5604 | 12.914 | 15.2299 | 17.3545 | 19.1488 | 20.521 | 21.4817 | 22.0581 | 22.3136 | 22.2199 | 22.0345 | 21.6104 | 21.192 | 20.7787 | 20.3706 | 19.9662 | 97.5855 | 52.5099 | 177.6359 | 288.9491 | 438.5844 | 628.1466 | 854.4519 | 1107.6783 | 1370.0072 | 1615.5639 | 1812.5577 | 1928.2201 | 1936.2702 | 1825.2612 | 1604.8128 | 1306.3488 | 976.4318 | 715.396 | 390.3419 | 312.2735 | 0 | 0 | 0 | 0 | 0 | 97.5855 | 150.0954 | 327.7313 | 616.6805 | 1055.2649 | 1683.4116 | 2537.8635 | 3645.5418 | 5015.549 | 6631.1129 | 8443.6707 | 10371.8908 | 12308.161 | 14133.4222 | 15738.2351 | 17044.5839 | 18021.0157 | 18736.4116 | 19126.7536 | 19439.0271 | 19439.0271 | 19439.0271 | 19439.0271 | 19439.0271 | 19439.0271 | 0.17805 | 0.094689 | 0.31623 | 0.50731 | 0.7585 | 1.0684 | 1.4271 | 1.8135 | 2.1952 | 2.5302 | 2.7735 | 2.8828 | 2.8296 | 2.6094 | 2.248 | 1.8002 | 1.3294 | 0.96405 | 0.52194 | 0.41453 | 0 | 0 | 0 | 0 | 0 | 0.17805 | 0.27066 | 0.58343 | 1.0827 | 1.825 | 2.8633 | 4.2386 | 5.9685 | 8.0366 | 10.3851 | 12.9202 | 15.5066 | 17.9866 | 20.2054 | 22.046 | 23.4876 | 24.535 | 25.2486 | 25.575 | 25.8044 | 25.7339 | 25.6669 | 25.6028 | 25.5415 | 25.4827 | 82.9477 | 44.6334 | 150.9905 | 245.6068 | 372.7968 | 533.9247 | 726.2842 | 941.5266 | 1164.5061 | 1373.2293 | 1540.6741 | 1638.9871 | 1645.8297 | 1551.472 | 1364.0909 | 1110.3965 | 829.967 | 608.0866 | 331.7906 | 265.4325 | 0 | 0 | 0 | 0 | 0 | 82.9477 | 127.5811 | 278.5716 | 524.1784 | 896.9752 | 1430.8998 | 2157.184 | 3098.7106 | 4263.2167 | 5636.446 | 7177.1201 | 8816.1072 | 10461.9369 | 12013.4089 | 13377.4998 | 14487.8963 | 15317.8633 | 15925.9499 | 16257.7405 | 16523.173 | 16523.173 | 16523.173 | 16523.173 | 16523.173 | 16523.173 | 0 | 0 | 0 | 0 | 0 | 0 | 0 | 0 | 0 | 0 | 0 | 0 | 0 | 0 | 0 | 0 | 0 | 0 | 0 | 0 | 0 | 0 | 0 | 0 | 0 | 0 | 0 | 0 | 0 | 0 | 0 | 0 | 0 | 0 | 0 | 0 | 0 | 0 | 0 | 0 | 0 | 0 | 0 | 0 | 0 | 0 | 0 | 0 | 0 | 0 | 0 | 0 | 0 | 0 | 0 | 0 | 0 | 0 | 0 | 0 | 0 | 0 | 0 | 0 | 0 | 0 | 0 | 0 | 0 | 0 | 0 | 0 | 0 | 0 | 0 | 0 | 0 | 0 | 0 | 0 | 0 | 0 | 0 | 0 | 0 | 0 | 0 | 0 | 0 | 0 | 0 | 0 | 0 | 0 | 0 | 0 | 0 | 0 | 0 | 0 | 0.17808 | 0.094725 | 0.31646 | 0.50791 | 0.75982 | 1.071 | 1.4315 | 1.8205 | 2.2056 | 2.5444 | 2.7917 | 2.9045 | 2.8538 | 2.6344 | 2.2719 | 1.8212 | 1.3464 | 0.97745 | 0.52978 | 0.42123 | 0 | 0 | 0 | 0 | 0 | 0.17808 | 0.27076 | 0.58385 | 1.084 | 1.8282 | 2.8702 | 4.2518 | 5.9917 | 8.0746 | 10.4435 | 13.005 | 15.6236 | 18.1403 | 20.3989 | 22.2804 | 23.7626 | 24.849 | 25.5997 | 25.9593 | 26.2214 | 26.1844 | 26.1505 | 26.1195 | 26.0912 | 26.0652 | 82.9477 | 44.6334 | 150.9905 | 245.6068 | 372.7968 | 533.9247 | 726.2842 | 941.5266 | 1164.5061 | 1373.2293 | 1540.6741 | 1638.9871 | 1645.8297 | 1551.472 | 1364.0909 | 1110.3965 | 829.967 | 608.0866 | 331.7906 | 265.4325 | 0 | 0 | 0 | 0 | 0 | 82.9477 | 127.5811 | 278.5716 | 524.1784 | 896.9752 | 1430.8998 | 2157.184 | 3098.7106 | 4263.2167 | 5636.446 | 7177.1201 | 8816.1072 | 10461.9369 | 12013.4089 | 13377.4998 | 14487.8963 | 15317.8633 | 15925.9499 | 16257.7405 | 16523.173 | 16523.173 | 16523.173 | 16523.173 | 16523.173 | 16523.173 | 1394.459 | 1398.6367 | 1402.7748 | 1406.8638 | 1410.8945 | 1414.8583 | 1418.7469 | 1422.5524 | 1426.265 | 1429.8754 | 1433.3746 | 1436.7545 | 1440.0074 | 1443.1259 | 1446.1031 | 1448.9326 | 1451.6085 | 1454.0983 | 1456.4007 | 1458.5052 | 1460.4283 | 1462.1854 | 1463.7903 | 1465.2561 | 1466.5947 | 744.4767 | 746.707 | 748.9163 | 751.0994 | 753.2513 | 755.3675 | 757.4435 | 759.4752 | 761.4573 | 763.3848 | 765.253 | 767.0575 | 768.7941 | 770.459 | 772.0485 | 773.5592 | 774.9877 | 776.317 | 777.5462 | 778.6698 | 779.6965 | 780.6345 | 781.4914 | 782.274 | 782.9886
OR_Commercial_OR - College_Existing_Space Heating_Natural Gas_HVAC - Energy Recovery Ventilator_A | OR | Commercial | OR - College | Existing | Space Heating | Natural Gas | HVAC - Energy Recovery Ventilator | A | OCM326 | No ERV | ERV | 20 | 0.14321 | 0 | 0 | 1.09 | 0 | 0 | 0 | 0.28365 | 0.25 | sqft | 5% | 20% | Discretionary | RetroEven20_OR | 82.88% | Space Heating | 0% | 858.1155 |  | 366.3433 |  | 0 | HRV-Cooling/Heating-E3T-1 | HRV-Cooling/Heating-E3T-1 | HRV-Cooling/Heating-E3T-1 | No ERV | No ERV | No ERV | No ERV | No ERV | No ERV | No ERV | No ERV | No ERV | No ERV | No ERV | No ERV | No ERV | No ERV | No ERV | No ERV | No ERV | No ERV | No ERV | No ERV | No ERV | No ERV | No ERV | No ERV | No ERV | No ERV | No ERV | ERV | ERV | ERV | ERV | ERV | ERV | ERV | ERV | ERV | ERV | ERV | ERV | ERV | ERV | ERV | ERV | ERV | ERV | ERV | ERV | ERV | ERV | ERV | ERV | ERV | ERV | ERV | 1.09 | 1.09 | 1.09 | 1.09 | 1.09 | 1.09 | 1.09 | 1.09 | 1.09 | 1.09 | 1.09 | 1.09 | 1.09 | 1.09 | 1.09 | 1.09 | 1.09 | 1.09 | 1.09 | 1.09 | 1.09 | 1.09 | 1.09 | 1.09 | 1.09 | 1.09 | 1.09 | 0 | 0 | 0.15041 | 0.14755 | 0.14461 | 0.14159 | 0.1385 | 0.1353 | 0.13199 | 0.12856 | 0.12501 | 0.12136 | 0.11767 | 0.11398 | 0.11038 | 0.10692 | 0.10367 | 0.10082 | 0.098387 | 0.096123 | 0.094078 | 0.092084 | 0.090312 | 0.088564 | 0.086837 | 0.085131 | 0.083441 | 0.72485 | 1.4596 | 1.4304 | 1.4006 | 1.37 | 1.3384 | 1.3056 | 1.2717 | 1.2365 | 1.2005 | 1.1639 | 1.1275 | 1.0918 | 1.0576 | 1.0255 | 0.99735 | 0.97323 | 0.95083 | 0.9306 | 0.91088 | 0 | 0 | 0 | 0 | 0 | 0.72485 | 2.1707 | 3.5577 | 4.8842 | 6.1475 | 7.3439 | 8.4697 | 9.5212 | 10.4948 | 11.3892 | 12.2065 | 12.9516 | 13.6337 | 14.2644 | 14.8563 | 15.4461 | 16.0458 | 16.6273 | 17.2042 | 17.7505 | 17.4089 | 17.0719 | 16.739 | 16.4103 | 16.0845 | 4819.1123 | 9891.8621 | 9891.8621 | 9891.8621 | 9891.8621 | 9891.8621 | 9891.8621 | 9891.8621 | 9891.8621 | 9891.8621 | 9891.8621 | 9891.8621 | 9891.8621 | 9891.8621 | 9891.8621 | 9891.8621 | 9891.8621 | 9891.8621 | 9891.8621 | 9891.8621 | 0 | 0 | 0 | 0 | 0 | 4819.1123 | 14710.9744 | 24602.8366 | 34494.6987 | 44386.5608 | 54278.4229 | 64170.285 | 74062.1471 | 83954.0093 | 93845.8714 | 103737.7335 | 113629.5956 | 123521.4577 | 133413.3199 | 143305.182 | 153197.0441 | 163088.9062 | 172980.7683 | 182872.6304 | 192764.4926 | 192764.4926 | 192764.4926 | 192764.4926 | 192764.4926 | 192764.4926 | 0.62349 | 1.2708 | 1.2611 | 1.2507 | 1.2396 | 1.2274 | 1.2142 | 1.1997 | 1.1841 | 1.1673 | 1.1498 | 1.1319 | 1.1143 | 1.0976 | 1.0823 | 1.0703 | 1.0617 | 1.0545 | 1.0493 | 1.0445 | 0 | 0 | 0 | 0 | 0 | 0.62349 | 1.89 | 3.1366 | 4.3616 | 5.5622 | 6.7351 | 7.8766 | 8.9827 | 10.0494 | 11.0744 | 12.0579 | 13.0024 | 13.9146 | 14.8035 | 15.6794 | 16.5754 | 17.5039 | 18.4404 | 19.3982 | 20.3536 | 20.2981 | 20.2453 | 20.1948 | 20.1465 | 20.1001 | 4096.2455 | 8408.0828 | 8408.0828 | 8408.0828 | 8408.0828 | 8408.0828 | 8408.0828 | 8408.0828 | 8408.0828 | 8408.0828 | 8408.0828 | 8408.0828 | 8408.0828 | 8408.0828 | 8408.0828 | 8408.0828 | 8408.0828 | 8408.0828 | 8408.0828 | 8408.0828 | 0 | 0 | 0 | 0 | 0 | 4096.2455 | 12504.3283 | 20912.4111 | 29320.4939 | 37728.5767 | 46136.6595 | 54544.7423 | 62952.8251 | 71360.9079 | 79768.9907 | 88177.0735 | 96585.1563 | 104993.2391 | 113401.3219 | 121809.4047 | 130217.4875 | 138625.5703 | 147033.6531 | 155441.7359 | 163849.8187 | 163849.8187 | 163849.8187 | 163849.8187 | 163849.8187 | 163849.8187 | 0.62358 | 1.2713 | 1.262 | 1.2522 | 1.2417 | 1.2304 | 1.2179 | 1.2044 | 1.1897 | 1.1739 | 1.1573 | 1.1404 | 1.1238 | 1.1081 | 1.0938 | 1.0828 | 1.0753 | 1.0692 | 1.065 | 1.0613 | 0 | 0 | 0 | 0 | 0 | 0.62358 | 1.8907 | 3.1389 | 4.3667 | 5.5719 | 6.7512 | 7.901 | 9.0176 | 10.0969 | 11.1367 | 12.137 | 13.1005 | 14.0336 | 14.9453 | 15.8461 | 16.7694 | 17.728 | 18.6968 | 19.6897 | 20.6826 | 20.6534 | 20.6268 | 20.6024 | 20.58 | 20.5596 | 4096.2455 | 8408.0828 | 8408.0828 | 8408.0828 | 8408.0828 | 8408.0828 | 8408.0828 | 8408.0828 | 8408.0828 | 8408.0828 | 8408.0828 | 8408.0828 | 8408.0828 | 8408.0828 | 8408.0828 | 8408.0828 | 8408.0828 | 8408.0828 | 8408.0828 | 8408.0828 | 0 | 0 | 0 | 0 | 0 | 4096.2455 | 12504.3283 | 20912.4111 | 29320.4939 | 37728.5767 | 46136.6595 | 54544.7423 | 62952.8251 | 71360.9079 | 79768.9907 | 88177.0735 | 96585.1563 | 104993.2391 | 113401.3219 | 121809.4047 | 130217.4875 | 138625.5703 | 147033.6531 | 155441.7359 | 163849.8187 | 163849.8187 | 163849.8187 | 163849.8187 | 163849.8187 | 163849.8187 | 0.62358 | 1.2713 | 1.262 | 1.2522 | 1.2417 | 1.2304 | 1.2179 | 1.2044 | 1.1897 | 1.1739 | 1.1573 | 1.1404 | 1.1238 | 1.1081 | 1.0938 | 1.0828 | 1.0753 | 1.0692 | 1.065 | 1.0613 | 0 | 0 | 0 | 0 | 0 | 0.62358 | 1.8907 | 3.1389 | 4.3667 | 5.5719 | 6.7512 | 7.901 | 9.0176 | 10.0969 | 11.1367 | 12.137 | 13.1005 | 14.0336 | 14.9453 | 15.8461 | 16.7694 | 17.728 | 18.6968 | 19.6897 | 20.6826 | 20.6534 | 20.6268 | 20.6024 | 20.58 | 20.5596 | 4096.2455 | 8408.0828 | 8408.0828 | 8408.0828 | 8408.0828 | 8408.0828 | 8408.0828 | 8408.0828 | 8408.0828 | 8408.0828 | 8408.0828 | 8408.0828 | 8408.0828 | 8408.0828 | 8408.0828 | 8408.0828 | 8408.0828 | 8408.0828 | 8408.0828 | 8408.0828 | 0 | 0 | 0 | 0 | 0 | 4096.2455 | 12504.3283 | 20912.4111 | 29320.4939 | 37728.5767 | 46136.6595 | 54544.7423 | 62952.8251 | 71360.9079 | 79768.9907 | 88177.0735 | 96585.1563 | 104993.2391 | 113401.3219 | 121809.4047 | 130217.4875 | 138625.5703 | 147033.6531 | 155441.7359 | 163849.8187 | 163849.8187 | 163849.8187 | 163849.8187 | 163849.8187 | 163849.8187 | 837.0997 | 839.6076 | 842.0917 | 844.5464 | 846.966 | 849.3455 | 851.6798 | 853.9643 | 856.193 | 858.3603 | 860.4609 | 862.4899 | 864.4426 | 866.3146 | 868.1019 | 869.8005 | 871.4068 | 872.9014 | 874.2836 | 875.5469 | 876.7014 | 877.7561 | 878.7196 | 879.5995 | 880.403 | 357.3713 | 358.442 | 359.5025 | 360.5504 | 361.5834 | 362.5992 | 363.5958 | 364.5711 | 365.5226 | 366.4478 | 367.3446 | 368.2108 | 369.0444 | 369.8436 | 370.6066 | 371.3318 | 372.0176 | 372.6557 | 373.2457 | 373.7851 | 374.2779 | 374.7282 | 375.1395 | 375.5152 | 375.8582
OR_Commercial_OR - College_Existing_Space Heating_Natural Gas_Building Shell - Air Sealing (Infiltration Control)_A | OR | Commercial | OR - College | Existing | Space Heating | Natural Gas | Building Shell - Air Sealing (Infiltration Control) | A | OCM327 | Building with air infiltration. | Air sealing to reduce air infiltration. | 10 | 6.1663 | 0 | 0 | 8 | 2.3 | 0 | 0 | 0.28365 | 0.25 | foot door | 45% | 66.67% | Discretionary | Retro1Slow_OR | 84.23% | Space Heating | 0% | -136.8968 |  | 94.461 |  | 0 | IL TRM - CI-MSC-WTST-V01-200101 | IL TRM - CI-MSC-WTST-V01-200101 | IL TRM - CI-MSC-WTST-V01-200101 | Building with air infiltration. | Building with air infiltration. | Building with air infiltration. | Building with air infiltration. | Building with air infiltration. | Building with air infiltration. | Building with air infiltration. | Building with air infiltration. | Building with air infiltration. | Building with air infiltration. | Building with air infiltration. | Building with air infiltration. | Building with air infiltration. | Building with air infiltration. | Building with air infiltration. | Building with air infiltration. | Building with air infiltration. | Building with air infiltration. | Building with air infiltration. | Building with air infiltration. | Building with air infiltration. | Building with air infiltration. | Building with air infiltration. | Building with air infiltration. | Building with air infiltration. | Building with air infiltration. | Building with air infiltration. | Air sealing to reduce air infiltration. | Air sealing to reduce air infiltration. | Air sealing to reduce air infiltration. | Air sealing to reduce air infiltration. | Air sealing to reduce air infiltration. | Air sealing to reduce air infiltration. | Air sealing to reduce air infiltration. | Air sealing to reduce air infiltration. | Air sealing to reduce air infiltration. | Air sealing to reduce air infiltration. | Air sealing to reduce air infiltration. | Air sealing to reduce air infiltration. | Air sealing to reduce air infiltration. | Air sealing to reduce air infiltration. | Air sealing to reduce air infiltration. | Air sealing to reduce air infiltration. | Air sealing to reduce air infiltration. | Air sealing to reduce air infiltration. | Air sealing to reduce air infiltration. | Air sealing to reduce air infiltration. | Air sealing to reduce air infiltration. | Air sealing to reduce air infiltration. | Air sealing to reduce air infiltration. | Air sealing to reduce air infiltration. | Air sealing to reduce air infiltration. | Air sealing to reduce air infiltration. | Air sealing to reduce air infiltration. | 8 | 8 | 8 | 8 | 8 | 8 | 8 | 8 | 8 | 8 | 8 | 8 | 8 | 8 | 8 | 8 | 8 | 8 | 8 | 8 | 8 | 8 | 8 | 8 | 8 | 8 | 8 | 0 | 0 | 6.4928 | 6.3981 | 6.3026 | 6.2069 | 6.111 | 6.015 | 5.919 | 5.823 | 5.7272 | 5.6316 | 5.5362 | 5.4411 | 5.3464 | 5.252 | 5.1582 | 5.0648 | 4.9719 | 4.8798 | 4.7884 | 4.6978 | 4.6074 | 4.5183 | 4.4302 | 4.3432 | 4.257 | 0.012655 | 0.0067102 | 0.022361 | 0.035821 | 0.053531 | 0.075464 | 0.10101 | 0.12883 | 0.15671 | 0.18172 | 0.18963 | 0.20384 | 0.18779 | 0.16116 | 0.12015 | 0.068606 | 0.012113 | 0 | 0 | 0 | 0 | 0 | 0 | 0 | 0 | 0.012655 | 0.01918 | 0.041255 | 0.076449 | 0.1288 | 0.20224 | 0.30003 | 0.42399 | 0.57372 | 0.74586 | 0.92285 | 1.1108 | 1.2793 | 1.4179 | 1.5127 | 1.5539 | 1.5375 | 1.5091 | 1.4808 | 1.4528 | 1.4248 | 1.3972 | 1.37 | 1.3431 | 1.3165 | 1.9491 | 1.0488 | 3.5479 | 5.7711 | 8.7598 | 12.5459 | 17.0659 | 22.1235 | 27.363 | 32.2675 | 34.2529 | 37.4633 | 35.125 | 30.6846 | 23.2929 | 13.5457 | 2.4363 | 0 | 0 | 0 | 0 | 0 | 0 | 0 | 0 | 1.9491 | 2.9978 | 6.5457 | 12.3169 | 21.0767 | 33.6226 | 50.6884 | 72.812 | 100.175 | 132.4424 | 166.6954 | 204.1587 | 239.2837 | 269.9683 | 293.2612 | 306.8069 | 309.2432 | 309.2432 | 309.2432 | 309.2432 | 309.2432 | 309.2432 | 309.2432 | 309.2432 | 309.2432 | 0.010881 | 0.0058362 | 0.019678 | 0.031901 | 0.048256 | 0.068876 | 0.093365 | 0.12062 | 0.14866 | 0.17471 | 0.18483 | 0.20147 | 0.18827 | 0.16393 | 0.12405 | 0.071915 | 0.012896 | 0 | 0 | 0 | 0 | 0 | 0 | 0 | 0 | 0.010881 | 0.016682 | 0.036305 | 0.068084 | 0.11611 | 0.18458 | 0.27731 | 0.39696 | 0.54426 | 0.71709 | 0.89948 | 1.0979 | 1.2826 | 1.4423 | 1.5618 | 1.6289 | 1.6369 | 1.6321 | 1.6276 | 1.6233 | 1.6189 | 1.6147 | 1.6107 | 1.6068 | 1.6031 | 1.6567 | 0.89146 | 3.0157 | 4.9055 | 7.4458 | 10.664 | 14.506 | 18.805 | 23.2585 | 27.4273 | 29.115 | 31.8438 | 29.8562 | 26.0819 | 19.799 | 11.5138 | 2.0708 | 0 | 0 | 0 | 0 | 0 | 0 | 0 | 0 | 1.6567 | 2.5482 | 5.5639 | 10.4694 | 17.9152 | 28.5792 | 43.0852 | 61.8902 | 85.1487 | 112.5761 | 141.6911 | 173.5349 | 203.3912 | 229.473 | 249.272 | 260.7858 | 262.8567 | 262.8567 | 262.8567 | 262.8567 | 262.8567 | 262.8567 | 262.8567 | 262.8567 | 262.8567 | 0.010883 | 0.0058384 | 0.019692 | 0.031939 | 0.048341 | 0.06904 | 0.093655 | 0.12108 | 0.14937 | 0.17569 | 0.18604 | 0.20299 | 0.18988 | 0.16551 | 0.12537 | 0.072757 | 0.013061 | 0 | 0 | 0 | 0 | 0 | 0 | 0 | 0 | 0.010883 | 0.016689 | 0.036332 | 0.068165 | 0.11631 | 0.18502 | 0.27817 | 0.39851 | 0.54683 | 0.72113 | 0.90538 | 1.1062 | 1.2935 | 1.4561 | 1.5784 | 1.6479 | 1.6578 | 1.6548 | 1.652 | 1.6495 | 1.6472 | 1.6451 | 1.6432 | 1.6414 | 1.6398 | 1.6567 | 0.89146 | 3.0157 | 4.9055 | 7.4458 | 10.664 | 14.506 | 18.805 | 23.2585 | 27.4273 | 29.115 | 31.8438 | 29.8562 | 26.0819 | 19.799 | 11.5138 | 2.0708 | 0 | 0 | 0 | 0 | 0 | 0 | 0 | 0 | 1.6567 | 2.5482 | 5.5639 | 10.4694 | 17.9152 | 28.5792 | 43.0852 | 61.8902 | 85.1487 | 112.5761 | 141.6911 | 173.5349 | 203.3912 | 229.473 | 249.272 | 260.7858 | 262.8567 | 262.8567 | 262.8567 | 262.8567 | 262.8567 | 262.8567 | 262.8567 | 262.8567 | 262.8567 | 0.010883 | 0.0058384 | 0.019692 | 0.031939 | 0.048341 | 0.06904 | 0.093655 | 0.12108 | 0.14937 | 0.17569 | 0.18604 | 0.20299 | 0.18988 | 0.16551 | 0.12537 | 0.072757 | 0.013061 | 0 | 0 | 0 | 0 | 0 | 0 | 0 | 0 | 0.010883 | 0.016689 | 0.036332 | 0.068165 | 0.11631 | 0.18502 | 0.27817 | 0.39851 | 0.54683 | 0.72113 | 0.90538 | 1.1062 | 1.2935 | 1.4561 | 1.5784 | 1.6479 | 1.6578 | 1.6548 | 1.652 | 1.6495 | 1.6472 | 1.6451 | 1.6432 | 1.6414 | 1.6398 | 1.6567 | 0.89146 | 3.0157 | 4.9055 | 7.4458 | 10.664 | 14.506 | 18.805 | 23.2585 | 27.4273 | 29.115 | 31.8438 | 29.8562 | 26.0819 | 19.799 | 11.5138 | 2.0708 | 0 | 0 | 0 | 0 | 0 | 0 | 0 | 0 | 1.6567 | 2.5482 | 5.5639 | 10.4694 | 17.9152 | 28.5792 | 43.0852 | 61.8902 | 85.1487 | 112.5761 | 141.6911 | 173.5349 | 203.3912 | 229.473 | 249.272 | 260.7858 | 262.8567 | 262.8567 | 262.8567 | 262.8567 | 262.8567 | 262.8567 | 262.8567 | 262.8567 | 262.8567 | -133.5441 | -133.9442 | -134.3405 | -134.7321 | -135.1181 | -135.4977 | -135.8701 | -136.2346 | -136.5901 | -136.9359 | -137.271 | -137.5947 | -137.9062 | -138.2049 | -138.49 | -138.761 | -139.0172 | -139.2557 | -139.4762 | -139.6777 | -139.8619 | -140.0301 | -140.1838 | -140.3242 | -140.4524 | 92.1475 | 92.4236 | 92.6971 | 92.9673 | 93.2336 | 93.4956 | 93.7525 | 94.004 | 94.2493 | 94.4879 | 94.7191 | 94.9425 | 95.1574 | 95.3635 | 95.5602 | 95.7472 | 95.9241 | 96.0886 | 96.2407 | 96.3798 | 96.5069 | 96.623 | 96.729 | 96.8259 | 96.9144
OR_Commercial_OR - College_Existing_Space Heating_Natural Gas_Ventilation - Demand Controlled_A | OR | Commercial | OR - College | Existing | Space Heating | Natural Gas | Ventilation - Demand Controlled | A | OCM328 | No occupancy based outdoor air controls. | Outdoor air controlled based on occupancy to meet ASHRAE 62.1 | 10 | 0.035244 | 0 | 0 | 0.25 | 0.01 | 0 | 0 | 0.28365 | 0.25 | sqft | 55% | 75% | Discretionary | Retro5Med_OR | 81.34% | Central Systems | 0% | 851.6087 |  | 516.4699 |  | 0 | IL TRM - CI-HVC-DCV-V05-190101 | VENT_DCV-Heating-7PLN-v5-8 | IL TRM - CI-HVC-DCV-V05-190101 | No occupancy based outdoor air controls. | No occupancy based outdoor air controls. | No occupancy based outdoor air controls. | No occupancy based outdoor air controls. | No occupancy based outdoor air controls. | No occupancy based outdoor air controls. | No occupancy based outdoor air controls. | No occupancy based outdoor air controls. | No occupancy based outdoor air controls. | No occupancy based outdoor air controls. | No occupancy based outdoor air controls. | No occupancy based outdoor air controls. | No occupancy based outdoor air controls. | No occupancy based outdoor air controls. | No occupancy based outdoor air controls. | No occupancy based outdoor air controls. | No occupancy based outdoor air controls. | No occupancy based outdoor air controls. | No occupancy based outdoor air controls. | No occupancy based outdoor air controls. | No occupancy based outdoor air controls. | No occupancy based outdoor air controls. | No occupancy based outdoor air controls. | No occupancy based outdoor air controls. | No occupancy based outdoor air controls. | No occupancy based outdoor air controls. | No occupancy based outdoor air controls. | Outdoor air controlled based on occupancy to meet ASHRAE 62.1 | Outdoor air controlled based on occupancy to meet ASHRAE 62.1 | Outdoor air controlled based on occupancy to meet ASHRAE 62.1 | Outdoor air controlled based on occupancy to meet ASHRAE 62.1 | Outdoor air controlled based on occupancy to meet ASHRAE 62.1 | Outdoor air controlled based on occupancy to meet ASHRAE 62.1 | Outdoor air controlled based on occupancy to meet ASHRAE 62.1 | Outdoor air controlled based on occupancy to meet ASHRAE 62.1 | Outdoor air controlled based on occupancy to meet ASHRAE 62.1 | Outdoor air controlled based on occupancy to meet ASHRAE 62.1 | Outdoor air controlled based on occupancy to meet ASHRAE 62.1 | Outdoor air controlled based on occupancy to meet ASHRAE 62.1 | Outdoor air controlled based on occupancy to meet ASHRAE 62.1 | Outdoor air controlled based on occupancy to meet ASHRAE 62.1 | Outdoor air controlled based on occupancy to meet ASHRAE 62.1 | Outdoor air controlled based on occupancy to meet ASHRAE 62.1 | Outdoor air controlled based on occupancy to meet ASHRAE 62.1 | Outdoor air controlled based on occupancy to meet ASHRAE 62.1 | Outdoor air controlled based on occupancy to meet ASHRAE 62.1 | Outdoor air controlled based on occupancy to meet ASHRAE 62.1 | Outdoor air controlled based on occupancy to meet ASHRAE 62.1 | Outdoor air controlled based on occupancy to meet ASHRAE 62.1 | Outdoor air controlled based on occupancy to meet ASHRAE 62.1 | Outdoor air controlled based on occupancy to meet ASHRAE 62.1 | Outdoor air controlled based on occupancy to meet ASHRAE 62.1 | Outdoor air controlled based on occupancy to meet ASHRAE 62.1 | Outdoor air controlled based on occupancy to meet ASHRAE 62.1 | 0.25 | 0.25 | 0.25 | 0.25 | 0.25 | 0.25 | 0.25 | 0.25 | 0.25 | 0.25 | 0.25 | 0.25 | 0.25 | 0.25 | 0.25 | 0.25 | 0.25 | 0.25 | 0.25 | 0.25 | 0.25 | 0.25 | 0.25 | 0.25 | 0.25 | 0.25 | 0.25 | 0 | 0 | 0.036973 | 0.036187 | 0.035382 | 0.034564 | 0.03373 | 0.032874 | 0.031994 | 0.031089 | 0.03016 | 0.029211 | 0.028256 | 0.027306 | 0.026379 | 0.025492 | 0.024658 | 0.023925 | 0.02329 | 0.0227 | 0.022163 | 0.021641 | 0.021225 | 0.020814 | 0.020408 | 0.020007 | 0.01961 | 0.40862 | 0.49105 | 0.58753 | 0.66628 | 0.74163 | 0.84505 | 0.90223 | 0.89562 | 0.81878 | 0.68168 | 0.19797 | 0 | 0 | 0 | 0 | 0 | 0 | 0 | 0 | 0 | 0 | 0 | 0 | 0 | 0 | 0.40862 | 0.89098 | 1.4587 | 2.0913 | 2.7824 | 3.5569 | 4.3639 | 5.1361 | 5.8013 | 6.3006 | 6.2923 | 6.0808 | 5.8745 | 5.677 | 5.4913 | 5.3279 | 5.1866 | 5.0551 | 4.9356 | 4.8194 | 4.7266 | 4.6351 | 4.5448 | 4.4555 | 4.3671 | 11051.8309 | 13569.8858 | 16605.5691 | 19276.4493 | 21987.2314 | 25705.7164 | 28199.5701 | 28807.8528 | 27147.944 | 23335.9574 | 7006.5182 | 0 | 0 | 0 | 0 | 0 | 0 | 0 | 0 | 0 | 0 | 0 | 0 | 0 | 0 | 11051.8309 | 24621.7167 | 41227.2858 | 60503.735 | 82490.9664 | 108196.6829 | 136396.253 | 165204.1059 | 192352.0499 | 215688.0073 | 222694.5255 | 222694.5255 | 222694.5255 | 222694.5255 | 222694.5255 | 222694.5255 | 222694.5255 | 222694.5255 | 222694.5255 | 222694.5255 | 222694.5255 | 222694.5255 | 222694.5255 | 222694.5255 | 222694.5255 | 0.35154 | 0.42777 | 0.51843 | 0.5957 | 0.67207 | 0.77649 | 0.84096 | 0.84719 | 0.78638 | 0.66506 | 0.19629 | 0 | 0 | 0 | 0 | 0 | 0 | 0 | 0 | 0 | 0 | 0 | 0 | 0 | 0 | 0.35154 | 0.77616 | 1.2871 | 1.8697 | 2.5215 | 3.2683 | 4.0676 | 4.8584 | 5.5718 | 6.147 | 6.2388 | 6.1296 | 6.0222 | 5.9199 | 5.8256 | 5.7492 | 5.6915 | 5.6417 | 5.6023 | 5.5652 | 5.55 | 5.5356 | 5.5218 | 5.5086 | 5.4959 | 9394.0563 | 11534.4029 | 14114.7337 | 16384.9819 | 18689.1467 | 21849.859 | 23969.6346 | 24486.6749 | 23075.7524 | 19835.5638 | 5955.5405 | 0 | 0 | 0 | 0 | 0 | 0 | 0 | 0 | 0 | 0 | 0 | 0 | 0 | 0 | 9394.0563 | 20928.4592 | 35043.1929 | 51428.1748 | 70117.3215 | 91967.1805 | 115936.8151 | 140423.49 | 163499.2424 | 183334.8062 | 189290.3467 | 189290.3467 | 189290.3467 | 189290.3467 | 189290.3467 | 189290.3467 | 189290.3467 | 189290.3467 | 189290.3467 | 189290.3467 | 189290.3467 | 189290.3467 | 189290.3467 | 189290.3467 | 189290.3467 | 0.35159 | 0.42793 | 0.51881 | 0.59641 | 0.67325 | 0.77834 | 0.84357 | 0.85049 | 0.7901 | 0.6688 | 0.19758 | 0 | 0 | 0 | 0 | 0 | 0 | 0 | 0 | 0 | 0 | 0 | 0 | 0 | 0 | 0.35159 | 0.77645 | 1.2881 | 1.872 | 2.5259 | 3.2761 | 4.0802 | 4.8773 | 5.5981 | 6.1816 | 6.2798 | 6.1758 | 6.0737 | 5.9766 | 5.8876 | 5.8165 | 5.7644 | 5.7201 | 5.6864 | 5.6551 | 5.6472 | 5.6399 | 5.6332 | 5.6271 | 5.6215 | 9394.0563 | 11534.4029 | 14114.7337 | 16384.9819 | 18689.1467 | 21849.859 | 23969.6346 | 24486.6749 | 23075.7524 | 19835.5638 | 5955.5405 | 0 | 0 | 0 | 0 | 0 | 0 | 0 | 0 | 0 | 0 | 0 | 0 | 0 | 0 | 9394.0563 | 20928.4592 | 35043.1929 | 51428.1748 | 70117.3215 | 91967.1805 | 115936.8151 | 140423.49 | 163499.2424 | 183334.8062 | 189290.3467 | 189290.3467 | 189290.3467 | 189290.3467 | 189290.3467 | 189290.3467 | 189290.3467 | 189290.3467 | 189290.3467 | 189290.3467 | 189290.3467 | 189290.3467 | 189290.3467 | 189290.3467 | 189290.3467 | 0.35159 | 0.42793 | 0.51881 | 0.59641 | 0.67325 | 0.77834 | 0.84357 | 0.85049 | 0.7901 | 0.6688 | 0.19758 | 0 | 0 | 0 | 0 | 0 | 0 | 0 | 0 | 0 | 0 | 0 | 0 | 0 | 0 | 0.35159 | 0.77645 | 1.2881 | 1.872 | 2.5259 | 3.2761 | 4.0802 | 4.8773 | 5.5981 | 6.1816 | 6.2798 | 6.1758 | 6.0737 | 5.9766 | 5.8876 | 5.8165 | 5.7644 | 5.7201 | 5.6864 | 5.6551 | 5.6472 | 5.6399 | 5.6332 | 5.6271 | 5.6215 | 9394.0563 | 11534.4029 | 14114.7337 | 16384.9819 | 18689.1467 | 21849.859 | 23969.6346 | 24486.6749 | 23075.7524 | 19835.5638 | 5955.5405 | 0 | 0 | 0 | 0 | 0 | 0 | 0 | 0 | 0 | 0 | 0 | 0 | 0 | 0 | 9394.0563 | 20928.4592 | 35043.1929 | 51428.1748 | 70117.3215 | 91967.1805 | 115936.8151 | 140423.49 | 163499.2424 | 183334.8062 | 189290.3467 | 189290.3467 | 189290.3467 | 189290.3467 | 189290.3467 | 189290.3467 | 189290.3467 | 189290.3467 | 189290.3467 | 189290.3467 | 189290.3467 | 189290.3467 | 189290.3467 | 189290.3467 | 189290.3467 | 830.7523 | 833.2411 | 835.7064 | 838.1425 | 840.5438 | 842.9052 | 845.2218 | 847.489 | 849.7008 | 851.8516 | 853.9363 | 855.9499 | 857.8878 | 859.7457 | 861.5194 | 863.2051 | 864.7992 | 866.2825 | 867.6542 | 868.908 | 870.0537 | 871.1004 | 872.0566 | 872.9298 | 873.7273 | 503.8212 | 505.3306 | 506.8257 | 508.3031 | 509.7594 | 511.1915 | 512.5965 | 513.9714 | 515.3128 | 516.6172 | 517.8815 | 519.1027 | 520.2779 | 521.4046 | 522.4803 | 523.5026 | 524.4694 | 525.369 | 526.2009 | 526.9612 | 527.6561 | 528.2909 | 528.8707 | 529.4004 | 529.884
OR_Commercial_OR - College_Existing_Space Heating_Natural Gas_HVAC - Dedicated Outdoor Air System (DOAS)_A | OR | Commercial | OR - College | Existing | Space Heating | Natural Gas | HVAC - Dedicated Outdoor Air System (DOAS) | A | OCM329 | No DOAS. | Outdoor air supplied by a DOAS. | 20 | -0.030504 | 0 | 0 | 9.88 | 0 | 0 | 0 | 0.28365 | 0.25 | sqft | 3.406% | 10.95% | Discretionary | RetroEven20_OR | 82.88% | Central Systems | 0% | 9999 |  | 9999 |  | 0 | 2021P_Com-VRF-DOAS-2021P_V2 | 2021P_Com-VRF-DOAS-2021P_V2 | 2021P_Com-VRF-DOAS-2021P_V2 | No DOAS. | No DOAS. | No DOAS. | No DOAS. | No DOAS. | No DOAS. | No DOAS. | No DOAS. | No DOAS. | No DOAS. | No DOAS. | No DOAS. | No DOAS. | No DOAS. | No DOAS. | No DOAS. | No DOAS. | No DOAS. | No DOAS. | No DOAS. | No DOAS. | No DOAS. | No DOAS. | No DOAS. | No DOAS. | No DOAS. | No DOAS. | Outdoor air supplied by a DOAS. | Outdoor air supplied by a DOAS. | Outdoor air supplied by a DOAS. | Outdoor air supplied by a DOAS. | Outdoor air supplied by a DOAS. | Outdoor air supplied by a DOAS. | Outdoor air supplied by a DOAS. | Outdoor air supplied by a DOAS. | Outdoor air supplied by a DOAS. | Outdoor air supplied by a DOAS. | Outdoor air supplied by a DOAS. | Outdoor air supplied by a DOAS. | Outdoor air supplied by a DOAS. | Outdoor air supplied by a DOAS. | Outdoor air supplied by a DOAS. | Outdoor air supplied by a DOAS. | Outdoor air supplied by a DOAS. | Outdoor air supplied by a DOAS. | Outdoor air supplied by a DOAS. | Outdoor air supplied by a DOAS. | Outdoor air supplied by a DOAS. | Outdoor air supplied by a DOAS. | Outdoor air supplied by a DOAS. | Outdoor air supplied by a DOAS. | Outdoor air supplied by a DOAS. | Outdoor air supplied by a DOAS. | Outdoor air supplied by a DOAS. | 9.88 | 9.88 | 9.88 | 9.88 | 9.88 | 9.88 | 9.88 | 9.88 | 9.88 | 9.88 | 9.88 | 9.88 | 9.88 | 9.88 | 9.88 | 9.88 | 9.88 | 9.88 | 9.88 | 9.88 | 9.88 | 9.88 | 9.88 | 9.88 | 9.88 | 9.88 | 9.88 | 0 | 0 | -0.032115 | -0.031639 | -0.031159 | -0.030678 | -0.030197 | -0.029715 | -0.029233 | -0.028752 | -0.028272 | -0.027793 | -0.027316 | -0.02684 | -0.026366 | -0.025895 | -0.025426 | -0.024959 | -0.024496 | -0.024036 | -0.02358 | -0.023128 | -0.022683 | -0.022244 | -0.02181 | -0.021382 | -0.020958 | -0.077791 | -0.15731 | -0.15492 | -0.15253 | -0.15014 | -0.14774 | -0.14535 | -0.14296 | -0.14057 | -0.13819 | -0.13581 | -0.13345 | -0.13109 | -0.12875 | -0.12642 | -0.1241 | -0.12179 | -0.11951 | -0.11724 | -0.11499 | 0 | 0 | 0 | 0 | 0 | -0.077791 | -0.23395 | -0.38532 | -0.53191 | -0.6737 | -0.8107 | -0.94291 | -1.0704 | -1.1931 | -1.311 | -1.4243 | -1.533 | -1.637 | -1.7365 | -1.8314 | -1.9219 | -2.008 | -2.0898 | -2.1674 | -2.2409 | -2.1978 | -2.1552 | -2.1132 | -2.0717 | -2.0306 | 2422.2752 | 4972.0386 | 4972.0386 | 4972.0386 | 4972.0386 | 4972.0386 | 4972.0386 | 4972.0386 | 4972.0386 | 4972.0386 | 4972.0386 | 4972.0386 | 4972.0386 | 4972.0386 | 4972.0386 | 4972.0386 | 4972.0386 | 4972.0386 | 4972.0386 | 4972.0386 | 0 | 0 | 0 | 0 | 0 | 2422.2752 | 7394.3139 | 12366.3525 | 17338.3911 | 22310.4298 | 27282.4684 | 32254.5071 | 37226.5457 | 42198.5843 | 47170.623 | 52142.6616 | 57114.7003 | 62086.7389 | 67058.7775 | 72030.8162 | 77002.8548 | 81974.8934 | 86946.9321 | 91918.9707 | 96891.0094 | 96891.0094 | 96891.0094 | 96891.0094 | 96891.0094 | 96891.0094 | -0.066889 | -0.13683 | -0.13635 | -0.13586 | -0.13537 | -0.13487 | -0.13438 | -0.13388 | -0.13339 | -0.13291 | -0.13243 | -0.13195 | -0.13149 | -0.13103 | -0.13059 | -0.13016 | -0.12974 | -0.12934 | -0.12895 | -0.12858 | 0 | 0 | 0 | 0 | 0 | -0.066889 | -0.20349 | -0.33912 | -0.47377 | -0.60742 | -0.74007 | -0.87173 | -1.0024 | -1.1321 | -1.2609 | -1.3888 | -1.5158 | -1.6419 | -1.7673 | -1.8919 | -2.0158 | -2.139 | -2.2617 | -2.3839 | -2.5057 | -2.4989 | -2.4924 | -2.4862 | -2.4803 | -2.4746 | 2058.9339 | 4226.2328 | 4226.2328 | 4226.2328 | 4226.2328 | 4226.2328 | 4226.2328 | 4226.2328 | 4226.2328 | 4226.2328 | 4226.2328 | 4226.2328 | 4226.2328 | 4226.2328 | 4226.2328 | 4226.2328 | 4226.2328 | 4226.2328 | 4226.2328 | 4226.2328 | 0 | 0 | 0 | 0 | 0 | 2058.9339 | 6285.1668 | 10511.3996 | 14737.6325 | 18963.8653 | 23190.0982 | 27416.331 | 31642.5638 | 35868.7967 | 40095.0295 | 44321.2624 | 48547.4952 | 52773.7281 | 56999.9609 | 61226.1937 | 65452.4266 | 69678.6594 | 73904.8923 | 78131.1251 | 82357.358 | 82357.358 | 82357.358 | 82357.358 | 82357.358 | 82357.358 | 0 | 0 | 0 | 0 | 0 | 0 | 0 | 0 | 0 | 0 | 0 | 0 | 0 | 0 | 0 | 0 | 0 | 0 | 0 | 0 | 0 | 0 | 0 | 0 | 0 | 0 | 0 | 0 | 0 | 0 | 0 | 0 | 0 | 0 | 0 | 0 | 0 | 0 | 0 | 0 | 0 | 0 | 0 | 0 | 0 | 0 | 0 | 0 | 0 | 0 | 0 | 0 | 0 | 0 | 0 | 0 | 0 | 0 | 0 | 0 | 0 | 0 | 0 | 0 | 0 | 0 | 0 | 0 | 0 | 0 | 0 | 0 | 0 | 0 | 0 | 0 | 0 | 0 | 0 | 0 | 0 | 0 | 0 | 0 | 0 | 0 | 0 | 0 | 0 | 0 | 0 | 0 | 0 | 0 | 0 | 0 | 0 | 0 | 0 | 0 | 0 | 0 | 0 | 0 | 0 | 0 | 0 | 0 | 0 | 0 | 0 | 0 | 0 | 0 | 0 | 0 | 0 | 0 | 0 | 0 | 0 | 0 | 0 | 0 | 0 | 0 | 0 | 0 | 0 | 0 | 0 | 0 | 0 | 0 | 0 | 0 | 0 | 0 | 0 | 0 | 0 | 0 | 0 | 0 | 0 | 0 | 0 | 0 | 0 | 0 | 0 | 0 | 0 | 0 | 0 | 0 | 0 | 0 | 0 | 0 | 0 | 0 | 0 | 0 | 0 | 0 | 0 | 0 | 0 | 0 | 0 | 0 | 0 | 0 | 0 | 0 | 0 | 0 | 0 | 0 | 0 | 0 | 0 | 0 | 0 | 0 | 0 | 0 | 0 | 0 | 0 | 0 | 0 | 0 | 0 | 0 | 0 | 0 | 0 | 0 | 9999 | 9999 | 9999 | 9999 | 9999 | 9999 | 9999 | 9999 | 9999 | 9999 | 9999 | 9999 | 9999 | 9999 | 9999 | 9999 | 9999 | 9999 | 9999 | 9999 | 9999 | 9999 | 9999 | 9999 | 9999 | 9999 | 9999 | 9999 | 9999 | 9999 | 9999 | 9999 | 9999 | 9999 | 9999 | 9999 | 9999 | 9999 | 9999 | 9999 | 9999 | 9999 | 9999 | 9999 | 9999 | 9999 | 9999 | 9999 | 9999 | 9999
OR_Commercial_OR - College_Existing_Space Heating_Natural Gas_Destratification Fans (HVLS)_A | OR | Commercial | OR - College | Existing | Space Heating | Natural Gas | Destratification Fans (HVLS) | A | OCM330 | No destratification fans. | High volume low speed destratification fans. | 15 | 718.9258 | 0 | 0 | 9799.26 | 0 | 0 | 0 | 0.28365 | 0.25 | Strat Fan | 15% | 33.33% | Discretionary | RetroEven20_OR | 82.88% | Space Heating | 0% | 1789.8966 |  | 764.1356 |  | 0 | DL20_IHVLS-Ag-2021PLN-v2-8 | DL20_IHVLS-Ag-2021PLN-v2-8 | HVLS-Heating-AEG-v5.0-121 | No destratification fans. | No destratification fans. | No destratification fans. | No destratification fans. | No destratification fans. | No destratification fans. | No destratification fans. | No destratification fans. | No destratification fans. | No destratification fans. | No destratification fans. | No destratification fans. | No destratification fans. | No destratification fans. | No destratification fans. | No destratification fans. | No destratification fans. | No destratification fans. | No destratification fans. | No destratification fans. | No destratification fans. | No destratification fans. | No destratification fans. | No destratification fans. | No destratification fans. | No destratification fans. | No destratification fans. | High volume low speed destratification fans. | High volume low speed destratification fans. | High volume low speed destratification fans. | High volume low speed destratification fans. | High volume low speed destratification fans. | High volume low speed destratification fans. | High volume low speed destratification fans. | High volume low speed destratification fans. | High volume low speed destratification fans. | High volume low speed destratification fans. | High volume low speed destratification fans. | High volume low speed destratification fans. | High volume low speed destratification fans. | High volume low speed destratification fans. | High volume low speed destratification fans. | High volume low speed destratification fans. | High volume low speed destratification fans. | High volume low speed destratification fans. | High volume low speed destratification fans. | High volume low speed destratification fans. | High volume low speed destratification fans. | High volume low speed destratification fans. | High volume low speed destratification fans. | High volume low speed destratification fans. | High volume low speed destratification fans. | High volume low speed destratification fans. | High volume low speed destratification fans. | 9799.26 | 9799.26 | 9799.26 | 9799.26 | 9799.26 | 9799.26 | 9799.26 | 9799.26 | 9799.26 | 9799.26 | 9799.26 | 9799.26 | 9799.26 | 9799.26 | 9799.26 | 9799.26 | 9799.26 | 9799.26 | 9799.26 | 9799.26 | 9799.26 | 9799.26 | 9799.26 | 9799.26 | 9799.26 | 9799.26 | 9799.26 | 0 | 0 | 753.0559 | 735.5607 | 717.3497 | 698.6427 | 679.3042 | 659.1572 | 638.2224 | 616.5835 | 594.3972 | 571.9484 | 549.9589 | 528.6608 | 508.2703 | 489.0004 | 471.1898 | 455.7354 | 442.6088 | 430.6392 | 420.0802 | 409.8837 | 401.9932 | 394.2114 | 386.5234 | 378.9304 | 371.4082 | 0.38237 | 0.76664 | 0.74765 | 0.72816 | 0.708 | 0.687 | 0.66518 | 0.64263 | 0.61951 | 0.59611 | 0.57319 | 0.55099 | 0.52974 | 0.50966 | 0.4911 | 0.24358 | 0 | 7.6497e-16 | 0 | 0 | 0 | 0 | 0 | 0 | 0 | 0.38237 | 1.1401 | 1.8596 | 2.5392 | 3.1769 | 3.7697 | 4.3152 | 4.8115 | 5.2579 | 5.6554 | 6.0112 | 6.3294 | 6.615 | 6.8739 | 7.1146 | 7.1248 | 6.9196 | 6.7325 | 6.5674 | 6.408 | 6.2846 | 6.163 | 6.0428 | 5.9241 | 5.8065 | 0.50776 | 1.0422 | 1.0422 | 1.0422 | 1.0422 | 1.0422 | 1.0422 | 1.0422 | 1.0422 | 1.0422 | 1.0422 | 1.0422 | 1.0422 | 1.0422 | 1.0422 | 0.53449 | 0 | 1.7764e-15 | 0 | 0 | 0 | 0 | 0 | 0 | 0 | 0.50776 | 1.55 | 2.5923 | 3.6345 | 4.6767 | 5.719 | 6.7612 | 7.8035 | 8.8457 | 9.888 | 10.9302 | 11.9725 | 13.0147 | 14.057 | 15.0992 | 15.6337 | 15.6337 | 15.6337 | 15.6337 | 15.6337 | 15.6337 | 15.6337 | 15.6337 | 15.6337 | 15.6337 | 0.32903 | 0.66819 | 0.66033 | 0.65192 | 0.64283 | 0.6329 | 0.6221 | 0.61046 | 0.59809 | 0.58518 | 0.57235 | 0.55981 | 0.54776 | 0.53643 | 0.52617 | 0.26559 | 0 | 6.9816e-16 | 0 | 0 | 0 | 0 | 0 | 0 | 0 | 0.32903 | 0.99372 | 1.6424 | 2.2734 | 2.8845 | 3.4728 | 4.0357 | 4.5707 | 5.0761 | 5.5517 | 6.0024 | 6.4306 | 6.84 | 7.235 | 7.6227 | 7.7684 | 7.6751 | 7.5968 | 7.5379 | 7.4834 | 7.4629 | 7.4435 | 7.4249 | 7.4071 | 7.3901 | 0.4316 | 0.88591 | 0.88591 | 0.88591 | 0.88591 | 0.88591 | 0.88591 | 0.88591 | 0.88591 | 0.88591 | 0.88591 | 0.88591 | 0.88591 | 0.88591 | 0.88591 | 0.45431 | 0 | 1.2212e-15 | 0 | 0 | 0 | 0 | 0 | 0 | 0 | 0.4316 | 1.3175 | 2.2034 | 3.0893 | 3.9752 | 4.8611 | 5.7471 | 6.633 | 7.5189 | 8.4048 | 9.2907 | 10.1766 | 11.0625 | 11.9484 | 12.8343 | 13.2886 | 13.2886 | 13.2886 | 13.2886 | 13.2886 | 13.2886 | 13.2886 | 13.2886 | 13.2886 | 13.2886 | 0 | 0 | 0 | 0 | 0 | 0 | 0 | 0 | 0 | 0 | 0 | 0 | 0 | 0 | 0 | 0 | 0 | 0 | 0 | 0 | 0 | 0 | 0 | 0 | 0 | 0 | 0 | 0 | 0 | 0 | 0 | 0 | 0 | 0 | 0 | 0 | 0 | 0 | 0 | 0 | 0 | 0 | 0 | 0 | 0 | 0 | 0 | 0 | 0 | 0 | 0 | 0 | 0 | 0 | 0 | 0 | 0 | 0 | 0 | 0 | 0 | 0 | 0 | 0 | 0 | 0 | 0 | 0 | 0 | 0 | 0 | 0 | 0 | 0 | 0 | 0 | 0 | 0 | 0 | 0 | 0 | 0 | 0 | 0 | 0 | 0 | 0 | 0 | 0 | 0 | 0 | 0 | 0 | 0 | 0 | 0 | 0 | 0 | 0 | 0 | 0.32908 | 0.66844 | 0.66081 | 0.6527 | 0.64396 | 0.63441 | 0.62403 | 0.61284 | 0.60092 | 0.58848 | 0.57611 | 0.56403 | 0.55245 | 0.54157 | 0.53177 | 0.2687 | 0 | 7.0786e-16 | 0 | 0 | 0 | 0 | 0 | 0 | 0 | 0.32908 | 0.99409 | 1.6436 | 2.2761 | 2.8895 | 3.4811 | 4.0482 | 4.5884 | 5.1001 | 5.583 | 6.0418 | 6.4791 | 6.8985 | 7.3043 | 7.7038 | 7.8594 | 7.7734 | 7.7024 | 7.6512 | 7.6043 | 7.5936 | 7.5838 | 7.5748 | 7.5665 | 7.559 | 0.4316 | 0.88591 | 0.88591 | 0.88591 | 0.88591 | 0.88591 | 0.88591 | 0.88591 | 0.88591 | 0.88591 | 0.88591 | 0.88591 | 0.88591 | 0.88591 | 0.88591 | 0.45431 | 0 | 1.2212e-15 | 0 | 0 | 0 | 0 | 0 | 0 | 0 | 0.4316 | 1.3175 | 2.2034 | 3.0893 | 3.9752 | 4.8611 | 5.7471 | 6.633 | 7.5189 | 8.4048 | 9.2907 | 10.1766 | 11.0625 | 11.9484 | 12.8343 | 13.2886 | 13.2886 | 13.2886 | 13.2886 | 13.2886 | 13.2886 | 13.2886 | 13.2886 | 13.2886 | 13.2886 | 1746.0608 | 1751.2918 | 1756.4734 | 1761.5934 | 1766.6404 | 1771.6036 | 1776.4727 | 1781.2378 | 1785.8865 | 1790.4071 | 1794.7887 | 1799.0208 | 1803.0939 | 1806.9986 | 1810.7265 | 1814.2695 | 1817.6201 | 1820.7377 | 1823.6207 | 1826.2558 | 1828.6638 | 1830.8638 | 1832.8735 | 1834.7089 | 1836.3849 | 745.4214 | 747.6547 | 749.8667 | 752.0525 | 754.2072 | 756.3261 | 758.4048 | 760.4391 | 762.4237 | 764.3536 | 766.2241 | 768.0309 | 769.7698 | 771.4368 | 773.0283 | 774.5408 | 775.9712 | 777.3022 | 778.533 | 779.658 | 780.686 | 781.6252 | 782.4832 | 783.2667 | 783.9822
OR_Commercial_OR - College_Existing_Space Heating_Natural Gas_Gas Boiler - Maintenance_A | OR | Commercial | OR - College | Existing | Space Heating | Natural Gas | Gas Boiler - Maintenance | A | OCM331 | Degrade performance | General cleaning and maintenance | 3 | 0.14071 | 0 | 0 | 0.95 | 0 | 0 | 0 | 0.28365 | 0.25 | kBtuh Heat | 20% | 30% | Discretionary | Retro12Med_OR | 75.44% | Boiler | 0% | 3088.1842 |  | 1318.3955 |  | 0 | GBLR_MNT-Heating-ILTRM-v4.0-43 | GBLR_MNT-Heating-ILTRM-v4.0-43 | GBLR_MNT-Heating-ILTRM-v4.0-1 | Degrade performance | Degrade performance | Degrade performance | Degrade performance | Degrade performance | Degrade performance | Degrade performance | Degrade performance | Degrade performance | Degrade performance | Degrade performance | Degrade performance | Degrade performance | Degrade performance | Degrade performance | Degrade performance | Degrade performance | Degrade performance | Degrade performance | Degrade performance | Degrade performance | Degrade performance | Degrade performance | Degrade performance | Degrade performance | Degrade performance | Degrade performance | General cleaning and maintenance | General cleaning and maintenance | General cleaning and maintenance | General cleaning and maintenance | General cleaning and maintenance | General cleaning and maintenance | General cleaning and maintenance | General cleaning and maintenance | General cleaning and maintenance | General cleaning and maintenance | General cleaning and maintenance | General cleaning and maintenance | General cleaning and maintenance | General cleaning and maintenance | General cleaning and maintenance | General cleaning and maintenance | General cleaning and maintenance | General cleaning and maintenance | General cleaning and maintenance | General cleaning and maintenance | General cleaning and maintenance | General cleaning and maintenance | General cleaning and maintenance | General cleaning and maintenance | General cleaning and maintenance | General cleaning and maintenance | General cleaning and maintenance | 0.95 | 0.95 | 0.95 | 0.95 | 0.95 | 0.95 | 0.95 | 0.95 | 0.95 | 0.95 | 0.95 | 0.95 | 0.95 | 0.95 | 0.95 | 0.95 | 0.95 | 0.95 | 0.95 | 0.95 | 0.95 | 0.95 | 0.95 | 0.95 | 0.95 | 0.95 | 0.95 | 0 | 0 | 0.14674 | 0.14231 | 0.1377 | 0.13316 | 0.12863 | 0.12396 | 0.1191 | 0.1141 | 0.10901 | 0.10393 | 0.098974 | 0.094212 | 0.089707 | 0.085521 | 0.081728 | 0.078525 | 0.075894 | 0.073549 | 0.071543 | 0.069627 | 0.068297 | 0.066984 | 0.065686 | 0.064404 | 0.063132 | 0.11963 | 0.11602 | 0.11226 | 0 | 0 | 0 | 0 | 0 | 0 | 0 | 0 | 0 | 0 | 0 | 0 | 0 | 0 | 0 | 0 | 0 | 0 | 0 | 0 | 0 | 0 | 0.11963 | 0.23204 | 0.33678 | 0.32566 | 0.31458 | 0.30317 | 0.29129 | 0.27905 | 0.2666 | 0.25417 | 0.24206 | 0.23041 | 0.2194 | 0.20916 | 0.19988 | 0.19205 | 0.18561 | 0.17988 | 0.17497 | 0.17029 | 0.16703 | 0.16382 | 0.16065 | 0.15751 | 0.1544 | 815.2301 | 815.2301 | 815.2301 | 0 | 0 | 0 | 0 | 0 | 0 | 0 | 0 | 0 | 0 | 0 | 0 | 0 | 0 | 0 | 0 | 0 | 0 | 0 | 0 | 0 | 0 | 815.2301 | 1630.4602 | 2445.6903 | 2445.6903 | 2445.6903 | 2445.6903 | 2445.6903 | 2445.6903 | 2445.6903 | 2445.6903 | 2445.6903 | 2445.6903 | 2445.6903 | 2445.6903 | 2445.6903 | 2445.6903 | 2445.6903 | 2445.6903 | 2445.6903 | 2445.6903 | 2445.6903 | 2445.6903 | 2445.6903 | 2445.6903 | 2445.6903 | 0.10301 | 0.10129 | 0.099434 | 0 | 0 | 0 | 0 | 0 | 0 | 0 | 0 | 0 | 0 | 0 | 0 | 0 | 0 | 0 | 0 | 0 | 0 | 0 | 0 | 0 | 0 | 0.10301 | 0.20258 | 0.2983 | 0.29272 | 0.28704 | 0.28097 | 0.27437 | 0.26733 | 0.25992 | 0.25233 | 0.2448 | 0.23746 | 0.23046 | 0.22396 | 0.21816 | 0.21353 | 0.21011 | 0.20728 | 0.20519 | 0.20327 | 0.20274 | 0.20224 | 0.20176 | 0.20131 | 0.20086 | 692.9456 | 692.9456 | 692.9456 | 0 | 0 | 0 | 0 | 0 | 0 | 0 | 0 | 0 | 0 | 0 | 0 | 0 | 0 | 0 | 0 | 0 | 0 | 0 | 0 | 0 | 0 | 692.9456 | 1385.8912 | 2078.8367 | 2078.8367 | 2078.8367 | 2078.8367 | 2078.8367 | 2078.8367 | 2078.8367 | 2078.8367 | 2078.8367 | 2078.8367 | 2078.8367 | 2078.8367 | 2078.8367 | 2078.8367 | 2078.8367 | 2078.8367 | 2078.8367 | 2078.8367 | 2078.8367 | 2078.8367 | 2078.8367 | 2078.8367 | 2078.8367 | 0 | 0 | 0 | 0 | 0 | 0 | 0 | 0 | 0 | 0 | 0 | 0 | 0 | 0 | 0 | 0 | 0 | 0 | 0 | 0 | 0 | 0 | 0 | 0 | 0 | 0 | 0 | 0 | 0 | 0 | 0 | 0 | 0 | 0 | 0 | 0 | 0 | 0 | 0 | 0 | 0 | 0 | 0 | 0 | 0 | 0 | 0 | 0 | 0 | 0 | 0 | 0 | 0 | 0 | 0 | 0 | 0 | 0 | 0 | 0 | 0 | 0 | 0 | 0 | 0 | 0 | 0 | 0 | 0 | 0 | 0 | 0 | 0 | 0 | 0 | 0 | 0 | 0 | 0 | 0 | 0 | 0 | 0 | 0 | 0 | 0 | 0 | 0 | 0 | 0 | 0 | 0 | 0 | 0 | 0 | 0 | 0 | 0 | 0 | 0 | 0 | 0 | 0 | 0 | 0 | 0 | 0 | 0 | 0 | 0 | 0 | 0 | 0 | 0 | 0 | 0 | 0 | 0 | 0 | 0 | 0 | 0 | 0 | 0 | 0 | 0 | 0 | 0 | 0 | 0 | 0 | 0 | 0 | 0 | 0 | 0 | 0 | 0 | 0 | 0 | 0 | 0 | 0 | 0 | 0 | 0 | 0 | 0 | 0 | 0 | 0 | 0 | 0 | 0 | 0 | 0 | 0 | 0 | 0 | 0 | 0 | 0 | 0 | 0 | 0 | 0 | 0 | 0 | 0 | 0 | 0 | 0 | 0 | 0 | 0 | 0 | 0 | 0 | 0 | 0 | 0 | 0 | 0 | 0 | 0 | 0 | 0 | 0 | 0 | 0 | 0 | 0 | 0 | 0 | 0 | 0 | 0 | 0 | 0 | 0 | 3014.4504 | 3023.582 | 3032.5789 | 3041.4174 | 3050.0752 | 3058.5311 | 3066.7654 | 3074.7596 | 3082.4961 | 3089.9585 | 3097.1316 | 3104.0007 | 3110.5523 | 3116.7738 | 3122.6533 | 3128.1796 | 3133.3426 | 3138.1326 | 3142.5407 | 3146.5589 | 3150.2207 | 3153.5571 | 3156.5962 | 3159.3642 | 3161.8847 | 1286.9174 | 1290.8158 | 1294.6567 | 1298.43 | 1302.1262 | 1305.7361 | 1309.2515 | 1312.6643 | 1315.9671 | 1319.153 | 1322.2153 | 1325.1478 | 1327.9448 | 1330.6009 | 1333.1109 | 1335.4702 | 1337.6743 | 1339.7193 | 1341.6012 | 1343.3166 | 1344.8799 | 1346.3042 | 1347.6017 | 1348.7834 | 1349.8594
OR_Commercial_OR - College_Existing_Space Heating_Natural Gas_Gas Furnace - Maintenance_A | OR | Commercial | OR - College | Existing | Space Heating | Natural Gas | Gas Furnace - Maintenance | A | OCM332 | Degrade performance | General cleaning and maintenance | 3 | 0.063466 | 0 | 0 | 0.95 | 0 | 0 | 0 | 0.28365 | 0.25 | kBtuh Heat | 20% | 30% | Discretionary | Retro12Med_OR | 75.44% | Furnace | 0% | 6900.3405 |  | 2945.8663 |  | 0 | IL TRM - CI-HVC-FTUN-V03-200101 | GBLR_MNT-Heating-ILTRM-v4.0-43 | IL TRM - CI-HVC-FTUN-V03-200101 | Degrade performance | Degrade performance | Degrade performance | Degrade performance | Degrade performance | Degrade performance | Degrade performance | Degrade performance | Degrade performance | Degrade performance | Degrade performance | Degrade performance | Degrade performance | Degrade performance | Degrade performance | Degrade performance | Degrade performance | Degrade performance | Degrade performance | Degrade performance | Degrade performance | Degrade performance | Degrade performance | Degrade performance | Degrade performance | Degrade performance | Degrade performance | General cleaning and maintenance | General cleaning and maintenance | General cleaning and maintenance | General cleaning and maintenance | General cleaning and maintenance | General cleaning and maintenance | General cleaning and maintenance | General cleaning and maintenance | General cleaning and maintenance | General cleaning and maintenance | General cleaning and maintenance | General cleaning and maintenance | General cleaning and maintenance | General cleaning and maintenance | General cleaning and maintenance | General cleaning and maintenance | General cleaning and maintenance | General cleaning and maintenance | General cleaning and maintenance | General cleaning and maintenance | General cleaning and maintenance | General cleaning and maintenance | General cleaning and maintenance | General cleaning and maintenance | General cleaning and maintenance | General cleaning and maintenance | General cleaning and maintenance | 0.95 | 0.95 | 0.95 | 0.95 | 0.95 | 0.95 | 0.95 | 0.95 | 0.95 | 0.95 | 0.95 | 0.95 | 0.95 | 0.95 | 0.95 | 0.95 | 0.95 | 0.95 | 0.95 | 0.95 | 0.95 | 0.95 | 0.95 | 0.95 | 0.95 | 0.95 | 0.95 | 0 | 0 | 0.066505 | 0.06454 | 0.06247 | 0.060407 | 0.058331 | 0.056174 | 0.053912 | 0.05157 | 0.049179 | 0.046783 | 0.044441 | 0.042185 | 0.040045 | 0.038049 | 0.036232 | 0.034681 | 0.033385 | 0.032231 | 0.031238 | 0.030298 | 0.029624 | 0.028968 | 0.028328 | 0.027703 | 0.027091 | 0.0063564 | 0.0061687 | 0.0059708 | 0 | 0 | 0 | 0 | 0 | 0 | 0 | 0 | 0 | 0 | 0 | 0 | 0 | 0 | 0 | 0 | 0 | 0 | 0 | 0 | 0 | 0 | 0.0063564 | 0.012337 | 0.017913 | 0.017321 | 0.016726 | 0.016107 | 0.015459 | 0.014787 | 0.014101 | 0.013414 | 0.012743 | 0.012096 | 0.011482 | 0.01091 | 0.010389 | 0.0099443 | 0.0095728 | 0.0092419 | 0.008957 | 0.0086874 | 0.0084943 | 0.0083063 | 0.0081227 | 0.0079435 | 0.007768 | 95.5788 | 95.5788 | 95.5788 | 0 | 0 | 0 | 0 | 0 | 0 | 0 | 0 | 0 | 0 | 0 | 0 | 0 | 0 | 0 | 0 | 0 | 0 | 0 | 0 | 0 | 0 | 95.5788 | 191.1575 | 286.7363 | 286.7363 | 286.7363 | 286.7363 | 286.7363 | 286.7363 | 286.7363 | 286.7363 | 286.7363 | 286.7363 | 286.7363 | 286.7363 | 286.7363 | 286.7363 | 286.7363 | 286.7363 | 286.7363 | 286.7363 | 286.7363 | 286.7363 | 286.7363 | 286.7363 | 286.7363 | 0.0054732 | 0.0053857 | 0.0052886 | 0 | 0 | 0 | 0 | 0 | 0 | 0 | 0 | 0 | 0 | 0 | 0 | 0 | 0 | 0 | 0 | 0 | 0 | 0 | 0 | 0 | 0 | 0.0054732 | 0.010771 | 0.015866 | 0.015569 | 0.015261 | 0.014927 | 0.014561 | 0.014166 | 0.013748 | 0.013317 | 0.012887 | 0.012466 | 0.012061 | 0.011682 | 0.011339 | 0.011057 | 0.010836 | 0.01065 | 0.010504 | 0.01037 | 0.01031 | 0.010254 | 0.010202 | 0.010152 | 0.010105 | 81.2419 | 81.2419 | 81.2419 | 0 | 0 | 0 | 0 | 0 | 0 | 0 | 0 | 0 | 0 | 0 | 0 | 0 | 0 | 0 | 0 | 0 | 0 | 0 | 0 | 0 | 0 | 81.2419 | 162.4839 | 243.7258 | 243.7258 | 243.7258 | 243.7258 | 243.7258 | 243.7258 | 243.7258 | 243.7258 | 243.7258 | 243.7258 | 243.7258 | 243.7258 | 243.7258 | 243.7258 | 243.7258 | 243.7258 | 243.7258 | 243.7258 | 243.7258 | 243.7258 | 243.7258 | 243.7258 | 243.7258 | 0 | 0 | 0 | 0 | 0 | 0 | 0 | 0 | 0 | 0 | 0 | 0 | 0 | 0 | 0 | 0 | 0 | 0 | 0 | 0 | 0 | 0 | 0 | 0 | 0 | 0 | 0 | 0 | 0 | 0 | 0 | 0 | 0 | 0 | 0 | 0 | 0 | 0 | 0 | 0 | 0 | 0 | 0 | 0 | 0 | 0 | 0 | 0 | 0 | 0 | 0 | 0 | 0 | 0 | 0 | 0 | 0 | 0 | 0 | 0 | 0 | 0 | 0 | 0 | 0 | 0 | 0 | 0 | 0 | 0 | 0 | 0 | 0 | 0 | 0 | 0 | 0 | 0 | 0 | 0 | 0 | 0 | 0 | 0 | 0 | 0 | 0 | 0 | 0 | 0 | 0 | 0 | 0 | 0 | 0 | 0 | 0 | 0 | 0 | 0 | 0 | 0 | 0 | 0 | 0 | 0 | 0 | 0 | 0 | 0 | 0 | 0 | 0 | 0 | 0 | 0 | 0 | 0 | 0 | 0 | 0 | 0 | 0 | 0 | 0 | 0 | 0 | 0 | 0 | 0 | 0 | 0 | 0 | 0 | 0 | 0 | 0 | 0 | 0 | 0 | 0 | 0 | 0 | 0 | 0 | 0 | 0 | 0 | 0 | 0 | 0 | 0 | 0 | 0 | 0 | 0 | 0 | 0 | 0 | 0 | 0 | 0 | 0 | 0 | 0 | 0 | 0 | 0 | 0 | 0 | 0 | 0 | 0 | 0 | 0 | 0 | 0 | 0 | 0 | 0 | 0 | 0 | 0 | 0 | 0 | 0 | 0 | 0 | 0 | 0 | 0 | 0 | 0 | 0 | 0 | 0 | 0 | 0 | 0 | 0 | 6651.5305 | 6667.2876 | 6684.896 | 6704.4323 | 6725.9639 | 6749.55 | 6775.2421 | 6803.0854 | 6832.8892 | 6864.4775 | 6897.687 | 6932.3651 | 6968.3693 | 7005.5656 | 7043.8278 | 7083.0363 | 7123.0776 | 7161.1549 | 7197.4904 | 7231.3596 | 7262.9077 | 7292.2743 | 7319.5935 | 7344.9935 | 7368.5966 | 2839.6453 | 2846.3723 | 2853.8896 | 2862.23 | 2871.4222 | 2881.4914 | 2892.4598 | 2904.3466 | 2917.0703 | 2930.5559 | 2944.7335 | 2959.5381 | 2974.9089 | 2990.7886 | 3007.1234 | 3023.8621 | 3040.9564 | 3057.2122 | 3072.7244 | 3087.1837 | 3100.6521 | 3113.1892 | 3124.8522 | 3135.6959 | 3145.7724
OR_Commercial_OR - College_Existing_Space Heating_Natural Gas_Gas Boiler - Hot Water Reset_A | OR | Commercial | OR - College | Existing | Space Heating | Natural Gas | Gas Boiler - Hot Water Reset | A | OCM333 | No control | Reset control installed | 20 | 250.1546 | 0 | 0 | 799.38 | 0 | 0 | 0 | 0.28365 | 0.25 | BoilerCtrl | 35% | 55% | Discretionary | RetroEven20_OR | 82.88% | Boiler | 0% | 360.1485 |  | 153.7532 |  | 0 | GBLR_HWRST-Heating-ILTRM-v4.0-43 | GBLR_HWRST-Heating-ILTRM-v4.0-1 | GBLR_HWRST-Heating-ILTRM-v4.0-1 | No control | No control | No control | No control | No control | No control | No control | No control | No control | No control | No control | No control | No control | No control | No control | No control | No control | No control | No control | No control | No control | No control | No control | No control | No control | No control | No control | Reset control installed | Reset control installed | Reset control installed | Reset control installed | Reset control installed | Reset control installed | Reset control installed | Reset control installed | Reset control installed | Reset control installed | Reset control installed | Reset control installed | Reset control installed | Reset control installed | Reset control installed | Reset control installed | Reset control installed | Reset control installed | Reset control installed | Reset control installed | Reset control installed | Reset control installed | Reset control installed | Reset control installed | Reset control installed | Reset control installed | Reset control installed | 799.38 | 799.38 | 799.38 | 799.38 | 799.38 | 799.38 | 799.38 | 799.38 | 799.38 | 799.38 | 799.38 | 799.38 | 799.38 | 799.38 | 799.38 | 799.38 | 799.38 | 799.38 | 799.38 | 799.38 | 799.38 | 799.38 | 799.38 | 799.38 | 799.38 | 799.38 | 799.38 | 0 | 0 | 263.3315 | 259.4799 | 255.5942 | 251.6976 | 247.7917 | 243.878 | 239.9579 | 236.0331 | 232.1063 | 228.1811 | 224.2667 | 220.3625 | 216.4826 | 212.6329 | 208.8204 | 205.0504 | 201.3258 | 197.6321 | 193.965 | 190.3254 | 186.6928 | 183.1073 | 179.5624 | 176.0587 | 172.5853 | 0.24534 | 0.49624 | 0.48881 | 0.48135 | 0.47388 | 0.4664 | 0.4589 | 0.4514 | 0.44389 | 0.43638 | 0.42889 | 0.42143 | 0.41401 | 0.40664 | 0.39935 | 0.39214 | 0.38502 | 0.37796 | 0.37094 | 0.36398 | 0 | 0 | 0 | 0 | 0 | 0.24534 | 0.73799 | 1.2157 | 1.6786 | 2.1264 | 2.5592 | 2.977 | 3.3797 | 3.7673 | 4.14 | 4.4979 | 4.841 | 5.1698 | 5.4845 | 5.7855 | 6.0732 | 6.3479 | 6.6094 | 6.8577 | 7.093 | 6.9576 | 6.824 | 6.6919 | 6.5613 | 6.4319 | 0.93169 | 1.9124 | 1.9124 | 1.9124 | 1.9124 | 1.9124 | 1.9124 | 1.9124 | 1.9124 | 1.9124 | 1.9124 | 1.9124 | 1.9124 | 1.9124 | 1.9124 | 1.9124 | 1.9124 | 1.9124 | 1.9124 | 1.9124 | 0 | 0 | 0 | 0 | 0 | 0.93169 | 2.8441 | 4.7565 | 6.669 | 8.5814 | 10.4938 | 12.4063 | 14.3187 | 16.2311 | 18.1435 | 20.056 | 21.9684 | 23.8808 | 25.7932 | 27.7057 | 29.6181 | 31.5305 | 33.4429 | 35.3554 | 37.2678 | 37.2678 | 37.2678 | 37.2678 | 37.2678 | 37.2678 | 0.21096 | 0.43161 | 0.43016 | 0.42869 | 0.4272 | 0.4257 | 0.42419 | 0.42267 | 0.42115 | 0.41963 | 0.41814 | 0.41665 | 0.41521 | 0.41382 | 0.4125 | 0.41125 | 0.41008 | 0.40897 | 0.40791 | 0.4069 | 0 | 0 | 0 | 0 | 0 | 0.21096 | 0.64188 | 1.0699 | 1.4949 | 1.9169 | 2.3359 | 2.7518 | 3.1646 | 3.5744 | 3.9811 | 4.3851 | 4.7862 | 5.1848 | 5.5813 | 5.9759 | 6.3691 | 6.7611 | 7.1518 | 7.5411 | 7.9293 | 7.909 | 7.8896 | 7.871 | 7.8532 | 7.8361 | 0.79194 | 1.6256 | 1.6256 | 1.6256 | 1.6256 | 1.6256 | 1.6256 | 1.6256 | 1.6256 | 1.6256 | 1.6256 | 1.6256 | 1.6256 | 1.6256 | 1.6256 | 1.6256 | 1.6256 | 1.6256 | 1.6256 | 1.6256 | 0 | 0 | 0 | 0 | 0 | 0.79194 | 2.4175 | 4.0431 | 5.6686 | 7.2942 | 8.9198 | 10.5453 | 12.1709 | 13.7964 | 15.422 | 17.0476 | 18.6731 | 20.2987 | 21.9243 | 23.5498 | 25.1754 | 26.8009 | 28.4265 | 30.0521 | 31.6776 | 31.6776 | 31.6776 | 31.6776 | 31.6776 | 31.6776 | 0.21099 | 0.43177 | 0.43047 | 0.4292 | 0.42795 | 0.42672 | 0.42551 | 0.42432 | 0.42314 | 0.422 | 0.42088 | 0.4198 | 0.41876 | 0.41779 | 0.41689 | 0.41606 | 0.41533 | 0.41466 | 0.41404 | 0.41347 | 0 | 0 | 0 | 0 | 0 | 0.21099 | 0.64212 | 1.0707 | 1.4967 | 1.9203 | 2.3415 | 2.7603 | 3.1769 | 3.5913 | 4.0035 | 4.4138 | 4.8223 | 5.2292 | 5.6348 | 6.0395 | 6.4437 | 6.8476 | 7.2512 | 7.6544 | 8.0575 | 8.0474 | 8.0382 | 8.0299 | 8.0222 | 8.0152 | 0.79194 | 1.6256 | 1.6256 | 1.6256 | 1.6256 | 1.6256 | 1.6256 | 1.6256 | 1.6256 | 1.6256 | 1.6256 | 1.6256 | 1.6256 | 1.6256 | 1.6256 | 1.6256 | 1.6256 | 1.6256 | 1.6256 | 1.6256 | 0 | 0 | 0 | 0 | 0 | 0.79194 | 2.4175 | 4.0431 | 5.6686 | 7.2942 | 8.9198 | 10.5453 | 12.1709 | 13.7964 | 15.422 | 17.0476 | 18.6731 | 20.2987 | 21.9243 | 23.5498 | 25.1754 | 26.8009 | 28.4265 | 30.0521 | 31.6776 | 31.6776 | 31.6776 | 31.6776 | 31.6776 | 31.6776 | 0.21099 | 0.43177 | 0.43047 | 0.4292 | 0.42795 | 0.42672 | 0.42551 | 0.42432 | 0.42314 | 0.422 | 0.42088 | 0.4198 | 0.41876 | 0.41779 | 0.41689 | 0.41606 | 0.41533 | 0.41466 | 0.41404 | 0.41347 | 0 | 0 | 0 | 0 | 0 | 0.21099 | 0.64212 | 1.0707 | 1.4967 | 1.9203 | 2.3415 | 2.7603 | 3.1769 | 3.5913 | 4.0035 | 4.4138 | 4.8223 | 5.2292 | 5.6348 | 6.0395 | 6.4437 | 6.8476 | 7.2512 | 7.6544 | 8.0575 | 8.0474 | 8.0382 | 8.0299 | 8.0222 | 8.0152 | 0.79194 | 1.6256 | 1.6256 | 1.6256 | 1.6256 | 1.6256 | 1.6256 | 1.6256 | 1.6256 | 1.6256 | 1.6256 | 1.6256 | 1.6256 | 1.6256 | 1.6256 | 1.6256 | 1.6256 | 1.6256 | 1.6256 | 1.6256 | 0 | 0 | 0 | 0 | 0 | 0.79194 | 2.4175 | 4.0431 | 5.6686 | 7.2942 | 8.9198 | 10.5453 | 12.1709 | 13.7964 | 15.422 | 17.0476 | 18.6731 | 20.2987 | 21.9243 | 23.5498 | 25.1754 | 26.8009 | 28.4265 | 30.0521 | 31.6776 | 31.6776 | 31.6776 | 31.6776 | 31.6776 | 31.6776 | 351.5496 | 352.6145 | 353.6638 | 354.6945 | 355.7042 | 356.6903 | 357.6506 | 358.5829 | 359.4852 | 360.3555 | 361.192 | 361.9931 | 362.7571 | 363.4827 | 364.1684 | 364.8129 | 365.415 | 365.9736 | 366.4877 | 366.9563 | 367.3833 | 367.7724 | 368.1268 | 368.4496 | 368.7436 | 150.0822 | 150.5368 | 150.9847 | 151.4248 | 151.8558 | 152.2768 | 152.6868 | 153.0848 | 153.47 | 153.8415 | 154.1987 | 154.5407 | 154.8669 | 155.1766 | 155.4693 | 155.7445 | 156.0015 | 156.24 | 156.4595 | 156.6595 | 156.8418 | 157.008 | 157.1593 | 157.2971 | 157.4226
OR_Commercial_OR - College_Existing_Space Heating_Natural Gas_Gas Boiler - Steam Trap Replacement_A | OR | Commercial | OR - College | Existing | Space Heating | Natural Gas | Gas Boiler - Steam Trap Replacement | A | OCM334 | Degrade performance | Cleaning and maintenance | 6 | 74.7764 | 0 | 0 | 89.84 | 0 | 0 | 0 | 0.28365 | 0.25 | perBLDg | 73% | 100% | Discretionary | RetroEven20_OR | 82.88% | Boiler | 0% | 302.2287 |  | 129.0263 |  | 0 | IL TRM v9, Section 4.4.16 | IL TRM v9, Section 4.4.16 | IL TRM - CI-HVC-STRE-V06-200101 | Degrade performance | Degrade performance | Degrade performance | Degrade performance | Degrade performance | Degrade performance | Degrade performance | Degrade performance | Degrade performance | Degrade performance | Degrade performance | Degrade performance | Degrade performance | Degrade performance | Degrade performance | Degrade performance | Degrade performance | Degrade performance | Degrade performance | Degrade performance | Degrade performance | Degrade performance | Degrade performance | Degrade performance | Degrade performance | Degrade performance | Degrade performance | Cleaning and maintenance | Cleaning and maintenance | Cleaning and maintenance | Cleaning and maintenance | Cleaning and maintenance | Cleaning and maintenance | Cleaning and maintenance | Cleaning and maintenance | Cleaning and maintenance | Cleaning and maintenance | Cleaning and maintenance | Cleaning and maintenance | Cleaning and maintenance | Cleaning and maintenance | Cleaning and maintenance | Cleaning and maintenance | Cleaning and maintenance | Cleaning and maintenance | Cleaning and maintenance | Cleaning and maintenance | Cleaning and maintenance | Cleaning and maintenance | Cleaning and maintenance | Cleaning and maintenance | Cleaning and maintenance | Cleaning and maintenance | Cleaning and maintenance | 89.84 | 89.84 | 89.84 | 89.84 | 89.84 | 89.84 | 89.84 | 89.84 | 89.84 | 89.84 | 89.84 | 89.84 | 89.84 | 89.84 | 89.84 | 89.84 | 89.84 | 89.84 | 89.84 | 89.84 | 89.84 | 89.84 | 89.84 | 89.84 | 89.84 | 89.84 | 89.84 | 0 | 0 | 78.6853 | 77.474 | 76.2543 | 75.0331 | 73.811 | 72.5883 | 71.3656 | 70.1433 | 68.9222 | 67.7034 | 66.4896 | 65.2806 | 64.0807 | 62.8914 | 61.7149 | 60.5528 | 59.4057 | 58.2696 | 57.1429 | 56.0261 | 54.9567 | 53.9011 | 52.8574 | 51.826 | 50.8034 | 0.030546 | 0.061735 | 0.060763 | 0.05979 | 0.058816 | 0.057842 | 0.029163 | 0 | 0 | 0 | 2.9527e-17 | 0 | 1.4229e-17 | 1.0474e-16 | 0 | 1.0756e-16 | 0 | 9.0569e-17 | 0 | 0 | 0 | 0 | 0 | 0 | 0 | 0.030546 | 0.091811 | 0.15113 | 0.2085 | 0.26392 | 0.31739 | 0.3412 | 0.33536 | 0.32952 | 0.32369 | 0.31789 | 0.31211 | 0.30637 | 0.30069 | 0.29506 | 0.28951 | 0.28402 | 0.27859 | 0.2732 | 0.26786 | 0.26275 | 0.2577 | 0.25271 | 0.24778 | 0.24289 | 0.38821 | 0.79684 | 0.79684 | 0.79684 | 0.79684 | 0.79684 | 0.40864 | 0 | 0 | 0 | 4.4409e-16 | 0 | 2.2204e-16 | 1.6653e-15 | 0 | 1.7764e-15 | 0 | 1.5543e-15 | 0 | 0 | 0 | 0 | 0 | 0 | 0 | 0.38821 | 1.1851 | 1.9819 | 2.7787 | 3.5756 | 4.3724 | 4.7811 | 4.7811 | 4.7811 | 4.7811 | 4.7811 | 4.7811 | 4.7811 | 4.7811 | 4.7811 | 4.7811 | 4.7811 | 4.7811 | 4.7811 | 4.7811 | 4.7811 | 4.7811 | 4.7811 | 4.7811 | 4.7811 | 0.026266 | 0.053704 | 0.053488 | 0.05327 | 0.05305 | 0.052829 | 0.026977 | 0 | 0 | 0 | 1.6954e-17 | 0 | 1.6813e-17 | 1.0885e-16 | 0 | 1.1633e-16 | 0 | 9.903e-17 | 0 | 0 | 0 | 0 | 0 | 0 | 0 | 0.026266 | 0.079867 | 0.13304 | 0.18576 | 0.23805 | 0.28988 | 0.31564 | 0.3143 | 0.31296 | 0.31162 | 0.3103 | 0.30899 | 0.30772 | 0.30648 | 0.3053 | 0.30417 | 0.3031 | 0.30208 | 0.30109 | 0.30014 | 0.29937 | 0.29864 | 0.29793 | 0.29726 | 0.29661 | 0.32998 | 0.67732 | 0.67732 | 0.67732 | 0.67732 | 0.67732 | 0.34734 | 0 | 0 | 0 | 2.2204e-16 | 0 | 2.2204e-16 | 1.4433e-15 | 0 | 1.5543e-15 | 0 | 1.3323e-15 | 0 | 0 | 0 | 0 | 0 | 0 | 0 | 0.32998 | 1.0073 | 1.6846 | 2.3619 | 3.0392 | 3.7166 | 4.0639 | 4.0639 | 4.0639 | 4.0639 | 4.0639 | 4.0639 | 4.0639 | 4.0639 | 4.0639 | 4.0639 | 4.0639 | 4.0639 | 4.0639 | 4.0639 | 4.0639 | 4.0639 | 4.0639 | 4.0639 | 4.0639 | 0.02627 | 0.053724 | 0.053527 | 0.053334 | 0.053143 | 0.052955 | 0.027061 | 0 | 0 | 0 | 1.7066e-17 | 0 | 1.6957e-17 | 1.0989e-16 | 0 | 1.177e-16 | 0 | 1.0041e-16 | 0 | 0 | 0 | 0 | 0 | 0 | 0 | 0.02627 | 0.079897 | 0.13313 | 0.18598 | 0.23846 | 0.29057 | 0.31662 | 0.31552 | 0.31444 | 0.31337 | 0.31234 | 0.31132 | 0.31035 | 0.30942 | 0.30855 | 0.30773 | 0.30698 | 0.30628 | 0.30562 | 0.30499 | 0.30461 | 0.30426 | 0.30395 | 0.30366 | 0.30339 | 0.32998 | 0.67732 | 0.67732 | 0.67732 | 0.67732 | 0.67732 | 0.34734 | 0 | 0 | 0 | 2.2204e-16 | 0 | 2.2204e-16 | 1.4433e-15 | 0 | 1.5543e-15 | 0 | 1.3323e-15 | 0 | 0 | 0 | 0 | 0 | 0 | 0 | 0.32998 | 1.0073 | 1.6846 | 2.3619 | 3.0392 | 3.7166 | 4.0639 | 4.0639 | 4.0639 | 4.0639 | 4.0639 | 4.0639 | 4.0639 | 4.0639 | 4.0639 | 4.0639 | 4.0639 | 4.0639 | 4.0639 | 4.0639 | 4.0639 | 4.0639 | 4.0639 | 4.0639 | 4.0639 | 0.02627 | 0.053724 | 0.053527 | 0.053334 | 0.053143 | 0.052955 | 0.027061 | 0 | 0 | 0 | 1.7066e-17 | 0 | 1.6957e-17 | 1.0989e-16 | 0 | 1.177e-16 | 0 | 1.0041e-16 | 0 | 0 | 0 | 0 | 0 | 0 | 0 | 0.02627 | 0.079897 | 0.13313 | 0.18598 | 0.23846 | 0.29057 | 0.31662 | 0.31552 | 0.31444 | 0.31337 | 0.31234 | 0.31132 | 0.31035 | 0.30942 | 0.30855 | 0.30773 | 0.30698 | 0.30628 | 0.30562 | 0.30499 | 0.30461 | 0.30426 | 0.30395 | 0.30366 | 0.30339 | 0.32998 | 0.67732 | 0.67732 | 0.67732 | 0.67732 | 0.67732 | 0.34734 | 0 | 0 | 0 | 2.2204e-16 | 0 | 2.2204e-16 | 1.4433e-15 | 0 | 1.5543e-15 | 0 | 1.3323e-15 | 0 | 0 | 0 | 0 | 0 | 0 | 0 | 0.32998 | 1.0073 | 1.6846 | 2.3619 | 3.0392 | 3.7166 | 4.0639 | 4.0639 | 4.0639 | 4.0639 | 4.0639 | 4.0639 | 4.0639 | 4.0639 | 4.0639 | 4.0639 | 4.0639 | 4.0639 | 4.0639 | 4.0639 | 4.0639 | 4.0639 | 4.0639 | 4.0639 | 4.0639 | 295.0126 | 295.9063 | 296.7868 | 297.6518 | 298.4991 | 299.3266 | 300.1325 | 300.9149 | 301.672 | 302.4023 | 303.1043 | 303.7766 | 304.4178 | 305.0266 | 305.602 | 306.1429 | 306.6482 | 307.1169 | 307.5483 | 307.9416 | 308.3 | 308.6265 | 308.9239 | 309.1948 | 309.4415 | 125.9456 | 126.3272 | 126.7031 | 127.0723 | 127.4341 | 127.7874 | 128.1314 | 128.4654 | 128.7886 | 129.1004 | 129.4001 | 129.6871 | 129.9608 | 130.2208 | 130.4664 | 130.6973 | 130.913 | 131.1132 | 131.2973 | 131.4652 | 131.6182 | 131.7576 | 131.8846 | 132.0002 | 132.1055
OR_Commercial_OR - College_Existing_Space Heating_Natural Gas_Gas Boiler - High Turndown Burner_A | OR | Commercial | OR - College | Existing | Space Heating | Natural Gas | Gas Boiler - High Turndown Burner | A | OCM335 | No control | Turndown control installed | 15 | 0.23452 | 0 | 0 | 2.8 | 0 | 0 | 0 | 0.28365 | 0.25 | kbtuh heat | 25% | 50% | Discretionary | Retro5Med_OR | 81.34% | Boiler | 0% | 1567.2132 |  | 669.0685 |  | 0 | GBLR_TRN-Heating-MNTRM-v2.1-1 | GBLR_TRN-Heating-MNTRM-v2.1-1 | GBLR_TRN-Heating-MNTRM-v2.1-1 | No control | No control | No control | No control | No control | No control | No control | No control | No control | No control | No control | No control | No control | No control | No control | No control | No control | No control | No control | No control | No control | No control | No control | No control | No control | No control | No control | Turndown control installed | Turndown control installed | Turndown control installed | Turndown control installed | Turndown control installed | Turndown control installed | Turndown control installed | Turndown control installed | Turndown control installed | Turndown control installed | Turndown control installed | Turndown control installed | Turndown control installed | Turndown control installed | Turndown control installed | Turndown control installed | Turndown control installed | Turndown control installed | Turndown control installed | Turndown control installed | Turndown control installed | Turndown control installed | Turndown control installed | Turndown control installed | Turndown control installed | Turndown control installed | Turndown control installed | 2.8 | 2.8 | 2.8 | 2.8 | 2.8 | 2.8 | 2.8 | 2.8 | 2.8 | 2.8 | 2.8 | 2.8 | 2.8 | 2.8 | 2.8 | 2.8 | 2.8 | 2.8 | 2.8 | 2.8 | 2.8 | 2.8 | 2.8 | 2.8 | 2.8 | 2.8 | 2.8 | 0 | 0 | 0.24577 | 0.24032 | 0.23466 | 0.22885 | 0.22285 | 0.21661 | 0.21012 | 0.2034 | 0.19649 | 0.18946 | 0.18253 | 0.17573 | 0.16913 | 0.16286 | 0.15704 | 0.15199 | 0.14769 | 0.14376 | 0.14027 | 0.1369 | 0.13429 | 0.13171 | 0.12916 | 0.12664 | 0.12414 | 0.19692 | 0.23643 | 0.28251 | 0.31983 | 0.35525 | 0.40369 | 0.42959 | 0.42482 | 0.38673 | 0.32053 | 0.23898 | 0.15789 | 0.090934 | 0.040898 | 0 | 0 | 0 | 0 | 0 | 0 | 0 | 0 | 0 | 0 | 0 | 0.19692 | 0.42899 | 0.70139 | 1.0039 | 1.3328 | 1.6992 | 2.0779 | 2.4362 | 2.7401 | 2.9626 | 3.0933 | 3.136 | 3.109 | 3.0347 | 2.9263 | 2.8321 | 2.752 | 2.6787 | 2.6138 | 2.551 | 2.5023 | 2.4542 | 2.4067 | 2.3597 | 2.3131 | 801.2577 | 983.8167 | 1203.9037 | 1397.5425 | 1594.0742 | 1863.6643 | 2044.4687 | 2088.5692 | 1968.2258 | 1691.8568 | 1309.2302 | 898.4961 | 537.6669 | 251.127 | 0 | 0 | 0 | 0 | 0 | 0 | 0 | 0 | 0 | 0 | 0 | 801.2577 | 1785.0743 | 2988.978 | 4386.5205 | 5980.5947 | 7844.259 | 9888.7277 | 11977.2969 | 13945.5227 | 15637.3795 | 16946.6097 | 17845.1058 | 18382.7727 | 18633.8997 | 18633.8997 | 18633.8997 | 18633.8997 | 18633.8997 | 18633.8997 | 18633.8997 | 18633.8997 | 18633.8997 | 18633.8997 | 18633.8997 | 18633.8997 | 0.16943 | 0.20601 | 0.2494 | 0.28615 | 0.32226 | 0.37148 | 0.4012 | 0.40287 | 0.37262 | 0.31394 | 0.23802 | 0.15998 | 0.093754 | 0.042917 | 0 | 0 | 0 | 0 | 0 | 0 | 0 | 0 | 0 | 0 | 0 | 0.16943 | 0.3738 | 0.61918 | 0.89816 | 1.209 | 1.5636 | 1.9405 | 2.3104 | 2.6401 | 2.9016 | 3.0809 | 3.1773 | 3.2054 | 3.1845 | 3.1256 | 3.0782 | 3.0427 | 3.0128 | 2.9903 | 2.9694 | 2.9617 | 2.9544 | 2.9475 | 2.9408 | 2.9343 | 681.069 | 836.2442 | 1023.3181 | 1187.9111 | 1354.963 | 1584.1147 | 1737.7984 | 1775.2838 | 1672.9919 | 1438.0783 | 1112.8457 | 763.7217 | 457.0169 | 213.4579 | 0 | 0 | 0 | 0 | 0 | 0 | 0 | 0 | 0 | 0 | 0 | 681.069 | 1517.3132 | 2540.6313 | 3728.5424 | 5083.5055 | 6667.6201 | 8405.4185 | 10180.7023 | 11853.6943 | 13291.7725 | 14404.6182 | 15168.3399 | 15625.3568 | 15838.8147 | 15838.8147 | 15838.8147 | 15838.8147 | 15838.8147 | 15838.8147 | 15838.8147 | 15838.8147 | 15838.8147 | 15838.8147 | 15838.8147 | 15838.8147 | 0 | 0 | 0 | 0 | 0 | 0 | 0 | 0 | 0 | 0 | 0 | 0 | 0 | 0 | 0 | 0 | 0 | 0 | 0 | 0 | 0 | 0 | 0 | 0 | 0 | 0 | 0 | 0 | 0 | 0 | 0 | 0 | 0 | 0 | 0 | 0 | 0 | 0 | 0 | 0 | 0 | 0 | 0 | 0 | 0 | 0 | 0 | 0 | 0 | 0 | 0 | 0 | 0 | 0 | 0 | 0 | 0 | 0 | 0 | 0 | 0 | 0 | 0 | 0 | 0 | 0 | 0 | 0 | 0 | 0 | 0 | 0 | 0 | 0 | 0 | 0 | 0 | 0 | 0 | 0 | 0 | 0 | 0 | 0 | 0 | 0 | 0 | 0 | 0 | 0 | 0 | 0 | 0 | 0 | 0 | 0 | 0 | 0 | 0 | 0 | 0.16946 | 0.20609 | 0.24958 | 0.28649 | 0.32282 | 0.37236 | 0.40245 | 0.40444 | 0.37438 | 0.3157 | 0.23958 | 0.16118 | 0.094555 | 0.043328 | 0 | 0 | 0 | 0 | 0 | 0 | 0 | 0 | 0 | 0 | 0 | 0.16946 | 0.37394 | 0.61963 | 0.89923 | 1.2112 | 1.5673 | 1.9466 | 2.3193 | 2.6526 | 2.918 | 3.1011 | 3.2012 | 3.2328 | 3.215 | 3.1588 | 3.1142 | 3.0816 | 3.0547 | 3.0352 | 3.0173 | 3.0136 | 3.0101 | 3.0069 | 3.0041 | 3.0014 | 681.069 | 836.2442 | 1023.3181 | 1187.9111 | 1354.963 | 1584.1147 | 1737.7984 | 1775.2838 | 1672.9919 | 1438.0783 | 1112.8457 | 763.7217 | 457.0169 | 213.4579 | 0 | 0 | 0 | 0 | 0 | 0 | 0 | 0 | 0 | 0 | 0 | 681.069 | 1517.3132 | 2540.6313 | 3728.5424 | 5083.5055 | 6667.6201 | 8405.4185 | 10180.7023 | 11853.6943 | 13291.7725 | 14404.6182 | 15168.3399 | 15625.3568 | 15838.8147 | 15838.8147 | 15838.8147 | 15838.8147 | 15838.8147 | 15838.8147 | 15838.8147 | 15838.8147 | 15838.8147 | 15838.8147 | 15838.8147 | 15838.8147 | 1529.7943 | 1534.4284 | 1538.9942 | 1543.4797 | 1547.8734 | 1552.1646 | 1556.3434 | 1560.4004 | 1564.3265 | 1568.1136 | 1571.7539 | 1575.2398 | 1578.5647 | 1581.722 | 1584.7058 | 1587.5104 | 1590.1305 | 1592.5613 | 1594.7984 | 1596.8376 | 1598.6959 | 1600.3891 | 1601.9314 | 1603.3361 | 1604.6153 | 653.0938 | 655.0722 | 657.0214 | 658.9363 | 660.812 | 662.644 | 664.428 | 666.16 | 667.8362 | 669.4529 | 671.007 | 672.4952 | 673.9147 | 675.2626 | 676.5364 | 677.7337 | 678.8523 | 679.89 | 680.8451 | 681.7157 | 682.509 | 683.2318 | 683.8903 | 684.49 | 685.0361
OR_Commercial_OR - College_Existing_Space Heating_Natural Gas_Gas Boiler - Burner Control Optimization_A | OR | Commercial | OR - College | Existing | Space Heating | Natural Gas | Gas Boiler - Burner Control Optimization | A | OCM336 | Average performance | Optimized burner controls | 18 | 0.068011 | 0 | 0 | 0.94 | 0 | 0 | 0 | 0.28365 | 0.25 | kBtuh heat | 5% | 85% | Discretionary | Retro1Slow_OR | 84.23% | Boiler | 0% | 1641.3711 |  | 700.7277 |  | 0 | GBLR_O2TRM-Heating-ILTRM-v4.0-1 | GBLR_O2TRM-Heating-MEMD-2018-1 | GBLR_O2TRM-Heating-ILTRM-v4.0-1 | Average performance | Average performance | Average performance | Average performance | Average performance | Average performance | Average performance | Average performance | Average performance | Average performance | Average performance | Average performance | Average performance | Average performance | Average performance | Average performance | Average performance | Average performance | Average performance | Average performance | Average performance | Average performance | Average performance | Average performance | Average performance | Average performance | Average performance | Optimized burner controls | Optimized burner controls | Optimized burner controls | Optimized burner controls | Optimized burner controls | Optimized burner controls | Optimized burner controls | Optimized burner controls | Optimized burner controls | Optimized burner controls | Optimized burner controls | Optimized burner controls | Optimized burner controls | Optimized burner controls | Optimized burner controls | Optimized burner controls | Optimized burner controls | Optimized burner controls | Optimized burner controls | Optimized burner controls | Optimized burner controls | Optimized burner controls | Optimized burner controls | Optimized burner controls | Optimized burner controls | Optimized burner controls | Optimized burner controls | 0.94 | 0.94 | 0.94 | 0.94 | 0.94 | 0.94 | 0.94 | 0.94 | 0.94 | 0.94 | 0.94 | 0.94 | 0.94 | 0.94 | 0.94 | 0.94 | 0.94 | 0.94 | 0.94 | 0.94 | 0.94 | 0.94 | 0.94 | 0.94 | 0.94 | 0.94 | 0.94 | 0 | 0 | 0.071225 | 0.069569 | 0.067849 | 0.066087 | 0.064268 | 0.062378 | 0.060417 | 0.058395 | 0.056325 | 0.054234 | 0.052187 | 0.050206 | 0.048309 | 0.046514 | 0.044852 | 0.043409 | 0.042181 | 0.041058 | 0.040062 | 0.0391 | 0.038353 | 0.037616 | 0.036888 | 0.036167 | 0.035454 | 0.021235 | 0.011161 | 0.036823 | 0.058341 | 0.086117 | 0.11971 | 0.15772 | 0.19762 | 0.23576 | 0.26769 | 0.289 | 0.29577 | 0.28578 | 0.25939 | 0.21991 | 0.17325 | 0.12583 | 0.089739 | 0.035833 | 0.031031 | 0 | 0 | 0 | 0 | 0 | 0.021235 | 0.031902 | 0.067936 | 0.12451 | 0.2072 | 0.32082 | 0.46846 | 0.6504 | 0.8631 | 1.0987 | 1.3463 | 1.5909 | 1.8166 | 2.0085 | 2.1567 | 2.2605 | 2.3224 | 2.3503 | 2.3291 | 2.3042 | 2.2602 | 2.2168 | 2.1738 | 2.1314 | 2.0893 | 298.1424 | 160.428 | 542.7118 | 882.7952 | 1339.9598 | 1919.1088 | 2610.515 | 3384.1702 | 4185.6353 | 4935.8584 | 5537.7123 | 5891.0833 | 5915.6778 | 5576.524 | 4903.0118 | 3991.1467 | 2983.1869 | 2185.6722 | 894.4272 | 793.6277 | 0 | 0 | 0 | 0 | 0 | 298.1424 | 458.5704 | 1001.2822 | 1884.0774 | 3224.0372 | 5143.146 | 7753.661 | 11137.8312 | 15323.4665 | 20259.3249 | 25797.0372 | 31688.1205 | 37603.7982 | 43180.3222 | 48083.334 | 52074.4807 | 55057.6676 | 57243.3398 | 58137.767 | 58931.3947 | 58931.3947 | 58931.3947 | 58931.3947 | 58931.3947 | 58931.3947 | 0.018273 | 0.0097276 | 0.032521 | 0.052231 | 0.078186 | 0.11027 | 0.14749 | 0.18769 | 0.22755 | 0.26269 | 0.28845 | 0.30034 | 0.29532 | 0.27282 | 0.23543 | 0.18874 | 0.13944 | 0.10116 | 0.041088 | 0.036203 | 0 | 0 | 0 | 0 | 0 | 0.018273 | 0.027806 | 0.060001 | 0.11147 | 0.18812 | 0.29553 | 0.43806 | 0.61773 | 0.83305 | 1.0782 | 1.3437 | 1.6155 | 1.8772 | 2.1125 | 2.3088 | 2.4625 | 2.5736 | 2.6495 | 2.6707 | 2.6882 | 2.6813 | 2.6747 | 2.6684 | 2.6624 | 2.6565 | 253.421 | 136.3638 | 461.3051 | 750.3759 | 1138.9658 | 1631.2425 | 2218.9377 | 2876.5447 | 3557.79 | 4195.4796 | 4707.0555 | 5007.4208 | 5028.3261 | 4740.0454 | 4167.56 | 3392.4747 | 2535.7088 | 1857.8214 | 760.2631 | 674.5836 | 0 | 0 | 0 | 0 | 0 | 253.421 | 389.7848 | 851.0899 | 1601.4658 | 2740.4316 | 4371.6741 | 6590.6118 | 9467.1565 | 13024.9465 | 17220.4262 | 21927.4816 | 26934.9024 | 31963.2285 | 36703.2739 | 40870.8339 | 44263.3086 | 46799.0174 | 48656.8388 | 49417.1019 | 50091.6855 | 50091.6855 | 50091.6855 | 50091.6855 | 50091.6855 | 50091.6855 | 0 | 0 | 0 | 0 | 0 | 0 | 0 | 0 | 0 | 0 | 0 | 0 | 0 | 0 | 0 | 0 | 0 | 0 | 0 | 0 | 0 | 0 | 0 | 0 | 0 | 0 | 0 | 0 | 0 | 0 | 0 | 0 | 0 | 0 | 0 | 0 | 0 | 0 | 0 | 0 | 0 | 0 | 0 | 0 | 0 | 0 | 0 | 0 | 0 | 0 | 0 | 0 | 0 | 0 | 0 | 0 | 0 | 0 | 0 | 0 | 0 | 0 | 0 | 0 | 0 | 0 | 0 | 0 | 0 | 0 | 0 | 0 | 0 | 0 | 0 | 0 | 0 | 0 | 0 | 0 | 0 | 0 | 0 | 0 | 0 | 0 | 0 | 0 | 0 | 0 | 0 | 0 | 0 | 0 | 0 | 0 | 0 | 0 | 0 | 0 | 0.018276 | 0.0097312 | 0.032545 | 0.052293 | 0.078322 | 0.11054 | 0.14794 | 0.18842 | 0.22863 | 0.26417 | 0.29035 | 0.30261 | 0.29784 | 0.27543 | 0.23793 | 0.19095 | 0.14123 | 0.10257 | 0.041706 | 0.036788 | 0 | 0 | 0 | 0 | 0 | 0.018276 | 0.027816 | 0.060044 | 0.11161 | 0.18845 | 0.29623 | 0.43942 | 0.62013 | 0.83699 | 1.0843 | 1.3526 | 1.6277 | 1.8933 | 2.1327 | 2.3334 | 2.4914 | 2.6065 | 2.6863 | 2.7109 | 2.7317 | 2.7283 | 2.7251 | 2.7223 | 2.7196 | 2.7172 | 253.421 | 136.3638 | 461.3051 | 750.3759 | 1138.9658 | 1631.2425 | 2218.9377 | 2876.5447 | 3557.79 | 4195.4796 | 4707.0555 | 5007.4208 | 5028.3261 | 4740.0454 | 4167.56 | 3392.4747 | 2535.7088 | 1857.8214 | 760.2631 | 674.5836 | 0 | 0 | 0 | 0 | 0 | 253.421 | 389.7848 | 851.0899 | 1601.4658 | 2740.4316 | 4371.6741 | 6590.6118 | 9467.1565 | 13024.9465 | 17220.4262 | 21927.4816 | 26934.9024 | 31963.2285 | 36703.2739 | 40870.8339 | 44263.3086 | 46799.0174 | 48656.8388 | 49417.1019 | 50091.6855 | 50091.6855 | 50091.6855 | 50091.6855 | 50091.6855 | 50091.6855 | 1602.1816 | 1607.035 | 1611.8169 | 1616.5146 | 1621.1162 | 1625.6105 | 1629.987 | 1634.2359 | 1638.3479 | 1642.3142 | 1646.1266 | 1649.7776 | 1653.2598 | 1656.5665 | 1659.6914 | 1662.6287 | 1665.3728 | 1667.9187 | 1670.2616 | 1672.3973 | 1674.3436 | 1676.1168 | 1677.7321 | 1679.2033 | 1680.543 | 683.9971 | 686.0691 | 688.1105 | 690.1161 | 692.0806 | 693.9993 | 695.8677 | 697.6816 | 699.4371 | 701.1303 | 702.7579 | 704.3166 | 705.8032 | 707.2149 | 708.549 | 709.8029 | 710.9744 | 712.0613 | 713.0616 | 713.9733 | 714.8042 | 715.5612 | 716.2508 | 716.8789 | 717.4508
OR_Commercial_OR - College_Existing_Space Heating_Natural Gas_Gas Boiler - Stack Economizer_A | OR | Commercial | OR - College | Existing | Space Heating | Natural Gas | Gas Boiler - Stack Economizer | A | OCM337 | None | Economizer installed | 15 | 0.22514 | 0 | 0 | 10.35 | 0 | 0 | 0 | 0.28365 | 0.25 | kBtuh Heat | 15% | 55% | Discretionary | Retro5Med_OR | 81.34% | Boiler | 0% | 6034.4705 |  | 2576.2125 |  | 0 | IL TRM - CI-HVC-BECO-V01-150601 | IL TRM - CI-HVC-BECO-V01-150601 | IL TRM - CI-HVC-BECO-V01-150601 | None | None | None | None | None | None | None | None | None | None | None | None | None | None | None | None | None | None | None | None | None | None | None | None | None | None | None | Economizer installed | Economizer installed | Economizer installed | Economizer installed | Economizer installed | Economizer installed | Economizer installed | Economizer installed | Economizer installed | Economizer installed | Economizer installed | Economizer installed | Economizer installed | Economizer installed | Economizer installed | Economizer installed | Economizer installed | Economizer installed | Economizer installed | Economizer installed | Economizer installed | Economizer installed | Economizer installed | Economizer installed | Economizer installed | Economizer installed | Economizer installed | 10.35 | 10.35 | 10.35 | 10.35 | 10.35 | 10.35 | 10.35 | 10.35 | 10.35 | 10.35 | 10.35 | 10.35 | 10.35 | 10.35 | 10.35 | 10.35 | 10.35 | 10.35 | 10.35 | 10.35 | 10.35 | 10.35 | 10.35 | 10.35 | 10.35 | 10.35 | 10.35 | 0 | 0 | 0.2349 | 0.22795 | 0.22072 | 0.2136 | 0.20654 | 0.19926 | 0.19168 | 0.18386 | 0.17586 | 0.16783 | 0.15995 | 0.15234 | 0.1451 | 0.13835 | 0.13222 | 0.12703 | 0.12278 | 0.11899 | 0.11574 | 0.11264 | 0.11049 | 0.10837 | 0.10627 | 0.10419 | 0.10213 | 0.30115 | 0.35881 | 0.42516 | 0.47763 | 0.52677 | 0.59416 | 0.62702 | 0.61439 | 0.55381 | 0.45431 | 0.33507 | 0.219 | 0.12483 | 0.05559 | 0 | 0 | 0 | 0 | 0 | 0 | 0 | 0 | 0 | 0 | 0 | 0.30115 | 0.65104 | 1.0556 | 1.4992 | 1.9763 | 2.5009 | 3.0328 | 3.5233 | 3.924 | 4.1991 | 4.3371 | 4.3496 | 4.2678 | 4.1249 | 3.9419 | 3.7874 | 3.6605 | 3.5475 | 3.4507 | 3.3583 | 3.2942 | 3.2309 | 3.1683 | 3.1064 | 3.0451 | 1282.0123 | 1574.1066 | 1926.2459 | 2236.068 | 2550.5187 | 2981.8629 | 3271.1499 | 3341.7107 | 3149.1613 | 2706.9709 | 2094.7684 | 1437.5937 | 860.2671 | 401.8032 | 0 | 0 | 0 | 0 | 0 | 0 | 0 | 0 | 0 | 0 | 0 | 1282.0123 | 2856.1189 | 4782.3648 | 7018.4328 | 9568.9515 | 12550.8144 | 15821.9643 | 19163.675 | 22312.8363 | 25019.8071 | 27114.5755 | 28552.1692 | 29412.4363 | 29814.2395 | 29814.2395 | 29814.2395 | 29814.2395 | 29814.2395 | 29814.2395 | 29814.2395 | 29814.2395 | 29814.2395 | 29814.2395 | 29814.2395 | 29814.2395 | 0.25928 | 0.31322 | 0.37648 | 0.42915 | 0.4804 | 0.55027 | 0.59009 | 0.58795 | 0.53927 | 0.45039 | 0.33835 | 0.22534 | 0.13091 | 0.059426 | 0 | 0 | 0 | 0 | 0 | 0 | 0 | 0 | 0 | 0 | 0 | 0.25928 | 0.56831 | 0.93471 | 1.347 | 1.8023 | 2.3161 | 2.8542 | 3.3717 | 3.8209 | 4.1628 | 4.3796 | 4.4755 | 4.4757 | 4.4095 | 4.2952 | 4.2041 | 4.1368 | 4.0811 | 4.0399 | 4.0021 | 3.9918 | 3.9819 | 3.9725 | 3.9635 | 3.9548 | 1089.7105 | 1337.9906 | 1637.309 | 1900.6578 | 2167.9409 | 2534.5835 | 2780.4774 | 2840.4541 | 2676.7871 | 2300.9252 | 1780.5531 | 1221.9547 | 731.227 | 341.5327 | 0 | 0 | 0 | 0 | 0 | 0 | 0 | 0 | 0 | 0 | 0 | 1089.7105 | 2427.7011 | 4065.0101 | 5965.6679 | 8133.6087 | 10668.1922 | 13448.6696 | 16289.1237 | 18965.9108 | 21266.8361 | 23047.3892 | 24269.3438 | 25000.5708 | 25342.1036 | 25342.1036 | 25342.1036 | 25342.1036 | 25342.1036 | 25342.1036 | 25342.1036 | 25342.1036 | 25342.1036 | 25342.1036 | 25342.1036 | 25342.1036 | 0 | 0 | 0 | 0 | 0 | 0 | 0 | 0 | 0 | 0 | 0 | 0 | 0 | 0 | 0 | 0 | 0 | 0 | 0 | 0 | 0 | 0 | 0 | 0 | 0 | 0 | 0 | 0 | 0 | 0 | 0 | 0 | 0 | 0 | 0 | 0 | 0 | 0 | 0 | 0 | 0 | 0 | 0 | 0 | 0 | 0 | 0 | 0 | 0 | 0 | 0 | 0 | 0 | 0 | 0 | 0 | 0 | 0 | 0 | 0 | 0 | 0 | 0 | 0 | 0 | 0 | 0 | 0 | 0 | 0 | 0 | 0 | 0 | 0 | 0 | 0 | 0 | 0 | 0 | 0 | 0 | 0 | 0 | 0 | 0 | 0 | 0 | 0 | 0 | 0 | 0 | 0 | 0 | 0 | 0 | 0 | 0 | 0 | 0 | 0 | 0 | 0 | 0 | 0 | 0 | 0 | 0 | 0 | 0 | 0 | 0 | 0 | 0 | 0 | 0 | 0 | 0 | 0 | 0 | 0 | 0 | 0 | 0 | 0 | 0 | 0 | 0 | 0 | 0 | 0 | 0 | 0 | 0 | 0 | 0 | 0 | 0 | 0 | 0 | 0 | 0 | 0 | 0 | 0 | 0 | 0 | 0 | 0 | 0 | 0 | 0 | 0 | 0 | 0 | 0 | 0 | 0 | 0 | 0 | 0 | 0 | 0 | 0 | 0 | 0 | 0 | 0 | 0 | 0 | 0 | 0 | 0 | 0 | 0 | 0 | 0 | 0 | 0 | 0 | 0 | 0 | 0 | 0 | 0 | 0 | 0 | 0 | 0 | 0 | 0 | 0 | 0 | 0 | 0 | 0 | 0 | 0 | 0 | 0 | 0 | 5890.3909 | 5908.2344 | 5925.8149 | 5943.0858 | 5960.0035 | 5976.5268 | 5992.617 | 6008.238 | 6023.3555 | 6037.9376 | 6051.954 | 6065.3766 | 6078.1789 | 6090.336 | 6101.8248 | 6112.6236 | 6122.7122 | 6132.0721 | 6140.6859 | 6148.5376 | 6155.693 | 6162.2124 | 6168.1511 | 6173.5598 | 6178.4851 | 2514.7026 | 2522.3203 | 2529.8257 | 2537.1989 | 2544.4213 | 2551.4754 | 2558.3446 | 2565.0134 | 2571.4674 | 2577.6927 | 2583.6765 | 2589.4068 | 2594.8723 | 2600.0624 | 2604.9671 | 2609.5773 | 2613.8843 | 2617.8802 | 2621.5576 | 2624.9096 | 2627.9643 | 2630.7476 | 2633.2829 | 2635.592 | 2637.6947
OR_Commercial_OR - College_Existing_Space Heating_Natural Gas_Gas Boiler - Thermostatic Radiator Valves_A | OR | Commercial | OR - College | Existing | Space Heating | Natural Gas | Gas Boiler - Thermostatic Radiator Valves | A | OCM338 | TBD | TBD | 15 | 15.75 | 0 | 0 | 61.19 | 0 | 0 | 0 | 0.28365 | 0.25 | radiator | 25% | 50% | Discretionary | RetroEven20_OR | 82.88% | Boiler | 0% | 509.9759 |  | 217.7169 |  | 0 | IL TRM - 5.3.19 - RS-HVC-TRVS-V01-210101 | AEG Cost Characterization, 2021 | IL TRM - 5.3.19 - RS-HVC-TRVS-V01-210101 | TBD | TBD | TBD | TBD | TBD | TBD | TBD | TBD | TBD | TBD | TBD | TBD | TBD | TBD | TBD | TBD | TBD | TBD | TBD | TBD | TBD | TBD | TBD | TBD | TBD | TBD | TBD | TBD | TBD | TBD | TBD | TBD | TBD | TBD | TBD | TBD | TBD | TBD | TBD | TBD | TBD | TBD | TBD | TBD | TBD | TBD | TBD | TBD | TBD | TBD | TBD | TBD | TBD | TBD | 61.19 | 61.19 | 61.19 | 61.19 | 61.19 | 61.19 | 61.19 | 61.19 | 61.19 | 61.19 | 61.19 | 61.19 | 61.19 | 61.19 | 61.19 | 61.19 | 61.19 | 61.19 | 61.19 | 61.19 | 61.19 | 61.19 | 61.19 | 61.19 | 61.19 | 61.19 | 61.19 | 0 | 0 | 16.5523 | 16.267 | 15.971 | 15.6671 | 15.3531 | 15.0268 | 14.6869 | 14.3326 | 13.964 | 13.5836 | 13.1964 | 12.8087 | 12.4286 | 12.0641 | 11.7214 | 11.413 | 11.1393 | 10.885 | 10.6554 | 10.4314 | 10.2323 | 10.0357 | 9.8414 | 9.6493 | 9.4589 | 0.57408 | 1.1581 | 1.137 | 1.1154 | 1.093 | 1.0698 | 1.0456 | 1.0204 | 0.99411 | 0.96703 | 0.93946 | 0.91186 | 0.8848 | 0.85885 | 0.83446 | 0.41667 | 0 | 1.0828e-15 | 0 | 0 | 0 | 0 | 0 | 0 | 0 | 0.57408 | 1.7222 | 2.8279 | 3.8894 | 4.9045 | 5.87 | 6.7828 | 7.6396 | 8.4372 | 9.1744 | 9.8523 | 10.4747 | 11.0487 | 11.5835 | 12.0889 | 12.1876 | 11.8953 | 11.6237 | 11.3785 | 11.1393 | 10.9266 | 10.7167 | 10.5092 | 10.3041 | 10.1008 | 34.6827 | 71.1908 | 71.1908 | 71.1908 | 71.1908 | 71.1908 | 71.1908 | 71.1908 | 71.1908 | 71.1908 | 71.1908 | 71.1908 | 71.1908 | 71.1908 | 71.1908 | 36.5081 | 0 | 9.9476e-14 | 0 | 0 | 0 | 0 | 0 | 0 | 0 | 34.6827 | 105.8735 | 177.0643 | 248.2551 | 319.4459 | 390.6368 | 461.8276 | 533.0184 | 604.2092 | 675.4 | 746.5908 | 817.7816 | 888.9724 | 960.1632 | 1031.354 | 1067.8621 | 1067.8621 | 1067.8621 | 1067.8621 | 1067.8621 | 1067.8621 | 1067.8621 | 1067.8621 | 1067.8621 | 1067.8621 | 0.49374 | 1.0079 | 1.0017 | 0.99504 | 0.98771 | 0.9796 | 0.9706 | 0.96064 | 0.94968 | 0.93781 | 0.92531 | 0.9125 | 0.89988 | 0.88794 | 0.87711 | 0.44525 | 0 | 1.3063e-15 | 0 | 0 | 0 | 0 | 0 | 0 | 0 | 0.49374 | 1.4989 | 2.4914 | 3.4699 | 4.4321 | 5.3752 | 6.2965 | 7.1925 | 8.0601 | 8.8972 | 9.7039 | 10.482 | 11.237 | 11.9758 | 12.7068 | 13.0235 | 12.9215 | 12.8368 | 12.7755 | 12.719 | 12.6863 | 12.6551 | 12.6253 | 12.5967 | 12.5692 | 29.4803 | 60.5122 | 60.5122 | 60.5122 | 60.5122 | 60.5122 | 60.5122 | 60.5122 | 60.5122 | 60.5122 | 60.5122 | 60.5122 | 60.5122 | 60.5122 | 60.5122 | 31.0319 | 0 | 9.2371e-14 | 0 | 0 | 0 | 0 | 0 | 0 | 0 | 29.4803 | 89.9925 | 150.5047 | 211.0169 | 271.5291 | 332.0412 | 392.5534 | 453.0656 | 513.5778 | 574.09 | 634.6022 | 695.1144 | 755.6266 | 816.1387 | 876.6509 | 907.6828 | 907.6828 | 907.6828 | 907.6828 | 907.6828 | 907.6828 | 907.6828 | 907.6828 | 907.6828 | 907.6828 | 0.49381 | 1.0083 | 1.0024 | 0.99622 | 0.98944 | 0.98194 | 0.97362 | 0.96438 | 0.95417 | 0.94309 | 0.93138 | 0.91938 | 0.90757 | 0.89644 | 0.88643 | 0.45046 | 0 | 1.3245e-15 | 0 | 0 | 0 | 0 | 0 | 0 | 0 | 0.49381 | 1.4995 | 2.4933 | 3.474 | 4.4398 | 5.3881 | 6.316 | 7.2205 | 8.0982 | 8.9473 | 9.7676 | 10.5611 | 11.333 | 12.0905 | 12.8419 | 13.176 | 13.0869 | 13.0153 | 12.9674 | 12.9245 | 12.9084 | 12.8936 | 12.8801 | 12.8678 | 12.8565 | 29.4803 | 60.5122 | 60.5122 | 60.5122 | 60.5122 | 60.5122 | 60.5122 | 60.5122 | 60.5122 | 60.5122 | 60.5122 | 60.5122 | 60.5122 | 60.5122 | 60.5122 | 31.0319 | 0 | 9.2371e-14 | 0 | 0 | 0 | 0 | 0 | 0 | 0 | 29.4803 | 89.9925 | 150.5047 | 211.0169 | 271.5291 | 332.0412 | 392.5534 | 453.0656 | 513.5778 | 574.09 | 634.6022 | 695.1144 | 755.6266 | 816.1387 | 876.6509 | 907.6828 | 907.6828 | 907.6828 | 907.6828 | 907.6828 | 907.6828 | 907.6828 | 907.6828 | 907.6828 | 907.6828 | 0.49381 | 1.0083 | 1.0024 | 0.99622 | 0.98944 | 0.98194 | 0.97362 | 0.96438 | 0.95417 | 0.94309 | 0.93138 | 0.91938 | 0.90757 | 0.89644 | 0.88643 | 0.45046 | 0 | 1.3245e-15 | 0 | 0 | 0 | 0 | 0 | 0 | 0 | 0.49381 | 1.4995 | 2.4933 | 3.474 | 4.4398 | 5.3881 | 6.316 | 7.2205 | 8.0982 | 8.9473 | 9.7676 | 10.5611 | 11.333 | 12.0905 | 12.8419 | 13.176 | 13.0869 | 13.0153 | 12.9674 | 12.9245 | 12.9084 | 12.8936 | 12.8801 | 12.8678 | 12.8565 | 29.4803 | 60.5122 | 60.5122 | 60.5122 | 60.5122 | 60.5122 | 60.5122 | 60.5122 | 60.5122 | 60.5122 | 60.5122 | 60.5122 | 60.5122 | 60.5122 | 60.5122 | 31.0319 | 0 | 9.2371e-14 | 0 | 0 | 0 | 0 | 0 | 0 | 0 | 29.4803 | 89.9925 | 150.5047 | 211.0169 | 271.5291 | 332.0412 | 392.5534 | 453.0656 | 513.5778 | 574.09 | 634.6022 | 695.1144 | 755.6266 | 816.1387 | 876.6509 | 907.6828 | 907.6828 | 907.6828 | 907.6828 | 907.6828 | 907.6828 | 907.6828 | 907.6828 | 907.6828 | 907.6828 | 497.7997 | 499.3076 | 500.7934 | 502.253 | 503.6827 | 505.0791 | 506.4389 | 507.759 | 509.0366 | 510.2689 | 511.4535 | 512.5878 | 513.6697 | 514.6971 | 515.6681 | 516.5807 | 517.4333 | 518.2243 | 518.9522 | 519.6158 | 520.2205 | 520.7714 | 521.2733 | 521.7304 | 522.1467 | 212.5187 | 213.1625 | 213.7967 | 214.4199 | 215.0302 | 215.6264 | 216.2069 | 216.7705 | 217.3159 | 217.842 | 218.3477 | 218.832 | 219.2939 | 219.7325 | 220.147 | 220.5366 | 220.9006 | 221.2383 | 221.5491 | 221.8323 | 222.0905 | 222.3257 | 222.54 | 222.7351 | 222.9128
OR_Commercial_OR - College_Existing_Space Heating_Natural Gas_HVAC - Shut Off Damper_A | OR | Commercial | OR - College | Existing | Space Heating | Natural Gas | HVAC - Shut Off Damper | A | OCM339 | No damper | Damper installed | 15 | 29.468 | 0 | 0 | 1657.67 | 0 | 112.8 | 0 | 0.28365 | 0.25 | BoilerCtrl | 0% | 75% | Discretionary | Retro5Med_OR | 81.34% | Central Systems | 0% | 11070.6066 |  | 3153.618 |  | 0 | HVAC_DMPROFF-Heating-ILTRM-v4.0-1 | HVAC_DMPROFF-Heating-ILTRM-v4.0-1 | HVAC_DMPROFF-Heating-ILTRM-v4.0-1 | No damper | No damper | No damper | No damper | No damper | No damper | No damper | No damper | No damper | No damper | No damper | No damper | No damper | No damper | No damper | No damper | No damper | No damper | No damper | No damper | No damper | No damper | No damper | No damper | No damper | No damper | No damper | Damper installed | Damper installed | Damper installed | Damper installed | Damper installed | Damper installed | Damper installed | Damper installed | Damper installed | Damper installed | Damper installed | Damper installed | Damper installed | Damper installed | Damper installed | Damper installed | Damper installed | Damper installed | Damper installed | Damper installed | Damper installed | Damper installed | Damper installed | Damper installed | Damper installed | Damper installed | Damper installed | 1657.67 | 1657.67 | 1657.67 | 1657.67 | 1657.67 | 1657.67 | 1657.67 | 1657.67 | 1657.67 | 1657.67 | 1657.67 | 1657.67 | 1657.67 | 1657.67 | 1657.67 | 1657.67 | 1657.67 | 1657.67 | 1657.67 | 1657.67 | 1657.67 | 1657.67 | 1657.67 | 1657.67 | 1657.67 | 1657.67 | 1657.67 | 0 | 0 | 30.7323 | 29.7985 | 28.8269 | 27.8735 | 26.924 | 25.9454 | 24.9272 | 23.8782 | 22.8112 | 21.7452 | 20.7062 | 19.7072 | 18.7621 | 17.8835 | 17.0874 | 16.4146 | 15.8615 | 15.3688 | 14.9469 | 14.5442 | 14.2642 | 13.988 | 13.7151 | 13.4456 | 13.1786 | 0.20634 | 0.24565 | 0.2908 | 0.32641 | 0.35963 | 0.40517 | 0.42703 | 0.41789 | 0.37621 | 0.30827 | 0.22716 | 0.14837 | 0.084528 | 0.037632 | 0 | 0 | 0 | 0 | 0 | 0 | 0 | 0 | 0 | 0 | 0 | 0.20634 | 0.44572 | 0.72199 | 1.0245 | 1.3493 | 1.7054 | 2.0655 | 2.3964 | 2.6656 | 2.8493 | 2.9403 | 2.9468 | 2.89 | 2.7923 | 2.668 | 2.563 | 2.4766 | 2.3997 | 2.3338 | 2.2709 | 2.2272 | 2.1841 | 2.1415 | 2.0994 | 2.0577 | 6.714 | 8.2437 | 10.0879 | 11.7104 | 13.3572 | 15.6162 | 17.1312 | 17.5008 | 16.4924 | 14.1766 | 10.9704 | 7.5288 | 4.5053 | 2.1043 | 0 | 0 | 0 | 0 | 0 | 0 | 0 | 0 | 0 | 0 | 0 | 6.714 | 14.9577 | 25.0456 | 36.756 | 50.1133 | 65.7295 | 82.8607 | 100.3615 | 116.8539 | 131.0305 | 142.0009 | 149.5297 | 154.035 | 156.1392 | 156.1392 | 156.1392 | 156.1392 | 156.1392 | 156.1392 | 156.1392 | 156.1392 | 156.1392 | 156.1392 | 156.1392 | 156.1392 | 0.17767 | 0.21448 | 0.2576 | 0.29342 | 0.32818 | 0.37554 | 0.40229 | 0.40038 | 0.36683 | 0.30607 | 0.22975 | 0.15293 | 0.088802 | 0.0403 | 0 | 0 | 0 | 0 | 0 | 0 | 0 | 0 | 0 | 0 | 0 | 0.17767 | 0.38917 | 0.63956 | 0.92098 | 1.2313 | 1.5807 | 1.9458 | 2.296 | 2.5991 | 2.829 | 2.9739 | 3.0373 | 3.0361 | 2.9903 | 2.9123 | 2.85 | 2.8038 | 2.7655 | 2.7372 | 2.7111 | 2.7037 | 2.6966 | 2.6899 | 2.6834 | 2.6772 | 5.7069 | 7.0071 | 8.5747 | 9.9539 | 11.3537 | 13.2738 | 14.5616 | 14.8757 | 14.0185 | 12.0501 | 9.3249 | 6.3995 | 3.8295 | 1.7886 | 0 | 0 | 0 | 0 | 0 | 0 | 0 | 0 | 0 | 0 | 0 | 5.7069 | 12.714 | 21.2887 | 31.2426 | 42.5963 | 55.8701 | 70.4316 | 85.3073 | 99.3258 | 111.3759 | 120.7008 | 127.1002 | 130.9297 | 132.7184 | 132.7184 | 132.7184 | 132.7184 | 132.7184 | 132.7184 | 132.7184 | 132.7184 | 132.7184 | 132.7184 | 132.7184 | 132.7184 | 0 | 0 | 0 | 0 | 0 | 0 | 0 | 0 | 0 | 0 | 0 | 0 | 0 | 0 | 0 | 0 | 0 | 0 | 0 | 0 | 0 | 0 | 0 | 0 | 0 | 0 | 0 | 0 | 0 | 0 | 0 | 0 | 0 | 0 | 0 | 0 | 0 | 0 | 0 | 0 | 0 | 0 | 0 | 0 | 0 | 0 | 0 | 0 | 0 | 0 | 0 | 0 | 0 | 0 | 0 | 0 | 0 | 0 | 0 | 0 | 0 | 0 | 0 | 0 | 0 | 0 | 0 | 0 | 0 | 0 | 0 | 0 | 0 | 0 | 0 | 0 | 0 | 0 | 0 | 0 | 0 | 0 | 0 | 0 | 0 | 0 | 0 | 0 | 0 | 0 | 0 | 0 | 0 | 0 | 0 | 0 | 0 | 0 | 0 | 0 | 0 | 0 | 0 | 0 | 0 | 0 | 0 | 0 | 0 | 0 | 0 | 0 | 0 | 0 | 0 | 0 | 0 | 0 | 0 | 0 | 0 | 0 | 0 | 0 | 0 | 0 | 0 | 0 | 0 | 0 | 0 | 0 | 0 | 0 | 0 | 0 | 0 | 0 | 0 | 0 | 0 | 0 | 0 | 0 | 0 | 0 | 0 | 0 | 0 | 0 | 0 | 0 | 0 | 0 | 0 | 0 | 0 | 0 | 0 | 0 | 0 | 0 | 0 | 0 | 0 | 0 | 0 | 0 | 0 | 0 | 0 | 0 | 0 | 0 | 0 | 0 | 0 | 0 | 0 | 0 | 0 | 0 | 0 | 0 | 0 | 0 | 0 | 0 | 0 | 0 | 0 | 0 | 0 | 0 | 0 | 0 | 0 | 0 | 0 | 0 | 10799.4798 | 10831.8341 | 10863.8823 | 10895.5497 | 10926.7658 | 10957.4636 | 10987.579 | 11017.0514 | 11045.8038 | 11073.7641 | 11100.8643 | 11127.0405 | 11152.2324 | 11176.3836 | 11199.4409 | 11221.3545 | 11242.0778 | 11261.3606 | 11279.1917 | 11295.49 | 11310.3837 | 11323.9911 | 11336.4208 | 11347.7729 | 11358.1392 | 3076.3837 | 3085.6003 | 3094.7297 | 3103.7506 | 3112.6429 | 3121.3876 | 3129.9664 | 3138.362 | 3146.5526 | 3154.5174 | 3162.2373 | 3169.694 | 3176.8703 | 3183.7501 | 3190.3183 | 3196.5607 | 3202.464 | 3207.9569 | 3213.0364 | 3217.6792 | 3221.9219 | 3225.7981 | 3229.3389 | 3232.5727 | 3235.5257
OR_Commercial_OR - College_Existing_Space Heating_Natural Gas_Gas Furnace - Tube Inserts_A | OR | Commercial | OR - College | Existing | Space Heating | Natural Gas | Gas Furnace - Tube Inserts | A | OCM340 | None | Tube inserts installed | 5 | 0 | 0 | 0 | 1 | 0 | 0 | 0 | 0.28365 | 0.25 | sqft | 73% | 100% | Discretionary | Retro1Slow_OR | 84.23% | Furnace | 0% | 0 |  | 0 |  | 0 | n/a | n/a | n/a | None | None | None | None | None | None | None | None | None | None | None | None | None | None | None | None | None | None | None | None | None | None | None | None | None | None | None | Tube inserts installed | Tube inserts installed | Tube inserts installed | Tube inserts installed | Tube inserts installed | Tube inserts installed | Tube inserts installed | Tube inserts installed | Tube inserts installed | Tube inserts installed | Tube inserts installed | Tube inserts installed | Tube inserts installed | Tube inserts installed | Tube inserts installed | Tube inserts installed | Tube inserts installed | Tube inserts installed | Tube inserts installed | Tube inserts installed | Tube inserts installed | Tube inserts installed | Tube inserts installed | Tube inserts installed | Tube inserts installed | Tube inserts installed | Tube inserts installed | 1 | 1 | 1 | 1 | 1 | 1 | 1 | 1 | 1 | 1 | 1 | 1 | 1 | 1 | 1 | 1 | 1 | 1 | 1 | 1 | 1 | 1 | 1 | 1 | 1 | 1 | 1 | 0 | 0 | 0 | 0 | 0 | 0 | 0 | 0 | 0 | 0 | 0 | 0 | 0 | 0 | 0 | 0 | 0 | 0 | 0 | 0 | 0 | 0 | 0 | 0 | 0 | 0 | 0 | 0 | 0 | 0 | 0 | 0 | 0 | 0 | 0 | 0 | 0 | 0 | 0 | 0 | 0 | 0 | 0 | 0 | 0 | 0 | 0 | 0 | 0 | 0 | 0 | 0 | 0 | 0 | 0 | 0 | 0 | 0 | 0 | 0 | 0 | 0 | 0 | 0 | 0 | 0 | 0 | 0 | 0 | 0 | 0 | 0 | 0 | 0 | 0 | 0 | 0 | 182.0555 | 97.9625 | 331.3975 | 539.0635 | 818.2231 | 989.8149 | 1496.103 | 1735.0871 | 2016.8218 | 2195.7728 | 2209.6372 | 2003.2219 | 1545.821 | 849.3219 | 0 | 0 | 0 | 0 | 0 | 0 | 0 | 0 | 0 | 0 | 0 | 182.0555 | 280.018 | 611.4155 | 1150.479 | 1968.7022 | 2958.5171 | 4454.62 | 6189.7071 | 8206.5289 | 10402.3017 | 12611.9389 | 14615.1608 | 16160.9818 | 17010.3037 | 17010.3037 | 17010.3037 | 17010.3037 | 17010.3037 | 17010.3037 | 17010.3037 | 17010.3037 | 17010.3037 | 17010.3037 | 17010.3037 | 17010.3037 | 0 | 0 | 0 | 0 | 0 | 0 | 0 | 0 | 0 | 0 | 0 | 0 | 0 | 0 | 0 | 0 | 0 | 0 | 0 | 0 | 0 | 0 | 0 | 0 | 0 | 0 | 0 | 0 | 0 | 0 | 0 | 0 | 0 | 0 | 0 | 0 | 0 | 0 | 0 | 0 | 0 | 0 | 0 | 0 | 0 | 0 | 0 | 0 | 0 | 0 | 154.7471 | 83.2682 | 281.6879 | 458.204 | 695.4897 | 841.3427 | 1271.6875 | 1474.824 | 1714.2985 | 1866.4069 | 1878.1916 | 1702.7386 | 1313.9478 | 721.9236 | 0 | 0 | 0 | 0 | 0 | 0 | 0 | 0 | 0 | 0 | 0 | 154.7471 | 238.0153 | 519.7032 | 977.9072 | 1673.3968 | 2514.7395 | 3786.427 | 5261.251 | 6975.5496 | 8841.9565 | 10720.1481 | 12422.8867 | 13736.8345 | 14458.7582 | 14458.7582 | 14458.7582 | 14458.7582 | 14458.7582 | 14458.7582 | 14458.7582 | 14458.7582 | 14458.7582 | 14458.7582 | 14458.7582 | 14458.7582 | 0 | 0 | 0 | 0 | 0 | 0 | 0 | 0 | 0 | 0 | 0 | 0 | 0 | 0 | 0 | 0 | 0 | 0 | 0 | 0 | 0 | 0 | 0 | 0 | 0 | 0 | 0 | 0 | 0 | 0 | 0 | 0 | 0 | 0 | 0 | 0 | 0 | 0 | 0 | 0 | 0 | 0 | 0 | 0 | 0 | 0 | 0 | 0 | 0 | 0 | 0 | 0 | 0 | 0 | 0 | 0 | 0 | 0 | 0 | 0 | 0 | 0 | 0 | 0 | 0 | 0 | 0 | 0 | 0 | 0 | 0 | 0 | 0 | 0 | 0 | 0 | 0 | 0 | 0 | 0 | 0 | 0 | 0 | 0 | 0 | 0 | 0 | 0 | 0 | 0 | 0 | 0 | 0 | 0 | 0 | 0 | 0 | 0 | 0 | 0 | 0 | 0 | 0 | 0 | 0 | 0 | 0 | 0 | 0 | 0 | 0 | 0 | 0 | 0 | 0 | 0 | 0 | 0 | 0 | 0 | 0 | 0 | 0 | 0 | 0 | 0 | 0 | 0 | 0 | 0 | 0 | 0 | 0 | 0 | 0 | 0 | 0 | 0 | 0 | 0 | 0 | 0 | 0 | 0 | 0 | 0 | 0 | 0 | 0 | 0 | 0 | 0 | 0 | 0 | 0 | 0 | 0 | 0 | 0 | 0 | 0 | 0 | 0 | 0 | 0 | 0 | 0 | 0 | 0 | 0 | 0 | 0 | 0 | 0 | 0 | 0 | 0 | 0 | 0 | 0 | 0 | 0 | 0 | 0 | 0 | 0 | 0 | 0 | 0 | 0 | 0 | 0 | 0 | 0 | 0 | 0 | 0 | 0 | 0 | 0 | 0 | 0 | 0 | 0 | 0 | 0 | 0 | 0 | 0 | 0 | 0 | 0 | 0 | 0 | 0 | 0 | 0 | 0 | 0 | 0 | 0 | 0 | 0 | 0 | 0 | 0 | 0 | 0 | 0 | 0 | 0 | 0 | 0 | 0 | 0 | 0 | 0 | 0 | 0 | 0 | 0 | 0 | 0 | 0 | 0 | 0 | 0 | 0 | 0 | 0
OR_Commercial_OR - College_Existing_Space Heating_Natural Gas_Gas Boiler - Insulate Steam Lines/Condensate Tank_A | OR | Commercial | OR - College | Existing | Space Heating | Natural Gas | Gas Boiler - Insulate Steam Lines/Condensate Tank | A | OCM341 | No insulation | Lines and condenstate tank insulated | 15 | 4.0223 | 0 | 0 | 13.96 | 0 | 0 | 0 | 0.28365 | 0.25 | boiler pipe | 30% | 40% | Discretionary | RetroEven20_OR | 82.88% | Boiler | 0% | 455.5718 |  | 194.4909 |  | 0 | GBLR_PINS-Heating-ILTRM-v4.0-1 | GBLR_PINS_STM-Heating-PGE-R7-1 | GBLR_PINS_STM-Heating-PGE-R7-1 | No insulation | No insulation | No insulation | No insulation | No insulation | No insulation | No insulation | No insulation | No insulation | No insulation | No insulation | No insulation | No insulation | No insulation | No insulation | No insulation | No insulation | No insulation | No insulation | No insulation | No insulation | No insulation | No insulation | No insulation | No insulation | No insulation | No insulation | Lines and condenstate tank insulated | Lines and condenstate tank insulated | Lines and condenstate tank insulated | Lines and condenstate tank insulated | Lines and condenstate tank insulated | Lines and condenstate tank insulated | Lines and condenstate tank insulated | Lines and condenstate tank insulated | Lines and condenstate tank insulated | Lines and condenstate tank insulated | Lines and condenstate tank insulated | Lines and condenstate tank insulated | Lines and condenstate tank insulated | Lines and condenstate tank insulated | Lines and condenstate tank insulated | Lines and condenstate tank insulated | Lines and condenstate tank insulated | Lines and condenstate tank insulated | Lines and condenstate tank insulated | Lines and condenstate tank insulated | Lines and condenstate tank insulated | Lines and condenstate tank insulated | Lines and condenstate tank insulated | Lines and condenstate tank insulated | Lines and condenstate tank insulated | Lines and condenstate tank insulated | Lines and condenstate tank insulated | 13.96 | 13.96 | 13.96 | 13.96 | 13.96 | 13.96 | 13.96 | 13.96 | 13.96 | 13.96 | 13.96 | 13.96 | 13.96 | 13.96 | 13.96 | 13.96 | 13.96 | 13.96 | 13.96 | 13.96 | 13.96 | 13.96 | 13.96 | 13.96 | 13.96 | 13.96 | 13.96 | 0 | 0 | 4.2295 | 4.1612 | 4.0899 | 4.0165 | 3.9403 | 3.8608 | 3.7776 | 3.6906 | 3.5997 | 3.5055 | 3.4093 | 3.3128 | 3.2181 | 3.1272 | 3.0418 | 2.9634 | 2.8924 | 2.8264 | 2.7667 | 2.7086 | 2.6569 | 2.6059 | 2.5554 | 2.5055 | 2.4561 | 0.344 | 0.6947 | 0.68281 | 0.67055 | 0.65784 | 0.64456 | 0.63068 | 0.61614 | 0.60096 | 0.58524 | 0.56918 | 0.55307 | 0.53726 | 0.52208 | 0.50782 | 0.25372 | 0 | 7.2297e-16 | 0 | 0 | 0 | 0 | 0 | 0 | 0 | 0.344 | 1.0331 | 1.6983 | 2.3383 | 2.9518 | 3.5368 | 4.0913 | 4.6132 | 5.1005 | 5.5522 | 5.9691 | 6.3533 | 6.7089 | 7.0414 | 7.3569 | 7.4212 | 7.2432 | 7.0779 | 6.9286 | 6.783 | 6.6535 | 6.5257 | 6.3993 | 6.2745 | 6.1507 | 81.3343 | 166.9494 | 166.9494 | 166.9494 | 166.9494 | 166.9494 | 166.9494 | 166.9494 | 166.9494 | 166.9494 | 166.9494 | 166.9494 | 166.9494 | 166.9494 | 166.9494 | 85.6151 | 0 | 2.558e-13 | 0 | 0 | 0 | 0 | 0 | 0 | 0 | 81.3343 | 248.2837 | 415.233 | 582.1824 | 749.1317 | 916.0811 | 1083.0304 | 1249.9798 | 1416.9291 | 1583.8785 | 1750.8279 | 1917.7772 | 2084.7266 | 2251.6759 | 2418.6253 | 2504.2403 | 2504.2403 | 2504.2403 | 2504.2403 | 2504.2403 | 2504.2403 | 2504.2403 | 2504.2403 | 2504.2403 | 2504.2403 | 0.29583 | 0.60447 | 0.60132 | 0.59787 | 0.59403 | 0.5897 | 0.58483 | 0.57937 | 0.57329 | 0.56666 | 0.55963 | 0.55241 | 0.54528 | 0.53855 | 0.53249 | 0.27044 | 0 | 8.3286e-16 | 0 | 0 | 0 | 0 | 0 | 0 | 0 | 0.29583 | 0.89895 | 1.4956 | 2.0849 | 2.6655 | 3.2358 | 3.7939 | 4.3378 | 4.8657 | 5.3761 | 5.869 | 6.3456 | 6.809 | 7.2636 | 7.7143 | 7.9104 | 7.8484 | 7.797 | 7.7598 | 7.7255 | 7.7057 | 7.6867 | 7.6686 | 7.6513 | 7.6346 | 69.1342 | 141.907 | 141.907 | 141.907 | 141.907 | 141.907 | 141.907 | 141.907 | 141.907 | 141.907 | 141.907 | 141.907 | 141.907 | 141.907 | 141.907 | 72.7728 | 0 | 2.2737e-13 | 0 | 0 | 0 | 0 | 0 | 0 | 0 | 69.1342 | 211.0411 | 352.9481 | 494.855 | 636.762 | 778.6689 | 920.5759 | 1062.4828 | 1204.3898 | 1346.2967 | 1488.2037 | 1630.1106 | 1772.0176 | 1913.9245 | 2055.8315 | 2128.6043 | 2128.6043 | 2128.6043 | 2128.6043 | 2128.6043 | 2128.6043 | 2128.6043 | 2128.6043 | 2128.6043 | 2128.6043 | 0.29588 | 0.60469 | 0.60176 | 0.59858 | 0.59506 | 0.59111 | 0.58664 | 0.58162 | 0.57601 | 0.56985 | 0.56331 | 0.55657 | 0.54994 | 0.54371 | 0.53815 | 0.27361 | 0 | 8.4444e-16 | 0 | 0 | 0 | 0 | 0 | 0 | 0 | 0.29588 | 0.89929 | 1.4967 | 2.0874 | 2.6702 | 3.2435 | 3.8057 | 4.3547 | 4.8887 | 5.4063 | 5.9075 | 6.3934 | 6.8672 | 7.3332 | 7.7963 | 8.003 | 7.9489 | 7.9054 | 7.8764 | 7.8503 | 7.8405 | 7.8316 | 7.8234 | 7.8159 | 7.8091 | 69.1342 | 141.907 | 141.907 | 141.907 | 141.907 | 141.907 | 141.907 | 141.907 | 141.907 | 141.907 | 141.907 | 141.907 | 141.907 | 141.907 | 141.907 | 72.7728 | 0 | 2.2737e-13 | 0 | 0 | 0 | 0 | 0 | 0 | 0 | 69.1342 | 211.0411 | 352.9481 | 494.855 | 636.762 | 778.6689 | 920.5759 | 1062.4828 | 1204.3898 | 1346.2967 | 1488.2037 | 1630.1106 | 1772.0176 | 1913.9245 | 2055.8315 | 2128.6043 | 2128.6043 | 2128.6043 | 2128.6043 | 2128.6043 | 2128.6043 | 2128.6043 | 2128.6043 | 2128.6043 | 2128.6043 | 0.29588 | 0.60469 | 0.60176 | 0.59858 | 0.59506 | 0.59111 | 0.58664 | 0.58162 | 0.57601 | 0.56985 | 0.56331 | 0.55657 | 0.54994 | 0.54371 | 0.53815 | 0.27361 | 0 | 8.4444e-16 | 0 | 0 | 0 | 0 | 0 | 0 | 0 | 0.29588 | 0.89929 | 1.4967 | 2.0874 | 2.6702 | 3.2435 | 3.8057 | 4.3547 | 4.8887 | 5.4063 | 5.9075 | 6.3934 | 6.8672 | 7.3332 | 7.7963 | 8.003 | 7.9489 | 7.9054 | 7.8764 | 7.8503 | 7.8405 | 7.8316 | 7.8234 | 7.8159 | 7.8091 | 69.1342 | 141.907 | 141.907 | 141.907 | 141.907 | 141.907 | 141.907 | 141.907 | 141.907 | 141.907 | 141.907 | 141.907 | 141.907 | 141.907 | 141.907 | 72.7728 | 0 | 2.2737e-13 | 0 | 0 | 0 | 0 | 0 | 0 | 0 | 69.1342 | 211.0411 | 352.9481 | 494.855 | 636.762 | 778.6689 | 920.5759 | 1062.4828 | 1204.3898 | 1346.2967 | 1488.2037 | 1630.1106 | 1772.0176 | 1913.9245 | 2055.8315 | 2128.6043 | 2128.6043 | 2128.6043 | 2128.6043 | 2128.6043 | 2128.6043 | 2128.6043 | 2128.6043 | 2128.6043 | 2128.6043 | 444.6945 | 446.0416 | 447.3689 | 448.6727 | 449.9499 | 451.1973 | 452.4121 | 453.5914 | 454.7327 | 455.8335 | 456.8917 | 457.9051 | 458.8716 | 459.7894 | 460.6567 | 461.472 | 462.2336 | 462.9402 | 463.5905 | 464.1833 | 464.7235 | 465.2157 | 465.664 | 466.0723 | 466.4442 | 189.8472 | 190.4223 | 190.989 | 191.5456 | 192.0909 | 192.6234 | 193.142 | 193.6455 | 194.1327 | 194.6027 | 195.0544 | 195.487 | 195.8996 | 196.2915 | 196.6618 | 197.0098 | 197.335 | 197.6366 | 197.9142 | 198.1673 | 198.3979 | 198.608 | 198.7995 | 198.9738 | 199.1325
OR_Commercial_OR - College_Existing_Space Heating_Natural Gas_Gas Boiler - Insulate Hot Water Lines_A | OR | Commercial | OR - College | Existing | Space Heating | Natural Gas | Gas Boiler - Insulate Hot Water Lines | A | OCM342 | No insulation | Insulated water lines | 11 | 2.6927 | 0 | 0 | 26.08 | 0 | 0 | 0 | 0.28365 | 0.25 | boiler pipe | 30% | 40% | Discretionary | RetroEven20_OR | 82.88% | Boiler | 0% | 1546.0346 |  | 660.027 |  | 0 | GBLR_PINS_HW-Heating-PGE-R7-1 | GBLR_PINS_HW-Heating-PGE-R7-1 | GBLR_PINS_HW-Heating-PGE-R7-1 | No insulation | No insulation | No insulation | No insulation | No insulation | No insulation | No insulation | No insulation | No insulation | No insulation | No insulation | No insulation | No insulation | No insulation | No insulation | No insulation | No insulation | No insulation | No insulation | No insulation | No insulation | No insulation | No insulation | No insulation | No insulation | No insulation | No insulation | Insulated water lines | Insulated water lines | Insulated water lines | Insulated water lines | Insulated water lines | Insulated water lines | Insulated water lines | Insulated water lines | Insulated water lines | Insulated water lines | Insulated water lines | Insulated water lines | Insulated water lines | Insulated water lines | Insulated water lines | Insulated water lines | Insulated water lines | Insulated water lines | Insulated water lines | Insulated water lines | Insulated water lines | Insulated water lines | Insulated water lines | Insulated water lines | Insulated water lines | Insulated water lines | Insulated water lines | 26.08 | 26.08 | 26.08 | 26.08 | 26.08 | 26.08 | 26.08 | 26.08 | 26.08 | 26.08 | 26.08 | 26.08 | 26.08 | 26.08 | 26.08 | 26.08 | 26.08 | 26.08 | 26.08 | 26.08 | 26.08 | 26.08 | 26.08 | 26.08 | 26.08 | 26.08 | 26.08 | 0 | 0 | 2.821 | 2.7574 | 2.6913 | 2.6233 | 2.553 | 2.4797 | 2.4035 | 2.3248 | 2.244 | 2.1623 | 2.0823 | 2.004 | 1.9283 | 1.8566 | 1.7903 | 1.7327 | 1.6837 | 1.6388 | 1.5991 | 1.5607 | 1.5309 | 1.5015 | 1.4724 | 1.4436 | 1.4151 | 0.22944 | 0.46035 | 0.44931 | 0.43795 | 0.42621 | 0.41398 | 0.40127 | 0.38812 | 0.37464 | 0.361 | 0.34763 | 0.17157 | 0 | 4.7491e-16 | 0 | 6.8943e-16 | 0 | 6.0552e-16 | 0 | 0 | 0 | 0 | 0 | 0 | 0 | 0.22944 | 0.68463 | 1.1175 | 1.5272 | 1.9125 | 2.2716 | 2.6031 | 2.9059 | 3.1797 | 3.4248 | 3.6457 | 3.6802 | 3.5411 | 3.4096 | 3.2878 | 3.1819 | 3.0919 | 3.0096 | 2.9367 | 2.8661 | 2.8114 | 2.7574 | 2.7039 | 2.6512 | 2.5988 | 81.3343 | 166.9494 | 166.9494 | 166.9494 | 166.9494 | 166.9494 | 166.9494 | 166.9494 | 166.9494 | 166.9494 | 166.9494 | 85.6151 | 0 | 2.558e-13 | 0 | 3.979e-13 | 0 | 3.6948e-13 | 0 | 0 | 0 | 0 | 0 | 0 | 0 | 81.3343 | 248.2837 | 415.233 | 582.1824 | 749.1317 | 916.0811 | 1083.0304 | 1249.9798 | 1416.9291 | 1583.8785 | 1750.8279 | 1836.4429 | 1836.4429 | 1836.4429 | 1836.4429 | 1836.4429 | 1836.4429 | 1836.4429 | 1836.4429 | 1836.4429 | 1836.4429 | 1836.4429 | 1836.4429 | 1836.4429 | 1836.4429 | 0.19743 | 0.40117 | 0.39671 | 0.39194 | 0.38677 | 0.38111 | 0.37496 | 0.36832 | 0.36126 | 0.35389 | 0.34657 | 0.17401 | 0 | 5.2172e-16 | 0 | 7.5644e-16 | 0 | 6.7868e-16 | 0 | 0 | 0 | 0 | 0 | 0 | 0 | 0.19743 | 0.59661 | 0.9867 | 1.3668 | 1.7355 | 2.0912 | 2.4324 | 2.7577 | 3.0661 | 3.3574 | 3.6346 | 3.7325 | 3.6548 | 3.5817 | 3.5154 | 3.4621 | 3.4222 | 3.3886 | 3.3632 | 3.3397 | 3.3311 | 3.3229 | 3.3151 | 3.3076 | 3.3003 | 69.1342 | 141.907 | 141.907 | 141.907 | 141.907 | 141.907 | 141.907 | 141.907 | 141.907 | 141.907 | 141.907 | 72.7728 | 0 | 2.2737e-13 | 0 | 3.4106e-13 | 0 | 3.1264e-13 | 0 | 0 | 0 | 0 | 0 | 0 | 0 | 69.1342 | 211.0411 | 352.9481 | 494.855 | 636.762 | 778.6689 | 920.5759 | 1062.4828 | 1204.3898 | 1346.2967 | 1488.2037 | 1560.9765 | 1560.9765 | 1560.9765 | 1560.9765 | 1560.9765 | 1560.9765 | 1560.9765 | 1560.9765 | 1560.9765 | 1560.9765 | 1560.9765 | 1560.9765 | 1560.9765 | 1560.9765 | 0 | 0 | 0 | 0 | 0 | 0 | 0 | 0 | 0 | 0 | 0 | 0 | 0 | 0 | 0 | 0 | 0 | 0 | 0 | 0 | 0 | 0 | 0 | 0 | 0 | 0 | 0 | 0 | 0 | 0 | 0 | 0 | 0 | 0 | 0 | 0 | 0 | 0 | 0 | 0 | 0 | 0 | 0 | 0 | 0 | 0 | 0 | 0 | 0 | 0 | 0 | 0 | 0 | 0 | 0 | 0 | 0 | 0 | 0 | 0 | 0 | 0 | 0 | 0 | 0 | 0 | 0 | 0 | 0 | 0 | 0 | 0 | 0 | 0 | 0 | 0 | 0 | 0 | 0 | 0 | 0 | 0 | 0 | 0 | 0 | 0 | 0 | 0 | 0 | 0 | 0 | 0 | 0 | 0 | 0 | 0 | 0 | 0 | 0 | 0 | 0.19746 | 0.40132 | 0.397 | 0.3924 | 0.38745 | 0.38202 | 0.37612 | 0.36975 | 0.36297 | 0.35588 | 0.34885 | 0.17532 | 0 | 5.2671e-16 | 0 | 7.653e-16 | 0 | 6.8812e-16 | 0 | 0 | 0 | 0 | 0 | 0 | 0 | 0.19746 | 0.59684 | 0.98741 | 1.3684 | 1.7385 | 2.0962 | 2.44 | 2.7684 | 3.0806 | 3.3763 | 3.6584 | 3.7607 | 3.6861 | 3.616 | 3.5528 | 3.5026 | 3.466 | 3.4357 | 3.4138 | 3.3937 | 3.3894 | 3.3855 | 3.382 | 3.3787 | 3.3758 | 69.1342 | 141.907 | 141.907 | 141.907 | 141.907 | 141.907 | 141.907 | 141.907 | 141.907 | 141.907 | 141.907 | 72.7728 | 0 | 2.2737e-13 | 0 | 3.4106e-13 | 0 | 3.1264e-13 | 0 | 0 | 0 | 0 | 0 | 0 | 0 | 69.1342 | 211.0411 | 352.9481 | 494.855 | 636.762 | 778.6689 | 920.5759 | 1062.4828 | 1204.3898 | 1346.2967 | 1488.2037 | 1560.9765 | 1560.9765 | 1560.9765 | 1560.9765 | 1560.9765 | 1560.9765 | 1560.9765 | 1560.9765 | 1560.9765 | 1560.9765 | 1560.9765 | 1560.9765 | 1560.9765 | 1560.9765 | 1509.1213 | 1513.6929 | 1518.197 | 1522.6218 | 1526.9561 | 1531.1894 | 1535.3117 | 1539.3138 | 1543.187 | 1546.9229 | 1550.5139 | 1553.9528 | 1557.2327 | 1560.3474 | 1563.2908 | 1566.0575 | 1568.6422 | 1571.0402 | 1573.2471 | 1575.2587 | 1577.0919 | 1578.7622 | 1580.2837 | 1581.6694 | 1582.9312 | 644.2682 | 646.2198 | 648.1427 | 650.0317 | 651.8821 | 653.6894 | 655.4493 | 657.1578 | 658.8113 | 660.4063 | 661.9393 | 663.4074 | 664.8077 | 666.1374 | 667.394 | 668.5751 | 669.6786 | 670.7023 | 671.6445 | 672.5033 | 673.2859 | 673.999 | 674.6485 | 675.2401 | 675.7788
OR_Commercial_OR - College_Existing_Space Heating_Natural Gas_Condensing RTU_A | OR | Commercial | OR - College | Existing | Space Heating | Natural Gas | Condensing RTU | A | OCM343 | TBD | TBD | 5 | 0.026597 | 0 | 0 | 20.34 | 0 | 0 | 0 | 0.28365 | 0.25 | sqft cond | 5% | 20% | Discretionary | RetroEven20_OR | 82.88% | Furnace | 0% | 225464.6862 |  | 96254.5006 |  | 0 | NEEA Condensing Rooftop Unit Field Study - October 28, 2019 | NEEA Condensing Rooftop Unit Field Study - October 28, 2019 | NEEA Condensing Rooftop Unit Field Study - October 28, 2019 | TBD | TBD | TBD | TBD | TBD | TBD | TBD | TBD | TBD | TBD | TBD | TBD | TBD | TBD | TBD | TBD | TBD | TBD | TBD | TBD | TBD | TBD | TBD | TBD | TBD | TBD | TBD | TBD | TBD | TBD | TBD | TBD | TBD | TBD | TBD | TBD | TBD | TBD | TBD | TBD | TBD | TBD | TBD | TBD | TBD | TBD | TBD | TBD | TBD | TBD | TBD | TBD | TBD | TBD | 20.34 | 20.34 | 20.34 | 20.34 | 20.34 | 20.34 | 20.34 | 20.34 | 20.34 | 20.34 | 20.34 | 20.34 | 20.34 | 20.34 | 20.34 | 20.34 | 20.34 | 20.34 | 20.34 | 20.34 | 20.34 | 20.34 | 20.34 | 20.34 | 20.34 | 20.34 | 20.34 | 0 | 0 | 0.027865 | 0.027037 | 0.026165 | 0.0253 | 0.024431 | 0.023527 | 0.02258 | 0.021599 | 0.020598 | 0.019594 | 0.018614 | 0.017669 | 0.016772 | 0.015936 | 0.015175 | 0.014526 | 0.013983 | 0.0135 | 0.013083 | 0.01269 | 0.012408 | 0.012133 | 0.011865 | 0.011603 | 0.011347 | 0.014092 | 0.028065 | 0.02716 | 0.026263 | 0.02536 | 0.012524 | 0 | 0 | 0 | 0 | 4.2322e-18 | 0 | 0 | 3.6235e-17 | 0 | 0 | 0 | 0 | 0 | 0 | 0 | 0 | 0 | 0 | 0 | 0.014092 | 0.041738 | 0.067552 | 0.091583 | 0.1138 | 0.12211 | 0.1172 | 0.1121 | 0.10691 | 0.1017 | 0.096608 | 0.091703 | 0.08705 | 0.082712 | 0.078763 | 0.07539 | 0.072574 | 0.070065 | 0.067905 | 0.065862 | 0.064398 | 0.062972 | 0.061581 | 0.060222 | 0.058891 | 505.7096 | 1038.0355 | 1038.0355 | 1038.0355 | 1038.0355 | 532.3259 | 0 | 0 | 0 | 0 | 2.2737e-13 | 0 | 0 | 2.2737e-12 | 0 | 0 | 0 | 0 | 0 | 0 | 0 | 0 | 0 | 0 | 0 | 505.7096 | 1543.7451 | 2581.7807 | 3619.8162 | 4657.8517 | 5190.1776 | 5190.1776 | 5190.1776 | 5190.1776 | 5190.1776 | 5190.1776 | 5190.1776 | 5190.1776 | 5190.1776 | 5190.1776 | 5190.1776 | 5190.1776 | 5190.1776 | 5190.1776 | 5190.1776 | 5190.1776 | 5190.1776 | 5190.1776 | 5190.1776 | 5190.1776 | 0.012134 | 0.024504 | 0.024059 | 0.023608 | 0.023142 | 0.011608 | 0 | 0 | 0 | 0 | 0 | 0 | 0 | 3.6521e-17 | 0 | 0 | 0 | 0 | 0 | 0 | 0 | 0 | 0 | 0 | 0 | 0.012134 | 0.036442 | 0.059838 | 0.082326 | 0.10384 | 0.11318 | 0.1104 | 0.1074 | 0.10424 | 0.10097 | 0.097709 | 0.094515 | 0.091449 | 0.088575 | 0.085972 | 0.083831 | 0.08216 | 0.080745 | 0.079639 | 0.078624 | 0.078171 | 0.077747 | 0.077348 | 0.076972 | 0.076619 | 429.8532 | 882.3302 | 882.3302 | 882.3302 | 882.3302 | 452.477 | 0 | 0 | 0 | 0 | 0 | 0 | 0 | 1.819e-12 | 0 | 0 | 0 | 0 | 0 | 0 | 0 | 0 | 0 | 0 | 0 | 429.8532 | 1312.1834 | 2194.5136 | 3076.8437 | 3959.1739 | 4411.651 | 4411.651 | 4411.651 | 4411.651 | 4411.651 | 4411.651 | 4411.651 | 4411.651 | 4411.651 | 4411.651 | 4411.651 | 4411.651 | 4411.651 | 4411.651 | 4411.651 | 4411.651 | 4411.651 | 4411.651 | 4411.651 | 4411.651 | 0 | 0 | 0 | 0 | 0 | 0 | 0 | 0 | 0 | 0 | 0 | 0 | 0 | 0 | 0 | 0 | 0 | 0 | 0 | 0 | 0 | 0 | 0 | 0 | 0 | 0 | 0 | 0 | 0 | 0 | 0 | 0 | 0 | 0 | 0 | 0 | 0 | 0 | 0 | 0 | 0 | 0 | 0 | 0 | 0 | 0 | 0 | 0 | 0 | 0 | 0 | 0 | 0 | 0 | 0 | 0 | 0 | 0 | 0 | 0 | 0 | 0 | 0 | 0 | 0 | 0 | 0 | 0 | 0 | 0 | 0 | 0 | 0 | 0 | 0 | 0 | 0 | 0 | 0 | 0 | 0 | 0 | 0 | 0 | 0 | 0 | 0 | 0 | 0 | 0 | 0 | 0 | 0 | 0 | 0 | 0 | 0 | 0 | 0 | 0 | 0 | 0 | 0 | 0 | 0 | 0 | 0 | 0 | 0 | 0 | 0 | 0 | 0 | 0 | 0 | 0 | 0 | 0 | 0 | 0 | 0 | 0 | 0 | 0 | 0 | 0 | 0 | 0 | 0 | 0 | 0 | 0 | 0 | 0 | 0 | 0 | 0 | 0 | 0 | 0 | 0 | 0 | 0 | 0 | 0 | 0 | 0 | 0 | 0 | 0 | 0 | 0 | 0 | 0 | 0 | 0 | 0 | 0 | 0 | 0 | 0 | 0 | 0 | 0 | 0 | 0 | 0 | 0 | 0 | 0 | 0 | 0 | 0 | 0 | 0 | 0 | 0 | 0 | 0 | 0 | 0 | 0 | 0 | 0 | 0 | 0 | 0 | 0 | 0 | 0 | 0 | 0 | 0 | 0 | 0 | 0 | 0 | 0 | 0 | 0 | 217334.9614 | 217849.8168 | 218425.1593 | 219063.4964 | 219767.0305 | 220537.6918 | 221377.1681 | 222286.9297 | 223260.7528 | 224292.8842 | 225377.9828 | 226511.0699 | 227687.4867 | 228902.8562 | 230153.0511 | 231434.1661 | 232742.4925 | 233986.6484 | 235173.8885 | 236280.5463 | 237311.3612 | 238270.898 | 239163.5371 | 239993.4687 | 240764.6881 | 92783.7903 | 93003.5904 | 93249.2133 | 93521.7297 | 93822.0797 | 94151.0875 | 94509.4734 | 94897.8652 | 95313.606 | 95754.2395 | 96217.4855 | 96701.2187 | 97203.4499 | 97722.3107 | 98256.039 | 98802.9676 | 99361.5132 | 99892.6633 | 100399.5152 | 100871.9652 | 101312.0367 | 101721.6784 | 102102.7604 | 102457.0715 | 102786.3175
OR_Commercial_OR - College_Existing_Space Heating_Natural Gas_Hydronic Heating Radiator Replacement_A | OR | Commercial | OR - College | Existing | Space Heating | Natural Gas | Hydronic Heating Radiator Replacement | A | OCM344 | TBD | TBD | 25 | 34 | 0 | 0 | 624.75 | 0 | 0 | 0 | 0.28365 | 0.25 | radiator | 30% | 40% | Discretionary | RetroEven20_OR | 82.88% | Boiler | 0% | 1880.5268 |  | 802.8271 |  | 0 | IL TRM - 4.4.52 - CI-HVC-HHRR-V01-210101 | IL TRM - 4.4.52 - CI-HVC-HHRR-V01-210101 | IL TRM - 4.4.52 - CI-HVC-HHRR-V01-210101 | TBD | TBD | TBD | TBD | TBD | TBD | TBD | TBD | TBD | TBD | TBD | TBD | TBD | TBD | TBD | TBD | TBD | TBD | TBD | TBD | TBD | TBD | TBD | TBD | TBD | TBD | TBD | TBD | TBD | TBD | TBD | TBD | TBD | TBD | TBD | TBD | TBD | TBD | TBD | TBD | TBD | TBD | TBD | TBD | TBD | TBD | TBD | TBD | TBD | TBD | TBD | TBD | TBD | TBD | 624.75 | 624.75 | 624.75 | 624.75 | 624.75 | 624.75 | 624.75 | 624.75 | 624.75 | 624.75 | 624.75 | 624.75 | 624.75 | 624.75 | 624.75 | 624.75 | 624.75 | 624.75 | 624.75 | 624.75 | 624.75 | 624.75 | 624.75 | 624.75 | 624.75 | 624.75 | 624.75 | 0 | 0 | 35.5729 | 34.6968 | 33.776 | 32.8235 | 31.8301 | 30.7851 | 29.688 | 28.5426 | 27.3584 | 26.1529 | 24.9658 | 23.8157 | 22.7209 | 21.6988 | 20.7701 | 19.9885 | 19.3502 | 18.7832 | 18.3007 | 17.8398 | 17.4991 | 17.1628 | 16.8304 | 16.5018 | 16.1761 | 0.49351 | 0.98804 | 0.96182 | 0.93469 | 0.90641 | 0.87665 | 0.8454 | 0.81279 | 0.77907 | 0.74474 | 0.71094 | 0.67818 | 0.64701 | 0.6179 | 0.59146 | 0.5692 | 0.55102 | 0.53488 | 0.52114 | 0.50801 | 0 | 0 | 0 | 0 | 0 | 0.49351 | 1.4694 | 2.3922 | 3.2594 | 4.0672 | 4.8103 | 5.4843 | 6.0855 | 6.6121 | 7.0655 | 7.4557 | 7.7904 | 8.0793 | 8.3338 | 8.5685 | 8.8153 | 9.0848 | 9.3535 | 9.6344 | 9.8997 | 9.7107 | 9.524 | 9.3396 | 9.1572 | 8.9765 | 13.8731 | 28.4763 | 28.4763 | 28.4763 | 28.4763 | 28.4763 | 28.4763 | 28.4763 | 28.4763 | 28.4763 | 28.4763 | 28.4763 | 28.4763 | 28.4763 | 28.4763 | 28.4763 | 28.4763 | 28.4763 | 28.4763 | 28.4763 | 0 | 0 | 0 | 0 | 0 | 13.8731 | 42.3494 | 70.8257 | 99.3021 | 127.7784 | 156.2547 | 184.731 | 213.2073 | 241.6837 | 270.16 | 298.6363 | 327.1126 | 355.589 | 384.0653 | 412.5416 | 441.0179 | 469.4943 | 497.9706 | 526.4469 | 554.9232 | 554.9232 | 554.9232 | 554.9232 | 554.9232 | 554.9232 | 0.42472 | 0.86146 | 0.85001 | 0.83763 | 0.82409 | 0.8091 | 0.7926 | 0.77459 | 0.75522 | 0.73483 | 0.71434 | 0.69418 | 0.67483 | 0.65678 | 0.64063 | 0.62792 | 0.61871 | 0.61122 | 0.60589 | 0.60105 | 0 | 0 | 0 | 0 | 0 | 0.42472 | 1.2812 | 2.1141 | 2.921 | 3.6978 | 4.4397 | 5.1417 | 5.7995 | 6.4097 | 6.9715 | 7.4914 | 7.9741 | 8.4267 | 8.8581 | 9.281 | 9.7247 | 10.2008 | 10.6885 | 11.2012 | 11.7127 | 11.6825 | 11.6538 | 11.6262 | 11.5998 | 11.5745 | 11.7921 | 24.2049 | 24.2049 | 24.2049 | 24.2049 | 24.2049 | 24.2049 | 24.2049 | 24.2049 | 24.2049 | 24.2049 | 24.2049 | 24.2049 | 24.2049 | 24.2049 | 24.2049 | 24.2049 | 24.2049 | 24.2049 | 24.2049 | 0 | 0 | 0 | 0 | 0 | 11.7921 | 35.997 | 60.2019 | 84.4067 | 108.6116 | 132.8165 | 157.0214 | 181.2262 | 205.4311 | 229.636 | 253.8409 | 278.0457 | 302.2506 | 326.4555 | 350.6604 | 374.8652 | 399.0701 | 423.275 | 447.4799 | 471.6848 | 471.6848 | 471.6848 | 471.6848 | 471.6848 | 471.6848 | 0 | 0 | 0 | 0 | 0 | 0 | 0 | 0 | 0 | 0 | 0 | 0 | 0 | 0 | 0 | 0 | 0 | 0 | 0 | 0 | 0 | 0 | 0 | 0 | 0 | 0 | 0 | 0 | 0 | 0 | 0 | 0 | 0 | 0 | 0 | 0 | 0 | 0 | 0 | 0 | 0 | 0 | 0 | 0 | 0 | 0 | 0 | 0 | 0 | 0 | 0 | 0 | 0 | 0 | 0 | 0 | 0 | 0 | 0 | 0 | 0 | 0 | 0 | 0 | 0 | 0 | 0 | 0 | 0 | 0 | 0 | 0 | 0 | 0 | 0 | 0 | 0 | 0 | 0 | 0 | 0 | 0 | 0 | 0 | 0 | 0 | 0 | 0 | 0 | 0 | 0 | 0 | 0 | 0 | 0 | 0 | 0 | 0 | 0 | 0 | 0.42479 | 0.86179 | 0.85062 | 0.83862 | 0.82553 | 0.81103 | 0.79506 | 0.7776 | 0.75879 | 0.73897 | 0.71903 | 0.69941 | 0.6806 | 0.66307 | 0.64745 | 0.63527 | 0.62663 | 0.61972 | 0.61499 | 0.61076 | 0 | 0 | 0 | 0 | 0 | 0.42479 | 1.2816 | 2.1157 | 2.9244 | 3.7043 | 4.4503 | 5.1577 | 5.822 | 6.44 | 7.0107 | 7.5405 | 8.0343 | 8.4988 | 8.943 | 9.3797 | 9.8385 | 10.3314 | 10.8371 | 11.3695 | 11.902 | 11.887 | 11.8734 | 11.8609 | 11.8495 | 11.839 | 11.7921 | 24.2049 | 24.2049 | 24.2049 | 24.2049 | 24.2049 | 24.2049 | 24.2049 | 24.2049 | 24.2049 | 24.2049 | 24.2049 | 24.2049 | 24.2049 | 24.2049 | 24.2049 | 24.2049 | 24.2049 | 24.2049 | 24.2049 | 0 | 0 | 0 | 0 | 0 | 11.7921 | 35.997 | 60.2019 | 84.4067 | 108.6116 | 132.8165 | 157.0214 | 181.2262 | 205.4311 | 229.636 | 253.8409 | 278.0457 | 302.2506 | 326.4555 | 350.6604 | 374.8652 | 399.0701 | 423.275 | 447.4799 | 471.6848 | 471.6848 | 471.6848 | 471.6848 | 471.6848 | 471.6848 | 1835.6272 | 1841.1877 | 1846.6664 | 1852.0485 | 1857.3206 | 1862.4698 | 1867.484 | 1872.352 | 1877.063 | 1881.6073 | 1885.9752 | 1890.1581 | 1894.1477 | 1897.9362 | 1901.5165 | 1904.8817 | 1908.0256 | 1910.9425 | 1913.6268 | 1916.0736 | 1918.3035 | 1920.3351 | 1922.1858 | 1923.8713 | 1925.4062 | 783.6588 | 786.0327 | 788.3716 | 790.6693 | 792.92 | 795.1183 | 797.2589 | 799.3372 | 801.3484 | 803.2884 | 805.1532 | 806.9389 | 808.6421 | 810.2595 | 811.788 | 813.2246 | 814.5668 | 815.8121 | 816.9581 | 818.0026 | 818.9546 | 819.8219 | 820.612 | 821.3316 | 821.9869
OR_Commercial_OR - College_Existing_Space Heating_Natural Gas_Thermostat - Connected_A | OR | Commercial | OR - College | Existing | Space Heating | Natural Gas | Thermostat - Connected | A | OCM345 | Standard thermostat. | Thermostat connected to building management control system. | 5 | 31.827 | 0 | 0 | 222.91 | 11.85 | 0 | 0 | 0.28365 | 0.25 | Stat Unit | 30% | 53.33% | Discretionary | Retro5Med_OR | 81.34% | Space Heating | 0% | 1691.5475 |  | 875.0532 |  | 0 | DL20_CSTAT_SMRT-Cool-RTF-v1.1-5 | IL TRM - CI-HVC-THST-V01-200101 | DL20_CSTAT_SMRT-Heat-RTF-v1.1-1 | Standard thermostat. | Standard thermostat. | Standard thermostat. | Standard thermostat. | Standard thermostat. | Standard thermostat. | Standard thermostat. | Standard thermostat. | Standard thermostat. | Standard thermostat. | Standard thermostat. | Standard thermostat. | Standard thermostat. | Standard thermostat. | Standard thermostat. | Standard thermostat. | Standard thermostat. | Standard thermostat. | Standard thermostat. | Standard thermostat. | Standard thermostat. | Standard thermostat. | Standard thermostat. | Standard thermostat. | Standard thermostat. | Standard thermostat. | Standard thermostat. | Thermostat connected to building management control system. | Thermostat connected to building management control system. | Thermostat connected to building management control system. | Thermostat connected to building management control system. | Thermostat connected to building management control system. | Thermostat connected to building management control system. | Thermostat connected to building management control system. | Thermostat connected to building management control system. | Thermostat connected to building management control system. | Thermostat connected to building management control system. | Thermostat connected to building management control system. | Thermostat connected to building management control system. | Thermostat connected to building management control system. | Thermostat connected to building management control system. | Thermostat connected to building management control system. | Thermostat connected to building management control system. | Thermostat connected to building management control system. | Thermostat connected to building management control system. | Thermostat connected to building management control system. | Thermostat connected to building management control system. | Thermostat connected to building management control system. | Thermostat connected to building management control system. | Thermostat connected to building management control system. | Thermostat connected to building management control system. | Thermostat connected to building management control system. | Thermostat connected to building management control system. | Thermostat connected to building management control system. | 222.91 | 222.91 | 222.91 | 222.91 | 222.91 | 222.91 | 222.91 | 222.91 | 222.91 | 222.91 | 222.91 | 222.91 | 222.91 | 222.91 | 222.91 | 222.91 | 222.91 | 222.91 | 222.91 | 222.91 | 222.91 | 222.91 | 222.91 | 222.91 | 222.91 | 222.91 | 222.91 | 0 | 0 | 33.2818 | 32.4119 | 31.5024 | 30.5655 | 29.5929 | 28.5748 | 27.511 | 26.4054 | 25.2671 | 24.1125 | 22.9782 | 21.8813 | 20.8386 | 19.8658 | 18.9814 | 18.2341 | 17.6197 | 17.0723 | 16.6037 | 16.1565 | 15.8454 | 15.5386 | 15.2355 | 14.9361 | 14.6396 | 0.42913 | 0.51313 | 0.6103 | 0.68739 | 0.75911 | 0.48852 | 0.46956 | 0.37591 | 0.23204 | 0.037941 | 0 | 0 | 0 | 0 | 0 | 0 | 0 | 0 | 0 | 0 | 0 | 0 | 0 | 0 | 0 | 0.42913 | 0.93104 | 1.5152 | 2.1576 | 2.848 | 3.2385 | 3.5875 | 3.8193 | 3.8867 | 3.747 | 3.5707 | 3.4003 | 3.2382 | 3.0871 | 2.9496 | 2.8335 | 2.738 | 2.653 | 2.5802 | 2.5107 | 2.4623 | 2.4146 | 2.3675 | 2.321 | 2.2749 | 12.8938 | 15.8315 | 19.3732 | 22.4892 | 25.6518 | 17.0962 | 17.068 | 14.236 | 9.1834 | 1.5735 | 0 | 0 | 0 | 0 | 0 | 0 | 0 | 0 | 0 | 0 | 0 | 0 | 0 | 0 | 0 | 12.8938 | 28.7253 | 48.0985 | 70.5877 | 96.2395 | 113.3357 | 130.4036 | 144.6396 | 153.823 | 155.3965 | 155.3965 | 155.3965 | 155.3965 | 155.3965 | 155.3965 | 155.3965 | 155.3965 | 155.3965 | 155.3965 | 155.3965 | 155.3965 | 155.3965 | 155.3965 | 155.3965 | 155.3965 | 0.36936 | 0.44755 | 0.53967 | 0.61652 | 0.69091 | 0.45147 | 0.44091 | 0.35888 | 0.22539 | 0.037522 | 0 | 0 | 0 | 0 | 0 | 0 | 0 | 0 | 0 | 0 | 0 | 0 | 0 | 0 | 0 | 0.36936 | 0.81206 | 1.3399 | 1.9351 | 2.5921 | 2.9929 | 3.3687 | 3.6463 | 3.7753 | 3.7056 | 3.5969 | 3.4901 | 3.3877 | 3.292 | 3.2061 | 3.1376 | 3.0867 | 3.0446 | 3.0133 | 2.9846 | 2.9764 | 2.9687 | 2.9613 | 2.9542 | 2.9474 | 10.9597 | 13.4568 | 16.4672 | 19.1158 | 21.804 | 14.5318 | 14.5078 | 12.1006 | 7.8059 | 1.3375 | 0 | 0 | 0 | 0 | 0 | 0 | 0 | 0 | 0 | 0 | 0 | 0 | 0 | 0 | 0 | 10.9597 | 24.4165 | 40.8837 | 59.9995 | 81.8035 | 96.3353 | 110.8431 | 122.9437 | 130.7496 | 132.0871 | 132.0871 | 132.0871 | 132.0871 | 132.0871 | 132.0871 | 132.0871 | 132.0871 | 132.0871 | 132.0871 | 132.0871 | 132.0871 | 132.0871 | 132.0871 | 132.0871 | 132.0871 | 0 | 0 | 0 | 0 | 0 | 0 | 0 | 0 | 0 | 0 | 0 | 0 | 0 | 0 | 0 | 0 | 0 | 0 | 0 | 0 | 0 | 0 | 0 | 0 | 0 | 0 | 0 | 0 | 0 | 0 | 0 | 0 | 0 | 0 | 0 | 0 | 0 | 0 | 0 | 0 | 0 | 0 | 0 | 0 | 0 | 0 | 0 | 0 | 0 | 0 | 0 | 0 | 0 | 0 | 0 | 0 | 0 | 0 | 0 | 0 | 0 | 0 | 0 | 0 | 0 | 0 | 0 | 0 | 0 | 0 | 0 | 0 | 0 | 0 | 0 | 0 | 0 | 0 | 0 | 0 | 0 | 0 | 0 | 0 | 0 | 0 | 0 | 0 | 0 | 0 | 0 | 0 | 0 | 0 | 0 | 0 | 0 | 0 | 0 | 0 | 0.36942 | 0.44772 | 0.54007 | 0.61725 | 0.69211 | 0.45255 | 0.44228 | 0.36028 | 0.22646 | 0.037733 | 0 | 0 | 0 | 0 | 0 | 0 | 0 | 0 | 0 | 0 | 0 | 0 | 0 | 0 | 0 | 0.36942 | 0.81236 | 1.3408 | 1.9374 | 2.5967 | 3.0001 | 3.3791 | 3.6605 | 3.7932 | 3.7264 | 3.6205 | 3.5164 | 3.4166 | 3.3236 | 3.2402 | 3.1743 | 3.1262 | 3.0869 | 3.0586 | 3.0328 | 3.0285 | 3.0246 | 3.021 | 3.0177 | 3.0147 | 10.9597 | 13.4568 | 16.4672 | 19.1158 | 21.804 | 14.5318 | 14.5078 | 12.1006 | 7.8059 | 1.3375 | 0 | 0 | 0 | 0 | 0 | 0 | 0 | 0 | 0 | 0 | 0 | 0 | 0 | 0 | 0 | 10.9597 | 24.4165 | 40.8837 | 59.9995 | 81.8035 | 96.3353 | 110.8431 | 122.9437 | 130.7496 | 132.0871 | 132.0871 | 132.0871 | 132.0871 | 132.0871 | 132.0871 | 132.0871 | 132.0871 | 132.0871 | 132.0871 | 132.0871 | 132.0871 | 132.0871 | 132.0871 | 132.0871 | 132.0871 | 1650.1203 | 1655.0639 | 1659.9608 | 1664.7994 | 1669.5691 | 1674.2596 | 1678.8612 | 1683.3644 | 1687.7577 | 1692.0299 | 1696.1707 | 1700.1704 | 1704.0196 | 1707.7098 | 1711.2329 | 1714.5812 | 1717.7476 | 1720.694 | 1723.4185 | 1725.9088 | 1728.1845 | 1730.2637 | 1732.1629 | 1733.8975 | 1735.4814 | 853.6226 | 856.18 | 858.7131 | 861.2162 | 863.6836 | 866.1101 | 868.4905 | 870.8201 | 873.0928 | 875.3028 | 877.4449 | 879.5139 | 881.5052 | 883.4142 | 885.2367 | 886.9688 | 888.6068 | 890.131 | 891.5404 | 892.8287 | 894.0059 | 895.0815 | 896.064 | 896.9613 | 897.7807
OR_Commercial_OR - College_Existing_Water Heating_Natural Gas_Water Heater - Thermostatic Shower Restriction Valve_A | OR | Commercial | OR - College | Existing | Water Heating | Natural Gas | Water Heater - Thermostatic Shower Restriction Valve | A | OCM346 | No thermostatic control on shower. | Thermostatic shower restriction valve. | 10 | 3.9438 | 0 | 0 | 24.46 | 6.84 | 0 | 0 | 0.28365 | 0.25 | showerhead | 86.67% | 86.67% | Discretionary | Retro5Med_OR | 81.34% | Water Heater | 0% | -710.4426 |  | 524.0445 |  | 0 | ThermostaticShowerRestrictionValve_v4_2 | ThermostaticShowerRestrictionValve_v4_2 | ThermostaticShowerRestrictionValve_v4_2 | No thermostatic control on shower. | No thermostatic control on shower. | No thermostatic control on shower. | No thermostatic control on shower. | No thermostatic control on shower. | No thermostatic control on shower. | No thermostatic control on shower. | No thermostatic control on shower. | No thermostatic control on shower. | No thermostatic control on shower. | No thermostatic control on shower. | No thermostatic control on shower. | No thermostatic control on shower. | No thermostatic control on shower. | No thermostatic control on shower. | No thermostatic control on shower. | No thermostatic control on shower. | No thermostatic control on shower. | No thermostatic control on shower. | No thermostatic control on shower. | No thermostatic control on shower. | No thermostatic control on shower. | No thermostatic control on shower. | No thermostatic control on shower. | No thermostatic control on shower. | No thermostatic control on shower. | No thermostatic control on shower. | Thermostatic shower restriction valve. | Thermostatic shower restriction valve. | Thermostatic shower restriction valve. | Thermostatic shower restriction valve. | Thermostatic shower restriction valve. | Thermostatic shower restriction valve. | Thermostatic shower restriction valve. | Thermostatic shower restriction valve. | Thermostatic shower restriction valve. | Thermostatic shower restriction valve. | Thermostatic shower restriction valve. | Thermostatic shower restriction valve. | Thermostatic shower restriction valve. | Thermostatic shower restriction valve. | Thermostatic shower restriction valve. | Thermostatic shower restriction valve. | Thermostatic shower restriction valve. | Thermostatic shower restriction valve. | Thermostatic shower restriction valve. | Thermostatic shower restriction valve. | Thermostatic shower restriction valve. | Thermostatic shower restriction valve. | Thermostatic shower restriction valve. | Thermostatic shower restriction valve. | Thermostatic shower restriction valve. | Thermostatic shower restriction valve. | Thermostatic shower restriction valve. | 24.46 | 24.46 | 24.46 | 24.46 | 24.46 | 24.46 | 24.46 | 24.46 | 24.46 | 24.46 | 24.46 | 24.46 | 24.46 | 24.46 | 24.46 | 24.46 | 24.46 | 24.46 | 24.46 | 24.46 | 24.46 | 24.46 | 24.46 | 24.46 | 24.46 | 24.46 | 24.46 | 0 | 0 | 3.7431 | 3.6259 | 3.5183 | 3.417 | 3.3214 | 3.2297 | 3.1451 | 3.0669 | 2.993 | 2.9255 | 2.899 | 2.8797 | 2.8698 | 2.8521 | 2.8394 | 2.8292 | 2.821 | 2.814 | 2.81 | 2.8077 | 2.8066 | 2.8057 | 2.8029 | 2.8023 | 2.8019 | 0 | 0 | 0 | 0 | 0 | 0 | 0 | 0 | 0 | 0 | 0 | 0 | 0 | 0 | 0 | 0 | 0 | 0 | 0 | 0 | 0 | 0 | 0 | 0 | 0 | 0 | 0 | 0 | 0 | 0 | 0 | 0 | 0 | 0 | 0 | 0 | 0 | 0 | 0 | 0 | 0 | 0 | 0 | 0 | 0 | 0 | 0 | 0 | 0 | 0 | 0 | 0 | 0 | 0 | 0 | 0 | 0 | 0 | 0 | 0 | 0 | 0 | 0 | 0 | 0 | 0 | 0 | 0 | 0 | 0 | 0 | 0 | 0 | 0 | 0 | 0 | 0 | 0 | 0 | 0 | 0 | 0 | 0 | 0 | 0 | 0 | 0 | 0 | 0 | 0 | 0 | 0 | 0 | 0 | 0 | 0 | 0 | 0 | 0 | 0 | 0 | 0 | 0 | 0 | 0 | 0 | 0 | 0 | 0 | 0 | 0 | 0 | 0 | 0 | 0 | 0 | 0 | 0 | 0 | 0 | 0 | 0 | 0 | 0 | 0 | 0 | 0 | 0 | 0 | 0 | 0 | 0 | 0 | 0 | 0 | 0 | 0 | 0 | 0 | 0 | 0 | 0 | 0 | 0 | 0 | 0 | 0 | 0 | 0 | 0 | 0 | 0 | 0 | 0 | 0 | 0 | 0 | 0 | 0 | 0 | 0 | 0 | 0 | 0 | 0 | 0 | 0 | 0 | 0 | 0 | 0 | 0 | 0 | 0 | 0 | 0 | 0 | 0 | 0 | 0 | 0 | 0 | 0 | 0 | 0 | 0 | 0 | 0 | 0 | 0 | 0 | 0 | 0 | 0 | 0 | 0 | 0 | 0 | 0 | 0 | 0 | 0 | 0 | 0 | 0 | 0 | 0 | 0 | 0 | 0 | 0 | 0 | 0 | 0 | 0 | 0 | 0 | 0 | 0 | 0 | 0 | 0 | 0 | 0 | 0 | 0 | 0 | 0 | 0 | 0 | 0 | 0 | 0 | 0 | 0 | 0 | 0 | 0 | 0 | 0 | 0 | 0 | 0 | 0 | 0 | 0 | 0 | 0 | 0 | 0 | 0 | 0 | 0 | 0 | 0 | 0 | 0 | 0 | 0 | 0 | 0 | 0 | 0 | 0 | 0 | 0 | 0 | 0 | 0 | 0 | 0 | 0 | 0 | 0 | 0 | 0 | 0 | 0 | 0 | 0 | 0 | 0 | 0 | 0 | 0 | 0 | 0 | 0 | 0 | 0 | 0 | 0 | 0 | 0 | 0 | 0 | 0 | 0 | 0 | 0 | 0 | 0 | 0 | 0 | 0 | 0 | 0 | 0 | 0 | 0 | 0 | 0 | 0 | 0 | 0 | 0 | 0 | 0 | 0 | 0 | 0 | 0 | 0 | 0 | 0 | 0 | 0 | 0 | 0 | 0 | 0 | 0 | 0 | 0 | 0 | 0 | 0 | 0 | 0 | 0 | 0 | 0 | 0 | 0 | 0 | 0 | 0 | 0 | 0 | 0 | 0 | 0 | 0 | 0 | 0 | 0 | 0 | 0 | 0 | 0 | 0 | 0 | 0 | 0 | 0 | 0 | 0 | 0 | 0 | 0 | 0 | 0 | 0 | 0 | 0 | 0 | 0 | 0 | 0 | 0 | 0 | 0 | 0 | 0 | 0 | 0 | 0 | 0 | 0 | 0 | 0 | 0 | 0 | 0 | 0 | 0 | 0 | 0 | 0 | 0 | -660.2373 | -670.7435 | -680.2479 | -688.7493 | -696.243 | -702.7219 | -708.178 | -712.6044 | -716.1855 | -719.0763 | -721.4059 | -723.2805 | -724.7872 | -725.997 | -726.9678 | -727.7463 | -728.3704 | -728.8703 | -729.2708 | -729.5915 | -729.8483 | -730.0538 | -730.2183 | -730.35 | -730.4554 | 487.0115 | 494.7612 | 501.7719 | 508.0428 | 513.5704 | 518.3494 | 522.3741 | 525.6391 | 528.2806 | 530.413 | 532.1314 | 533.5141 | 534.6255 | 535.5179 | 536.234 | 536.8083 | 537.2685 | 537.6374 | 537.9328 | 538.1693 | 538.3587 | 538.5103 | 538.6317 | 538.7288 | 538.8065
OR_Commercial_OR - College_Existing_Water Heating_Natural Gas_Water Heater - Pre-Rinse Spray Valve_A | OR | Commercial | OR - College | Existing | Water Heating | Natural Gas | Water Heater - Pre-Rinse Spray Valve | A | OCM347 | Standard pre-rinse spray valve. | Low flow pre-rinse spray valve. | 4 | 16.81 | 0 | 0 | 112.2 | 0 | 0 | 0 | 0.28365 | 0.25 | KitchenFaucet | 25% | 53.33% | Discretionary | Retro5Med_OR | 81.34% | Water Heater | 0% | 2745.0384 |  | 1171.901 |  | 0 | Avista TRM | Avista TRM | Avista TRM | Standard pre-rinse spray valve. | Standard pre-rinse spray valve. | Standard pre-rinse spray valve. | Standard pre-rinse spray valve. | Standard pre-rinse spray valve. | Standard pre-rinse spray valve. | Standard pre-rinse spray valve. | Standard pre-rinse spray valve. | Standard pre-rinse spray valve. | Standard pre-rinse spray valve. | Standard pre-rinse spray valve. | Standard pre-rinse spray valve. | Standard pre-rinse spray valve. | Standard pre-rinse spray valve. | Standard pre-rinse spray valve. | Standard pre-rinse spray valve. | Standard pre-rinse spray valve. | Standard pre-rinse spray valve. | Standard pre-rinse spray valve. | Standard pre-rinse spray valve. | Standard pre-rinse spray valve. | Standard pre-rinse spray valve. | Standard pre-rinse spray valve. | Standard pre-rinse spray valve. | Standard pre-rinse spray valve. | Standard pre-rinse spray valve. | Standard pre-rinse spray valve. | Low flow pre-rinse spray valve. | Low flow pre-rinse spray valve. | Low flow pre-rinse spray valve. | Low flow pre-rinse spray valve. | Low flow pre-rinse spray valve. | Low flow pre-rinse spray valve. | Low flow pre-rinse spray valve. | Low flow pre-rinse spray valve. | Low flow pre-rinse spray valve. | Low flow pre-rinse spray valve. | Low flow pre-rinse spray valve. | Low flow pre-rinse spray valve. | Low flow pre-rinse spray valve. | Low flow pre-rinse spray valve. | Low flow pre-rinse spray valve. | Low flow pre-rinse spray valve. | Low flow pre-rinse spray valve. | Low flow pre-rinse spray valve. | Low flow pre-rinse spray valve. | Low flow pre-rinse spray valve. | Low flow pre-rinse spray valve. | Low flow pre-rinse spray valve. | Low flow pre-rinse spray valve. | Low flow pre-rinse spray valve. | Low flow pre-rinse spray valve. | Low flow pre-rinse spray valve. | Low flow pre-rinse spray valve. | 112.2 | 112.2 | 112.2 | 112.2 | 112.2 | 112.2 | 112.2 | 112.2 | 112.2 | 112.2 | 112.2 | 112.2 | 112.2 | 112.2 | 112.2 | 112.2 | 112.2 | 112.2 | 112.2 | 112.2 | 112.2 | 112.2 | 112.2 | 112.2 | 112.2 | 112.2 | 112.2 | 0 | 0 | 15.9178 | 15.3586 | 14.84 | 14.3673 | 13.9377 | 13.5214 | 13.1337 | 12.7737 | 12.4355 | 12.1294 | 12.0026 | 11.9125 | 11.8717 | 11.7986 | 11.7458 | 11.7036 | 11.6699 | 11.641 | 11.6242 | 11.6147 | 11.61 | 11.6063 | 11.595 | 11.5926 | 11.5907 | 0.014037 | 0.01663 | 0.019663 | 0.022098 | 0.012161 | 0.013093 | 0.01215 | 0.0097147 | 0.0051207 | 0 | 0 | 0 | 0 | 0 | 0 | 0 | 0 | 0 | 0 | 0 | 0 | 0 | 0 | 0 | 0 | 0.014037 | 0.030173 | 0.048817 | 0.06936 | 0.079448 | 0.090168 | 0.099733 | 0.10671 | 0.10901 | 0.10633 | 0.10521 | 0.10442 | 0.10407 | 0.10343 | 0.10296 | 0.10259 | 0.1023 | 0.10204 | 0.1019 | 0.10181 | 0.10177 | 0.10174 | 0.10164 | 0.10162 | 0.1016 | 0.88184 | 1.0828 | 1.325 | 1.5381 | 0.87255 | 0.96833 | 0.9251 | 0.76052 | 0.41178 | 0 | 0 | 0 | 0 | 0 | 0 | 0 | 0 | 0 | 0 | 0 | 0 | 0 | 0 | 0 | 0 | 0.88184 | 1.9646 | 3.2896 | 4.8277 | 5.7002 | 6.6685 | 7.5936 | 8.3542 | 8.7659 | 8.7659 | 8.7659 | 8.7659 | 8.7659 | 8.7659 | 8.7659 | 8.7659 | 8.7659 | 8.7659 | 8.7659 | 8.7659 | 8.7659 | 8.7659 | 8.7659 | 8.7659 | 8.7659 | 0.012066 | 0.014453 | 0.017273 | 0.019611 | 0.010898 | 0.011846 | 0.011096 | 0.0089532 | 0.004764 | 0 | 0 | 0 | 0 | 0 | 0 | 0 | 0 | 0 | 0 | 0 | 0 | 0 | 0 | 0 | 0 | 0.012066 | 0.026225 | 0.042883 | 0.061553 | 0.071193 | 0.081578 | 0.091079 | 0.098349 | 0.10142 | 0.099853 | 0.098613 | 0.09767 | 0.09711 | 0.096547 | 0.096135 | 0.095808 | 0.095552 | 0.095346 | 0.095199 | 0.095095 | 0.095021 | 0.094969 | 0.094898 | 0.09488 | 0.094865 | 0.74956 | 0.92034 | 1.1262 | 1.3074 | 0.74167 | 0.82308 | 0.78633 | 0.64644 | 0.35001 | 0 | 0 | 0 | 0 | 0 | 0 | 0 | 0 | 0 | 0 | 0 | 0 | 0 | 0 | 0 | 0 | 0.74956 | 1.6699 | 2.7961 | 4.1035 | 4.8452 | 5.6683 | 6.4546 | 7.101 | 7.4511 | 7.4511 | 7.4511 | 7.4511 | 7.4511 | 7.4511 | 7.4511 | 7.4511 | 7.4511 | 7.4511 | 7.4511 | 7.4511 | 7.4511 | 7.4511 | 7.4511 | 7.4511 | 7.4511 | 0 | 0 | 0 | 0 | 0 | 0 | 0 | 0 | 0 | 0 | 0 | 0 | 0 | 0 | 0 | 0 | 0 | 0 | 0 | 0 | 0 | 0 | 0 | 0 | 0 | 0 | 0 | 0 | 0 | 0 | 0 | 0 | 0 | 0 | 0 | 0 | 0 | 0 | 0 | 0 | 0 | 0 | 0 | 0 | 0 | 0 | 0 | 0 | 0 | 0 | 0 | 0 | 0 | 0 | 0 | 0 | 0 | 0 | 0 | 0 | 0 | 0 | 0 | 0 | 0 | 0 | 0 | 0 | 0 | 0 | 0 | 0 | 0 | 0 | 0 | 0 | 0 | 0 | 0 | 0 | 0 | 0 | 0 | 0 | 0 | 0 | 0 | 0 | 0 | 0 | 0 | 0 | 0 | 0 | 0 | 0 | 0 | 0 | 0 | 0 | 0 | 0 | 0 | 0 | 0 | 0 | 0 | 0 | 0 | 0 | 0 | 0 | 0 | 0 | 0 | 0 | 0 | 0 | 0 | 0 | 0 | 0 | 0 | 0 | 0 | 0 | 0 | 0 | 0 | 0 | 0 | 0 | 0 | 0 | 0 | 0 | 0 | 0 | 0 | 0 | 0 | 0 | 0 | 0 | 0 | 0 | 0 | 0 | 0 | 0 | 0 | 0 | 0 | 0 | 0 | 0 | 0 | 0 | 0 | 0 | 0 | 0 | 0 | 0 | 0 | 0 | 0 | 0 | 0 | 0 | 0 | 0 | 0 | 0 | 0 | 0 | 0 | 0 | 0 | 0 | 0 | 0 | 0 | 0 | 0 | 0 | 0 | 0 | 0 | 0 | 0 | 0 | 0 | 0 | 0 | 0 | 0 | 0 | 0 | 0 | 2551.0529 | 2591.6474 | 2628.3708 | 2661.2191 | 2690.1735 | 2715.2068 | 2736.2886 | 2753.3912 | 2767.228 | 2778.398 | 2787.3991 | 2794.6421 | 2800.4636 | 2805.1383 | 2808.8894 | 2811.8974 | 2814.3085 | 2816.2404 | 2817.7878 | 2819.0269 | 2820.019 | 2820.8132 | 2821.4489 | 2821.9576 | 2822.3647 | 1089.0855 | 1106.416 | 1122.0938 | 1136.1172 | 1148.4783 | 1159.1654 | 1168.1656 | 1175.467 | 1181.3741 | 1186.1428 | 1189.9855 | 1193.0776 | 1195.563 | 1197.5587 | 1199.1601 | 1200.4442 | 1201.4736 | 1202.2983 | 1202.9589 | 1203.4879 | 1203.9115 | 1204.2505 | 1204.5219 | 1204.7391 | 1204.9129
OR_Commercial_OR - College_Existing_Water Heating_Natural Gas_Water Heater - Temperature Setback_A | OR | Commercial | OR - College | Existing | Water Heating | Natural Gas | Water Heater - Temperature Setback | A | OCM348 | No water heater temperature setback. | Water heater temperature setback. | 2 | 103.9223 | 0 | 0 | 5 | 0 | 0 | 0 | 0.28365 | 0.25 | WHunits | 15% | 100% | Discretionary | Retro5Med_OR | 81.34% | Water Heater | 0% | 37.0992 |  | 15.8383 |  | 0 | IL TRM - RS-HWE-TMPS-V08-210101 | IL TRM - RS-HWE-TMPS-V08-210101 | IL TRM - RS-HWE-TMPS-V08-210101 | No water heater temperature setback. | No water heater temperature setback. | No water heater temperature setback. | No water heater temperature setback. | No water heater temperature setback. | No water heater temperature setback. | No water heater temperature setback. | No water heater temperature setback. | No water heater temperature setback. | No water heater temperature setback. | No water heater temperature setback. | No water heater temperature setback. | No water heater temperature setback. | No water heater temperature setback. | No water heater temperature setback. | No water heater temperature setback. | No water heater temperature setback. | No water heater temperature setback. | No water heater temperature setback. | No water heater temperature setback. | No water heater temperature setback. | No water heater temperature setback. | No water heater temperature setback. | No water heater temperature setback. | No water heater temperature setback. | No water heater temperature setback. | No water heater temperature setback. | Water heater temperature setback. | Water heater temperature setback. | Water heater temperature setback. | Water heater temperature setback. | Water heater temperature setback. | Water heater temperature setback. | Water heater temperature setback. | Water heater temperature setback. | Water heater temperature setback. | Water heater temperature setback. | Water heater temperature setback. | Water heater temperature setback. | Water heater temperature setback. | Water heater temperature setback. | Water heater temperature setback. | Water heater temperature setback. | Water heater temperature setback. | Water heater temperature setback. | Water heater temperature setback. | Water heater temperature setback. | Water heater temperature setback. | Water heater temperature setback. | Water heater temperature setback. | Water heater temperature setback. | Water heater temperature setback. | Water heater temperature setback. | Water heater temperature setback. | 5 | 5 | 5 | 5 | 5 | 5 | 5 | 5 | 5 | 5 | 5 | 5 | 5 | 5 | 5 | 5 | 5 | 5 | 5 | 5 | 5 | 5 | 5 | 5 | 5 | 5 | 5 | 0 | 0 | 99.0172 | 96.3684 | 93.9392 | 91.7101 | 89.6637 | 87.781 | 86.0574 | 84.4928 | 83.0028 | 81.5971 | 81.219 | 80.9266 | 80.7046 | 80.24 | 79.8812 | 79.5942 | 79.3646 | 79.1682 | 79.0541 | 78.9892 | 78.9578 | 78.9326 | 78.8553 | 78.8392 | 78.8264 | 0.33846 | 0.40446 | 0.16136 | 0.16187 | 0.14924 | 0.17455 | 0 | 0 | 0 | 0 | 0 | 0 | 0 | 0 | 0 | 0 | 0 | 0 | 0 | 0 | 0 | 0 | 0 | 0 | 0 | 0.33846 | 0.73387 | 0.87673 | 1.0178 | 1.1443 | 1.2948 | 1.2694 | 1.2463 | 1.2244 | 1.2036 | 1.1981 | 1.1937 | 1.1905 | 1.1836 | 1.1783 | 1.1741 | 1.1707 | 1.1678 | 1.1661 | 1.1652 | 1.1647 | 1.1643 | 1.1632 | 1.1629 | 1.1628 | 3.4182 | 4.197 | 1.7177 | 1.765 | 1.6645 | 1.9885 | 0 | 0 | 0 | 0 | 0 | 0 | 0 | 0 | 0 | 0 | 0 | 0 | 0 | 0 | 0 | 0 | 0 | 0 | 0 | 3.4182 | 7.6152 | 9.3329 | 11.0979 | 12.7624 | 14.7509 | 14.7509 | 14.7509 | 14.7509 | 14.7509 | 14.7509 | 14.7509 | 14.7509 | 14.7509 | 14.7509 | 14.7509 | 14.7509 | 14.7509 | 14.7509 | 14.7509 | 14.7509 | 14.7509 | 14.7509 | 14.7509 | 14.7509 | 0.29066 | 0.35075 | 0.14124 | 0.14296 | 0.13294 | 0.15677 | 0 | 0 | 0 | 0 | 0 | 0 | 0 | 0 | 0 | 0 | 0 | 0 | 0 | 0 | 0 | 0 | 0 | 0 | 0 | 0.29066 | 0.63641 | 0.76743 | 0.89889 | 1.0193 | 1.1629 | 1.1492 | 1.137 | 1.126 | 1.116 | 1.1076 | 1.1007 | 1.095 | 1.0891 | 1.0844 | 1.0807 | 1.0778 | 1.0755 | 1.0739 | 1.0727 | 1.0718 | 1.0713 | 1.0705 | 1.0703 | 1.0701 | 2.9055 | 3.5675 | 1.46 | 1.5002 | 1.4148 | 1.6902 | 0 | 0 | 0 | 0 | 0 | 0 | 0 | 0 | 0 | 0 | 0 | 0 | 0 | 0 | 0 | 0 | 0 | 0 | 0 | 2.9055 | 6.4729 | 7.933 | 9.4332 | 10.848 | 12.5382 | 12.5382 | 12.5382 | 12.5382 | 12.5382 | 12.5382 | 12.5382 | 12.5382 | 12.5382 | 12.5382 | 12.5382 | 12.5382 | 12.5382 | 12.5382 | 12.5382 | 12.5382 | 12.5382 | 12.5382 | 12.5382 | 12.5382 | 0.29066 | 0.35075 | 0.14124 | 0.14296 | 0.13294 | 0.15677 | 0 | 0 | 0 | 0 | 0 | 0 | 0 | 0 | 0 | 0 | 0 | 0 | 0 | 0 | 0 | 0 | 0 | 0 | 0 | 0.29066 | 0.63641 | 0.76743 | 0.89889 | 1.0193 | 1.1629 | 1.1492 | 1.137 | 1.126 | 1.116 | 1.1076 | 1.1007 | 1.095 | 1.0891 | 1.0844 | 1.0807 | 1.0778 | 1.0755 | 1.0739 | 1.0727 | 1.0718 | 1.0713 | 1.0705 | 1.0703 | 1.0701 | 2.9055 | 3.5675 | 1.46 | 1.5002 | 1.4148 | 1.6902 | 0 | 0 | 0 | 0 | 0 | 0 | 0 | 0 | 0 | 0 | 0 | 0 | 0 | 0 | 0 | 0 | 0 | 0 | 0 | 2.9055 | 6.4729 | 7.933 | 9.4332 | 10.848 | 12.5382 | 12.5382 | 12.5382 | 12.5382 | 12.5382 | 12.5382 | 12.5382 | 12.5382 | 12.5382 | 12.5382 | 12.5382 | 12.5382 | 12.5382 | 12.5382 | 12.5382 | 12.5382 | 12.5382 | 12.5382 | 12.5382 | 12.5382 | 0.29066 | 0.35075 | 0.14124 | 0.14296 | 0.13294 | 0.15677 | 0 | 0 | 0 | 0 | 0 | 0 | 0 | 0 | 0 | 0 | 0 | 0 | 0 | 0 | 0 | 0 | 0 | 0 | 0 | 0.29066 | 0.63641 | 0.76743 | 0.89889 | 1.0193 | 1.1629 | 1.1492 | 1.137 | 1.126 | 1.116 | 1.1076 | 1.1007 | 1.095 | 1.0891 | 1.0844 | 1.0807 | 1.0778 | 1.0755 | 1.0739 | 1.0727 | 1.0718 | 1.0713 | 1.0705 | 1.0703 | 1.0701 | 2.9055 | 3.5675 | 1.46 | 1.5002 | 1.4148 | 1.6902 | 0 | 0 | 0 | 0 | 0 | 0 | 0 | 0 | 0 | 0 | 0 | 0 | 0 | 0 | 0 | 0 | 0 | 0 | 0 | 2.9055 | 6.4729 | 7.933 | 9.4332 | 10.848 | 12.5382 | 12.5382 | 12.5382 | 12.5382 | 12.5382 | 12.5382 | 12.5382 | 12.5382 | 12.5382 | 12.5382 | 12.5382 | 12.5382 | 12.5382 | 12.5382 | 12.5382 | 12.5382 | 12.5382 | 12.5382 | 12.5382 | 12.5382 | 34.4775 | 35.0262 | 35.5225 | 35.9664 | 36.3577 | 36.6961 | 36.981 | 37.2121 | 37.3991 | 37.5501 | 37.6717 | 37.7696 | 37.8483 | 37.9115 | 37.9622 | 38.0028 | 38.0354 | 38.0615 | 38.0824 | 38.0992 | 38.1126 | 38.1233 | 38.1319 | 38.1388 | 38.1443 | 14.719 | 14.9532 | 15.1651 | 15.3546 | 15.5217 | 15.6661 | 15.7878 | 15.8865 | 15.9663 | 16.0307 | 16.0827 | 16.1245 | 16.158 | 16.185 | 16.2067 | 16.224 | 16.2379 | 16.2491 | 16.258 | 16.2652 | 16.2709 | 16.2755 | 16.2791 | 16.2821 | 16.2844
OR_Commercial_OR - College_Existing_Water Heating_Natural Gas_Water Heater - Faucet Aerators_A | OR | Commercial | OR - College | Existing | Water Heating | Natural Gas | Water Heater - Faucet Aerators | A | OCM349 | 0 | 0 | 10 | 13.3737 | 0 | 0 | 7.44 | 14.88 | 0 | 0 | 0.28365 | 0.25 | faucet | 86.67% | 86.67% | Discretionary | Retro5Med_OR | 81.34% | Water Heater | 0% | -1132.6571 |  | 47.005 |  | 0 | DHW_AER-Water Heating-XCELCO-2017-18-6 | DHW_AER-Water Heating-XCELCO-2017-18-6 | DHW_AER-Water Heating-ILTRM-v5.0-23 | 0 | 0 | 0 | 0 | 0 | 0 | 0 | 0 | 0 | 0 | 0 | 0 | 0 | 0 | 0 | 0 | 0 | 0 | 0 | 0 | 0 | 0 | 0 | 0 | 0 | 0 | 0 | 0 | 0 | 0 | 0 | 0 | 0 | 0 | 0 | 0 | 0 | 0 | 0 | 0 | 0 | 0 | 0 | 0 | 0 | 0 | 0 | 0 | 0 | 0 | 0 | 0 | 0 | 0 | 7.44 | 7.44 | 7.44 | 7.44 | 7.44 | 7.44 | 7.44 | 7.44 | 7.44 | 7.44 | 7.44 | 7.44 | 7.44 | 7.44 | 7.44 | 7.44 | 7.44 | 7.44 | 7.44 | 7.44 | 7.44 | 7.44 | 7.44 | 7.44 | 7.44 | 7.44 | 7.44 | 0 | 0 | 12.7284 | 12.371 | 12.0524 | 11.7596 | 11.491 | 11.2424 | 11.0217 | 10.8213 | 10.6305 | 10.4504 | 10.402 | 10.3646 | 10.3361 | 10.2766 | 10.2307 | 10.1939 | 10.1645 | 10.1394 | 10.1247 | 10.1164 | 10.1124 | 10.1092 | 10.0993 | 10.0972 | 10.0956 | 0 | 0 | 0 | 0 | 0 | 0 | 0 | 0 | 0 | 0 | 0 | 0 | 0 | 0 | 0 | 0 | 0 | 0 | 0 | 0 | 0 | 0 | 0 | 0 | 0 | 0 | 0 | 0 | 0 | 0 | 0 | 0 | 0 | 0 | 0 | 0 | 0 | 0 | 0 | 0 | 0 | 0 | 0 | 0 | 0 | 0 | 0 | 0 | 0 | 0 | 0 | 0 | 0 | 0 | 0 | 0 | 0 | 0 | 0 | 0 | 0 | 0 | 0 | 0 | 0 | 0 | 0 | 0 | 0 | 0 | 0 | 0 | 0 | 0 | 0 | 0 | 0 | 0 | 0 | 0 | 0 | 0 | 0 | 0 | 0 | 0 | 0 | 0 | 0 | 0 | 0 | 0 | 0 | 0 | 0 | 0 | 0 | 0 | 0 | 0 | 0 | 0 | 0 | 0 | 0 | 0 | 0 | 0 | 0 | 0 | 0 | 0 | 0 | 0 | 0 | 0 | 0 | 0 | 0 | 0 | 0 | 0 | 0 | 0 | 0 | 0 | 0 | 0 | 0 | 0 | 0 | 0 | 0 | 0 | 0 | 0 | 0 | 0 | 0 | 0 | 0 | 0 | 0 | 0 | 0 | 0 | 0 | 0 | 0 | 0 | 0 | 0 | 0 | 0 | 0 | 0 | 0 | 0 | 0 | 0 | 0 | 0 | 0 | 0 | 0 | 0 | 0 | 0 | 0 | 0 | 0 | 0 | 0 | 0 | 0 | 0 | 0 | 0 | 0 | 0 | 0 | 0 | 0 | 0 | 0 | 0 | 0 | 0 | 0 | 0 | 0 | 0 | 0 | 0 | 0 | 0 | 0 | 0 | 0 | 0 | 0 | 0 | 0 | 0 | 0 | 0 | 0 | 0 | 0 | 0 | 0 | 0 | 0 | 0 | 0 | 0 | 0 | 0 | 0 | 0 | 0 | 0 | 0 | 0 | 0 | 0 | 0 | 0 | 0 | 0 | 0 | 0 | 0 | 0 | 0 | 0 | 0 | 0 | 0 | 0 | 0 | 0 | 0 | 0 | 0 | 0 | 0 | 0 | 0 | 0 | 0 | 0 | 0 | 0 | 0 | 0 | 0 | 0 | 0 | 0 | 0 | 0 | 0 | 0 | 0 | 0 | 0 | 0 | 0 | 0 | 0 | 0 | 0 | 0 | 0 | 0 | 0 | 0 | 0 | 0 | 0 | 0 | 0 | 0 | 0 | 0 | 0 | 0 | 0 | 0 | 0 | 0 | 0 | 0 | 0 | 0 | 0 | 0 | 0 | 0 | 0 | 0 | 0 | 0 | 0 | 0 | 0 | 0 | 0 | 0 | 0 | 0 | 0 | 0 | 0 | 0 | 0 | 0 | 0 | 0 | 0 | 0 | 0 | 0 | 0 | 0 | 0 | 0 | 0 | 0 | 0 | 0 | 0 | 0 | 0 | 0 | 0 | 0 | 0 | 0 | 0 | 0 | 0 | 0 | 0 | 0 | 0 | 0 | 0 | 0 | 0 | 0 | 0 | 0 | 0 | 0 | 0 | 0 | 0 | 0 | 0 | 0 | 0 | 0 | 0 | 0 | 0 | 0 | 0 | 0 | 0 | 0 | 0 | 0 | 0 | 0 | 0 | 0 | 0 | 0 | 0 | 0 | 0 | 0 | 0 | 0 | 0 | 0 | 0 | 0 | 0 | 0 | 0 | 0 | 0 | 0 | 0 | 0 | 0 | 0 | -1052.6149 | -1069.365 | -1084.5178 | -1098.0716 | -1110.0188 | -1120.348 | -1129.0468 | -1136.1037 | -1141.813 | -1146.4219 | -1150.136 | -1153.1246 | -1155.5267 | -1157.4556 | -1159.0033 | -1160.2445 | -1161.2394 | -1162.0365 | -1162.675 | -1163.1863 | -1163.5956 | -1163.9233 | -1164.1856 | -1164.3955 | -1164.5635 | 43.6832 | 44.3783 | 45.0072 | 45.5697 | 46.0655 | 46.4941 | 46.8551 | 47.148 | 47.3849 | 47.5762 | 47.7303 | 47.8543 | 47.954 | 48.0341 | 48.0983 | 48.1498 | 48.1911 | 48.2242 | 48.2507 | 48.2719 | 48.2889 | 48.3025 | 48.3134 | 48.3221 | 48.3291
OR_Commercial_OR - College_Existing_Water Heating_Natural Gas_Water Heater - Low-Flow Showerheads_A | OR | Commercial | OR - College | Existing | Water Heating | Natural Gas | Water Heater - Low-Flow Showerheads | A | OCM350 | 0 | 0 | 10 | 11.916 | 0 | 0 | 19.75 | 39.67 | 0 | 0 | 0.28365 | 0.25 | Showerhead | 86.67% | 86.67% | Discretionary | Retro5Med_OR | 81.34% | Water Heater | 0% | -3390.0678 |  | 140.0431 |  | 0 | Com-Showerheads-2021P_V2 | Com-Showerheads-2021P_V2 | Com-Showerheads-2021P_V2 | 0 | 0 | 0 | 0 | 0 | 0 | 0 | 0 | 0 | 0 | 0 | 0 | 0 | 0 | 0 | 0 | 0 | 0 | 0 | 0 | 0 | 0 | 0 | 0 | 0 | 0 | 0 | 0 | 0 | 0 | 0 | 0 | 0 | 0 | 0 | 0 | 0 | 0 | 0 | 0 | 0 | 0 | 0 | 0 | 0 | 0 | 0 | 0 | 0 | 0 | 0 | 0 | 0 | 0 | 19.75 | 19.75 | 19.75 | 19.75 | 19.75 | 19.75 | 19.75 | 19.75 | 19.75 | 19.75 | 19.75 | 19.75 | 19.75 | 19.75 | 19.75 | 19.75 | 19.75 | 19.75 | 19.75 | 19.75 | 19.75 | 19.75 | 19.75 | 19.75 | 19.75 | 19.75 | 19.75 | 0 | 0 | 11.3223 | 10.9821 | 10.6727 | 10.3834 | 10.1126 | 9.8555 | 9.6207 | 9.4045 | 9.2003 | 9.0121 | 8.9454 | 8.8962 | 8.8718 | 8.8207 | 8.7813 | 8.7497 | 8.7245 | 8.7029 | 8.6904 | 8.6832 | 8.6798 | 8.677 | 8.6685 | 8.6667 | 8.6653 | 0 | 0 | 0 | 0 | 0 | 0 | 0 | 0 | 0 | 0 | 0 | 0 | 0 | 0 | 0 | 0 | 0 | 0 | 0 | 0 | 0 | 0 | 0 | 0 | 0 | 0 | 0 | 0 | 0 | 0 | 0 | 0 | 0 | 0 | 0 | 0 | 0 | 0 | 0 | 0 | 0 | 0 | 0 | 0 | 0 | 0 | 0 | 0 | 0 | 0 | 0 | 0 | 0 | 0 | 0 | 0 | 0 | 0 | 0 | 0 | 0 | 0 | 0 | 0 | 0 | 0 | 0 | 0 | 0 | 0 | 0 | 0 | 0 | 0 | 0 | 0 | 0 | 0 | 0 | 0 | 0 | 0 | 0 | 0 | 0 | 0 | 0 | 0 | 0 | 0 | 0 | 0 | 0 | 0 | 0 | 0 | 0 | 0 | 0 | 0 | 0 | 0 | 0 | 0 | 0 | 0 | 0 | 0 | 0 | 0 | 0 | 0 | 0 | 0 | 0 | 0 | 0 | 0 | 0 | 0 | 0 | 0 | 0 | 0 | 0 | 0 | 0 | 0 | 0 | 0 | 0 | 0 | 0 | 0 | 0 | 0 | 0 | 0 | 0 | 0 | 0 | 0 | 0 | 0 | 0 | 0 | 0 | 0 | 0 | 0 | 0 | 0 | 0 | 0 | 0 | 0 | 0 | 0 | 0 | 0 | 0 | 0 | 0 | 0 | 0 | 0 | 0 | 0 | 0 | 0 | 0 | 0 | 0 | 0 | 0 | 0 | 0 | 0 | 0 | 0 | 0 | 0 | 0 | 0 | 0 | 0 | 0 | 0 | 0 | 0 | 0 | 0 | 0 | 0 | 0 | 0 | 0 | 0 | 0 | 0 | 0 | 0 | 0 | 0 | 0 | 0 | 0 | 0 | 0 | 0 | 0 | 0 | 0 | 0 | 0 | 0 | 0 | 0 | 0 | 0 | 0 | 0 | 0 | 0 | 0 | 0 | 0 | 0 | 0 | 0 | 0 | 0 | 0 | 0 | 0 | 0 | 0 | 0 | 0 | 0 | 0 | 0 | 0 | 0 | 0 | 0 | 0 | 0 | 0 | 0 | 0 | 0 | 0 | 0 | 0 | 0 | 0 | 0 | 0 | 0 | 0 | 0 | 0 | 0 | 0 | 0 | 0 | 0 | 0 | 0 | 0 | 0 | 0 | 0 | 0 | 0 | 0 | 0 | 0 | 0 | 0 | 0 | 0 | 0 | 0 | 0 | 0 | 0 | 0 | 0 | 0 | 0 | 0 | 0 | 0 | 0 | 0 | 0 | 0 | 0 | 0 | 0 | 0 | 0 | 0 | 0 | 0 | 0 | 0 | 0 | 0 | 0 | 0 | 0 | 0 | 0 | 0 | 0 | 0 | 0 | 0 | 0 | 0 | 0 | 0 | 0 | 0 | 0 | 0 | 0 | 0 | 0 | 0 | 0 | 0 | 0 | 0 | 0 | 0 | 0 | 0 | 0 | 0 | 0 | 0 | 0 | 0 | 0 | 0 | 0 | 0 | 0 | 0 | 0 | 0 | 0 | 0 | 0 | 0 | 0 | 0 | 0 | 0 | 0 | 0 | 0 | 0 | 0 | 0 | 0 | 0 | 0 | 0 | 0 | 0 | 0 | 0 | 0 | 0 | 0 | 0 | 0 | 0 | 0 | 0 | 0 | 0 | 0 | 0 | 0 | 0 | 0 | 0 | 0 | 0 | 0 | 0 | 0 | 0 | 0 | -3150.4996 | -3200.6331 | -3245.9857 | -3286.5526 | -3322.3108 | -3353.2264 | -3379.262 | -3400.3834 | -3417.4715 | -3431.2662 | -3442.3824 | -3451.3274 | -3458.5169 | -3464.2901 | -3468.9225 | -3472.6374 | -3475.6151 | -3478.0009 | -3479.9119 | -3481.4422 | -3482.6674 | -3483.6482 | -3484.4332 | -3485.0615 | -3485.5643 | 130.1466 | 132.2176 | 134.0911 | 135.7669 | 137.244 | 138.5212 | 139.5967 | 140.4692 | 141.1751 | 141.745 | 142.2042 | 142.5737 | 142.8707 | 143.1092 | 143.3005 | 143.454 | 143.577 | 143.6756 | 143.7545 | 143.8177 | 143.8683 | 143.9089 | 143.9413 | 143.9672 | 143.988
OR_Commercial_OR - College_Existing_Water Heating_Natural Gas_Water Heater - Tank Blanket/Insulation_A | OR | Commercial | OR - College | Existing | Water Heating | Natural Gas | Water Heater - Tank Blanket/Insulation | A | OCM351 | 0 | 0 | 15 | 200.7769 | 0 | 0 | 1.47 | 0 | 0 | 0 | 0.28365 | 0.25 | WHUnits | 75% | 100% | Discretionary | Retro5Med_OR | 81.34% | Water Heater | 0% | 1.1157 |  | 0.47632 |  | 0 | IL TRM - 4.3.12 Tank Insulation - CI-HWE-TKIN-V01-210101 / PA TRM - 2.3.4 - State of Pennsylvania TRM, Volume 2: Residential Measures, 2021 Final Order. August 8, 2019. | IL TRM - 4.3.12 Tank Insulation - CI-HWE-TKIN-V01-210101 / PA TRM - 2.3.4 - State of Pennsylvania TRM, Volume 2: Residential Measures, 2021 Final Order. August 8, 2019. | IL TRM - 4.3.12 Tank Insulation - CI-HWE-TKIN-V01-210101 / PA TRM - 2.3.4 - State of Pennsylvania TRM, Volume 2: Residential Measures, 2021 Final Order. August 8, 2019. | 0 | 0 | 0 | 0 | 0 | 0 | 0 | 0 | 0 | 0 | 0 | 0 | 0 | 0 | 0 | 0 | 0 | 0 | 0 | 0 | 0 | 0 | 0 | 0 | 0 | 0 | 0 | 0 | 0 | 0 | 0 | 0 | 0 | 0 | 0 | 0 | 0 | 0 | 0 | 0 | 0 | 0 | 0 | 0 | 0 | 0 | 0 | 0 | 0 | 0 | 0 | 0 | 0 | 0 | 1.47 | 1.47 | 1.47 | 1.47 | 1.47 | 1.47 | 1.47 | 1.47 | 1.47 | 1.47 | 1.47 | 1.47 | 1.47 | 1.47 | 1.47 | 1.47 | 1.47 | 1.47 | 1.47 | 1.47 | 1.47 | 1.47 | 1.47 | 1.47 | 1.47 | 1.47 | 1.47 | 0 | 0 | 191.4209 | 186.4448 | 181.9176 | 177.7969 | 174.0486 | 170.6455 | 167.566 | 164.7925 | 162.1399 | 159.6089 | 159.0353 | 158.5764 | 158.2093 | 157.3299 | 156.6265 | 156.0637 | 155.6135 | 155.2285 | 155.0048 | 154.8774 | 154.8158 | 154.7665 | 154.615 | 154.5834 | 154.5582 | 0.19245 | 0.23015 | 0.2748 | 0.31177 | 0.34812 | 0.39903 | 0.42985 | 0.43185 | 0.40042 | 0.33882 | 0.26125 | 0.17877 | 0.10673 | 0.049574 | 0 | 0 | 0 | 0 | 0 | 0 | 0 | 0 | 0 | 0 | 0 | 0.19245 | 0.41759 | 0.68225 | 0.97857 | 1.3061 | 1.6796 | 2.0791 | 2.4765 | 2.8371 | 3.1316 | 3.3816 | 3.5506 | 3.6491 | 3.6784 | 3.662 | 3.6488 | 3.6383 | 3.6293 | 3.6241 | 3.6211 | 3.6196 | 3.6185 | 3.6149 | 3.6142 | 3.6136 | 1.0054 | 1.2344 | 1.5106 | 1.7535 | 2.0001 | 2.3384 | 2.5652 | 2.6206 | 2.4696 | 2.1228 | 1.6427 | 1.1274 | 0.67462 | 0.31509 | 0 | 0 | 0 | 0 | 0 | 0 | 0 | 0 | 0 | 0 | 0 | 1.0054 | 2.2398 | 3.7503 | 5.5038 | 7.504 | 9.8423 | 12.4076 | 15.0281 | 17.4977 | 19.6205 | 21.2632 | 22.3906 | 23.0652 | 23.3803 | 23.3803 | 23.3803 | 23.3803 | 23.3803 | 23.3803 | 23.3803 | 23.3803 | 23.3803 | 23.3803 | 23.3803 | 23.3803 | 0.16525 | 0.19954 | 0.24045 | 0.27521 | 0.30987 | 0.35804 | 0.38867 | 0.3934 | 0.36763 | 0.31357 | 0.24105 | 0.16449 | 0.09796 | 0.045512 | 0 | 0 | 0 | 0 | 0 | 0 | 0 | 0 | 0 | 0 | 0 | 0.16525 | 0.36206 | 0.59698 | 0.8638 | 1.1626 | 1.507 | 1.8799 | 2.256 | 2.6047 | 2.8982 | 3.1201 | 3.2669 | 3.3493 | 3.377 | 3.3626 | 3.3512 | 3.3422 | 3.335 | 3.3299 | 3.3263 | 3.3237 | 3.3218 | 3.3193 | 3.3187 | 3.3182 | 0.85455 | 1.0493 | 1.284 | 1.4905 | 1.7001 | 1.9876 | 2.1804 | 2.2275 | 2.0991 | 1.8044 | 1.3963 | 0.95826 | 0.57343 | 0.26783 | 0 | 0 | 0 | 0 | 0 | 0 | 0 | 0 | 0 | 0 | 0 | 0.85455 | 1.9038 | 3.1878 | 4.6783 | 6.3784 | 8.366 | 10.5464 | 12.7739 | 14.873 | 16.6774 | 18.0737 | 19.032 | 19.6054 | 19.8733 | 19.8733 | 19.8733 | 19.8733 | 19.8733 | 19.8733 | 19.8733 | 19.8733 | 19.8733 | 19.8733 | 19.8733 | 19.8733 | 0.16525 | 0.19954 | 0.24045 | 0.27521 | 0.30987 | 0.35804 | 0.38867 | 0.3934 | 0.36763 | 0.31357 | 0.24105 | 0.16449 | 0.09796 | 0.045512 | 0 | 0 | 0 | 0 | 0 | 0 | 0 | 0 | 0 | 0 | 0 | 0.16525 | 0.36206 | 0.59698 | 0.8638 | 1.1626 | 1.507 | 1.8799 | 2.256 | 2.6047 | 2.8982 | 3.1201 | 3.2669 | 3.3493 | 3.377 | 3.3626 | 3.3512 | 3.3422 | 3.335 | 3.3299 | 3.3263 | 3.3237 | 3.3218 | 3.3193 | 3.3187 | 3.3182 | 0.85455 | 1.0493 | 1.284 | 1.4905 | 1.7001 | 1.9876 | 2.1804 | 2.2275 | 2.0991 | 1.8044 | 1.3963 | 0.95826 | 0.57343 | 0.26783 | 0 | 0 | 0 | 0 | 0 | 0 | 0 | 0 | 0 | 0 | 0 | 0.85455 | 1.9038 | 3.1878 | 4.6783 | 6.3784 | 8.366 | 10.5464 | 12.7739 | 14.873 | 16.6774 | 18.0737 | 19.032 | 19.6054 | 19.8733 | 19.8733 | 19.8733 | 19.8733 | 19.8733 | 19.8733 | 19.8733 | 19.8733 | 19.8733 | 19.8733 | 19.8733 | 19.8733 | 0.16525 | 0.19954 | 0.24045 | 0.27521 | 0.30987 | 0.35804 | 0.38867 | 0.3934 | 0.36763 | 0.31357 | 0.24105 | 0.16449 | 0.09796 | 0.045512 | 0 | 0 | 0 | 0 | 0 | 0 | 0 | 0 | 0 | 0 | 0 | 0.16525 | 0.36206 | 0.59698 | 0.8638 | 1.1626 | 1.507 | 1.8799 | 2.256 | 2.6047 | 2.8982 | 3.1201 | 3.2669 | 3.3493 | 3.377 | 3.3626 | 3.3512 | 3.3422 | 3.335 | 3.3299 | 3.3263 | 3.3237 | 3.3218 | 3.3193 | 3.3187 | 3.3182 | 0.85455 | 1.0493 | 1.284 | 1.4905 | 1.7001 | 1.9876 | 2.1804 | 2.2275 | 2.0991 | 1.8044 | 1.3963 | 0.95826 | 0.57343 | 0.26783 | 0 | 0 | 0 | 0 | 0 | 0 | 0 | 0 | 0 | 0 | 0 | 0.85455 | 1.9038 | 3.1878 | 4.6783 | 6.3784 | 8.366 | 10.5464 | 12.7739 | 14.873 | 16.6774 | 18.0737 | 19.032 | 19.6054 | 19.8733 | 19.8733 | 19.8733 | 19.8733 | 19.8733 | 19.8733 | 19.8733 | 19.8733 | 19.8733 | 19.8733 | 19.8733 | 19.8733 | 1.0369 | 1.0534 | 1.0683 | 1.0817 | 1.0934 | 1.1036 | 1.1122 | 1.1191 | 1.1248 | 1.1293 | 1.133 | 1.1359 | 1.1383 | 1.1402 | 1.1417 | 1.1429 | 1.1439 | 1.1447 | 1.1453 | 1.1458 | 1.1462 | 1.1465 | 1.1468 | 1.147 | 1.1472 | 0.44266 | 0.44971 | 0.45608 | 0.46178 | 0.4668 | 0.47115 | 0.47481 | 0.47777 | 0.48018 | 0.48211 | 0.48368 | 0.48493 | 0.48594 | 0.48675 | 0.4874 | 0.48793 | 0.48834 | 0.48868 | 0.48895 | 0.48916 | 0.48934 | 0.48947 | 0.48958 | 0.48967 | 0.48974
OR_Commercial_OR - College_Existing_Water Heating_Natural Gas_Water Heater - Drainwater Heat Recovery_A | OR | Commercial | OR - College | Existing | Water Heating | Natural Gas | Water Heater - Drainwater Heat Recovery | A | OCM352 | 0 | 0 | 40 | 27.6423 | 0 | 0 | 948.56 | 0 | 0 | 0 | 0.28365 | 0.25 | faucet | 86.67% | 86.67% | Discretionary | Retro5Med_OR | 81.34% | Water Heater | 0% | 3555.4844 |  | 1517.8935 |  | 0 | DHW_DWHR-Water Heating-OPATRM-v1-1 | DHW_DWHR-Water Heating-OPATRM-v1-1 | DHW_DWHR-Water Heating-MNTRM-v1.0-7 | 0 | 0 | 0 | 0 | 0 | 0 | 0 | 0 | 0 | 0 | 0 | 0 | 0 | 0 | 0 | 0 | 0 | 0 | 0 | 0 | 0 | 0 | 0 | 0 | 0 | 0 | 0 | 0 | 0 | 0 | 0 | 0 | 0 | 0 | 0 | 0 | 0 | 0 | 0 | 0 | 0 | 0 | 0 | 0 | 0 | 0 | 0 | 0 | 0 | 0 | 0 | 0 | 0 | 0 | 948.56 | 948.56 | 948.56 | 948.56 | 948.56 | 948.56 | 948.56 | 948.56 | 948.56 | 948.56 | 948.56 | 948.56 | 948.56 | 948.56 | 948.56 | 948.56 | 948.56 | 948.56 | 948.56 | 948.56 | 948.56 | 948.56 | 948.56 | 948.56 | 948.56 | 948.56 | 948.56 | 0 | 0 | 26.236 | 25.4145 | 24.6604 | 23.95 | 23.28 | 22.6373 | 22.0444 | 21.496 | 20.9783 | 20.5052 | 20.3192 | 20.184 | 20.1147 | 19.9909 | 19.9015 | 19.83 | 19.7728 | 19.7239 | 19.6955 | 19.6793 | 19.6714 | 19.6652 | 19.6459 | 19.6419 | 19.6387 | 0 | 0 | 0 | 0 | 0 | 0 | 0 | 0 | 0 | 0 | 0 | 0 | 0 | 0 | 0 | 0 | 0 | 0 | 0 | 0 | 0 | 0 | 0 | 0 | 0 | 0 | 0 | 0 | 0 | 0 | 0 | 0 | 0 | 0 | 0 | 0 | 0 | 0 | 0 | 0 | 0 | 0 | 0 | 0 | 0 | 0 | 0 | 0 | 0 | 0 | 0 | 0 | 0 | 0 | 0 | 0 | 0 | 0 | 0 | 0 | 0 | 0 | 0 | 0 | 0 | 0 | 0 | 0 | 0 | 0 | 0 | 0 | 0 | 0 | 0 | 0 | 0 | 0 | 0 | 0 | 0 | 0 | 0 | 0 | 0 | 0 | 0 | 0 | 0 | 0 | 0 | 0 | 0 | 0 | 0 | 0 | 0 | 0 | 0 | 0 | 0 | 0 | 0 | 0 | 0 | 0 | 0 | 0 | 0 | 0 | 0 | 0 | 0 | 0 | 0 | 0 | 0 | 0 | 0 | 0 | 0 | 0 | 0 | 0 | 0 | 0 | 0 | 0 | 0 | 0 | 0 | 0 | 0 | 0 | 0 | 0 | 0 | 0 | 0 | 0 | 0 | 0 | 0 | 0 | 0 | 0 | 0 | 0 | 0 | 0 | 0 | 0 | 0 | 0 | 0 | 0 | 0 | 0 | 0 | 0 | 0 | 0 | 0 | 0 | 0 | 0 | 0 | 0 | 0 | 0 | 0 | 0 | 0 | 0 | 0 | 0 | 0 | 0 | 0 | 0 | 0 | 0 | 0 | 0 | 0 | 0 | 0 | 0 | 0 | 0 | 0 | 0 | 0 | 0 | 0 | 0 | 0 | 0 | 0 | 0 | 0 | 0 | 0 | 0 | 0 | 0 | 0 | 0 | 0 | 0 | 0 | 0 | 0 | 0 | 0 | 0 | 0 | 0 | 0 | 0 | 0 | 0 | 0 | 0 | 0 | 0 | 0 | 0 | 0 | 0 | 0 | 0 | 0 | 0 | 0 | 0 | 0 | 0 | 0 | 0 | 0 | 0 | 0 | 0 | 0 | 0 | 0 | 0 | 0 | 0 | 0 | 0 | 0 | 0 | 0 | 0 | 0 | 0 | 0 | 0 | 0 | 0 | 0 | 0 | 0 | 0 | 0 | 0 | 0 | 0 | 0 | 0 | 0 | 0 | 0 | 0 | 0 | 0 | 0 | 0 | 0 | 0 | 0 | 0 | 0 | 0 | 0 | 0 | 0 | 0 | 0 | 0 | 0 | 0 | 0 | 0 | 0 | 0 | 0 | 0 | 0 | 0 | 0 | 0 | 0 | 0 | 0 | 0 | 0 | 0 | 0 | 0 | 0 | 0 | 0 | 0 | 0 | 0 | 0 | 0 | 0 | 0 | 0 | 0 | 0 | 0 | 0 | 0 | 0 | 0 | 0 | 0 | 0 | 0 | 0 | 0 | 0 | 0 | 0 | 0 | 0 | 0 | 0 | 0 | 0 | 0 | 0 | 0 | 0 | 0 | 0 | 0 | 0 | 0 | 0 | 0 | 0 | 0 | 0 | 0 | 0 | 0 | 0 | 0 | 0 | 0 | 0 | 0 | 0 | 0 | 0 | 0 | 0 | 0 | 0 | 0 | 0 | 0 | 0 | 0 | 0 | 0 | 0 | 0 | 0 | 0 | 0 | 0 | 0 | 0 | 0 | 0 | 0 | 0 | 0 | 0 | 0 | 0 | 0 | 0 | 3304.2266 | 3356.8062 | 3404.3719 | 3446.9182 | 3484.4212 | 3516.8453 | 3544.1513 | 3566.3033 | 3584.2252 | 3598.693 | 3610.3516 | 3619.733 | 3627.2734 | 3633.3283 | 3638.1868 | 3642.0829 | 3645.2059 | 3647.7081 | 3649.7123 | 3651.3173 | 3652.6023 | 3653.631 | 3654.4543 | 3655.1132 | 3655.6406 | 1410.6275 | 1433.0746 | 1453.3811 | 1471.5448 | 1487.5554 | 1501.3978 | 1513.0552 | 1522.5122 | 1530.1634 | 1536.3399 | 1541.3172 | 1545.3223 | 1548.5413 | 1551.1263 | 1553.2004 | 1554.8638 | 1556.197 | 1557.2652 | 1558.1209 | 1558.8061 | 1559.3547 | 1559.7938 | 1560.1453 | 1560.4266 | 1560.6517
OR_Commercial_OR - College_Existing_Water Heating_Natural Gas_Water Heater - Circulation Pump Controls_A | OR | Commercial | OR - College | Existing | Water Heating | Natural Gas | Water Heater - Circulation Pump Controls | A | OCM353 | Circulation pump with no controls. | Controlled circulation pump. | 11.5 | 1451.3983 | 0 | 0 | 913.56 | 0 | 0 | 0 | 0.28365 | 0.25 | perbldg | 15% | 26.67% | Discretionary | Retro5Med_OR | 81.34% | Water Heater | 0% | 113.2177 |  | 48.3345 |  | 0 | RTF - ComResCirculatorPumps_2_3 - AEG Edited | RTF - ComResCirculatorPumps_2_3 - AEG Edited | RTF - ComResCirculatorPumps_2_3 - AEG Edited | Circulation pump with no controls. | Circulation pump with no controls. | Circulation pump with no controls. | Circulation pump with no controls. | Circulation pump with no controls. | Circulation pump with no controls. | Circulation pump with no controls. | Circulation pump with no controls. | Circulation pump with no controls. | Circulation pump with no controls. | Circulation pump with no controls. | Circulation pump with no controls. | Circulation pump with no controls. | Circulation pump with no controls. | Circulation pump with no controls. | Circulation pump with no controls. | Circulation pump with no controls. | Circulation pump with no controls. | Circulation pump with no controls. | Circulation pump with no controls. | Circulation pump with no controls. | Circulation pump with no controls. | Circulation pump with no controls. | Circulation pump with no controls. | Circulation pump with no controls. | Circulation pump with no controls. | Circulation pump with no controls. | Controlled circulation pump. | Controlled circulation pump. | Controlled circulation pump. | Controlled circulation pump. | Controlled circulation pump. | Controlled circulation pump. | Controlled circulation pump. | Controlled circulation pump. | Controlled circulation pump. | Controlled circulation pump. | Controlled circulation pump. | Controlled circulation pump. | Controlled circulation pump. | Controlled circulation pump. | Controlled circulation pump. | Controlled circulation pump. | Controlled circulation pump. | Controlled circulation pump. | Controlled circulation pump. | Controlled circulation pump. | Controlled circulation pump. | Controlled circulation pump. | Controlled circulation pump. | Controlled circulation pump. | Controlled circulation pump. | Controlled circulation pump. | Controlled circulation pump. | 913.56 | 913.56 | 913.56 | 913.56 | 913.56 | 913.56 | 913.56 | 913.56 | 913.56 | 913.56 | 913.56 | 913.56 | 913.56 | 913.56 | 913.56 | 913.56 | 913.56 | 913.56 | 913.56 | 913.56 | 913.56 | 913.56 | 913.56 | 913.56 | 913.56 | 913.56 | 913.56 | 0 | 0 | 1381.3576 | 1342.5722 | 1307.998 | 1276.2265 | 1247.072 | 1220.0958 | 1196.1378 | 1174.3912 | 1153.6811 | 1134.1432 | 1128.8884 | 1124.8243 | 1121.7387 | 1115.2803 | 1110.2935 | 1106.3041 | 1103.1126 | 1100.3836 | 1098.7979 | 1097.8947 | 1097.4581 | 1097.1088 | 1096.0343 | 1095.8108 | 1095.6319 | 0.50158 | 0.59857 | 0.71362 | 0.80827 | 0.90088 | 1.0305 | 1.1082 | 1.1115 | 1.029 | 0.86956 | 0.66978 | 0.458 | 0 | 0 | 0 | 0 | 0 | 0 | 0 | 0 | 0 | 0 | 0 | 0 | 0 | 0.50158 | 1.0861 | 1.7717 | 2.537 | 3.3799 | 4.3372 | 5.3603 | 6.3744 | 7.291 | 8.0371 | 8.6696 | 9.0964 | 9.0715 | 9.0192 | 8.9789 | 8.9466 | 8.9208 | 8.8988 | 8.8859 | 8.8786 | 8.8751 | 8.8723 | 8.8636 | 8.8618 | 8.8603 | 0.36311 | 0.44584 | 0.54558 | 0.63333 | 0.72239 | 0.84457 | 0.9265 | 0.94649 | 0.89195 | 0.76671 | 0.59331 | 0.40718 | 0 | 0 | 0 | 0 | 0 | 0 | 0 | 0 | 0 | 0 | 0 | 0 | 0 | 0.36311 | 0.80895 | 1.3545 | 1.9879 | 2.7103 | 3.5548 | 4.4813 | 5.4278 | 6.3198 | 7.0865 | 7.6798 | 8.087 | 8.087 | 8.087 | 8.087 | 8.087 | 8.087 | 8.087 | 8.087 | 8.087 | 8.087 | 8.087 | 8.087 | 8.087 | 8.087 | 0.43082 | 0.51928 | 0.62494 | 0.71424 | 0.80296 | 0.92612 | 1.004 | 1.0148 | 0.94701 | 0.80684 | 0.61969 | 0.42261 | 0 | 0 | 0 | 0 | 0 | 0 | 0 | 0 | 0 | 0 | 0 | 0 | 0 | 0.43082 | 0.94219 | 1.5516 | 2.2418 | 3.0125 | 3.8981 | 4.856 | 5.8193 | 6.7099 | 7.4574 | 8.0212 | 8.3936 | 8.3503 | 8.3047 | 8.2693 | 8.2412 | 8.2191 | 8.2014 | 8.1888 | 8.1798 | 8.1735 | 8.169 | 8.1629 | 8.1613 | 8.1601 | 0.30864 | 0.37897 | 0.46374 | 0.53833 | 0.61404 | 0.71788 | 0.78753 | 0.80451 | 0.75816 | 0.6517 | 0.50431 | 0.3461 | 0 | 0 | 0 | 0 | 0 | 0 | 0 | 0 | 0 | 0 | 0 | 0 | 0 | 0.30864 | 0.68761 | 1.1514 | 1.6897 | 2.3037 | 3.0216 | 3.8091 | 4.6136 | 5.3718 | 6.0235 | 6.5278 | 6.8739 | 6.8739 | 6.8739 | 6.8739 | 6.8739 | 6.8739 | 6.8739 | 6.8739 | 6.8739 | 6.8739 | 6.8739 | 6.8739 | 6.8739 | 6.8739 | 0.43082 | 0.51928 | 0.62494 | 0.71424 | 0.80296 | 0.92612 | 1.004 | 1.0148 | 0.94701 | 0.80684 | 0.61969 | 0.42261 | 0 | 0 | 0 | 0 | 0 | 0 | 0 | 0 | 0 | 0 | 0 | 0 | 0 | 0.43082 | 0.94219 | 1.5516 | 2.2418 | 3.0125 | 3.8981 | 4.856 | 5.8193 | 6.7099 | 7.4574 | 8.0212 | 8.3936 | 8.3503 | 8.3047 | 8.2693 | 8.2412 | 8.2191 | 8.2014 | 8.1888 | 8.1798 | 8.1735 | 8.169 | 8.1629 | 8.1613 | 8.1601 | 0.30864 | 0.37897 | 0.46374 | 0.53833 | 0.61404 | 0.71788 | 0.78753 | 0.80451 | 0.75816 | 0.6517 | 0.50431 | 0.3461 | 0 | 0 | 0 | 0 | 0 | 0 | 0 | 0 | 0 | 0 | 0 | 0 | 0 | 0.30864 | 0.68761 | 1.1514 | 1.6897 | 2.3037 | 3.0216 | 3.8091 | 4.6136 | 5.3718 | 6.0235 | 6.5278 | 6.8739 | 6.8739 | 6.8739 | 6.8739 | 6.8739 | 6.8739 | 6.8739 | 6.8739 | 6.8739 | 6.8739 | 6.8739 | 6.8739 | 6.8739 | 6.8739 | 0.43082 | 0.51928 | 0.62494 | 0.71424 | 0.80296 | 0.92612 | 1.004 | 1.0148 | 0.94701 | 0.80684 | 0.61969 | 0.42261 | 0 | 0 | 0 | 0 | 0 | 0 | 0 | 0 | 0 | 0 | 0 | 0 | 0 | 0.43082 | 0.94219 | 1.5516 | 2.2418 | 3.0125 | 3.8981 | 4.856 | 5.8193 | 6.7099 | 7.4574 | 8.0212 | 8.3936 | 8.3503 | 8.3047 | 8.2693 | 8.2412 | 8.2191 | 8.2014 | 8.1888 | 8.1798 | 8.1735 | 8.169 | 8.1629 | 8.1613 | 8.1601 | 0.30864 | 0.37897 | 0.46374 | 0.53833 | 0.61404 | 0.71788 | 0.78753 | 0.80451 | 0.75816 | 0.6517 | 0.50431 | 0.3461 | 0 | 0 | 0 | 0 | 0 | 0 | 0 | 0 | 0 | 0 | 0 | 0 | 0 | 0.30864 | 0.68761 | 1.1514 | 1.6897 | 2.3037 | 3.0216 | 3.8091 | 4.6136 | 5.3718 | 6.0235 | 6.5278 | 6.8739 | 6.8739 | 6.8739 | 6.8739 | 6.8739 | 6.8739 | 6.8739 | 6.8739 | 6.8739 | 6.8739 | 6.8739 | 6.8739 | 6.8739 | 6.8739 | 105.2169 | 106.8912 | 108.4058 | 109.7606 | 110.9548 | 111.9873 | 112.8568 | 113.5622 | 114.1329 | 114.5936 | 114.9648 | 115.2636 | 115.5037 | 115.6965 | 115.8512 | 115.9753 | 116.0747 | 116.1544 | 116.2182 | 116.2693 | 116.3102 | 116.343 | 116.3692 | 116.3902 | 116.407 | 44.9188 | 45.6336 | 46.2802 | 46.8586 | 47.3684 | 47.8092 | 48.1804 | 48.4815 | 48.7252 | 48.9218 | 49.0803 | 49.2079 | 49.3104 | 49.3927 | 49.4587 | 49.5117 | 49.5542 | 49.5882 | 49.6154 | 49.6372 | 49.6547 | 49.6687 | 49.6799 | 49.6888 | 49.696
OR_Commercial_OR - College_Existing_Water Heating_Natural Gas_Water Heater - Pipe Insulation_A | OR | Commercial | OR - College | Existing | Water Heating | Natural Gas | Water Heater - Pipe Insulation | A | OCM354 | No insulation. | Water heater pipe insulation. | 15 | 5.02 | 0 | 0 | 19.39 | 0 | 0 | 0 | 0.28365 | 0.25 | PipeFeet | 15.8% | 100% | Discretionary | Retro5Med_OR | 81.34% | Water Heater | 0% | 588.6148 |  | 251.2891 |  | 0 | IL TRM v10 - 4.4.14 Pipe Insulation - CI-HVC-PINS-V07-220101 | IL TRM v10 - 4.4.14 Pipe Insulation - CI-HVC-PINS-V07-220101 | IL TRM v10 - 4.4.14 Pipe Insulation - CI-HVC-PINS-V07-220101 | No insulation. | No insulation. | No insulation. | No insulation. | No insulation. | No insulation. | No insulation. | No insulation. | No insulation. | No insulation. | No insulation. | No insulation. | No insulation. | No insulation. | No insulation. | No insulation. | No insulation. | No insulation. | No insulation. | No insulation. | No insulation. | No insulation. | No insulation. | No insulation. | No insulation. | No insulation. | No insulation. | Water heater pipe insulation. | Water heater pipe insulation. | Water heater pipe insulation. | Water heater pipe insulation. | Water heater pipe insulation. | Water heater pipe insulation. | Water heater pipe insulation. | Water heater pipe insulation. | Water heater pipe insulation. | Water heater pipe insulation. | Water heater pipe insulation. | Water heater pipe insulation. | Water heater pipe insulation. | Water heater pipe insulation. | Water heater pipe insulation. | Water heater pipe insulation. | Water heater pipe insulation. | Water heater pipe insulation. | Water heater pipe insulation. | Water heater pipe insulation. | Water heater pipe insulation. | Water heater pipe insulation. | Water heater pipe insulation. | Water heater pipe insulation. | Water heater pipe insulation. | Water heater pipe insulation. | Water heater pipe insulation. | 19.39 | 19.39 | 19.39 | 19.39 | 19.39 | 19.39 | 19.39 | 19.39 | 19.39 | 19.39 | 19.39 | 19.39 | 19.39 | 19.39 | 19.39 | 19.39 | 19.39 | 19.39 | 19.39 | 19.39 | 19.39 | 19.39 | 19.39 | 19.39 | 19.39 | 19.39 | 19.39 | 0 | 0 | 4.7699 | 4.6266 | 4.4962 | 4.3743 | 4.2603 | 4.152 | 4.0531 | 3.9619 | 3.8759 | 3.7967 | 3.7686 | 3.7478 | 3.7375 | 3.716 | 3.6994 | 3.6861 | 3.6755 | 3.6664 | 3.6611 | 3.6581 | 3.6566 | 3.6555 | 3.6519 | 3.6512 | 3.6506 | 0.0625 | 0.074435 | 0.088521 | 0.099973 | 0.11106 | 0.12654 | 0.13551 | 0.13532 | 0.12475 | 0.10504 | 0.080686 | 0.055068 | 0.032863 | 0.015261 | 0 | 0 | 0 | 0 | 0 | 0 | 0 | 0 | 0 | 0 | 0 | 0.0625 | 0.13506 | 0.21977 | 0.31379 | 0.41666 | 0.53261 | 0.65543 | 0.77602 | 0.88393 | 0.97089 | 1.0444 | 1.0937 | 1.1236 | 1.1324 | 1.1273 | 1.1232 | 1.12 | 1.1172 | 1.1156 | 1.1147 | 1.1143 | 1.1139 | 1.1128 | 1.1126 | 1.1124 | 13.1031 | 16.0886 | 19.6877 | 22.8543 | 26.0683 | 30.4769 | 33.4337 | 34.1548 | 32.1868 | 27.6673 | 21.4101 | 14.6933 | 8.7926 | 4.1067 | 0 | 0 | 0 | 0 | 0 | 0 | 0 | 0 | 0 | 0 | 0 | 13.1031 | 29.1917 | 48.8794 | 71.7338 | 97.802 | 128.2789 | 161.7126 | 195.8674 | 228.0543 | 255.7216 | 277.1317 | 291.825 | 300.6176 | 304.7243 | 304.7243 | 304.7243 | 304.7243 | 304.7243 | 304.7243 | 304.7243 | 304.7243 | 304.7243 | 304.7243 | 304.7243 | 304.7243 | 0.053696 | 0.06461 | 0.077592 | 0.088463 | 0.099172 | 0.11401 | 0.12314 | 0.124 | 0.11532 | 0.097953 | 0.075055 | 0.051103 | 0.030423 | 0.014132 | 0 | 0 | 0 | 0 | 0 | 0 | 0 | 0 | 0 | 0 | 0 | 0.053696 | 0.11723 | 0.19264 | 0.27766 | 0.37207 | 0.47986 | 0.59561 | 0.71113 | 0.81708 | 0.90535 | 0.97151 | 1.015 | 1.0402 | 1.0486 | 1.0441 | 1.0406 | 1.0378 | 1.0356 | 1.034 | 1.0328 | 1.032 | 1.0315 | 1.0307 | 1.0305 | 1.0303 | 11.1377 | 13.6753 | 16.7346 | 19.4262 | 22.158 | 25.9054 | 28.4186 | 29.0316 | 27.3588 | 23.5172 | 18.1986 | 12.4893 | 7.4737 | 3.4907 | 0 | 0 | 0 | 0 | 0 | 0 | 0 | 0 | 0 | 0 | 0 | 11.1377 | 24.813 | 41.5475 | 60.9737 | 83.1317 | 109.0371 | 137.4557 | 166.4873 | 193.8461 | 217.3633 | 235.5619 | 248.0513 | 255.525 | 259.0157 | 259.0157 | 259.0157 | 259.0157 | 259.0157 | 259.0157 | 259.0157 | 259.0157 | 259.0157 | 259.0157 | 259.0157 | 259.0157 | 0.053696 | 0.06461 | 0.077592 | 0.088463 | 0.099172 | 0.11401 | 0.12314 | 0.124 | 0.11532 | 0.097953 | 0.075055 | 0.051103 | 0.030423 | 0.014132 | 0 | 0 | 0 | 0 | 0 | 0 | 0 | 0 | 0 | 0 | 0 | 0.053696 | 0.11723 | 0.19264 | 0.27766 | 0.37207 | 0.47986 | 0.59561 | 0.71113 | 0.81708 | 0.90535 | 0.97151 | 1.015 | 1.0402 | 1.0486 | 1.0441 | 1.0406 | 1.0378 | 1.0356 | 1.034 | 1.0328 | 1.032 | 1.0315 | 1.0307 | 1.0305 | 1.0303 | 11.1377 | 13.6753 | 16.7346 | 19.4262 | 22.158 | 25.9054 | 28.4186 | 29.0316 | 27.3588 | 23.5172 | 18.1986 | 12.4893 | 7.4737 | 3.4907 | 0 | 0 | 0 | 0 | 0 | 0 | 0 | 0 | 0 | 0 | 0 | 11.1377 | 24.813 | 41.5475 | 60.9737 | 83.1317 | 109.0371 | 137.4557 | 166.4873 | 193.8461 | 217.3633 | 235.5619 | 248.0513 | 255.525 | 259.0157 | 259.0157 | 259.0157 | 259.0157 | 259.0157 | 259.0157 | 259.0157 | 259.0157 | 259.0157 | 259.0157 | 259.0157 | 259.0157 | 0.053696 | 0.06461 | 0.077592 | 0.088463 | 0.099172 | 0.11401 | 0.12314 | 0.124 | 0.11532 | 0.097953 | 0.075055 | 0.051103 | 0.030423 | 0.014132 | 0 | 0 | 0 | 0 | 0 | 0 | 0 | 0 | 0 | 0 | 0 | 0.053696 | 0.11723 | 0.19264 | 0.27766 | 0.37207 | 0.47986 | 0.59561 | 0.71113 | 0.81708 | 0.90535 | 0.97151 | 1.015 | 1.0402 | 1.0486 | 1.0441 | 1.0406 | 1.0378 | 1.0356 | 1.034 | 1.0328 | 1.032 | 1.0315 | 1.0307 | 1.0305 | 1.0303 | 11.1377 | 13.6753 | 16.7346 | 19.4262 | 22.158 | 25.9054 | 28.4186 | 29.0316 | 27.3588 | 23.5172 | 18.1986 | 12.4893 | 7.4737 | 3.4907 | 0 | 0 | 0 | 0 | 0 | 0 | 0 | 0 | 0 | 0 | 0 | 11.1377 | 24.813 | 41.5475 | 60.9737 | 83.1317 | 109.0371 | 137.4557 | 166.4873 | 193.8461 | 217.3633 | 235.5619 | 248.0513 | 255.525 | 259.0157 | 259.0157 | 259.0157 | 259.0157 | 259.0157 | 259.0157 | 259.0157 | 259.0157 | 259.0157 | 259.0157 | 259.0157 | 259.0157 | 547.0187 | 555.7233 | 563.5979 | 570.6415 | 576.8502 | 582.218 | 586.7385 | 590.4058 | 593.3728 | 595.768 | 597.6981 | 599.2512 | 600.4995 | 601.5019 | 602.3062 | 602.9512 | 603.4683 | 603.8825 | 604.2143 | 604.48 | 604.6927 | 604.863 | 604.9993 | 605.1084 | 605.1957 | 233.5311 | 237.2472 | 240.609 | 243.616 | 246.2666 | 248.5582 | 250.4881 | 252.0537 | 253.3204 | 254.3429 | 255.1669 | 255.83 | 256.3629 | 256.7908 | 257.1342 | 257.4096 | 257.6303 | 257.8072 | 257.9488 | 258.0622 | 258.1531 | 258.2258 | 258.284 | 258.3305 | 258.3678
OR_Commercial_OR - College_Existing_Water Heating_Natural Gas_Water Heater - Motion Control Faucet_A | OR | Commercial | OR - College | Existing | Water Heating | Natural Gas | Water Heater - Motion Control Faucet | A | OCM355 | 1.39 gpm w/o motion sensor | 0.35 gpm w/ motion sensor | 5 | 0 | 0 | 0 | 1.07 | 0 | 0 | 0 | 0.28365 | 0.25 | sqft | 30% | 75% | Discretionary | Retro5Med_OR | 81.34% | Water Heater | 0% | 0 |  | 0 |  | 0 | n/a | n/a | n/a | 1.39 gpm w/o motion sensor | 1.39 gpm w/o motion sensor | 1.39 gpm w/o motion sensor | 1.39 gpm w/o motion sensor | 1.39 gpm w/o motion sensor | 1.39 gpm w/o motion sensor | 1.39 gpm w/o motion sensor | 1.39 gpm w/o motion sensor | 1.39 gpm w/o motion sensor | 1.39 gpm w/o motion sensor | 1.39 gpm w/o motion sensor | 1.39 gpm w/o motion sensor | 1.39 gpm w/o motion sensor | 1.39 gpm w/o motion sensor | 1.39 gpm w/o motion sensor | 1.39 gpm w/o motion sensor | 1.39 gpm w/o motion sensor | 1.39 gpm w/o motion sensor | 1.39 gpm w/o motion sensor | 1.39 gpm w/o motion sensor | 1.39 gpm w/o motion sensor | 1.39 gpm w/o motion sensor | 1.39 gpm w/o motion sensor | 1.39 gpm w/o motion sensor | 1.39 gpm w/o motion sensor | 1.39 gpm w/o motion sensor | 1.39 gpm w/o motion sensor | 0.35 gpm w/ motion sensor | 0.35 gpm w/ motion sensor | 0.35 gpm w/ motion sensor | 0.35 gpm w/ motion sensor | 0.35 gpm w/ motion sensor | 0.35 gpm w/ motion sensor | 0.35 gpm w/ motion sensor | 0.35 gpm w/ motion sensor | 0.35 gpm w/ motion sensor | 0.35 gpm w/ motion sensor | 0.35 gpm w/ motion sensor | 0.35 gpm w/ motion sensor | 0.35 gpm w/ motion sensor | 0.35 gpm w/ motion sensor | 0.35 gpm w/ motion sensor | 0.35 gpm w/ motion sensor | 0.35 gpm w/ motion sensor | 0.35 gpm w/ motion sensor | 0.35 gpm w/ motion sensor | 0.35 gpm w/ motion sensor | 0.35 gpm w/ motion sensor | 0.35 gpm w/ motion sensor | 0.35 gpm w/ motion sensor | 0.35 gpm w/ motion sensor | 0.35 gpm w/ motion sensor | 0.35 gpm w/ motion sensor | 0.35 gpm w/ motion sensor | 1.07 | 1.07 | 1.07 | 1.07 | 1.07 | 1.07 | 1.07 | 1.07 | 1.07 | 1.07 | 1.07 | 1.07 | 1.07 | 1.07 | 1.07 | 1.07 | 1.07 | 1.07 | 1.07 | 1.07 | 1.07 | 1.07 | 1.07 | 1.07 | 1.07 | 1.07 | 1.07 | 0 | 0 | 0 | 0 | 0 | 0 | 0 | 0 | 0 | 0 | 0 | 0 | 0 | 0 | 0 | 0 | 0 | 0 | 0 | 0 | 0 | 0 | 0 | 0 | 0 | 0 | 0 | 0 | 0 | 0 | 0 | 0 | 0 | 0 | 0 | 0 | 0 | 0 | 0 | 0 | 0 | 0 | 0 | 0 | 0 | 0 | 0 | 0 | 0 | 0 | 0 | 0 | 0 | 0 | 0 | 0 | 0 | 0 | 0 | 0 | 0 | 0 | 0 | 0 | 0 | 0 | 0 | 0 | 0 | 0 | 0 | 0 | 0 | 0 | 0 | 0 | 0 | 28011.3482 | 34393.4683 | 42087.5402 | 48857.0027 | 55727.5985 | 37140.913 | 37079.574 | 30927.2212 | 19950.6474 | 3418.405 | 0 | 0 | 0 | 0 | 0 | 0 | 0 | 0 | 0 | 0 | 0 | 0 | 0 | 0 | 0 | 28011.3482 | 62404.8165 | 104492.3567 | 153349.3594 | 209076.9578 | 246217.8708 | 283297.4449 | 314224.6661 | 334175.3134 | 337593.7184 | 337593.7184 | 337593.7184 | 337593.7184 | 337593.7184 | 337593.7184 | 337593.7184 | 337593.7184 | 337593.7184 | 337593.7184 | 337593.7184 | 337593.7184 | 337593.7184 | 337593.7184 | 337593.7184 | 337593.7184 | 0 | 0 | 0 | 0 | 0 | 0 | 0 | 0 | 0 | 0 | 0 | 0 | 0 | 0 | 0 | 0 | 0 | 0 | 0 | 0 | 0 | 0 | 0 | 0 | 0 | 0 | 0 | 0 | 0 | 0 | 0 | 0 | 0 | 0 | 0 | 0 | 0 | 0 | 0 | 0 | 0 | 0 | 0 | 0 | 0 | 0 | 0 | 0 | 0 | 0 | 23809.646 | 29234.448 | 35774.4092 | 41528.4523 | 47368.4587 | 31569.7761 | 31517.6379 | 26288.138 | 16958.0503 | 2905.6442 | 0 | 0 | 0 | 0 | 0 | 0 | 0 | 0 | 0 | 0 | 0 | 0 | 0 | 0 | 0 | 23809.646 | 53044.094 | 88818.5032 | 130346.9555 | 177715.4141 | 209285.1902 | 240802.8282 | 267090.9662 | 284049.0164 | 286954.6606 | 286954.6606 | 286954.6606 | 286954.6606 | 286954.6606 | 286954.6606 | 286954.6606 | 286954.6606 | 286954.6606 | 286954.6606 | 286954.6606 | 286954.6606 | 286954.6606 | 286954.6606 | 286954.6606 | 286954.6606 | 0 | 0 | 0 | 0 | 0 | 0 | 0 | 0 | 0 | 0 | 0 | 0 | 0 | 0 | 0 | 0 | 0 | 0 | 0 | 0 | 0 | 0 | 0 | 0 | 0 | 0 | 0 | 0 | 0 | 0 | 0 | 0 | 0 | 0 | 0 | 0 | 0 | 0 | 0 | 0 | 0 | 0 | 0 | 0 | 0 | 0 | 0 | 0 | 0 | 0 | 0 | 0 | 0 | 0 | 0 | 0 | 0 | 0 | 0 | 0 | 0 | 0 | 0 | 0 | 0 | 0 | 0 | 0 | 0 | 0 | 0 | 0 | 0 | 0 | 0 | 0 | 0 | 0 | 0 | 0 | 0 | 0 | 0 | 0 | 0 | 0 | 0 | 0 | 0 | 0 | 0 | 0 | 0 | 0 | 0 | 0 | 0 | 0 | 0 | 0 | 0 | 0 | 0 | 0 | 0 | 0 | 0 | 0 | 0 | 0 | 0 | 0 | 0 | 0 | 0 | 0 | 0 | 0 | 0 | 0 | 0 | 0 | 0 | 0 | 0 | 0 | 0 | 0 | 0 | 0 | 0 | 0 | 0 | 0 | 0 | 0 | 0 | 0 | 0 | 0 | 0 | 0 | 0 | 0 | 0 | 0 | 0 | 0 | 0 | 0 | 0 | 0 | 0 | 0 | 0 | 0 | 0 | 0 | 0 | 0 | 0 | 0 | 0 | 0 | 0 | 0 | 0 | 0 | 0 | 0 | 0 | 0 | 0 | 0 | 0 | 0 | 0 | 0 | 0 | 0 | 0 | 0 | 0 | 0 | 0 | 0 | 0 | 0 | 0 | 0 | 0 | 0 | 0 | 0 | 0 | 0 | 0 | 0 | 0 | 0 | 0 | 0 | 0 | 0 | 0 | 0 | 0 | 0 | 0 | 0 | 0 | 0 | 0 | 0 | 0 | 0 | 0 | 0 | 0 | 0 | 0 | 0 | 0 | 0 | 0 | 0 | 0 | 0 | 0 | 0 | 0 | 0 | 0 | 0 | 0 | 0 | 0 | 0 | 0 | 0 | 0 | 0 | 0 | 0 | 0 | 0 | 0 | 0 | 0 | 0
OR_Commercial_OR - College_Existing_Water Heating_Natural Gas_Water Heater - Solar System_A | OR | Commercial | OR - College | Existing | Water Heating | Natural Gas | Water Heater - Solar System | A | OCM356 | 0 | Solar water heater with electric backup unit | 20 | 40.1544 | 0 | 0 | 278.76 | 0 | 0 | 0 | 0.28365 | 0.25 | DHW kbtuh | 1% | 40% | Discretionary | Retro5Med_OR | 81.34% | Water Heater | 0% | 908.3248 |  | 387.7785 |  | 0 | DHW_WH-Water Heating-AEO17-8 | DHW_WH-Water Heating-AEO17-8 | DHW_WH-Water Heating-DOE-PTool2014-1 | 0 | 0 | 0 | 0 | 0 | 0 | 0 | 0 | 0 | 0 | 0 | 0 | 0 | 0 | 0 | 0 | 0 | 0 | 0 | 0 | 0 | 0 | 0 | 0 | 0 | 0 | 0 | Solar water heater with electric backup unit | Solar water heater with electric backup unit | Solar water heater with electric backup unit | Solar water heater with electric backup unit | Solar water heater with electric backup unit | Solar water heater with electric backup unit | Solar water heater with electric backup unit | Solar water heater with electric backup unit | Solar water heater with electric backup unit | Solar water heater with electric backup unit | Solar water heater with electric backup unit | Solar water heater with electric backup unit | Solar water heater with electric backup unit | Solar water heater with electric backup unit | Solar water heater with electric backup unit | Solar water heater with electric backup unit | Solar water heater with electric backup unit | Solar water heater with electric backup unit | Solar water heater with electric backup unit | Solar water heater with electric backup unit | Solar water heater with electric backup unit | Solar water heater with electric backup unit | Solar water heater with electric backup unit | Solar water heater with electric backup unit | Solar water heater with electric backup unit | Solar water heater with electric backup unit | Solar water heater with electric backup unit | 278.76 | 278.76 | 278.76 | 278.76 | 278.76 | 278.76 | 278.76 | 278.76 | 278.76 | 278.76 | 278.76 | 278.76 | 278.76 | 278.76 | 278.76 | 278.76 | 278.76 | 278.76 | 278.76 | 278.76 | 278.76 | 278.76 | 278.76 | 278.76 | 278.76 | 278.76 | 278.76 | 0 | 0 | 38.1459 | 36.9905 | 35.9373 | 34.9505 | 34.0253 | 33.1444 | 32.3378 | 31.5938 | 30.8924 | 30.2473 | 30.0134 | 29.8412 | 29.7552 | 29.582 | 29.4497 | 29.3439 | 29.2593 | 29.1869 | 29.1448 | 29.1209 | 29.1093 | 29.1 | 29.0715 | 29.0656 | 29.0609 | 0.27376 | 0.31015 | 0.3537 | 0.38574 | 0.41628 | 0.46309 | 0.48625 | 0.4778 | 0.46774 | 0.4066 | 0.31675 | 0.21674 | 0.12873 | 0.077724 | 0 | 0 | 0 | 0 | 0 | 0 | 0 | 0 | 0 | 0 | 0 | 0.27376 | 0.57563 | 0.91294 | 1.2736 | 1.6562 | 2.0764 | 2.5121 | 2.9321 | 3.3347 | 3.6717 | 3.9601 | 4.1541 | 4.2709 | 4.3237 | 4.3044 | 4.2889 | 4.2765 | 4.266 | 4.2598 | 4.2563 | 4.2546 | 4.2533 | 4.2491 | 4.2482 | 4.2475 | 7.1768 | 8.3847 | 9.8421 | 11.0368 | 12.2344 | 13.9719 | 15.0365 | 15.1231 | 15.1409 | 13.4426 | 10.5536 | 7.2632 | 4.3263 | 2.6274 | 0 | 0 | 0 | 0 | 0 | 0 | 0 | 0 | 0 | 0 | 0 | 7.1768 | 15.5615 | 25.4036 | 36.4403 | 48.6747 | 62.6467 | 77.6832 | 92.8063 | 107.9471 | 121.3898 | 131.9434 | 139.2066 | 143.533 | 146.1604 | 146.1604 | 146.1604 | 146.1604 | 146.1604 | 146.1604 | 146.1604 | 146.1604 | 146.1604 | 146.1604 | 146.1604 | 146.1604 | 0.2352 | 0.26923 | 0.31007 | 0.34139 | 0.37181 | 0.41735 | 0.44204 | 0.43805 | 0.4326 | 0.37939 | 0.29484 | 0.20128 | 0.11926 | 0.072027 | 0 | 0 | 0 | 0 | 0 | 0 | 0 | 0 | 0 | 0 | 0 | 0.2352 | 0.49968 | 0.80032 | 1.1272 | 1.4793 | 1.8713 | 2.2837 | 2.6882 | 3.0842 | 3.4259 | 3.6861 | 3.8577 | 3.9566 | 4.0068 | 3.9897 | 3.9762 | 3.9655 | 3.957 | 3.9509 | 3.9466 | 3.9435 | 3.9413 | 3.9384 | 3.9376 | 3.937 | 6.1003 | 7.127 | 8.3658 | 9.3812 | 10.3992 | 11.8762 | 12.781 | 12.8546 | 12.8697 | 11.4262 | 8.9706 | 6.1738 | 3.6774 | 2.2333 | 0 | 0 | 0 | 0 | 0 | 0 | 0 | 0 | 0 | 0 | 0 | 6.1003 | 13.2272 | 21.5931 | 30.9743 | 41.3735 | 53.2497 | 66.0307 | 78.8853 | 91.7551 | 103.1813 | 112.1519 | 118.3256 | 122.003 | 124.2363 | 124.2363 | 124.2363 | 124.2363 | 124.2363 | 124.2363 | 124.2363 | 124.2363 | 124.2363 | 124.2363 | 124.2363 | 124.2363 | 0.2352 | 0.26923 | 0.31007 | 0.34139 | 0.37181 | 0.41735 | 0.44204 | 0.43805 | 0.4326 | 0.37939 | 0.29484 | 0.20128 | 0.11926 | 0.072027 | 0 | 0 | 0 | 0 | 0 | 0 | 0 | 0 | 0 | 0 | 0 | 0.2352 | 0.49968 | 0.80032 | 1.1272 | 1.4793 | 1.8713 | 2.2837 | 2.6882 | 3.0842 | 3.4259 | 3.6861 | 3.8577 | 3.9566 | 4.0068 | 3.9897 | 3.9762 | 3.9655 | 3.957 | 3.9509 | 3.9466 | 3.9435 | 3.9413 | 3.9384 | 3.9376 | 3.937 | 6.1003 | 7.127 | 8.3658 | 9.3812 | 10.3992 | 11.8762 | 12.781 | 12.8546 | 12.8697 | 11.4262 | 8.9706 | 6.1738 | 3.6774 | 2.2333 | 0 | 0 | 0 | 0 | 0 | 0 | 0 | 0 | 0 | 0 | 0 | 6.1003 | 13.2272 | 21.5931 | 30.9743 | 41.3735 | 53.2497 | 66.0307 | 78.8853 | 91.7551 | 103.1813 | 112.1519 | 118.3256 | 122.003 | 124.2363 | 124.2363 | 124.2363 | 124.2363 | 124.2363 | 124.2363 | 124.2363 | 124.2363 | 124.2363 | 124.2363 | 124.2363 | 124.2363 | 0.2352 | 0.26923 | 0.31007 | 0.34139 | 0.37181 | 0.41735 | 0.44204 | 0.43805 | 0.4326 | 0.37939 | 0.29484 | 0.20128 | 0.11926 | 0.072027 | 0 | 0 | 0 | 0 | 0 | 0 | 0 | 0 | 0 | 0 | 0 | 0.2352 | 0.49968 | 0.80032 | 1.1272 | 1.4793 | 1.8713 | 2.2837 | 2.6882 | 3.0842 | 3.4259 | 3.6861 | 3.8577 | 3.9566 | 4.0068 | 3.9897 | 3.9762 | 3.9655 | 3.957 | 3.9509 | 3.9466 | 3.9435 | 3.9413 | 3.9384 | 3.9376 | 3.937 | 6.1003 | 7.127 | 8.3658 | 9.3812 | 10.3992 | 11.8762 | 12.781 | 12.8546 | 12.8697 | 11.4262 | 8.9706 | 6.1738 | 3.6774 | 2.2333 | 0 | 0 | 0 | 0 | 0 | 0 | 0 | 0 | 0 | 0 | 0 | 6.1003 | 13.2272 | 21.5931 | 30.9743 | 41.3735 | 53.2497 | 66.0307 | 78.8853 | 91.7551 | 103.1813 | 112.1519 | 118.3256 | 122.003 | 124.2363 | 124.2363 | 124.2363 | 124.2363 | 124.2363 | 124.2363 | 124.2363 | 124.2363 | 124.2363 | 124.2363 | 124.2363 | 124.2363 | 844.1356 | 857.5682 | 869.7198 | 880.5892 | 890.1702 | 898.4536 | 905.4295 | 911.0887 | 915.6672 | 919.3634 | 922.3418 | 924.7385 | 926.6648 | 928.2117 | 929.4529 | 930.4482 | 931.2461 | 931.8853 | 932.3973 | 932.8074 | 933.1356 | 933.3984 | 933.6088 | 933.7771 | 933.9118 | 360.3751 | 366.1097 | 371.2974 | 375.9377 | 380.028 | 383.5643 | 386.5424 | 388.9584 | 390.9131 | 392.491 | 393.7625 | 394.7857 | 395.6081 | 396.2685 | 396.7984 | 397.2233 | 397.5639 | 397.8368 | 398.0554 | 398.2305 | 398.3706 | 398.4828 | 398.5726 | 398.6445 | 398.702
OR_Commercial_OR - College_Existing_Water Heating_Natural Gas_Commercial Laundry - Ozone Treatment_A | OR | Commercial | OR - College | Existing | Water Heating | Natural Gas | Commercial Laundry - Ozone Treatment | A | OCM357 | Standard commercial washer. | Ozone laundry treatment system. | 10 | 365.3575 | 0 | 0 | 10064.67 | 0 | 222.08 | 0 | 0.28365 | 0.25 | perBldg | 0% | 6.667% | Discretionary | Retro5Med_OR | 81.34% | Water Heater | 0% | 6130.8773 |  | 2327.5829 |  | 0 | CW_OZON-Water Heating-ILTRM-v4.0-4 | CW_OZON-Water Heating-ILTRM-v4.0-4 | CW_OZON-Water Heating-ILTRM-v4.0-4 | Standard commercial washer. | Standard commercial washer. | Standard commercial washer. | Standard commercial washer. | Standard commercial washer. | Standard commercial washer. | Standard commercial washer. | Standard commercial washer. | Standard commercial washer. | Standard commercial washer. | Standard commercial washer. | Standard commercial washer. | Standard commercial washer. | Standard commercial washer. | Standard commercial washer. | Standard commercial washer. | Standard commercial washer. | Standard commercial washer. | Standard commercial washer. | Standard commercial washer. | Standard commercial washer. | Standard commercial washer. | Standard commercial washer. | Standard commercial washer. | Standard commercial washer. | Standard commercial washer. | Standard commercial washer. | Ozone laundry treatment system. | Ozone laundry treatment system. | Ozone laundry treatment system. | Ozone laundry treatment system. | Ozone laundry treatment system. | Ozone laundry treatment system. | Ozone laundry treatment system. | Ozone laundry treatment system. | Ozone laundry treatment system. | Ozone laundry treatment system. | Ozone laundry treatment system. | Ozone laundry treatment system. | Ozone laundry treatment system. | Ozone laundry treatment system. | Ozone laundry treatment system. | Ozone laundry treatment system. | Ozone laundry treatment system. | Ozone laundry treatment system. | Ozone laundry treatment system. | Ozone laundry treatment system. | Ozone laundry treatment system. | Ozone laundry treatment system. | Ozone laundry treatment system. | Ozone laundry treatment system. | Ozone laundry treatment system. | Ozone laundry treatment system. | Ozone laundry treatment system. | 10064.67 | 10064.67 | 10064.67 | 10064.67 | 10064.67 | 10064.67 | 10064.67 | 10064.67 | 10064.67 | 10064.67 | 10064.67 | 10064.67 | 10064.67 | 10064.67 | 10064.67 | 10064.67 | 10064.67 | 10064.67 | 10064.67 | 10064.67 | 10064.67 | 10064.67 | 10064.67 | 10064.67 | 10064.67 | 10064.67 | 10064.67 | 0 | 0 | 346.31 | 334.5528 | 323.74 | 313.9727 | 305.1899 | 296.764 | 288.9919 | 281.8024 | 275.0161 | 268.8136 | 266.3759 | 264.6026 | 263.6945 | 262.0713 | 260.8995 | 259.9621 | 259.2121 | 258.5709 | 258.1982 | 257.986 | 257.8834 | 257.8013 | 257.5488 | 257.4963 | 257.4543 | 0.071856 | 0.085233 | 0.10093 | 0.11363 | 0.12598 | 0.14322 | 0.153 | 0.15241 | 0.14017 | 0.11777 | 0.03504 | 0 | 0 | 0 | 0 | 0 | 0 | 0 | 0 | 0 | 0 | 0 | 0 | 0 | 0 | 0.071856 | 0.15465 | 0.25058 | 0.35665 | 0.47265 | 0.60282 | 0.74004 | 0.87404 | 0.99316 | 1.0885 | 1.1137 | 1.1063 | 1.1025 | 1.0957 | 1.0908 | 1.0869 | 1.0838 | 1.0811 | 1.0795 | 1.0786 | 1.0782 | 1.0779 | 1.0768 | 1.0766 | 1.0764 | 0.20749 | 0.25477 | 0.31176 | 0.3619 | 0.4128 | 0.48261 | 0.52943 | 0.54085 | 0.50969 | 0.43812 | 0.13154 | 0 | 0 | 0 | 0 | 0 | 0 | 0 | 0 | 0 | 0 | 0 | 0 | 0 | 0 | 0.20749 | 0.46226 | 0.77402 | 1.1359 | 1.5487 | 2.0313 | 2.5608 | 3.1016 | 3.6113 | 4.0494 | 4.181 | 4.181 | 4.181 | 4.181 | 4.181 | 4.181 | 4.181 | 4.181 | 4.181 | 4.181 | 4.181 | 4.181 | 4.181 | 4.181 | 4.181 | 0.061756 | 0.074054 | 0.088612 | 0.10076 | 0.11277 | 0.12939 | 0.13947 | 0.14015 | 0.13007 | 0.11028 | 0.032739 | 0 | 0 | 0 | 0 | 0 | 0 | 0 | 0 | 0 | 0 | 0 | 0 | 0 | 0 | 0.061756 | 0.13437 | 0.22 | 0.31625 | 0.42307 | 0.5446 | 0.67458 | 0.80373 | 0.92157 | 1.0193 | 1.0406 | 1.0314 | 1.0254 | 1.0195 | 1.0152 | 1.0117 | 1.009 | 1.0068 | 1.0053 | 1.0042 | 1.0034 | 1.0028 | 1.0021 | 1.0019 | 1.0017 | 0.17637 | 0.21655 | 0.265 | 0.30762 | 0.35088 | 0.41022 | 0.45002 | 0.45972 | 0.43323 | 0.3724 | 0.11181 | 0 | 0 | 0 | 0 | 0 | 0 | 0 | 0 | 0 | 0 | 0 | 0 | 0 | 0 | 0.17637 | 0.39292 | 0.65791 | 0.96553 | 1.3164 | 1.7266 | 2.1766 | 2.6364 | 3.0696 | 3.442 | 3.5538 | 3.5538 | 3.5538 | 3.5538 | 3.5538 | 3.5538 | 3.5538 | 3.5538 | 3.5538 | 3.5538 | 3.5538 | 3.5538 | 3.5538 | 3.5538 | 3.5538 | 0 | 0 | 0 | 0 | 0 | 0 | 0 | 0 | 0 | 0 | 0 | 0 | 0 | 0 | 0 | 0 | 0 | 0 | 0 | 0 | 0 | 0 | 0 | 0 | 0 | 0 | 0 | 0 | 0 | 0 | 0 | 0 | 0 | 0 | 0 | 0 | 0 | 0 | 0 | 0 | 0 | 0 | 0 | 0 | 0 | 0 | 0 | 0 | 0 | 0 | 0 | 0 | 0 | 0 | 0 | 0 | 0 | 0 | 0 | 0 | 0 | 0 | 0 | 0 | 0 | 0 | 0 | 0 | 0 | 0 | 0 | 0 | 0 | 0 | 0 | 0 | 0 | 0 | 0 | 0 | 0 | 0 | 0 | 0 | 0 | 0 | 0 | 0 | 0 | 0 | 0 | 0 | 0 | 0 | 0 | 0 | 0 | 0 | 0 | 0 | 0 | 0 | 0 | 0 | 0 | 0 | 0 | 0 | 0 | 0 | 0 | 0 | 0 | 0 | 0 | 0 | 0 | 0 | 0 | 0 | 0 | 0 | 0 | 0 | 0 | 0 | 0 | 0 | 0 | 0 | 0 | 0 | 0 | 0 | 0 | 0 | 0 | 0 | 0 | 0 | 0 | 0 | 0 | 0 | 0 | 0 | 0 | 0 | 0 | 0 | 0 | 0 | 0 | 0 | 0 | 0 | 0 | 0 | 0 | 0 | 0 | 0 | 0 | 0 | 0 | 0 | 0 | 0 | 0 | 0 | 0 | 0 | 0 | 0 | 0 | 0 | 0 | 0 | 0 | 0 | 0 | 0 | 0 | 0 | 0 | 0 | 0 | 0 | 0 | 0 | 0 | 0 | 0 | 0 | 0 | 0 | 0 | 0 | 0 | 0 | 5697.6225 | 5788.2879 | 5870.3074 | 5943.672 | 6008.3399 | 6064.2502 | 6111.3351 | 6149.5328 | 6180.4364 | 6205.3839 | 6225.4873 | 6241.6641 | 6254.6662 | 6265.1069 | 6273.4847 | 6280.203 | 6285.588 | 6289.9027 | 6293.3587 | 6296.1262 | 6298.342 | 6300.1158 | 6301.5355 | 6302.6717 | 6303.581 | 2163.0981 | 2197.5191 | 2228.6578 | 2256.5106 | 2281.0617 | 2302.288 | 2320.1638 | 2334.6655 | 2346.398 | 2355.8693 | 2363.5016 | 2369.6431 | 2374.5793 | 2378.5431 | 2381.7237 | 2384.2743 | 2386.3187 | 2387.9568 | 2389.2689 | 2390.3196 | 2391.1608 | 2391.8342 | 2392.3732 | 2392.8046 | 2393.1498
OR_Commercial_OR - College_Existing_Water Heating_Natural Gas_Commercial Laundry - ENERGY STAR Washer_A | OR | Commercial | OR - College | Existing | Water Heating | Natural Gas | Commercial Laundry - ENERGY STAR Washer | A | OCM358 | Standard efficiency washer. | ENERGY STAR rated washer. | 7 | 35.5089 | 0 | 0 | 458.11 | 200.17 | 0 | 0 | 0.28365 | 0.25 | ClothesWashers | 0% | 6.667% | Discretionary | Retro5Med_OR | 90.92% | Water Heater | 0% | -2964.0519 |  | 1422.0934 |  | 0 | CW-Miscellaneous-RTF-v5.1-21 | CW-Miscellaneous-RTF-v5.1-21 | CW-Miscellaneous-RTF-PreQCv5.0-8 | Standard efficiency washer. | Standard efficiency washer. | Standard efficiency washer. | Standard efficiency washer. | Standard efficiency washer. | Standard efficiency washer. | Standard efficiency washer. | Standard efficiency washer. | Standard efficiency washer. | Standard efficiency washer. | Standard efficiency washer. | Standard efficiency washer. | Standard efficiency washer. | Standard efficiency washer. | Standard efficiency washer. | Standard efficiency washer. | Standard efficiency washer. | Standard efficiency washer. | Standard efficiency washer. | Standard efficiency washer. | Standard efficiency washer. | Standard efficiency washer. | Standard efficiency washer. | Standard efficiency washer. | Standard efficiency washer. | Standard efficiency washer. | Standard efficiency washer. | ENERGY STAR rated washer. | ENERGY STAR rated washer. | ENERGY STAR rated washer. | ENERGY STAR rated washer. | ENERGY STAR rated washer. | ENERGY STAR rated washer. | ENERGY STAR rated washer. | ENERGY STAR rated washer. | ENERGY STAR rated washer. | ENERGY STAR rated washer. | ENERGY STAR rated washer. | ENERGY STAR rated washer. | ENERGY STAR rated washer. | ENERGY STAR rated washer. | ENERGY STAR rated washer. | ENERGY STAR rated washer. | ENERGY STAR rated washer. | ENERGY STAR rated washer. | ENERGY STAR rated washer. | ENERGY STAR rated washer. | ENERGY STAR rated washer. | ENERGY STAR rated washer. | ENERGY STAR rated washer. | ENERGY STAR rated washer. | ENERGY STAR rated washer. | ENERGY STAR rated washer. | ENERGY STAR rated washer. | 458.11 | 458.11 | 458.11 | 458.11 | 458.11 | 458.11 | 458.11 | 458.11 | 458.11 | 458.11 | 458.11 | 458.11 | 458.11 | 458.11 | 458.11 | 458.11 | 458.11 | 458.11 | 458.11 | 458.11 | 458.11 | 458.11 | 458.11 | 458.11 | 458.11 | 458.11 | 458.11 | 0 | 0 | 33.6245 | 32.4436 | 31.3484 | 30.3502 | 29.4431 | 28.5643 | 27.7458 | 26.9854 | 26.2712 | 25.6246 | 25.3569 | 25.1665 | 25.0802 | 24.9258 | 24.8143 | 24.7252 | 24.6538 | 24.5928 | 24.5574 | 24.5372 | 24.5275 | 24.5197 | 24.4956 | 24.4906 | 24.4867 | 0.002175 | 0.0025767 | 0.0030467 | 0.0034241 | 0.0037889 | 0.0042975 | 0.0045793 | 0.0028044 | 0.0020878 | 0.0010094 | 0 | 0 | 0 | 0 | 0 | 0 | 0 | 0 | 0 | 0 | 0 | 0 | 0 | 0 | 0 | 0.002175 | 0.0046753 | 0.0075642 | 0.010747 | 0.014215 | 0.018088 | 0.022149 | 0.024347 | 0.02579 | 0.026165 | 0.025891 | 0.025697 | 0.025609 | 0.025451 | 0.025337 | 0.025246 | 0.025174 | 0.025111 | 0.025075 | 0.025055 | 0.025045 | 0.025037 | 0.025012 | 0.025007 | 0.025003 | 0.064684 | 0.079422 | 0.097189 | 0.11282 | 0.12869 | 0.15045 | 0.16505 | 0.10392 | 0.07947 | 0.039392 | 0 | 0 | 0 | 0 | 0 | 0 | 0 | 0 | 0 | 0 | 0 | 0 | 0 | 0 | 0 | 0.064684 | 0.14411 | 0.24129 | 0.35412 | 0.4828 | 0.63325 | 0.7983 | 0.90222 | 0.98169 | 1.0211 | 1.0211 | 1.0211 | 1.0211 | 1.0211 | 1.0211 | 1.0211 | 1.0211 | 1.0211 | 1.0211 | 1.0211 | 1.0211 | 1.0211 | 1.0211 | 1.0211 | 1.0211 | 0.0020895 | 0.002503 | 0.0029912 | 0.0033962 | 0.0037947 | 0.0043455 | 0.0046739 | 0.0028886 | 0.0021708 | 0.0010595 | 0 | 0 | 0 | 0 | 0 | 0 | 0 | 0 | 0 | 0 | 0 | 0 | 0 | 0 | 0 | 0.0020895 | 0.0045415 | 0.0074265 | 0.01066 | 0.014237 | 0.01829 | 0.022607 | 0.025078 | 0.026816 | 0.027463 | 0.027122 | 0.026862 | 0.026708 | 0.026554 | 0.02644 | 0.02635 | 0.02628 | 0.026223 | 0.026183 | 0.026154 | 0.026134 | 0.026119 | 0.0261 | 0.026095 | 0.026091 | 0.06145 | 0.075451 | 0.092329 | 0.10718 | 0.12225 | 0.14293 | 0.15679 | 0.098726 | 0.075496 | 0.037422 | 0 | 0 | 0 | 0 | 0 | 0 | 0 | 0 | 0 | 0 | 0 | 0 | 0 | 0 | 0 | 0.06145 | 0.1369 | 0.22923 | 0.33641 | 0.45866 | 0.60159 | 0.75838 | 0.85711 | 0.93261 | 0.97003 | 0.97003 | 0.97003 | 0.97003 | 0.97003 | 0.97003 | 0.97003 | 0.97003 | 0.97003 | 0.97003 | 0.97003 | 0.97003 | 0.97003 | 0.97003 | 0.97003 | 0.97003 | 0.0020899 | 0.0025041 | 0.0029935 | 0.0034 | 0.0038004 | 0.0043541 | 0.0046856 | 0.0028973 | 0.0021785 | 0.0010636 | 0 | 0 | 0 | 0 | 0 | 0 | 0 | 0 | 0 | 0 | 0 | 0 | 0 | 0 | 0 | 0.0020899 | 0.0045435 | 0.0074321 | 0.010672 | 0.014258 | 0.018327 | 0.022663 | 0.025154 | 0.026911 | 0.027571 | 0.027232 | 0.026972 | 0.026817 | 0.026662 | 0.026548 | 0.026458 | 0.026387 | 0.02633 | 0.026289 | 0.026261 | 0.02624 | 0.026226 | 0.026206 | 0.026201 | 0.026197 | 0.06145 | 0.075451 | 0.092329 | 0.10718 | 0.12225 | 0.14293 | 0.15679 | 0.098726 | 0.075496 | 0.037422 | 0 | 0 | 0 | 0 | 0 | 0 | 0 | 0 | 0 | 0 | 0 | 0 | 0 | 0 | 0 | 0.06145 | 0.1369 | 0.22923 | 0.33641 | 0.45866 | 0.60159 | 0.75838 | 0.85711 | 0.93261 | 0.97003 | 0.97003 | 0.97003 | 0.97003 | 0.97003 | 0.97003 | 0.97003 | 0.97003 | 0.97003 | 0.97003 | 0.97003 | 0.97003 | 0.97003 | 0.97003 | 0.97003 | 0.97003 | 0 | 0 | 0 | 0 | 0 | 0 | 0 | 0 | 0 | 0 | 0 | 0 | 0 | 0 | 0 | 0 | 0 | 0 | 0 | 0 | 0 | 0 | 0 | 0 | 0 | 0 | 0 | 0 | 0 | 0 | 0 | 0 | 0 | 0 | 0 | 0 | 0 | 0 | 0 | 0 | 0 | 0 | 0 | 0 | 0 | 0 | 0 | 0 | 0 | 0 | 0 | 0 | 0 | 0 | 0 | 0 | 0 | 0 | 0 | 0 | 0 | 0 | 0 | 0 | 0 | 0 | 0 | 0 | 0 | 0 | 0 | 0 | 0 | 0 | 0 | 0 | 0 | 0 | 0 | 0 | 0 | 0 | 0 | 0 | 0 | 0 | 0 | 0 | 0 | 0 | 0 | 0 | 0 | 0 | 0 | 0 | 0 | 0 | 0 | 0 | -2754.5892 | -2798.4226 | -2838.076 | -2873.545 | -2904.8096 | -2931.8401 | -2954.6039 | -2973.0711 | -2988.0118 | -3000.073 | -3009.7923 | -3017.6132 | -3023.8992 | -3028.9469 | -3032.9972 | -3036.2453 | -3038.8487 | -3040.9347 | -3042.6056 | -3043.9436 | -3045.0148 | -3045.8724 | -3046.5588 | -3047.1081 | -3047.5477 | 1321.5973 | 1342.6277 | 1361.6526 | 1378.67 | 1393.6701 | 1406.6388 | 1417.5604 | 1426.4206 | 1433.5889 | 1439.3756 | 1444.0387 | 1447.791 | 1450.8069 | 1453.2287 | 1455.172 | 1456.7303 | 1457.9794 | 1458.9802 | 1459.7819 | 1460.4238 | 1460.9378 | 1461.3492 | 1461.6785 | 1461.9421 | 1462.153
OR_Commercial_OR - College_Existing_Water Heating_Natural Gas_Water Heater - Efficient Dishwasher_A | OR | Commercial | OR - College | Existing | Water Heating | Natural Gas | Water Heater - Efficient Dishwasher | A | OCM359 | 0 | ENERGY STAR | 12 | 102.8166 | 0 | 0 | 2377 | 1319.92 | 0 | 0 | 0.28365 | 0.25 | perBldg | 0% | 75% | Discretionary | Retro5Med_OR | 81.34% | Water Heater | 0% | -10292.2781 |  | 1726.25 |  | 0 | Avista TRM | Avista TRM | Avista TRM | 0 | 0 | 0 | 0 | 0 | 0 | 0 | 0 | 0 | 0 | 0 | 0 | 0 | 0 | 0 | 0 | 0 | 0 | 0 | 0 | 0 | 0 | 0 | 0 | 0 | 0 | 0 | ENERGY STAR | ENERGY STAR | ENERGY STAR | ENERGY STAR | ENERGY STAR | ENERGY STAR | ENERGY STAR | ENERGY STAR | ENERGY STAR | ENERGY STAR | ENERGY STAR | ENERGY STAR | ENERGY STAR | ENERGY STAR | ENERGY STAR | ENERGY STAR | ENERGY STAR | ENERGY STAR | ENERGY STAR | ENERGY STAR | ENERGY STAR | ENERGY STAR | ENERGY STAR | ENERGY STAR | ENERGY STAR | ENERGY STAR | ENERGY STAR | 2377 | 2377 | 2377 | 2377 | 2377 | 2377 | 2377 | 2377 | 2377 | 2377 | 2377 | 2377 | 2377 | 2377 | 2377 | 2377 | 2377 | 2377 | 2377 | 2377 | 2377 | 2377 | 2377 | 2377 | 2377 | 2377 | 2377 | 0 | 0 | 97.4333 | 94.0981 | 91.0244 | 88.2417 | 85.7328 | 83.3199 | 81.0886 | 79.0224 | 77.0743 | 75.2982 | 74.6041 | 74.1075 | 73.8532 | 73.3986 | 73.0704 | 72.8078 | 72.5978 | 72.4182 | 72.3138 | 72.2544 | 72.2257 | 72.2027 | 72.1319 | 72.1172 | 72.1055 | 0.22744 | 0.2697 | 0.31925 | 0.35927 | 0.39814 | 0.45237 | 0.48297 | 0.48082 | 0.44194 | 0.37113 | 0.28455 | 0.19398 | 0 | 0 | 0 | 0 | 0 | 0 | 0 | 0 | 0 | 0 | 0 | 0 | 0 | 0.22744 | 0.48935 | 0.79261 | 1.1277 | 1.4937 | 1.9041 | 2.336 | 2.7573 | 3.1313 | 3.4303 | 3.6832 | 3.8527 | 3.8394 | 3.8158 | 3.7988 | 3.7851 | 3.7742 | 3.7648 | 3.7594 | 3.7563 | 3.7548 | 3.7536 | 3.75 | 3.7492 | 3.7486 | 2.3343 | 2.8661 | 3.5073 | 4.0714 | 4.644 | 5.4294 | 5.9561 | 6.0846 | 5.734 | 4.9288 | 3.8141 | 2.6176 | 0 | 0 | 0 | 0 | 0 | 0 | 0 | 0 | 0 | 0 | 0 | 0 | 0 | 2.3343 | 5.2004 | 8.7077 | 12.7791 | 17.4231 | 22.8524 | 28.8085 | 34.8931 | 40.6271 | 45.5559 | 49.37 | 51.9876 | 51.9876 | 51.9876 | 51.9876 | 51.9876 | 51.9876 | 51.9876 | 51.9876 | 51.9876 | 51.9876 | 51.9876 | 51.9876 | 51.9876 | 51.9876 | 0.19547 | 0.23434 | 0.28033 | 0.31863 | 0.35647 | 0.40882 | 0.44044 | 0.44237 | 0.41034 | 0.34776 | 0.26605 | 0.18097 | 0 | 0 | 0 | 0 | 0 | 0 | 0 | 0 | 0 | 0 | 0 | 0 | 0 | 0.19547 | 0.4252 | 0.69597 | 1.0001 | 1.3374 | 1.7208 | 2.1303 | 2.5369 | 2.9074 | 3.2143 | 3.4438 | 3.5943 | 3.5737 | 3.553 | 3.5378 | 3.5258 | 3.5163 | 3.5087 | 3.5034 | 3.4995 | 3.4968 | 3.4949 | 3.4923 | 3.4916 | 3.4911 | 1.9841 | 2.4362 | 2.9812 | 3.4607 | 3.9474 | 4.615 | 5.0627 | 5.1719 | 4.8739 | 4.1895 | 3.242 | 2.2249 | 0 | 0 | 0 | 0 | 0 | 0 | 0 | 0 | 0 | 0 | 0 | 0 | 0 | 1.9841 | 4.4203 | 7.4015 | 10.8622 | 14.8096 | 19.4246 | 24.4872 | 29.6591 | 34.533 | 38.7225 | 41.9645 | 44.1895 | 44.1895 | 44.1895 | 44.1895 | 44.1895 | 44.1895 | 44.1895 | 44.1895 | 44.1895 | 44.1895 | 44.1895 | 44.1895 | 44.1895 | 44.1895 | 0.19551 | 0.23445 | 0.28054 | 0.31898 | 0.35701 | 0.40963 | 0.44154 | 0.44371 | 0.41178 | 0.34913 | 0.26714 | 0.18171 | 0 | 0 | 0 | 0 | 0 | 0 | 0 | 0 | 0 | 0 | 0 | 0 | 0 | 0.19551 | 0.42539 | 0.6965 | 1.0012 | 1.3394 | 1.7241 | 2.1356 | 2.5445 | 2.9176 | 3.2269 | 3.4578 | 3.6089 | 3.5882 | 3.5674 | 3.5522 | 3.5401 | 3.5307 | 3.523 | 3.5176 | 3.5138 | 3.5111 | 3.5091 | 3.5065 | 3.5058 | 3.5053 | 1.9841 | 2.4362 | 2.9812 | 3.4607 | 3.9474 | 4.615 | 5.0627 | 5.1719 | 4.8739 | 4.1895 | 3.242 | 2.2249 | 0 | 0 | 0 | 0 | 0 | 0 | 0 | 0 | 0 | 0 | 0 | 0 | 0 | 1.9841 | 4.4203 | 7.4015 | 10.8622 | 14.8096 | 19.4246 | 24.4872 | 29.6591 | 34.533 | 38.7225 | 41.9645 | 44.1895 | 44.1895 | 44.1895 | 44.1895 | 44.1895 | 44.1895 | 44.1895 | 44.1895 | 44.1895 | 44.1895 | 44.1895 | 44.1895 | 44.1895 | 44.1895 | 0 | 0 | 0 | 0 | 0 | 0 | 0 | 0 | 0 | 0 | 0 | 0 | 0 | 0 | 0 | 0 | 0 | 0 | 0 | 0 | 0 | 0 | 0 | 0 | 0 | 0 | 0 | 0 | 0 | 0 | 0 | 0 | 0 | 0 | 0 | 0 | 0 | 0 | 0 | 0 | 0 | 0 | 0 | 0 | 0 | 0 | 0 | 0 | 0 | 0 | 0 | 0 | 0 | 0 | 0 | 0 | 0 | 0 | 0 | 0 | 0 | 0 | 0 | 0 | 0 | 0 | 0 | 0 | 0 | 0 | 0 | 0 | 0 | 0 | 0 | 0 | 0 | 0 | 0 | 0 | 0 | 0 | 0 | 0 | 0 | 0 | 0 | 0 | 0 | 0 | 0 | 0 | 0 | 0 | 0 | 0 | 0 | 0 | 0 | 0 | -9564.9468 | -9717.1524 | -9854.8435 | -9978.005 | -10086.5671 | -10180.4271 | -10259.4714 | -10323.5962 | -10375.476 | -10417.3568 | -10451.1057 | -10478.2627 | -10500.0901 | -10517.6176 | -10531.6817 | -10542.9602 | -10552.0004 | -10559.2437 | -10565.0455 | -10569.6915 | -10573.4113 | -10576.389 | -10578.7724 | -10580.6799 | -10582.2064 | 1604.26 | 1629.7883 | 1652.8823 | 1673.5393 | 1691.7476 | 1707.4901 | 1720.7476 | 1731.5028 | 1740.2042 | 1747.2286 | 1752.8891 | 1757.4439 | 1761.1049 | 1764.0446 | 1766.4035 | 1768.2952 | 1769.8114 | 1771.0263 | 1771.9994 | 1772.7786 | 1773.4025 | 1773.9019 | 1774.3017 | 1774.6216 | 1774.8776
OR_Commercial_OR - College_Existing_Water Heating_Natural Gas_Commercial Laundry - Alternative Dry-Cleaning Methods_A | OR | Commercial | OR - College | Existing | Water Heating | Natural Gas | Commercial Laundry - Alternative Dry-Cleaning Methods | A | OCM360 | Standard efficiency dryer. | High efficiency alternative dry-cleaning methods. | 15 | 0 | 0 | 0 | 66246.84 | 0 | 0 | 0 | 0.28365 | 0.25 | perBldg | 0% | 6.667% | Discretionary | Retro5Med_OR | 81.34% | Water Heater | 0% | 0 |  | 0 |  | 0 | CW_ALTDRYCLN-Miscellaneous-SCE-ET05.01-6 | CW_ALTDRYCLN-Miscellaneous-SCE-ET05.01-6 | CW_ALTDRYCLN-Miscellaneous-SCE-ET05.01-6 | Standard efficiency dryer. | Standard efficiency dryer. | Standard efficiency dryer. | Standard efficiency dryer. | Standard efficiency dryer. | Standard efficiency dryer. | Standard efficiency dryer. | Standard efficiency dryer. | Standard efficiency dryer. | Standard efficiency dryer. | Standard efficiency dryer. | Standard efficiency dryer. | Standard efficiency dryer. | Standard efficiency dryer. | Standard efficiency dryer. | Standard efficiency dryer. | Standard efficiency dryer. | Standard efficiency dryer. | Standard efficiency dryer. | Standard efficiency dryer. | Standard efficiency dryer. | Standard efficiency dryer. | Standard efficiency dryer. | Standard efficiency dryer. | Standard efficiency dryer. | Standard efficiency dryer. | Standard efficiency dryer. | High efficiency alternative dry-cleaning methods. | High efficiency alternative dry-cleaning methods. | High efficiency alternative dry-cleaning methods. | High efficiency alternative dry-cleaning methods. | High efficiency alternative dry-cleaning methods. | High efficiency alternative dry-cleaning methods. | High efficiency alternative dry-cleaning methods. | High efficiency alternative dry-cleaning methods. | High efficiency alternative dry-cleaning methods. | High efficiency alternative dry-cleaning methods. | High efficiency alternative dry-cleaning methods. | High efficiency alternative dry-cleaning methods. | High efficiency alternative dry-cleaning methods. | High efficiency alternative dry-cleaning methods. | High efficiency alternative dry-cleaning methods. | High efficiency alternative dry-cleaning methods. | High efficiency alternative dry-cleaning methods. | High efficiency alternative dry-cleaning methods. | High efficiency alternative dry-cleaning methods. | High efficiency alternative dry-cleaning methods. | High efficiency alternative dry-cleaning methods. | High efficiency alternative dry-cleaning methods. | High efficiency alternative dry-cleaning methods. | High efficiency alternative dry-cleaning methods. | High efficiency alternative dry-cleaning methods. | High efficiency alternative dry-cleaning methods. | High efficiency alternative dry-cleaning methods. | 66246.84 | 66246.84 | 66246.84 | 66246.84 | 66246.84 | 66246.84 | 66246.84 | 66246.84 | 66246.84 | 66246.84 | 66246.84 | 66246.84 | 66246.84 | 66246.84 | 66246.84 | 66246.84 | 66246.84 | 66246.84 | 66246.84 | 66246.84 | 66246.84 | 66246.84 | 66246.84 | 66246.84 | 66246.84 | 66246.84 | 66246.84 | 0 | 0 | 0 | 0 | 0 | 0 | 0 | 0 | 0 | 0 | 0 | 0 | 0 | 0 | 0 | 0 | 0 | 0 | 0 | 0 | 0 | 0 | 0 | 0 | 0 | 0 | 0 | 0 | 0 | 0 | 0 | 0 | 0 | 0 | 0 | 0 | 0 | 0 | 0 | 0 | 0 | 0 | 0 | 0 | 0 | 0 | 0 | 0 | 0 | 0 | 0 | 0 | 0 | 0 | 0 | 0 | 0 | 0 | 0 | 0 | 0 | 0 | 0 | 0 | 0 | 0 | 0 | 0 | 0 | 0 | 0 | 0 | 0 | 0 | 0 | 0 | 0 | 0.20749 | 0.25477 | 0.31176 | 0.3619 | 0.4128 | 0.48261 | 0.52943 | 0.54085 | 0.50969 | 0.43812 | 0.33903 | 0.23267 | 0.13923 | 0.065031 | 0 | 0 | 0 | 0 | 0 | 0 | 0 | 0 | 0 | 0 | 0 | 0.20749 | 0.46226 | 0.77402 | 1.1359 | 1.5487 | 2.0313 | 2.5608 | 3.1016 | 3.6113 | 4.0494 | 4.3884 | 4.6211 | 4.7604 | 4.8254 | 4.8254 | 4.8254 | 4.8254 | 4.8254 | 4.8254 | 4.8254 | 4.8254 | 4.8254 | 4.8254 | 4.8254 | 4.8254 | 0 | 0 | 0 | 0 | 0 | 0 | 0 | 0 | 0 | 0 | 0 | 0 | 0 | 0 | 0 | 0 | 0 | 0 | 0 | 0 | 0 | 0 | 0 | 0 | 0 | 0 | 0 | 0 | 0 | 0 | 0 | 0 | 0 | 0 | 0 | 0 | 0 | 0 | 0 | 0 | 0 | 0 | 0 | 0 | 0 | 0 | 0 | 0 | 0 | 0 | 0.17637 | 0.21655 | 0.265 | 0.30762 | 0.35088 | 0.41022 | 0.45002 | 0.45972 | 0.43323 | 0.3724 | 0.28818 | 0.19777 | 0.11835 | 0.055276 | 0 | 0 | 0 | 0 | 0 | 0 | 0 | 0 | 0 | 0 | 0 | 0.17637 | 0.39292 | 0.65791 | 0.96553 | 1.3164 | 1.7266 | 2.1766 | 2.6364 | 3.0696 | 3.442 | 3.7302 | 3.928 | 4.0463 | 4.1016 | 4.1016 | 4.1016 | 4.1016 | 4.1016 | 4.1016 | 4.1016 | 4.1016 | 4.1016 | 4.1016 | 4.1016 | 4.1016 | 0 | 0 | 0 | 0 | 0 | 0 | 0 | 0 | 0 | 0 | 0 | 0 | 0 | 0 | 0 | 0 | 0 | 0 | 0 | 0 | 0 | 0 | 0 | 0 | 0 | 0 | 0 | 0 | 0 | 0 | 0 | 0 | 0 | 0 | 0 | 0 | 0 | 0 | 0 | 0 | 0 | 0 | 0 | 0 | 0 | 0 | 0 | 0 | 0 | 0 | 0 | 0 | 0 | 0 | 0 | 0 | 0 | 0 | 0 | 0 | 0 | 0 | 0 | 0 | 0 | 0 | 0 | 0 | 0 | 0 | 0 | 0 | 0 | 0 | 0 | 0 | 0 | 0 | 0 | 0 | 0 | 0 | 0 | 0 | 0 | 0 | 0 | 0 | 0 | 0 | 0 | 0 | 0 | 0 | 0 | 0 | 0 | 0 | 0 | 0 | 0 | 0 | 0 | 0 | 0 | 0 | 0 | 0 | 0 | 0 | 0 | 0 | 0 | 0 | 0 | 0 | 0 | 0 | 0 | 0 | 0 | 0 | 0 | 0 | 0 | 0 | 0 | 0 | 0 | 0 | 0 | 0 | 0 | 0 | 0 | 0 | 0 | 0 | 0 | 0 | 0 | 0 | 0 | 0 | 0 | 0 | 0 | 0 | 0 | 0 | 0 | 0 | 0 | 0 | 0 | 0 | 0 | 0 | 0 | 0 | 0 | 0 | 0 | 0 | 0 | 0 | 0 | 0 | 0 | 0 | 0 | 0 | 0 | 0 | 0 | 0 | 0 | 0 | 0 | 0 | 0 | 0 | 0 | 0 | 0 | 0 | 0 | 0 | 0 | 0 | 0 | 0 | 0 | 0 | 0 | 0 | 0 | 0 | 0 | 0 | 0 | 0 | 0 | 0 | 0 | 0 | 0 | 0 | 0 | 0 | 0 | 0 | 0 | 0 | 0 | 0 | 0 | 0 | 0 | 0 | 0 | 0 | 0 | 0 | 0 | 0 | 0 | 0 | 0 | 0 | 0 | 0 | 0 | 0 | 0 | 0 | 0 | 0 | 0 | 0 | 0 | 0 | 0 | 0 | 0 | 0 | 0 | 0 | 0 | 0
OR_Commercial_OR - College_Existing_Space Heating_Natural Gas_Advanced Kitchen Ventilation Controls_A | OR | Commercial | OR - College | Existing | Space Heating | Natural Gas | Advanced Kitchen Ventilation Controls | A | OCM361 | No controls on exhaust hoods. | Variable exhaust hood flow based on temperature or grease sensor. | 15 | 0.03819 | 0 | 0 | 0.12 | 0.01 | 0 | 0 | 0.28365 | 0.25 | sqft | 10% | 20% | Discretionary | RetroEven20_OR | 82.88% | Space Heating | 0% | 54.4544 |  | 176.1519 |  | 0 | IL TRM - CI-FSE-VENT-V03-160601 | COOK_EXHD-Ventilation-XCELCO-2017-18-2 | COOK_EXHD-Ventilation-XCELCO-2017-18-2 | No controls on exhaust hoods. | No controls on exhaust hoods. | No controls on exhaust hoods. | No controls on exhaust hoods. | No controls on exhaust hoods. | No controls on exhaust hoods. | No controls on exhaust hoods. | No controls on exhaust hoods. | No controls on exhaust hoods. | No controls on exhaust hoods. | No controls on exhaust hoods. | No controls on exhaust hoods. | No controls on exhaust hoods. | No controls on exhaust hoods. | No controls on exhaust hoods. | No controls on exhaust hoods. | No controls on exhaust hoods. | No controls on exhaust hoods. | No controls on exhaust hoods. | No controls on exhaust hoods. | No controls on exhaust hoods. | No controls on exhaust hoods. | No controls on exhaust hoods. | No controls on exhaust hoods. | No controls on exhaust hoods. | No controls on exhaust hoods. | No controls on exhaust hoods. | Variable exhaust hood flow based on temperature or grease sensor. | Variable exhaust hood flow based on temperature or grease sensor. | Variable exhaust hood flow based on temperature or grease sensor. | Variable exhaust hood flow based on temperature or grease sensor. | Variable exhaust hood flow based on temperature or grease sensor. | Variable exhaust hood flow based on temperature or grease sensor. | Variable exhaust hood flow based on temperature or grease sensor. | Variable exhaust hood flow based on temperature or grease sensor. | Variable exhaust hood flow based on temperature or grease sensor. | Variable exhaust hood flow based on temperature or grease sensor. | Variable exhaust hood flow based on temperature or grease sensor. | Variable exhaust hood flow based on temperature or grease sensor. | Variable exhaust hood flow based on temperature or grease sensor. | Variable exhaust hood flow based on temperature or grease sensor. | Variable exhaust hood flow based on temperature or grease sensor. | Variable exhaust hood flow based on temperature or grease sensor. | Variable exhaust hood flow based on temperature or grease sensor. | Variable exhaust hood flow based on temperature or grease sensor. | Variable exhaust hood flow based on temperature or grease sensor. | Variable exhaust hood flow based on temperature or grease sensor. | Variable exhaust hood flow based on temperature or grease sensor. | Variable exhaust hood flow based on temperature or grease sensor. | Variable exhaust hood flow based on temperature or grease sensor. | Variable exhaust hood flow based on temperature or grease sensor. | Variable exhaust hood flow based on temperature or grease sensor. | Variable exhaust hood flow based on temperature or grease sensor. | Variable exhaust hood flow based on temperature or grease sensor. | 0.12 | 0.12 | 0.12 | 0.12 | 0.12 | 0.12 | 0.12 | 0.12 | 0.12 | 0.12 | 0.12 | 0.12 | 0.12 | 0.12 | 0.12 | 0.12 | 0.12 | 0.12 | 0.12 | 0.12 | 0.12 | 0.12 | 0.12 | 0.12 | 0.12 | 0.12 | 0.12 | 0 | 0 | 0.040185 | 0.039559 | 0.038917 | 0.038263 | 0.037596 | 0.036913 | 0.036213 | 0.035495 | 0.034759 | 0.034007 | 0.033246 | 0.032483 | 0.03173 | 0.030996 | 0.03029 | 0.029618 | 0.02898 | 0.02837 | 0.027789 | 0.02722 | 0.026697 | 0.02618 | 0.02567 | 0.025166 | 0.024666 | 0.12911 | 0.26088 | 0.25664 | 0.25233 | 0.24793 | 0.24342 | 0.23881 | 0.23407 | 0.22922 | 0.22426 | 0.21924 | 0.21421 | 0.20925 | 0.20441 | 0.19975 | 0.10016 | 0 | 2.5802e-16 | 0 | 0 | 0 | 0 | 0 | 0 | 0 | 0.12911 | 0.38797 | 0.63831 | 0.87992 | 1.1125 | 1.3357 | 1.5492 | 1.7526 | 1.9454 | 2.1276 | 2.2992 | 2.4607 | 2.6129 | 2.7569 | 2.8938 | 2.9298 | 2.8667 | 2.8063 | 2.7489 | 2.6926 | 2.6408 | 2.5897 | 2.5392 | 2.4894 | 2.44 | 3212.7415 | 6594.5747 | 6594.5747 | 6594.5747 | 6594.5747 | 6594.5747 | 6594.5747 | 6594.5747 | 6594.5747 | 6594.5747 | 6594.5747 | 6594.5747 | 6594.5747 | 6594.5747 | 6594.5747 | 3381.8332 | 0 | 9.0949e-12 | 0 | 0 | 0 | 0 | 0 | 0 | 0 | 3212.7415 | 9807.3163 | 16401.891 | 22996.4658 | 29591.0405 | 36185.6153 | 42780.19 | 49374.7648 | 55969.3395 | 62563.9143 | 69158.489 | 75753.0637 | 82347.6385 | 88942.2132 | 95536.788 | 98918.6212 | 98918.6212 | 98918.6212 | 98918.6212 | 98918.6212 | 98918.6212 | 98918.6212 | 98918.6212 | 98918.6212 | 98918.6212 | 0.11102 | 0.22696 | 0.22595 | 0.22488 | 0.22373 | 0.22248 | 0.22113 | 0.21968 | 0.21811 | 0.21644 | 0.21469 | 0.2129 | 0.21114 | 0.20946 | 0.20791 | 0.10592 | 0 | 2.9834e-16 | 0 | 0 | 0 | 0 | 0 | 0 | 0 | 0.11102 | 0.33753 | 0.56198 | 0.78419 | 1.0039 | 1.2208 | 1.4345 | 1.6448 | 1.8512 | 2.0534 | 2.2515 | 2.4456 | 2.6365 | 2.825 | 3.012 | 3.098 | 3.0802 | 3.0646 | 3.0515 | 3.0394 | 3.0311 | 3.0232 | 3.0157 | 3.0085 | 3.0016 | 2730.8303 | 5605.3885 | 5605.3885 | 5605.3885 | 5605.3885 | 5605.3885 | 5605.3885 | 5605.3885 | 5605.3885 | 5605.3885 | 5605.3885 | 5605.3885 | 5605.3885 | 5605.3885 | 5605.3885 | 2874.5582 | 0 | 8.1855e-12 | 0 | 0 | 0 | 0 | 0 | 0 | 0 | 2730.8303 | 8336.2188 | 13941.6074 | 19546.9959 | 25152.3844 | 30757.773 | 36363.1615 | 41968.55 | 47573.9386 | 53179.3271 | 58784.7156 | 64390.1042 | 69995.4927 | 75600.8813 | 81206.2698 | 84080.828 | 84080.828 | 84080.828 | 84080.828 | 84080.828 | 84080.828 | 84080.828 | 84080.828 | 84080.828 | 84080.828 | 0.11104 | 0.22704 | 0.22611 | 0.22514 | 0.22412 | 0.22301 | 0.22182 | 0.22054 | 0.21914 | 0.21765 | 0.2161 | 0.21451 | 0.21294 | 0.21146 | 0.21012 | 0.10716 | 0 | 3.0249e-16 | 0 | 0 | 0 | 0 | 0 | 0 | 0 | 0.11104 | 0.33765 | 0.56239 | 0.78512 | 1.0057 | 1.2237 | 1.439 | 1.6512 | 1.8599 | 2.0649 | 2.2663 | 2.4641 | 2.6591 | 2.8521 | 3.0441 | 3.1343 | 3.1196 | 3.1072 | 3.0974 | 3.0885 | 3.0842 | 3.0802 | 3.0766 | 3.0733 | 3.0702 | 2730.8303 | 5605.3885 | 5605.3885 | 5605.3885 | 5605.3885 | 5605.3885 | 5605.3885 | 5605.3885 | 5605.3885 | 5605.3885 | 5605.3885 | 5605.3885 | 5605.3885 | 5605.3885 | 5605.3885 | 2874.5582 | 0 | 8.1855e-12 | 0 | 0 | 0 | 0 | 0 | 0 | 0 | 2730.8303 | 8336.2188 | 13941.6074 | 19546.9959 | 25152.3844 | 30757.773 | 36363.1615 | 41968.55 | 47573.9386 | 53179.3271 | 58784.7156 | 64390.1042 | 69995.4927 | 75600.8813 | 81206.2698 | 84080.828 | 84080.828 | 84080.828 | 84080.828 | 84080.828 | 84080.828 | 84080.828 | 84080.828 | 84080.828 | 84080.828 | 0.11104 | 0.22704 | 0.22611 | 0.22514 | 0.22412 | 0.22301 | 0.22182 | 0.22054 | 0.21914 | 0.21765 | 0.2161 | 0.21451 | 0.21294 | 0.21146 | 0.21012 | 0.10716 | 0 | 3.0249e-16 | 0 | 0 | 0 | 0 | 0 | 0 | 0 | 0.11104 | 0.33765 | 0.56239 | 0.78512 | 1.0057 | 1.2237 | 1.439 | 1.6512 | 1.8599 | 2.0649 | 2.2663 | 2.4641 | 2.6591 | 2.8521 | 3.0441 | 3.1343 | 3.1196 | 3.1072 | 3.0974 | 3.0885 | 3.0842 | 3.0802 | 3.0766 | 3.0733 | 3.0702 | 2730.8303 | 5605.3885 | 5605.3885 | 5605.3885 | 5605.3885 | 5605.3885 | 5605.3885 | 5605.3885 | 5605.3885 | 5605.3885 | 5605.3885 | 5605.3885 | 5605.3885 | 5605.3885 | 5605.3885 | 2874.5582 | 0 | 8.1855e-12 | 0 | 0 | 0 | 0 | 0 | 0 | 0 | 2730.8303 | 8336.2188 | 13941.6074 | 19546.9959 | 25152.3844 | 30757.773 | 36363.1615 | 41968.55 | 47573.9386 | 53179.3271 | 58784.7156 | 64390.1042 | 69995.4927 | 75600.8813 | 81206.2698 | 84080.828 | 84080.828 | 84080.828 | 84080.828 | 84080.828 | 84080.828 | 84080.828 | 84080.828 | 84080.828 | 84080.828 | 53.1207 | 53.2799 | 53.4375 | 53.5933 | 53.7468 | 53.8978 | 54.046 | 54.1909 | 54.3324 | 54.4699 | 54.6032 | 54.732 | 54.8559 | 54.9747 | 55.0881 | 55.1959 | 55.2978 | 55.3927 | 55.4804 | 55.5605 | 55.6338 | 55.7007 | 55.7619 | 55.8177 | 55.8687 | 171.8378 | 172.3526 | 172.8625 | 173.3664 | 173.8631 | 174.3516 | 174.8308 | 175.2997 | 175.7572 | 176.2021 | 176.6333 | 177.0498 | 177.4507 | 177.835 | 178.2018 | 178.5505 | 178.8803 | 179.1871 | 179.4708 | 179.7301 | 179.9671 | 180.1836 | 180.3814 | 180.562 | 180.727
OR_Commercial_OR - College_Existing_Space Heating_Natural Gas_Infiltration Control - Loading Dock Sealing_A | OR | Commercial | OR - College | Existing | Space Heating | Natural Gas | Infiltration Control - Loading Dock Sealing | A | OCM362 | 0 | 0 | 10 | 201 | 0 | 0 | 3106.52 | 0 | 0 | 0 | 0.28365 | 0.25 | perBldg | 0% | 0% | Discretionary | RetroEven20_OR | 82.88% | Space Heating | 0% | 2635.8513 |  | 1125.2873 |  | 0 | MEMD - Truck Loading Dock Seals - 8.10.01.FES-E10.v01 | MEMD - Truck Loading Dock Seals - 8.10.01.FES-E10.v01 | MEMD - Truck Loading Dock Seals - 8.10.01.FES-E10.v01 | 0 | 0 | 0 | 0 | 0 | 0 | 0 | 0 | 0 | 0 | 0 | 0 | 0 | 0 | 0 | 0 | 0 | 0 | 0 | 0 | 0 | 0 | 0 | 0 | 0 | 0 | 0 | 0 | 0 | 0 | 0 | 0 | 0 | 0 | 0 | 0 | 0 | 0 | 0 | 0 | 0 | 0 | 0 | 0 | 0 | 0 | 0 | 0 | 0 | 0 | 0 | 0 | 0 | 0 | 3106.52 | 3106.52 | 3106.52 | 3106.52 | 3106.52 | 3106.52 | 3106.52 | 3106.52 | 3106.52 | 3106.52 | 3106.52 | 3106.52 | 3106.52 | 3106.52 | 3106.52 | 3106.52 | 3106.52 | 3106.52 | 3106.52 | 3106.52 | 3106.52 | 3106.52 | 3106.52 | 3106.52 | 3106.52 | 3106.52 | 3106.52 | 0 | 0 | 210.1874 | 204.6941 | 198.95 | 193.0333 | 186.891 | 180.4612 | 173.7428 | 166.7608 | 159.5717 | 152.2796 | 145.1162 | 138.1889 | 131.6037 | 125.4601 | 119.8752 | 115.1554 | 111.2755 | 107.8186 | 104.8592 | 102.0344 | 100.0697 | 98.1321 | 96.2179 | 94.3274 | 92.4545 | 0 | 0 | 0 | 0 | 0 | 0 | 0 | 0 | 0 | 0 | 0 | 0 | 0 | 0 | 0 | 0 | 0 | 0 | 0 | 0 | 0 | 0 | 0 | 0 | 0 | 0 | 0 | 0 | 0 | 0 | 0 | 0 | 0 | 0 | 0 | 0 | 0 | 0 | 0 | 0 | 0 | 0 | 0 | 0 | 0 | 0 | 0 | 0 | 0 | 0 | 0 | 0 | 0 | 0 | 0 | 0 | 0 | 0 | 0 | 0 | 0 | 0 | 0 | 0 | 0 | 0 | 0 | 0 | 0 | 0 | 0 | 0 | 0 | 0 | 0 | 0 | 0 | 0 | 0 | 0 | 0 | 0 | 0 | 0 | 0 | 0 | 0 | 0 | 0 | 0 | 0 | 0 | 0 | 0 | 0 | 0 | 0 | 0 | 0 | 0 | 0 | 0 | 0 | 0 | 0 | 0 | 0 | 0 | 0 | 0 | 0 | 0 | 0 | 0 | 0 | 0 | 0 | 0 | 0 | 0 | 0 | 0 | 0 | 0 | 0 | 0 | 0 | 0 | 0 | 0 | 0 | 0 | 0 | 0 | 0 | 0 | 0 | 0 | 0 | 0 | 0 | 0 | 0 | 0 | 0 | 0 | 0 | 0 | 0 | 0 | 0 | 0 | 0 | 0 | 0 | 0 | 0 | 0 | 0 | 0 | 0 | 0 | 0 | 0 | 0 | 0 | 0 | 0 | 0 | 0 | 0 | 0 | 0 | 0 | 0 | 0 | 0 | 0 | 0 | 0 | 0 | 0 | 0 | 0 | 0 | 0 | 0 | 0 | 0 | 0 | 0 | 0 | 0 | 0 | 0 | 0 | 0 | 0 | 0 | 0 | 0 | 0 | 0 | 0 | 0 | 0 | 0 | 0 | 0 | 0 | 0 | 0 | 0 | 0 | 0 | 0 | 0 | 0 | 0 | 0 | 0 | 0 | 0 | 0 | 0 | 0 | 0 | 0 | 0 | 0 | 0 | 0 | 0 | 0 | 0 | 0 | 0 | 0 | 0 | 0 | 0 | 0 | 0 | 0 | 0 | 0 | 0 | 0 | 0 | 0 | 0 | 0 | 0 | 0 | 0 | 0 | 0 | 0 | 0 | 0 | 0 | 0 | 0 | 0 | 0 | 0 | 0 | 0 | 0 | 0 | 0 | 0 | 0 | 0 | 0 | 0 | 0 | 0 | 0 | 0 | 0 | 0 | 0 | 0 | 0 | 0 | 0 | 0 | 0 | 0 | 0 | 0 | 0 | 0 | 0 | 0 | 0 | 0 | 0 | 0 | 0 | 0 | 0 | 0 | 0 | 0 | 0 | 0 | 0 | 0 | 0 | 0 | 0 | 0 | 0 | 0 | 0 | 0 | 0 | 0 | 0 | 0 | 0 | 0 | 0 | 0 | 0 | 0 | 0 | 0 | 0 | 0 | 0 | 0 | 0 | 0 | 0 | 0 | 0 | 0 | 0 | 0 | 0 | 0 | 0 | 0 | 0 | 0 | 0 | 0 | 0 | 0 | 0 | 0 | 0 | 0 | 0 | 0 | 0 | 0 | 0 | 0 | 0 | 0 | 0 | 0 | 0 | 0 | 0 | 0 | 0 | 0 | 0 | 0 | 0 | 0 | 0 | 0 | 0 | 0 | 0 | 0 | 0 | 0 | 0 | 0 | 0 | 0 | 0 | 0 | 0 | 0 | 0 | 0 | 0 | 0 | 0 | 0 | 0 | 0 | 2571.2975 | 2579.0009 | 2586.6314 | 2594.1712 | 2601.6036 | 2608.9126 | 2616.0829 | 2623.1001 | 2629.9459 | 2636.6031 | 2643.0555 | 2649.2879 | 2655.286 | 2661.0363 | 2666.5261 | 2671.7436 | 2676.6777 | 2681.2688 | 2685.5143 | 2689.3948 | 2692.941 | 2696.1808 | 2699.1402 | 2701.8431 | 2704.3113 | 1097.7283 | 1101.017 | 1104.2745 | 1107.4934 | 1110.6664 | 1113.7867 | 1116.8479 | 1119.8436 | 1122.7662 | 1125.6083 | 1128.3629 | 1131.0236 | 1133.5843 | 1136.0392 | 1138.3829 | 1140.6103 | 1142.7168 | 1144.6768 | 1146.4893 | 1148.1459 | 1149.6598 | 1151.0429 | 1152.3064 | 1153.4603 | 1154.514
OR_Commercial_OR - College_Existing_Space Heating_Natural Gas_Greenhouse Heat Curtain_A | OR | Commercial | OR - College | Existing | Space Heating | Natural Gas | Greenhouse Heat Curtain | A | OCM363 | No heat curtain. | 0 | 5 | 175.5 | 0 | 0 | 408.76 | 0 | 0 | 0 | 0.28365 | 0.25 | perBldg | 0% | 0% | Discretionary | RetroEven20_OR | 82.88% | Space Heating | 0% | 681.6311 |  | 290.9993 |  | 0 | CA eTRM https://www.caetrm.com/measure/SWBE001/01/ | CA eTRM https://www.caetrm.com/measure/SWBE001/01/ | CA eTRM https://www.caetrm.com/measure/SWBE001/01/ | No heat curtain. | No heat curtain. | No heat curtain. | No heat curtain. | No heat curtain. | No heat curtain. | No heat curtain. | No heat curtain. | No heat curtain. | No heat curtain. | No heat curtain. | No heat curtain. | No heat curtain. | No heat curtain. | No heat curtain. | No heat curtain. | No heat curtain. | No heat curtain. | No heat curtain. | No heat curtain. | No heat curtain. | No heat curtain. | No heat curtain. | No heat curtain. | No heat curtain. | No heat curtain. | No heat curtain. | 0 | 0 | 0 | 0 | 0 | 0 | 0 | 0 | 0 | 0 | 0 | 0 | 0 | 0 | 0 | 0 | 0 | 0 | 0 | 0 | 0 | 0 | 0 | 0 | 0 | 0 | 0 | 408.76 | 408.76 | 408.76 | 408.76 | 408.76 | 408.76 | 408.76 | 408.76 | 408.76 | 408.76 | 408.76 | 408.76 | 408.76 | 408.76 | 408.76 | 408.76 | 408.76 | 408.76 | 408.76 | 408.76 | 408.76 | 408.76 | 408.76 | 408.76 | 408.76 | 408.76 | 408.76 | 0 | 0 | 184.1123 | 180.1972 | 176.187 | 172.1172 | 167.9628 | 163.7003 | 159.3197 | 154.8139 | 150.1846 | 145.4622 | 140.7019 | 135.9713 | 131.3577 | 126.9419 | 122.7896 | 119.1356 | 115.9767 | 113.0353 | 110.3644 | 107.7652 | 105.691 | 103.6453 | 101.6243 | 99.6283 | 97.6508 | 0 | 0 | 0 | 0 | 0 | 0 | 0 | 0 | 0 | 0 | 0 | 0 | 0 | 0 | 0 | 0 | 0 | 0 | 0 | 0 | 0 | 0 | 0 | 0 | 0 | 0 | 0 | 0 | 0 | 0 | 0 | 0 | 0 | 0 | 0 | 0 | 0 | 0 | 0 | 0 | 0 | 0 | 0 | 0 | 0 | 0 | 0 | 0 | 0 | 0 | 0 | 0 | 0 | 0 | 0 | 0 | 0 | 0 | 0 | 0 | 0 | 0 | 0 | 0 | 0 | 0 | 0 | 0 | 0 | 0 | 0 | 0 | 0 | 0 | 0 | 0 | 0 | 0 | 0 | 0 | 0 | 0 | 0 | 0 | 0 | 0 | 0 | 0 | 0 | 0 | 0 | 0 | 0 | 0 | 0 | 0 | 0 | 0 | 0 | 0 | 0 | 0 | 0 | 0 | 0 | 0 | 0 | 0 | 0 | 0 | 0 | 0 | 0 | 0 | 0 | 0 | 0 | 0 | 0 | 0 | 0 | 0 | 0 | 0 | 0 | 0 | 0 | 0 | 0 | 0 | 0 | 0 | 0 | 0 | 0 | 0 | 0 | 0 | 0 | 0 | 0 | 0 | 0 | 0 | 0 | 0 | 0 | 0 | 0 | 0 | 0 | 0 | 0 | 0 | 0 | 0 | 0 | 0 | 0 | 0 | 0 | 0 | 0 | 0 | 0 | 0 | 0 | 0 | 0 | 0 | 0 | 0 | 0 | 0 | 0 | 0 | 0 | 0 | 0 | 0 | 0 | 0 | 0 | 0 | 0 | 0 | 0 | 0 | 0 | 0 | 0 | 0 | 0 | 0 | 0 | 0 | 0 | 0 | 0 | 0 | 0 | 0 | 0 | 0 | 0 | 0 | 0 | 0 | 0 | 0 | 0 | 0 | 0 | 0 | 0 | 0 | 0 | 0 | 0 | 0 | 0 | 0 | 0 | 0 | 0 | 0 | 0 | 0 | 0 | 0 | 0 | 0 | 0 | 0 | 0 | 0 | 0 | 0 | 0 | 0 | 0 | 0 | 0 | 0 | 0 | 0 | 0 | 0 | 0 | 0 | 0 | 0 | 0 | 0 | 0 | 0 | 0 | 0 | 0 | 0 | 0 | 0 | 0 | 0 | 0 | 0 | 0 | 0 | 0 | 0 | 0 | 0 | 0 | 0 | 0 | 0 | 0 | 0 | 0 | 0 | 0 | 0 | 0 | 0 | 0 | 0 | 0 | 0 | 0 | 0 | 0 | 0 | 0 | 0 | 0 | 0 | 0 | 0 | 0 | 0 | 0 | 0 | 0 | 0 | 0 | 0 | 0 | 0 | 0 | 0 | 0 | 0 | 0 | 0 | 0 | 0 | 0 | 0 | 0 | 0 | 0 | 0 | 0 | 0 | 0 | 0 | 0 | 0 | 0 | 0 | 0 | 0 | 0 | 0 | 0 | 0 | 0 | 0 | 0 | 0 | 0 | 0 | 0 | 0 | 0 | 0 | 0 | 0 | 0 | 0 | 0 | 0 | 0 | 0 | 0 | 0 | 0 | 0 | 0 | 0 | 0 | 0 | 0 | 0 | 0 | 0 | 0 | 0 | 0 | 0 | 0 | 0 | 0 | 0 | 0 | 0 | 0 | 0 | 0 | 0 | 0 | 0 | 0 | 0 | 0 | 0 | 0 | 0 | 0 | 0 | 0 | 0 | 0 | 0 | 0 | 0 | 0 | 0 | 0 | 0 | 664.9375 | 666.9296 | 668.9029 | 670.8527 | 672.7747 | 674.6648 | 676.519 | 678.3337 | 680.104 | 681.8255 | 683.4941 | 685.1058 | 686.6569 | 688.144 | 689.5636 | 690.9129 | 692.1888 | 693.3761 | 694.474 | 695.4775 | 696.3945 | 697.2323 | 697.9976 | 698.6966 | 699.3349 | 283.8725 | 284.723 | 285.5654 | 286.3978 | 287.2183 | 288.0252 | 288.8169 | 289.5916 | 290.3473 | 291.0823 | 291.7946 | 292.4827 | 293.1449 | 293.7797 | 294.3858 | 294.9618 | 295.5065 | 296.0134 | 296.4821 | 296.9105 | 297.302 | 297.6597 | 297.9864 | 298.2848 | 298.5573
OR_Commercial_OR - College_Existing_Space Heating_Natural Gas_Ventilation - Parking Garages, Demand Controlled_A | OR | Commercial | OR - College | Existing | Space Heating | Natural Gas | Ventilation - Parking Garages, Demand Controlled | A | OCM364 | 0 | 0 | 5 | 0 | 0 | 0 | 843.06 | 0 | 0 | 0 | 0.28365 | 0.25 | garage | 0% | 0% | Discretionary | RetroEven20_OR | 82.88% | Central Systems | 0% | 0 |  | 0 |  | 0 | FOE - Parking Garage Ventilation Controls - W0047 | FOE - Parking Garage Ventilation Controls - W0047 | FOE - Parking Garage Ventilation Controls - W0047 | 0 | 0 | 0 | 0 | 0 | 0 | 0 | 0 | 0 | 0 | 0 | 0 | 0 | 0 | 0 | 0 | 0 | 0 | 0 | 0 | 0 | 0 | 0 | 0 | 0 | 0 | 0 | 0 | 0 | 0 | 0 | 0 | 0 | 0 | 0 | 0 | 0 | 0 | 0 | 0 | 0 | 0 | 0 | 0 | 0 | 0 | 0 | 0 | 0 | 0 | 0 | 0 | 0 | 0 | 843.06 | 843.06 | 843.06 | 843.06 | 843.06 | 843.06 | 843.06 | 843.06 | 843.06 | 843.06 | 843.06 | 843.06 | 843.06 | 843.06 | 843.06 | 843.06 | 843.06 | 843.06 | 843.06 | 843.06 | 843.06 | 843.06 | 843.06 | 843.06 | 843.06 | 843.06 | 843.06 | 0 | 0 | 0 | 0 | 0 | 0 | 0 | 0 | 0 | 0 | 0 | 0 | 0 | 0 | 0 | 0 | 0 | 0 | 0 | 0 | 0 | 0 | 0 | 0 | 0 | 0 | 0 | 0 | 0 | 0 | 0 | 0 | 0 | 0 | 0 | 0 | 0 | 0 | 0 | 0 | 0 | 0 | 0 | 0 | 0 | 0 | 0 | 0 | 0 | 0 | 0 | 0 | 0 | 0 | 0 | 0 | 0 | 0 | 0 | 0 | 0 | 0 | 0 | 0 | 0 | 0 | 0 | 0 | 0 | 0 | 0 | 0 | 0 | 0 | 0 | 0 | 0 | 0 | 0 | 0 | 0 | 0 | 0 | 0 | 0 | 0 | 0 | 0 | 0 | 0 | 0 | 0 | 0 | 0 | 0 | 0 | 0 | 0 | 0 | 0 | 0 | 0 | 0 | 0 | 0 | 0 | 0 | 0 | 0 | 0 | 0 | 0 | 0 | 0 | 0 | 0 | 0 | 0 | 0 | 0 | 0 | 0 | 0 | 0 | 0 | 0 | 0 | 0 | 0 | 0 | 0 | 0 | 0 | 0 | 0 | 0 | 0 | 0 | 0 | 0 | 0 | 0 | 0 | 0 | 0 | 0 | 0 | 0 | 0 | 0 | 0 | 0 | 0 | 0 | 0 | 0 | 0 | 0 | 0 | 0 | 0 | 0 | 0 | 0 | 0 | 0 | 0 | 0 | 0 | 0 | 0 | 0 | 0 | 0 | 0 | 0 | 0 | 0 | 0 | 0 | 0 | 0 | 0 | 0 | 0 | 0 | 0 | 0 | 0 | 0 | 0 | 0 | 0 | 0 | 0 | 0 | 0 | 0 | 0 | 0 | 0 | 0 | 0 | 0 | 0 | 0 | 0 | 0 | 0 | 0 | 0 | 0 | 0 | 0 | 0 | 0 | 0 | 0 | 0 | 0 | 0 | 0 | 0 | 0 | 0 | 0 | 0 | 0 | 0 | 0 | 0 | 0 | 0 | 0 | 0 | 0 | 0 | 0 | 0 | 0 | 0 | 0 | 0 | 0 | 0 | 0 | 0 | 0 | 0 | 0 | 0 | 0 | 0 | 0 | 0 | 0 | 0 | 0 | 0 | 0 | 0 | 0 | 0 | 0 | 0 | 0 | 0 | 0 | 0 | 0 | 0 | 0 | 0 | 0 | 0 | 0 | 0 | 0 | 0 | 0 | 0 | 0 | 0 | 0 | 0 | 0 | 0 | 0 | 0 | 0 | 0 | 0 | 0 | 0 | 0 | 0 | 0 | 0 | 0 | 0 | 0 | 0 | 0 | 0 | 0 | 0 | 0 | 0 | 0 | 0 | 0 | 0 | 0 | 0 | 0 | 0 | 0 | 0 | 0 | 0 | 0 | 0 | 0 | 0 | 0 | 0 | 0 | 0 | 0 | 0 | 0 | 0 | 0 | 0 | 0 | 0 | 0 | 0 | 0 | 0 | 0 | 0 | 0 | 0 | 0 | 0 | 0 | 0 | 0 | 0 | 0 | 0 | 0 | 0 | 0 | 0 | 0 | 0 | 0 | 0 | 0 | 0 | 0 | 0 | 0 | 0 | 0 | 0 | 0 | 0 | 0 | 0 | 0 | 0 | 0 | 0 | 0 | 0 | 0 | 0 | 0 | 0 | 0 | 0 | 0 | 0 | 0 | 0 | 0 | 0 | 0 | 0 | 0 | 0 | 0 | 0 | 0 | 0 | 0 | 0 | 0 | 0 | 0 | 0 | 0 | 0 | 0 | 0 | 0 | 0 | 0 | 0 | 0 | 0 | 0 | 0 | 0 | 0 | 0 | 0 | 0 | 0 | 0 | 0 | 0 | 0 | 0 | 0 | 0 | 0 | 0 | 0 | 0 | 0 | 0 | 0 | 0 | 0 | 0 | 0 | 0 | 0 | 0 | 0 | 0 | 0 | 0 | 0 | 0 | 0 | 0 | 0 | 0 | 0 | 0 | 0 | 0 | 0 | 0 | 0 | 0 | 0 | 0 | 0 | 0 | 0 | 0 | 0 | 0 | 0 | 0 | 0 | 0 | 0 | 0 | 0 | 0
OR_Commercial_OR - College_Existing_Miscellaneous_Natural Gas_Pool Heater - Night Covers_A | OR | Commercial | OR - College | Existing | Miscellaneous | Natural Gas | Pool Heater - Night Covers | A | OCM365 | Uncovered. | Night covers on pool. | 5 | 0.0011799 | 0 | 0 | 1.36 | 0 | 0 | 0 | 0.28365 | 0.25 | sqft pool | 15% | 100% | Discretionary | Retro12Med_OR | 75.44% | Pool Heater | 0% | 350537.4512 |  | 149650.0755 |  | 0 | PL_COV-Water Heating-SCG-R0-62 | PL_COV-Water Heating-SCG-R0-62 | PL_COV-Water Heating-SCG-R0-1 | Uncovered. | Uncovered. | Uncovered. | Uncovered. | Uncovered. | Uncovered. | Uncovered. | Uncovered. | Uncovered. | Uncovered. | Uncovered. | Uncovered. | Uncovered. | Uncovered. | Uncovered. | Uncovered. | Uncovered. | Uncovered. | Uncovered. | Uncovered. | Uncovered. | Uncovered. | Uncovered. | Uncovered. | Uncovered. | Uncovered. | Uncovered. | Night covers on pool. | Night covers on pool. | Night covers on pool. | Night covers on pool. | Night covers on pool. | Night covers on pool. | Night covers on pool. | Night covers on pool. | Night covers on pool. | Night covers on pool. | Night covers on pool. | Night covers on pool. | Night covers on pool. | Night covers on pool. | Night covers on pool. | Night covers on pool. | Night covers on pool. | Night covers on pool. | Night covers on pool. | Night covers on pool. | Night covers on pool. | Night covers on pool. | Night covers on pool. | Night covers on pool. | Night covers on pool. | Night covers on pool. | Night covers on pool. | 1.36 | 1.36 | 1.36 | 1.36 | 1.36 | 1.36 | 1.36 | 1.36 | 1.36 | 1.36 | 1.36 | 1.36 | 1.36 | 1.36 | 1.36 | 1.36 | 1.36 | 1.36 | 1.36 | 1.36 | 1.36 | 1.36 | 1.36 | 1.36 | 1.36 | 1.36 | 1.36 | 0 | 0 | 0.0011798 | 0.0011797 | 0.0011796 | 0.0011795 | 0.0011794 | 0.0011793 | 0.0011793 | 0.0011793 | 0.0011793 | 0.0011793 | 0.0011793 | 0.0011792 | 0.0011792 | 0.0011792 | 0.0011792 | 0.0011792 | 0.0011792 | 0.0011792 | 0.0011792 | 0.0011792 | 0.0011792 | 0.0011792 | 0.0011792 | 0.0011792 | 0.0011792 | 0.00020733 | 0.00020731 | 0.00020729 | 0.00020728 | 0.00020726 | 0 | 0 | 0 | 0 | 0 | 0 | 0 | 0 | 0 | 0 | 0 | 0 | 0 | 0 | 0 | 0 | 0 | 0 | 0 | 0 | 0.00020733 | 0.00041463 | 0.00062188 | 0.00082911 | 0.0010363 | 0.0010362 | 0.0010362 | 0.0010362 | 0.0010362 | 0.0010362 | 0.0010362 | 0.0010361 | 0.0010361 | 0.0010361 | 0.0010361 | 0.0010361 | 0.0010361 | 0.0010361 | 0.0010361 | 0.0010361 | 0.0010361 | 0.0010361 | 0.0010361 | 0.0010361 | 0.0010361 | 175.7288 | 175.7288 | 175.7288 | 175.7288 | 175.7288 | 0 | 0 | 0 | 0 | 0 | 0 | 0 | 0 | 0 | 0 | 0 | 0 | 0 | 0 | 0 | 0 | 0 | 0 | 0 | 0 | 175.7288 | 351.4575 | 527.1863 | 702.9151 | 878.6438 | 878.6438 | 878.6438 | 878.6438 | 878.6438 | 878.6438 | 878.6438 | 878.6438 | 878.6438 | 878.6438 | 878.6438 | 878.6438 | 878.6438 | 878.6438 | 878.6438 | 878.6438 | 878.6438 | 878.6438 | 878.6438 | 878.6438 | 878.6438 | 0.00017625 | 0.00017625 | 0.00017625 | 0.00017625 | 0.00017625 | 0 | 0 | 0 | 0 | 0 | 0 | 0 | 0 | 0 | 0 | 0 | 0 | 0 | 0 | 0 | 0 | 0 | 0 | 0 | 0 | 0.00017625 | 0.0003525 | 0.00052874 | 0.00070499 | 0.00088123 | 0.00088123 | 0.00088122 | 0.00088121 | 0.00088119 | 0.00088116 | 0.00088113 | 0.0008811 | 0.00088106 | 0.00088102 | 0.00088098 | 0.00088094 | 0.0008809 | 0.00088087 | 0.00088084 | 0.00088082 | 0.0008808 | 0.00088079 | 0.00088079 | 0.00088079 | 0.00088079 | 149.3695 | 149.3695 | 149.3695 | 149.3695 | 149.3695 | 0 | 0 | 0 | 0 | 0 | 0 | 0 | 0 | 0 | 0 | 0 | 0 | 0 | 0 | 0 | 0 | 0 | 0 | 0 | 0 | 149.3695 | 298.7389 | 448.1084 | 597.4778 | 746.8473 | 746.8473 | 746.8473 | 746.8473 | 746.8473 | 746.8473 | 746.8473 | 746.8473 | 746.8473 | 746.8473 | 746.8473 | 746.8473 | 746.8473 | 746.8473 | 746.8473 | 746.8473 | 746.8473 | 746.8473 | 746.8473 | 746.8473 | 746.8473 | 0 | 0 | 0 | 0 | 0 | 0 | 0 | 0 | 0 | 0 | 0 | 0 | 0 | 0 | 0 | 0 | 0 | 0 | 0 | 0 | 0 | 0 | 0 | 0 | 0 | 0 | 0 | 0 | 0 | 0 | 0 | 0 | 0 | 0 | 0 | 0 | 0 | 0 | 0 | 0 | 0 | 0 | 0 | 0 | 0 | 0 | 0 | 0 | 0 | 0 | 0 | 0 | 0 | 0 | 0 | 0 | 0 | 0 | 0 | 0 | 0 | 0 | 0 | 0 | 0 | 0 | 0 | 0 | 0 | 0 | 0 | 0 | 0 | 0 | 0 | 0 | 0 | 0 | 0 | 0 | 0 | 0 | 0 | 0 | 0 | 0 | 0 | 0 | 0 | 0 | 0 | 0 | 0 | 0 | 0 | 0 | 0 | 0 | 0 | 0 | 0 | 0 | 0 | 0 | 0 | 0 | 0 | 0 | 0 | 0 | 0 | 0 | 0 | 0 | 0 | 0 | 0 | 0 | 0 | 0 | 0 | 0 | 0 | 0 | 0 | 0 | 0 | 0 | 0 | 0 | 0 | 0 | 0 | 0 | 0 | 0 | 0 | 0 | 0 | 0 | 0 | 0 | 0 | 0 | 0 | 0 | 0 | 0 | 0 | 0 | 0 | 0 | 0 | 0 | 0 | 0 | 0 | 0 | 0 | 0 | 0 | 0 | 0 | 0 | 0 | 0 | 0 | 0 | 0 | 0 | 0 | 0 | 0 | 0 | 0 | 0 | 0 | 0 | 0 | 0 | 0 | 0 | 0 | 0 | 0 | 0 | 0 | 0 | 0 | 0 | 0 | 0 | 0 | 0 | 0 | 0 | 0 | 0 | 0 | 0 | 350537.4512 | 350537.4512 | 350537.4512 | 350537.4512 | 350537.4512 | 350537.4512 | 350537.4512 | 350537.4512 | 350537.4512 | 350537.4512 | 350537.4512 | 350537.4512 | 350537.4512 | 350537.4512 | 350537.4512 | 350537.4512 | 350537.4512 | 350537.4512 | 350537.4512 | 350537.4512 | 350537.4512 | 350537.4512 | 350537.4512 | 350537.4512 | 350537.4512 | 149650.0755 | 149650.0755 | 149650.0755 | 149650.0755 | 149650.0755 | 149650.0755 | 149650.0755 | 149650.0755 | 149650.0755 | 149650.0755 | 149650.0755 | 149650.0755 | 149650.0755 | 149650.0755 | 149650.0755 | 149650.0755 | 149650.0755 | 149650.0755 | 149650.0755 | 149650.0755 | 149650.0755 | 149650.0755 | 149650.0755 | 149650.0755 | 149650.0755
OR_Commercial_OR - College_Existing_Space Heating_Natural Gas_Advanced New Construction Designs_A | OR | Commercial | OR - College | Existing | Space Heating | Natural Gas | Advanced New Construction Designs | A | OCM366 | Standard new construction design. | New construction designs exceeding ASHRAE 90.1 requirements. | 3 | 0 | 0 | 0 | 1.4 | 0 | 0 | 0 | 0.28365 | 0.25 | sqft | 0% | 0% | Discretionary | LO1Slow_OR | 84.66% | Space Heating | 0% | 0 |  | 0 |  | 0 | COM_CX-HVAC-AEG-1 | COM_CX-All-AEG-5 | COM_CX-All-AEG-5 | Standard new construction design. | Standard new construction design. | Standard new construction design. | Standard new construction design. | Standard new construction design. | Standard new construction design. | Standard new construction design. | Standard new construction design. | Standard new construction design. | Standard new construction design. | Standard new construction design. | Standard new construction design. | Standard new construction design. | Standard new construction design. | Standard new construction design. | Standard new construction design. | Standard new construction design. | Standard new construction design. | Standard new construction design. | Standard new construction design. | Standard new construction design. | Standard new construction design. | Standard new construction design. | Standard new construction design. | Standard new construction design. | Standard new construction design. | Standard new construction design. | New construction designs exceeding ASHRAE 90.1 requirements. | New construction designs exceeding ASHRAE 90.1 requirements. | New construction designs exceeding ASHRAE 90.1 requirements. | New construction designs exceeding ASHRAE 90.1 requirements. | New construction designs exceeding ASHRAE 90.1 requirements. | New construction designs exceeding ASHRAE 90.1 requirements. | New construction designs exceeding ASHRAE 90.1 requirements. | New construction designs exceeding ASHRAE 90.1 requirements. | New construction designs exceeding ASHRAE 90.1 requirements. | New construction designs exceeding ASHRAE 90.1 requirements. | New construction designs exceeding ASHRAE 90.1 requirements. | New construction designs exceeding ASHRAE 90.1 requirements. | New construction designs exceeding ASHRAE 90.1 requirements. | New construction designs exceeding ASHRAE 90.1 requirements. | New construction designs exceeding ASHRAE 90.1 requirements. | New construction designs exceeding ASHRAE 90.1 requirements. | New construction designs exceeding ASHRAE 90.1 requirements. | New construction designs exceeding ASHRAE 90.1 requirements. | New construction designs exceeding ASHRAE 90.1 requirements. | New construction designs exceeding ASHRAE 90.1 requirements. | New construction designs exceeding ASHRAE 90.1 requirements. | New construction designs exceeding ASHRAE 90.1 requirements. | New construction designs exceeding ASHRAE 90.1 requirements. | New construction designs exceeding ASHRAE 90.1 requirements. | New construction designs exceeding ASHRAE 90.1 requirements. | New construction designs exceeding ASHRAE 90.1 requirements. | New construction designs exceeding ASHRAE 90.1 requirements. | 1.4 | 1.4 | 1.4 | 1.4 | 1.4 | 1.4 | 1.4 | 1.4 | 1.4 | 1.4 | 1.4 | 1.4 | 1.4 | 1.4 | 1.4 | 1.4 | 1.4 | 1.4 | 1.4 | 1.4 | 1.4 | 1.4 | 1.4 | 1.4 | 1.4 | 1.4 | 1.4 | 0 | 0 | 0 | 0 | 0 | 0 | 0 | 0 | 0 | 0 | 0 | 0 | 0 | 0 | 0 | 0 | 0 | 0 | 0 | 0 | 0 | 0 | 0 | 0 | 0 | 0 | 0 | 0 | 0 | 0 | 0 | 0 | 0 | 0 | 0 | 0 | 0 | 0 | 0 | 0 | 0 | 0 | 0 | 0 | 0 | 0 | 0 | 0 | 0 | 0 | 0 | 0 | 0 | 0 | 0 | 0 | 0 | 0 | 0 | 0 | 0 | 0 | 0 | 0 | 0 | 0 | 0 | 0 | 0 | 0 | 0 | 0 | 0 | 0 | 0 | 0 | 0 | 0 | 0 | 0 | 0 | 0 | 0 | 0 | 0 | 0 | 0 | 0 | 0 | 0 | 0 | 0 | 0 | 0 | 0 | 0 | 0 | 0 | 0 | 0 | 0 | 0 | 0 | 0 | 0 | 0 | 0 | 0 | 0 | 0 | 0 | 0 | 0 | 0 | 0 | 0 | 0 | 0 | 0 | 0 | 0 | 0 | 0 | 0 | 0 | 0 | 0 | 0 | 0 | 0 | 0 | 0 | 0 | 0 | 0 | 0 | 0 | 0 | 0 | 0 | 0 | 0 | 0 | 0 | 0 | 0 | 0 | 0 | 0 | 0 | 0 | 0 | 0 | 0 | 0 | 0 | 0 | 0 | 0 | 0 | 0 | 0 | 0 | 0 | 0 | 0 | 0 | 0 | 0 | 0 | 0 | 0 | 0 | 0 | 0 | 0 | 0 | 0 | 0 | 0 | 0 | 0 | 0 | 0 | 0 | 0 | 0 | 0 | 0 | 0 | 0 | 0 | 0 | 0 | 0 | 0 | 0 | 0 | 0 | 0 | 0 | 0 | 0 | 0 | 0 | 0 | 0 | 0 | 0 | 0 | 0 | 0 | 0 | 0 | 0 | 0 | 0 | 0 | 0 | 0 | 0 | 0 | 0 | 0 | 0 | 0 | 0 | 0 | 0 | 0 | 0 | 0 | 0 | 0 | 0 | 0 | 0 | 0 | 0 | 0 | 0 | 0 | 0 | 0 | 0 | 0 | 0 | 0 | 0 | 0 | 0 | 0 | 0 | 0 | 0 | 0 | 0 | 0 | 0 | 0 | 0 | 0 | 0 | 0 | 0 | 0 | 0 | 0 | 0 | 0 | 0 | 0 | 0 | 0 | 0 | 0 | 0 | 0 | 0 | 0 | 0 | 0 | 0 | 0 | 0 | 0 | 0 | 0 | 0 | 0 | 0 | 0 | 0 | 0 | 0 | 0 | 0 | 0 | 0 | 0 | 0 | 0 | 0 | 0 | 0 | 0 | 0 | 0 | 0 | 0 | 0 | 0 | 0 | 0 | 0 | 0 | 0 | 0 | 0 | 0 | 0 | 0 | 0 | 0 | 0 | 0 | 0 | 0 | 0 | 0 | 0 | 0 | 0 | 0 | 0 | 0 | 0 | 0 | 0 | 0 | 0 | 0 | 0 | 0 | 0 | 0 | 0 | 0 | 0 | 0 | 0 | 0 | 0 | 0 | 0 | 0 | 0 | 0 | 0 | 0 | 0 | 0 | 0 | 0 | 0 | 0 | 0 | 0 | 0 | 0 | 0 | 0 | 0 | 0 | 0 | 0 | 0 | 0 | 0 | 0 | 0 | 0 | 0 | 0 | 0 | 0 | 0 | 0 | 0 | 0 | 0 | 0 | 0 | 0 | 0 | 0 | 0 | 0 | 0 | 0 | 0 | 0 | 0 | 0 | 0 | 0 | 0 | 0 | 0 | 0 | 0 | 0 | 0 | 0 | 0 | 0 | 0 | 0 | 0 | 0 | 0 | 0 | 0 | 0 | 0 | 0 | 0 | 0 | 0 | 0 | 0 | 0 | 0 | 0 | 0 | 0 | 0 | 0 | 0 | 0 | 0 | 0 | 0 | 0 | 0 | 0 | 0 | 0 | 0 | 0 | 0 | 0 | 0 | 0 | 0 | 0 | 0 | 0 | 0 | 0 | 0 | 0 | 0 | 0 | 0 | 0 | 0 | 0 | 0 | 0 | 0 | 0 | 0 | 0 | 0 | 0 | 0
OR_Commercial_OR - College_Existing_Water Heating_Natural Gas_Advanced New Construction Designs_A | OR | Commercial | OR - College | Existing | Water Heating | Natural Gas | Advanced New Construction Designs | A | OCM367 | Standard new construction design. | New construction designs exceeding ASHRAE 90.1 requirements. | 3 | 0 | 0 | 0 | 1.4 | 0 | 0 | 0 | 0.28365 | 0.25 | sqft | 0% | 0% | Discretionary | LO1Slow_OR | 84.66% | Water Heating | 0% | 0 |  | 0 |  | 0 | COM_CX-HVAC-AEG-1 | COM_CX-All-AEG-5 | COM_CX-All-AEG-5 | Standard new construction design. | Standard new construction design. | Standard new construction design. | Standard new construction design. | Standard new construction design. | Standard new construction design. | Standard new construction design. | Standard new construction design. | Standard new construction design. | Standard new construction design. | Standard new construction design. | Standard new construction design. | Standard new construction design. | Standard new construction design. | Standard new construction design. | Standard new construction design. | Standard new construction design. | Standard new construction design. | Standard new construction design. | Standard new construction design. | Standard new construction design. | Standard new construction design. | Standard new construction design. | Standard new construction design. | Standard new construction design. | Standard new construction design. | Standard new construction design. | New construction designs exceeding ASHRAE 90.1 requirements. | New construction designs exceeding ASHRAE 90.1 requirements. | New construction designs exceeding ASHRAE 90.1 requirements. | New construction designs exceeding ASHRAE 90.1 requirements. | New construction designs exceeding ASHRAE 90.1 requirements. | New construction designs exceeding ASHRAE 90.1 requirements. | New construction designs exceeding ASHRAE 90.1 requirements. | New construction designs exceeding ASHRAE 90.1 requirements. | New construction designs exceeding ASHRAE 90.1 requirements. | New construction designs exceeding ASHRAE 90.1 requirements. | New construction designs exceeding ASHRAE 90.1 requirements. | New construction designs exceeding ASHRAE 90.1 requirements. | New construction designs exceeding ASHRAE 90.1 requirements. | New construction designs exceeding ASHRAE 90.1 requirements. | New construction designs exceeding ASHRAE 90.1 requirements. | New construction designs exceeding ASHRAE 90.1 requirements. | New construction designs exceeding ASHRAE 90.1 requirements. | New construction designs exceeding ASHRAE 90.1 requirements. | New construction designs exceeding ASHRAE 90.1 requirements. | New construction designs exceeding ASHRAE 90.1 requirements. | New construction designs exceeding ASHRAE 90.1 requirements. | New construction designs exceeding ASHRAE 90.1 requirements. | New construction designs exceeding ASHRAE 90.1 requirements. | New construction designs exceeding ASHRAE 90.1 requirements. | New construction designs exceeding ASHRAE 90.1 requirements. | New construction designs exceeding ASHRAE 90.1 requirements. | New construction designs exceeding ASHRAE 90.1 requirements. | 1.4 | 1.4 | 1.4 | 1.4 | 1.4 | 1.4 | 1.4 | 1.4 | 1.4 | 1.4 | 1.4 | 1.4 | 1.4 | 1.4 | 1.4 | 1.4 | 1.4 | 1.4 | 1.4 | 1.4 | 1.4 | 1.4 | 1.4 | 1.4 | 1.4 | 1.4 | 1.4 | 0 | 0 | 0 | 0 | 0 | 0 | 0 | 0 | 0 | 0 | 0 | 0 | 0 | 0 | 0 | 0 | 0 | 0 | 0 | 0 | 0 | 0 | 0 | 0 | 0 | 0 | 0 | 0 | 0 | 0 | 0 | 0 | 0 | 0 | 0 | 0 | 0 | 0 | 0 | 0 | 0 | 0 | 0 | 0 | 0 | 0 | 0 | 0 | 0 | 0 | 0 | 0 | 0 | 0 | 0 | 0 | 0 | 0 | 0 | 0 | 0 | 0 | 0 | 0 | 0 | 0 | 0 | 0 | 0 | 0 | 0 | 0 | 0 | 0 | 0 | 0 | 0 | 0 | 0 | 0 | 0 | 0 | 0 | 0 | 0 | 0 | 0 | 0 | 0 | 0 | 0 | 0 | 0 | 0 | 0 | 0 | 0 | 0 | 0 | 0 | 0 | 0 | 0 | 0 | 0 | 0 | 0 | 0 | 0 | 0 | 0 | 0 | 0 | 0 | 0 | 0 | 0 | 0 | 0 | 0 | 0 | 0 | 0 | 0 | 0 | 0 | 0 | 0 | 0 | 0 | 0 | 0 | 0 | 0 | 0 | 0 | 0 | 0 | 0 | 0 | 0 | 0 | 0 | 0 | 0 | 0 | 0 | 0 | 0 | 0 | 0 | 0 | 0 | 0 | 0 | 0 | 0 | 0 | 0 | 0 | 0 | 0 | 0 | 0 | 0 | 0 | 0 | 0 | 0 | 0 | 0 | 0 | 0 | 0 | 0 | 0 | 0 | 0 | 0 | 0 | 0 | 0 | 0 | 0 | 0 | 0 | 0 | 0 | 0 | 0 | 0 | 0 | 0 | 0 | 0 | 0 | 0 | 0 | 0 | 0 | 0 | 0 | 0 | 0 | 0 | 0 | 0 | 0 | 0 | 0 | 0 | 0 | 0 | 0 | 0 | 0 | 0 | 0 | 0 | 0 | 0 | 0 | 0 | 0 | 0 | 0 | 0 | 0 | 0 | 0 | 0 | 0 | 0 | 0 | 0 | 0 | 0 | 0 | 0 | 0 | 0 | 0 | 0 | 0 | 0 | 0 | 0 | 0 | 0 | 0 | 0 | 0 | 0 | 0 | 0 | 0 | 0 | 0 | 0 | 0 | 0 | 0 | 0 | 0 | 0 | 0 | 0 | 0 | 0 | 0 | 0 | 0 | 0 | 0 | 0 | 0 | 0 | 0 | 0 | 0 | 0 | 0 | 0 | 0 | 0 | 0 | 0 | 0 | 0 | 0 | 0 | 0 | 0 | 0 | 0 | 0 | 0 | 0 | 0 | 0 | 0 | 0 | 0 | 0 | 0 | 0 | 0 | 0 | 0 | 0 | 0 | 0 | 0 | 0 | 0 | 0 | 0 | 0 | 0 | 0 | 0 | 0 | 0 | 0 | 0 | 0 | 0 | 0 | 0 | 0 | 0 | 0 | 0 | 0 | 0 | 0 | 0 | 0 | 0 | 0 | 0 | 0 | 0 | 0 | 0 | 0 | 0 | 0 | 0 | 0 | 0 | 0 | 0 | 0 | 0 | 0 | 0 | 0 | 0 | 0 | 0 | 0 | 0 | 0 | 0 | 0 | 0 | 0 | 0 | 0 | 0 | 0 | 0 | 0 | 0 | 0 | 0 | 0 | 0 | 0 | 0 | 0 | 0 | 0 | 0 | 0 | 0 | 0 | 0 | 0 | 0 | 0 | 0 | 0 | 0 | 0 | 0 | 0 | 0 | 0 | 0 | 0 | 0 | 0 | 0 | 0 | 0 | 0 | 0 | 0 | 0 | 0 | 0 | 0 | 0 | 0 | 0 | 0 | 0 | 0 | 0 | 0 | 0 | 0 | 0 | 0 | 0 | 0 | 0 | 0 | 0 | 0 | 0 | 0 | 0 | 0 | 0 | 0 | 0 | 0 | 0 | 0 | 0 | 0 | 0 | 0 | 0 | 0 | 0 | 0 | 0 | 0 | 0 | 0 | 0 | 0 | 0 | 0 | 0 | 0 | 0 | 0 | 0 | 0 | 0 | 0 | 0 | 0 | 0 | 0 | 0 | 0 | 0 | 0 | 0 | 0 | 0
OR_Commercial_OR - College_Existing_Space Heating_Natural Gas_Strategic Energy Management_A | OR | Commercial | OR - College | Existing | Space Heating | Natural Gas | Strategic Energy Management | A | OCM368 | No strategic energy management. | Implementation of strategic energy management. | 3 | 0.023327 | 0 | 0 | 0.09 | 0.02 | 0 | 0 | 0.28365 | 0.25 | sqft | 63% | 100% | Discretionary | RetroEven20_OR | 82.88% | Space Heating | 0% | 716.9252 |  | 538.6943 |  | 0 | DL20_COM_SEM-Misc-2021PLN-V4-1 | BEHAV_SEM-All-CPUC-2018_PG-2 | DL20_COM_SEM-Misc-2021PLN-V4-15 | No strategic energy management. | No strategic energy management. | No strategic energy management. | No strategic energy management. | No strategic energy management. | No strategic energy management. | No strategic energy management. | No strategic energy management. | No strategic energy management. | No strategic energy management. | No strategic energy management. | No strategic energy management. | No strategic energy management. | No strategic energy management. | No strategic energy management. | No strategic energy management. | No strategic energy management. | No strategic energy management. | No strategic energy management. | No strategic energy management. | No strategic energy management. | No strategic energy management. | No strategic energy management. | No strategic energy management. | No strategic energy management. | No strategic energy management. | No strategic energy management. | Implementation of strategic energy management. | Implementation of strategic energy management. | Implementation of strategic energy management. | Implementation of strategic energy management. | Implementation of strategic energy management. | Implementation of strategic energy management. | Implementation of strategic energy management. | Implementation of strategic energy management. | Implementation of strategic energy management. | Implementation of strategic energy management. | Implementation of strategic energy management. | Implementation of strategic energy management. | Implementation of strategic energy management. | Implementation of strategic energy management. | Implementation of strategic energy management. | Implementation of strategic energy management. | Implementation of strategic energy management. | Implementation of strategic energy management. | Implementation of strategic energy management. | Implementation of strategic energy management. | Implementation of strategic energy management. | Implementation of strategic energy management. | Implementation of strategic energy management. | Implementation of strategic energy management. | Implementation of strategic energy management. | Implementation of strategic energy management. | Implementation of strategic energy management. | 0.09 | 0.09 | 0.09 | 0.09 | 0.09 | 0.09 | 0.09 | 0.09 | 0.09 | 0.09 | 0.09 | 0.09 | 0.09 | 0.09 | 0.09 | 0.09 | 0.09 | 0.09 | 0.09 | 0.09 | 0.09 | 0.09 | 0.09 | 0.09 | 0.09 | 0.09 | 0.09 | 0 | 0 | 0.024355 | 0.023657 | 0.022928 | 0.0222 | 0.021465 | 0.020708 | 0.019919 | 0.019104 | 0.018272 | 0.017436 | 0.016615 | 0.015822 | 0.015068 | 0.014365 | 0.013725 | 0.013185 | 0.012741 | 0.012345 | 0.012006 | 0.011683 | 0.011458 | 0.011236 | 0.011017 | 0.0108 | 0.010586 | 0.28951 | 0.57722 | 0.55945 | 0.27778 | 0 | 0 | 0 | 0 | 0 | 0 | 0 | 0 | 0 | 0 | 0 | 0 | 0 | 0 | 0 | 0 | 0 | 0 | 0 | 0 | 0 | 0.28951 | 0.85843 | 1.3914 | 1.625 | 1.5712 | 1.5158 | 1.4581 | 1.3984 | 1.3375 | 1.2763 | 1.2162 | 1.1582 | 1.103 | 1.0515 | 1.0047 | 0.96513 | 0.93262 | 0.90364 | 0.87884 | 0.85516 | 0.8387 | 0.82246 | 0.80642 | 0.79057 | 0.77487 | 11887.1437 | 24399.9266 | 24399.9266 | 12512.7829 | 0 | 0 | 0 | 0 | 0 | 0 | 0 | 0 | 0 | 0 | 0 | 0 | 0 | 0 | 0 | 0 | 0 | 0 | 0 | 0 | 0 | 11887.1437 | 36287.0703 | 60686.9968 | 73199.7797 | 73199.7797 | 73199.7797 | 73199.7797 | 73199.7797 | 73199.7797 | 73199.7797 | 73199.7797 | 73199.7797 | 73199.7797 | 73199.7797 | 73199.7797 | 73199.7797 | 73199.7797 | 73199.7797 | 73199.7797 | 73199.7797 | 73199.7797 | 73199.7797 | 73199.7797 | 73199.7797 | 73199.7797 | 0.24925 | 0.50377 | 0.49522 | 0.24948 | 0 | 0 | 0 | 0 | 0 | 0 | 0 | 0 | 0 | 0 | 0 | 0 | 0 | 0 | 0 | 0 | 0 | 0 | 0 | 0 | 0 | 0.24925 | 0.74919 | 1.2317 | 1.4595 | 1.4323 | 1.4032 | 1.3716 | 1.3377 | 1.3018 | 1.2647 | 1.2276 | 1.1912 | 1.1562 | 1.1236 | 1.0943 | 1.0709 | 1.0535 | 1.0391 | 1.0285 | 1.0187 | 1.0159 | 1.0132 | 1.0107 | 1.0083 | 1.0059 | 10104.0722 | 20739.9376 | 20739.9376 | 10635.8654 | 0 | 0 | 0 | 0 | 0 | 0 | 0 | 0 | 0 | 0 | 0 | 0 | 0 | 0 | 0 | 0 | 0 | 0 | 0 | 0 | 0 | 10104.0722 | 30844.0097 | 51583.9473 | 62219.8127 | 62219.8127 | 62219.8127 | 62219.8127 | 62219.8127 | 62219.8127 | 62219.8127 | 62219.8127 | 62219.8127 | 62219.8127 | 62219.8127 | 62219.8127 | 62219.8127 | 62219.8127 | 62219.8127 | 62219.8127 | 62219.8127 | 62219.8127 | 62219.8127 | 62219.8127 | 62219.8127 | 62219.8127 | 0.24998 | 0.50751 | 0.50164 | 0.25431 | 0 | 0 | 0 | 0 | 0 | 0 | 0 | 0 | 0 | 0 | 0 | 0 | 0 | 0 | 0 | 0 | 0 | 0 | 0 | 0 | 0 | 0.24998 | 0.75476 | 1.2477 | 1.4877 | 1.4697 | 1.4499 | 1.4284 | 1.4051 | 1.38 | 1.3537 | 1.3273 | 1.301 | 1.2753 | 1.2509 | 1.2289 | 1.2113 | 1.1984 | 1.1877 | 1.1799 | 1.1728 | 1.1711 | 1.1696 | 1.1682 | 1.1669 | 1.1658 | 10104.0722 | 20739.9376 | 20739.9376 | 10635.8654 | 0 | 0 | 0 | 0 | 0 | 0 | 0 | 0 | 0 | 0 | 0 | 0 | 0 | 0 | 0 | 0 | 0 | 0 | 0 | 0 | 0 | 10104.0722 | 30844.0097 | 51583.9473 | 62219.8127 | 62219.8127 | 62219.8127 | 62219.8127 | 62219.8127 | 62219.8127 | 62219.8127 | 62219.8127 | 62219.8127 | 62219.8127 | 62219.8127 | 62219.8127 | 62219.8127 | 62219.8127 | 62219.8127 | 62219.8127 | 62219.8127 | 62219.8127 | 62219.8127 | 62219.8127 | 62219.8127 | 62219.8127 | 0.24929 | 0.50395 | 0.49558 | 0.24978 | 0 | 0 | 0 | 0 | 0 | 0 | 0 | 0 | 0 | 0 | 0 | 0 | 0 | 0 | 0 | 0 | 0 | 0 | 0 | 0 | 0 | 0.24929 | 0.74947 | 1.2326 | 1.4612 | 1.4348 | 1.4066 | 1.3759 | 1.3429 | 1.308 | 1.2718 | 1.2357 | 1.2002 | 1.1661 | 1.1344 | 1.1059 | 1.0834 | 1.067 | 1.0536 | 1.0439 | 1.0351 | 1.0337 | 1.0323 | 1.0311 | 1.03 | 1.0289 | 10104.0722 | 20739.9376 | 20739.9376 | 10635.8654 | 0 | 0 | 0 | 0 | 0 | 0 | 0 | 0 | 0 | 0 | 0 | 0 | 0 | 0 | 0 | 0 | 0 | 0 | 0 | 0 | 0 | 10104.0722 | 30844.0097 | 51583.9473 | 62219.8127 | 62219.8127 | 62219.8127 | 62219.8127 | 62219.8127 | 62219.8127 | 62219.8127 | 62219.8127 | 62219.8127 | 62219.8127 | 62219.8127 | 62219.8127 | 62219.8127 | 62219.8127 | 62219.8127 | 62219.8127 | 62219.8127 | 62219.8127 | 62219.8127 | 62219.8127 | 62219.8127 | 62219.8127 | 689.5918 | 694.2643 | 698.5782 | 702.545 | 706.1725 | 709.4657 | 712.4277 | 715.0598 | 717.4151 | 719.5366 | 721.4587 | 723.209 | 724.8093 | 726.2772 | 727.6264 | 728.8676 | 730.0094 | 731.0485 | 731.9916 | 732.8404 | 733.6053 | 734.2957 | 734.9195 | 735.4836 | 735.9943 | 518.156 | 521.6669 | 524.9084 | 527.889 | 530.6147 | 533.0892 | 535.3148 | 537.2926 | 539.0623 | 540.6564 | 542.1007 | 543.4158 | 544.6183 | 545.7213 | 546.735 | 547.6677 | 548.5256 | 549.3064 | 550.015 | 550.6528 | 551.2276 | 551.7463 | 552.215 | 552.6389 | 553.0227
OR_Commercial_OR - College_Existing_Water Heating_Natural Gas_Strategic Energy Management_A | OR | Commercial | OR - College | Existing | Water Heating | Natural Gas | Strategic Energy Management | A | OCM369 | No strategic energy management. | Implementation of strategic energy management. | 3 | 0.010806 | 0 | 0 | 0.09 | 0.02 | 0 | 0 | 0.28365 | 0.25 | sqft | 63% | 100% | Discretionary | RetroEven20_OR | 82.88% | Water Heating | 0% | 716.9252 |  | 538.6943 |  | 0 | DL20_COM_SEM-Misc-2021PLN-V4-1 | BEHAV_SEM-All-CPUC-2018_PG-2 | DL20_COM_SEM-Misc-2021PLN-V4-15 | No strategic energy management. | No strategic energy management. | No strategic energy management. | No strategic energy management. | No strategic energy management. | No strategic energy management. | No strategic energy management. | No strategic energy management. | No strategic energy management. | No strategic energy management. | No strategic energy management. | No strategic energy management. | No strategic energy management. | No strategic energy management. | No strategic energy management. | No strategic energy management. | No strategic energy management. | No strategic energy management. | No strategic energy management. | No strategic energy management. | No strategic energy management. | No strategic energy management. | No strategic energy management. | No strategic energy management. | No strategic energy management. | No strategic energy management. | No strategic energy management. | Implementation of strategic energy management. | Implementation of strategic energy management. | Implementation of strategic energy management. | Implementation of strategic energy management. | Implementation of strategic energy management. | Implementation of strategic energy management. | Implementation of strategic energy management. | Implementation of strategic energy management. | Implementation of strategic energy management. | Implementation of strategic energy management. | Implementation of strategic energy management. | Implementation of strategic energy management. | Implementation of strategic energy management. | Implementation of strategic energy management. | Implementation of strategic energy management. | Implementation of strategic energy management. | Implementation of strategic energy management. | Implementation of strategic energy management. | Implementation of strategic energy management. | Implementation of strategic energy management. | Implementation of strategic energy management. | Implementation of strategic energy management. | Implementation of strategic energy management. | Implementation of strategic energy management. | Implementation of strategic energy management. | Implementation of strategic energy management. | Implementation of strategic energy management. | 0.09 | 0.09 | 0.09 | 0.09 | 0.09 | 0.09 | 0.09 | 0.09 | 0.09 | 0.09 | 0.09 | 0.09 | 0.09 | 0.09 | 0.09 | 0.09 | 0.09 | 0.09 | 0.09 | 0.09 | 0.09 | 0.09 | 0.09 | 0.09 | 0.09 | 0.09 | 0.09 | 0 | 0 | 0.010247 | 0.0099082 | 0.0095969 | 0.0093118 | 0.0090513 | 0.0088014 | 0.0085709 | 0.0083577 | 0.0081564 | 0.0079725 | 0.0079002 | 0.0078476 | 0.0078207 | 0.0077725 | 0.0077378 | 0.00771 | 0.0076877 | 0.0076687 | 0.0076576 | 0.0076514 | 0.0076483 | 0.0076459 | 0.0076384 | 0.0076368 | 0.0076356 | 0.13721 | 0.27233 | 0.26378 | 0.13125 | 0 | 0 | 0 | 0 | 0 | 0 | 0 | 0 | 0 | 0 | 0 | 0 | 0 | 0 | 0 | 0 | 0 | 0 | 0 | 0 | 0 | 0.13721 | 0.40501 | 0.65606 | 0.76782 | 0.74634 | 0.72574 | 0.70673 | 0.68915 | 0.67255 | 0.65739 | 0.65142 | 0.64709 | 0.64487 | 0.6409 | 0.63803 | 0.63574 | 0.63391 | 0.63234 | 0.63143 | 0.63091 | 0.63066 | 0.63046 | 0.62984 | 0.62971 | 0.62961 | 13390.4378 | 27485.6354 | 27485.6354 | 14095.1977 | 0 | 0 | 0 | 0 | 0 | 0 | 0 | 0 | 0 | 0 | 0 | 0 | 0 | 0 | 0 | 0 | 0 | 0 | 0 | 0 | 0 | 13390.4378 | 40876.0732 | 68361.7086 | 82456.9063 | 82456.9063 | 82456.9063 | 82456.9063 | 82456.9063 | 82456.9063 | 82456.9063 | 82456.9063 | 82456.9063 | 82456.9063 | 82456.9063 | 82456.9063 | 82456.9063 | 82456.9063 | 82456.9063 | 82456.9063 | 82456.9063 | 82456.9063 | 82456.9063 | 82456.9063 | 82456.9063 | 82456.9063 | 0.11792 | 0.23657 | 0.23151 | 0.11633 | 0 | 0 | 0 | 0 | 0 | 0 | 0 | 0 | 0 | 0 | 0 | 0 | 0 | 0 | 0 | 0 | 0 | 0 | 0 | 0 | 0 | 0.11792 | 0.35182 | 0.5758 | 0.68056 | 0.66778 | 0.65537 | 0.64395 | 0.63345 | 0.62381 | 0.6153 | 0.60838 | 0.60301 | 0.59955 | 0.59607 | 0.59353 | 0.59151 | 0.58993 | 0.58865 | 0.58775 | 0.58711 | 0.58665 | 0.58633 | 0.58589 | 0.58578 | 0.58569 | 11381.8721 | 23362.7901 | 23362.7901 | 11980.918 | 0 | 0 | 0 | 0 | 0 | 0 | 0 | 0 | 0 | 0 | 0 | 0 | 0 | 0 | 0 | 0 | 0 | 0 | 0 | 0 | 0 | 11381.8721 | 34744.6622 | 58107.4523 | 70088.3703 | 70088.3703 | 70088.3703 | 70088.3703 | 70088.3703 | 70088.3703 | 70088.3703 | 70088.3703 | 70088.3703 | 70088.3703 | 70088.3703 | 70088.3703 | 70088.3703 | 70088.3703 | 70088.3703 | 70088.3703 | 70088.3703 | 70088.3703 | 70088.3703 | 70088.3703 | 70088.3703 | 70088.3703 | 0.11792 | 0.23657 | 0.23151 | 0.11633 | 0 | 0 | 0 | 0 | 0 | 0 | 0 | 0 | 0 | 0 | 0 | 0 | 0 | 0 | 0 | 0 | 0 | 0 | 0 | 0 | 0 | 0.11792 | 0.35182 | 0.5758 | 0.68056 | 0.66778 | 0.65537 | 0.64395 | 0.63345 | 0.62381 | 0.6153 | 0.60838 | 0.60301 | 0.59955 | 0.59607 | 0.59353 | 0.59151 | 0.58993 | 0.58865 | 0.58775 | 0.58711 | 0.58665 | 0.58633 | 0.58589 | 0.58578 | 0.58569 | 11381.8721 | 23362.7901 | 23362.7901 | 11980.918 | 0 | 0 | 0 | 0 | 0 | 0 | 0 | 0 | 0 | 0 | 0 | 0 | 0 | 0 | 0 | 0 | 0 | 0 | 0 | 0 | 0 | 11381.8721 | 34744.6622 | 58107.4523 | 70088.3703 | 70088.3703 | 70088.3703 | 70088.3703 | 70088.3703 | 70088.3703 | 70088.3703 | 70088.3703 | 70088.3703 | 70088.3703 | 70088.3703 | 70088.3703 | 70088.3703 | 70088.3703 | 70088.3703 | 70088.3703 | 70088.3703 | 70088.3703 | 70088.3703 | 70088.3703 | 70088.3703 | 70088.3703 | 0.11792 | 0.23657 | 0.23151 | 0.11633 | 0 | 0 | 0 | 0 | 0 | 0 | 0 | 0 | 0 | 0 | 0 | 0 | 0 | 0 | 0 | 0 | 0 | 0 | 0 | 0 | 0 | 0.11792 | 0.35182 | 0.5758 | 0.68056 | 0.66778 | 0.65537 | 0.64395 | 0.63345 | 0.62381 | 0.6153 | 0.60838 | 0.60301 | 0.59955 | 0.59607 | 0.59353 | 0.59151 | 0.58993 | 0.58865 | 0.58775 | 0.58711 | 0.58665 | 0.58633 | 0.58589 | 0.58578 | 0.58569 | 11381.8721 | 23362.7901 | 23362.7901 | 11980.918 | 0 | 0 | 0 | 0 | 0 | 0 | 0 | 0 | 0 | 0 | 0 | 0 | 0 | 0 | 0 | 0 | 0 | 0 | 0 | 0 | 0 | 11381.8721 | 34744.6622 | 58107.4523 | 70088.3703 | 70088.3703 | 70088.3703 | 70088.3703 | 70088.3703 | 70088.3703 | 70088.3703 | 70088.3703 | 70088.3703 | 70088.3703 | 70088.3703 | 70088.3703 | 70088.3703 | 70088.3703 | 70088.3703 | 70088.3703 | 70088.3703 | 70088.3703 | 70088.3703 | 70088.3703 | 70088.3703 | 70088.3703 | 689.5918 | 694.2643 | 698.5782 | 702.545 | 706.1725 | 709.4657 | 712.4277 | 715.0598 | 717.4151 | 719.5366 | 721.4587 | 723.209 | 724.8093 | 726.2772 | 727.6264 | 728.8676 | 730.0094 | 731.0485 | 731.9916 | 732.8404 | 733.6053 | 734.2957 | 734.9195 | 735.4836 | 735.9943 | 518.156 | 521.6669 | 524.9084 | 527.889 | 530.6147 | 533.0892 | 535.3148 | 537.2926 | 539.0623 | 540.6564 | 542.1007 | 543.4158 | 544.6183 | 545.7213 | 546.735 | 547.6677 | 548.5256 | 549.3064 | 550.015 | 550.6528 | 551.2276 | 551.7463 | 552.215 | 552.6389 | 553.0227
OR_Commercial_OR - College_Existing_Space Heating_Natural Gas_Retrocommissioning_A | OR | Commercial | OR - College | Existing | Space Heating | Natural Gas | Retrocommissioning | A | OCM370 | No retro commissioning. | Periodic recommissioning of building systems. | 3 | 0.028643 | 0 | 0 | 0.15 | 0.02 | 0 | 0 | 0.28365 | 0.25 | sqft | 11% | 69.33% | Discretionary | RetroEven20_OR | 82.88% | Space Heating | 0% | 1167.8054 |  | 731.1822 |  | 0 | COM_RCX-HVAC-AEG-1 | COM_RCX-Heating-7PLN-v5-8 | COM_RCX-HVAC-AEG-1 | No retro commissioning. | No retro commissioning. | No retro commissioning. | No retro commissioning. | No retro commissioning. | No retro commissioning. | No retro commissioning. | No retro commissioning. | No retro commissioning. | No retro commissioning. | No retro commissioning. | No retro commissioning. | No retro commissioning. | No retro commissioning. | No retro commissioning. | No retro commissioning. | No retro commissioning. | No retro commissioning. | No retro commissioning. | No retro commissioning. | No retro commissioning. | No retro commissioning. | No retro commissioning. | No retro commissioning. | No retro commissioning. | No retro commissioning. | No retro commissioning. | Periodic recommissioning of building systems. | Periodic recommissioning of building systems. | Periodic recommissioning of building systems. | Periodic recommissioning of building systems. | Periodic recommissioning of building systems. | Periodic recommissioning of building systems. | Periodic recommissioning of building systems. | Periodic recommissioning of building systems. | Periodic recommissioning of building systems. | Periodic recommissioning of building systems. | Periodic recommissioning of building systems. | Periodic recommissioning of building systems. | Periodic recommissioning of building systems. | Periodic recommissioning of building systems. | Periodic recommissioning of building systems. | Periodic recommissioning of building systems. | Periodic recommissioning of building systems. | Periodic recommissioning of building systems. | Periodic recommissioning of building systems. | Periodic recommissioning of building systems. | Periodic recommissioning of building systems. | Periodic recommissioning of building systems. | Periodic recommissioning of building systems. | Periodic recommissioning of building systems. | Periodic recommissioning of building systems. | Periodic recommissioning of building systems. | Periodic recommissioning of building systems. | 0.15 | 0.15 | 0.15 | 0.15 | 0.15 | 0.15 | 0.15 | 0.15 | 0.15 | 0.15 | 0.15 | 0.15 | 0.15 | 0.15 | 0.15 | 0.15 | 0.15 | 0.15 | 0.15 | 0.15 | 0.15 | 0.15 | 0.15 | 0.15 | 0.15 | 0.15 | 0.15 | 0 | 0 | 0.029932 | 0.029126 | 0.02828 | 0.027407 | 0.026499 | 0.025565 | 0.024591 | 0.023585 | 0.022558 | 0.021525 | 0.020513 | 0.019533 | 0.018603 | 0.017734 | 0.016945 | 0.016278 | 0.015729 | 0.01524 | 0.014822 | 0.014423 | 0.014145 | 0.013871 | 0.013601 | 0.013333 | 0.013069 | 0.56096 | 1.1204 | 1.0879 | 0.54067 | 0 | 0 | 0 | 0 | 0 | 0 | 0 | 0 | 0 | 0 | 0 | 0 | 0 | 0 | 0 | 0 | 0 | 0 | 0 | 0 | 0 | 0.56096 | 1.6663 | 2.7058 | 3.1629 | 3.0582 | 2.9503 | 2.8379 | 2.7219 | 2.6033 | 2.4841 | 2.3673 | 2.2543 | 2.1468 | 2.0466 | 1.9555 | 1.8785 | 1.8152 | 1.7588 | 1.7106 | 1.6645 | 1.6324 | 1.6008 | 1.5696 | 1.5387 | 1.5082 | 18740.9923 | 38468.3527 | 38468.3527 | 19727.3604 | 0 | 0 | 0 | 0 | 0 | 0 | 0 | 0 | 0 | 0 | 0 | 0 | 0 | 0 | 0 | 0 | 0 | 0 | 0 | 0 | 0 | 18740.9923 | 57209.345 | 95677.6977 | 115405.058 | 115405.058 | 115405.058 | 115405.058 | 115405.058 | 115405.058 | 115405.058 | 115405.058 | 115405.058 | 115405.058 | 115405.058 | 115405.058 | 115405.058 | 115405.058 | 115405.058 | 115405.058 | 115405.058 | 115405.058 | 115405.058 | 115405.058 | 115405.058 | 115405.058 | 0.48288 | 0.97745 | 0.96235 | 0.48519 | 0 | 0 | 9.8929e-17 | 0 | 0 | 0 | 0 | 0 | 0 | 0 | 0 | 0 | 0 | 0 | 0 | 0 | 0 | 0 | 0 | 0 | 0 | 0.48288 | 1.4536 | 2.3935 | 2.8383 | 2.7855 | 2.729 | 2.6675 | 2.6015 | 2.5318 | 2.4597 | 2.3875 | 2.3166 | 2.2486 | 2.1852 | 2.1281 | 2.0826 | 2.0489 | 2.0209 | 2.0002 | 1.9811 | 1.9757 | 1.9705 | 1.9656 | 1.9609 | 1.9564 | 15929.8435 | 32698.0998 | 32698.0998 | 16768.2563 | 0 | 0 | 3.638e-12 | 0 | 0 | 0 | 0 | 0 | 0 | 0 | 0 | 0 | 0 | 0 | 0 | 0 | 0 | 0 | 0 | 0 | 0 | 15929.8435 | 48627.9433 | 81326.043 | 98094.2993 | 98094.2993 | 98094.2993 | 98094.2993 | 98094.2993 | 98094.2993 | 98094.2993 | 98094.2993 | 98094.2993 | 98094.2993 | 98094.2993 | 98094.2993 | 98094.2993 | 98094.2993 | 98094.2993 | 98094.2993 | 98094.2993 | 98094.2993 | 98094.2993 | 98094.2993 | 98094.2993 | 98094.2993 | 0.48428 | 0.98472 | 0.97481 | 0.49458 | 0 | 0 | 1.0302e-16 | 0 | 0 | 0 | 0 | 0 | 0 | 0 | 0 | 0 | 0 | 0 | 0 | 0 | 0 | 0 | 0 | 0 | 0 | 0.48428 | 1.4645 | 2.4245 | 2.8933 | 2.8582 | 2.8198 | 2.7779 | 2.7326 | 2.6839 | 2.6326 | 2.5814 | 2.5303 | 2.4801 | 2.4328 | 2.3899 | 2.3557 | 2.3306 | 2.3098 | 2.2946 | 2.2808 | 2.2776 | 2.2746 | 2.2719 | 2.2695 | 2.2672 | 15929.8435 | 32698.0998 | 32698.0998 | 16768.2563 | 0 | 0 | 3.638e-12 | 0 | 0 | 0 | 0 | 0 | 0 | 0 | 0 | 0 | 0 | 0 | 0 | 0 | 0 | 0 | 0 | 0 | 0 | 15929.8435 | 48627.9433 | 81326.043 | 98094.2993 | 98094.2993 | 98094.2993 | 98094.2993 | 98094.2993 | 98094.2993 | 98094.2993 | 98094.2993 | 98094.2993 | 98094.2993 | 98094.2993 | 98094.2993 | 98094.2993 | 98094.2993 | 98094.2993 | 98094.2993 | 98094.2993 | 98094.2993 | 98094.2993 | 98094.2993 | 98094.2993 | 98094.2993 | 0.48295 | 0.97782 | 0.96305 | 0.48576 | 0 | 0 | 9.9236e-17 | 0 | 0 | 0 | 0 | 0 | 0 | 0 | 0 | 0 | 0 | 0 | 0 | 0 | 0 | 0 | 0 | 0 | 0 | 0.48295 | 1.4542 | 2.3953 | 2.8417 | 2.7904 | 2.7355 | 2.6758 | 2.6117 | 2.5438 | 2.4735 | 2.4032 | 2.3341 | 2.2679 | 2.2061 | 2.1508 | 2.107 | 2.0751 | 2.049 | 2.0302 | 2.0131 | 2.0103 | 2.0077 | 2.0053 | 2.0031 | 2.0011 | 15929.8435 | 32698.0998 | 32698.0998 | 16768.2563 | 0 | 0 | 3.638e-12 | 0 | 0 | 0 | 0 | 0 | 0 | 0 | 0 | 0 | 0 | 0 | 0 | 0 | 0 | 0 | 0 | 0 | 0 | 15929.8435 | 48627.9433 | 81326.043 | 98094.2993 | 98094.2993 | 98094.2993 | 98094.2993 | 98094.2993 | 98094.2993 | 98094.2993 | 98094.2993 | 98094.2993 | 98094.2993 | 98094.2993 | 98094.2993 | 98094.2993 | 98094.2993 | 98094.2993 | 98094.2993 | 98094.2993 | 98094.2993 | 98094.2993 | 98094.2993 | 98094.2993 | 98094.2993 | 1123.2817 | 1130.8928 | 1137.9198 | 1144.3812 | 1150.29 | 1155.6545 | 1160.4793 | 1164.7667 | 1168.6033 | 1172.059 | 1175.1899 | 1178.0409 | 1180.6478 | 1183.0389 | 1185.2365 | 1187.2584 | 1189.1182 | 1190.8109 | 1192.3471 | 1193.7296 | 1194.9757 | 1196.1003 | 1197.1163 | 1198.0352 | 1198.8671 | 703.3052 | 708.0707 | 712.4704 | 716.516 | 720.2156 | 723.5744 | 726.5953 | 729.2797 | 731.6818 | 733.8455 | 735.8058 | 737.5909 | 739.2231 | 740.7202 | 742.0962 | 743.3621 | 744.5265 | 745.5864 | 746.5482 | 747.4138 | 748.194 | 748.8981 | 749.5343 | 750.1096 | 750.6305
OR_Commercial_OR - College_Existing_Water Heating_Natural Gas_Retrocommissioning_A | OR | Commercial | OR - College | Existing | Water Heating | Natural Gas | Retrocommissioning | A | OCM371 | No retro commissioning. | Periodic recommissioning of building systems. | 3 | 0.013268 | 0 | 0 | 0.15 | 0.02 | 0 | 0 | 0.28365 | 0.25 | sqft | 11% | 69.33% | Discretionary | RetroEven20_OR | 82.88% | Water Heating | 0% | 1167.8054 |  | 731.1822 |  | 0 | COM_RCX-HVAC-AEG-1 | COM_RCX-Heating-7PLN-v5-8 | COM_RCX-HVAC-AEG-1 | No retro commissioning. | No retro commissioning. | No retro commissioning. | No retro commissioning. | No retro commissioning. | No retro commissioning. | No retro commissioning. | No retro commissioning. | No retro commissioning. | No retro commissioning. | No retro commissioning. | No retro commissioning. | No retro commissioning. | No retro commissioning. | No retro commissioning. | No retro commissioning. | No retro commissioning. | No retro commissioning. | No retro commissioning. | No retro commissioning. | No retro commissioning. | No retro commissioning. | No retro commissioning. | No retro commissioning. | No retro commissioning. | No retro commissioning. | No retro commissioning. | Periodic recommissioning of building systems. | Periodic recommissioning of building systems. | Periodic recommissioning of building systems. | Periodic recommissioning of building systems. | Periodic recommissioning of building systems. | Periodic recommissioning of building systems. | Periodic recommissioning of building systems. | Periodic recommissioning of building systems. | Periodic recommissioning of building systems. | Periodic recommissioning of building systems. | Periodic recommissioning of building systems. | Periodic recommissioning of building systems. | Periodic recommissioning of building systems. | Periodic recommissioning of building systems. | Periodic recommissioning of building systems. | Periodic recommissioning of building systems. | Periodic recommissioning of building systems. | Periodic recommissioning of building systems. | Periodic recommissioning of building systems. | Periodic recommissioning of building systems. | Periodic recommissioning of building systems. | Periodic recommissioning of building systems. | Periodic recommissioning of building systems. | Periodic recommissioning of building systems. | Periodic recommissioning of building systems. | Periodic recommissioning of building systems. | Periodic recommissioning of building systems. | 0.15 | 0.15 | 0.15 | 0.15 | 0.15 | 0.15 | 0.15 | 0.15 | 0.15 | 0.15 | 0.15 | 0.15 | 0.15 | 0.15 | 0.15 | 0.15 | 0.15 | 0.15 | 0.15 | 0.15 | 0.15 | 0.15 | 0.15 | 0.15 | 0.15 | 0.15 | 0.15 | 0 | 0 | 0.012593 | 0.012199 | 0.011837 | 0.011496 | 0.011174 | 0.010866 | 0.010581 | 0.010318 | 0.01007 | 0.0098425 | 0.0097532 | 0.0096883 | 0.0096551 | 0.0095956 | 0.0095527 | 0.0095184 | 0.0094909 | 0.0094675 | 0.0094538 | 0.009446 | 0.0094423 | 0.0094393 | 0.00943 | 0.0094281 | 0.0094266 | 0.26586 | 0.52862 | 0.51293 | 0.25547 | 0 | 0 | 0 | 0 | 0 | 0 | 0 | 0 | 0 | 0 | 0 | 0 | 0 | 0 | 0 | 0 | 0 | 0 | 0 | 0 | 0 | 0.26586 | 0.78615 | 1.2758 | 1.4945 | 1.4527 | 1.4126 | 1.3756 | 1.3413 | 1.309 | 1.2795 | 1.2679 | 1.2595 | 1.2552 | 1.2474 | 1.2419 | 1.2374 | 1.2338 | 1.2308 | 1.229 | 1.228 | 1.2275 | 1.2271 | 1.2259 | 1.2257 | 1.2255 | 21111.0505 | 43333.209 | 43333.209 | 22222.1585 | 0 | 0 | 0 | 0 | 0 | 0 | 0 | 0 | 0 | 0 | 0 | 0 | 0 | 0 | 0 | 0 | 0 | 0 | 0 | 0 | 0 | 21111.0505 | 64444.2595 | 107777.4685 | 129999.627 | 129999.627 | 129999.627 | 129999.627 | 129999.627 | 129999.627 | 129999.627 | 129999.627 | 129999.627 | 129999.627 | 129999.627 | 129999.627 | 129999.627 | 129999.627 | 129999.627 | 129999.627 | 129999.627 | 129999.627 | 129999.627 | 129999.627 | 129999.627 | 129999.627 | 0.22844 | 0.45901 | 0.44988 | 0.22625 | 0 | 0 | 0 | 0 | 0 | 0 | 0 | 0 | 0 | 0 | 0 | 0 | 0 | 0 | 0 | 0 | 0 | 0 | 0 | 0 | 0 | 0.22844 | 0.68263 | 1.1189 | 1.3235 | 1.2987 | 1.2746 | 1.2523 | 1.2319 | 1.2132 | 1.1966 | 1.1832 | 1.1727 | 1.166 | 1.1592 | 1.1543 | 1.1504 | 1.1473 | 1.1448 | 1.1431 | 1.1418 | 1.1409 | 1.1403 | 1.1394 | 1.1392 | 1.139 | 17944.393 | 36833.2277 | 36833.2277 | 18888.8347 | 0 | 0 | 0 | 0 | 0 | 0 | 0 | 0 | 0 | 0 | 0 | 0 | 0 | 0 | 0 | 0 | 0 | 0 | 0 | 0 | 0 | 17944.393 | 54777.6206 | 91610.8483 | 110499.683 | 110499.683 | 110499.683 | 110499.683 | 110499.683 | 110499.683 | 110499.683 | 110499.683 | 110499.683 | 110499.683 | 110499.683 | 110499.683 | 110499.683 | 110499.683 | 110499.683 | 110499.683 | 110499.683 | 110499.683 | 110499.683 | 110499.683 | 110499.683 | 110499.683 | 0.22844 | 0.45901 | 0.44988 | 0.22625 | 0 | 0 | 0 | 0 | 0 | 0 | 0 | 0 | 0 | 0 | 0 | 0 | 0 | 0 | 0 | 0 | 0 | 0 | 0 | 0 | 0 | 0.22844 | 0.68263 | 1.1189 | 1.3235 | 1.2987 | 1.2746 | 1.2523 | 1.2319 | 1.2132 | 1.1966 | 1.1832 | 1.1727 | 1.166 | 1.1592 | 1.1543 | 1.1504 | 1.1473 | 1.1448 | 1.1431 | 1.1418 | 1.1409 | 1.1403 | 1.1394 | 1.1392 | 1.139 | 17944.393 | 36833.2277 | 36833.2277 | 18888.8347 | 0 | 0 | 0 | 0 | 0 | 0 | 0 | 0 | 0 | 0 | 0 | 0 | 0 | 0 | 0 | 0 | 0 | 0 | 0 | 0 | 0 | 17944.393 | 54777.6206 | 91610.8483 | 110499.683 | 110499.683 | 110499.683 | 110499.683 | 110499.683 | 110499.683 | 110499.683 | 110499.683 | 110499.683 | 110499.683 | 110499.683 | 110499.683 | 110499.683 | 110499.683 | 110499.683 | 110499.683 | 110499.683 | 110499.683 | 110499.683 | 110499.683 | 110499.683 | 110499.683 | 0.22844 | 0.45901 | 0.44988 | 0.22625 | 0 | 0 | 0 | 0 | 0 | 0 | 0 | 0 | 0 | 0 | 0 | 0 | 0 | 0 | 0 | 0 | 0 | 0 | 0 | 0 | 0 | 0.22844 | 0.68263 | 1.1189 | 1.3235 | 1.2987 | 1.2746 | 1.2523 | 1.2319 | 1.2132 | 1.1966 | 1.1832 | 1.1727 | 1.166 | 1.1592 | 1.1543 | 1.1504 | 1.1473 | 1.1448 | 1.1431 | 1.1418 | 1.1409 | 1.1403 | 1.1394 | 1.1392 | 1.139 | 17944.393 | 36833.2277 | 36833.2277 | 18888.8347 | 0 | 0 | 0 | 0 | 0 | 0 | 0 | 0 | 0 | 0 | 0 | 0 | 0 | 0 | 0 | 0 | 0 | 0 | 0 | 0 | 0 | 17944.393 | 54777.6206 | 91610.8483 | 110499.683 | 110499.683 | 110499.683 | 110499.683 | 110499.683 | 110499.683 | 110499.683 | 110499.683 | 110499.683 | 110499.683 | 110499.683 | 110499.683 | 110499.683 | 110499.683 | 110499.683 | 110499.683 | 110499.683 | 110499.683 | 110499.683 | 110499.683 | 110499.683 | 110499.683 | 1123.2817 | 1130.8928 | 1137.9198 | 1144.3812 | 1150.29 | 1155.6545 | 1160.4793 | 1164.7667 | 1168.6033 | 1172.059 | 1175.1899 | 1178.0409 | 1180.6478 | 1183.0389 | 1185.2365 | 1187.2584 | 1189.1182 | 1190.8109 | 1192.3471 | 1193.7296 | 1194.9757 | 1196.1003 | 1197.1163 | 1198.0352 | 1198.8671 | 703.3052 | 708.0707 | 712.4704 | 716.516 | 720.2156 | 723.5744 | 726.5953 | 729.2797 | 731.6818 | 733.8455 | 735.8058 | 737.5909 | 739.2231 | 740.7202 | 742.0962 | 743.3621 | 744.5265 | 745.5864 | 746.5482 | 747.4138 | 748.194 | 748.8981 | 749.5343 | 750.1096 | 750.6305
OR_Commercial_OR - College_New_Space Heating_Natural Gas_Insulation - Ceiling_A | OR | Commercial | OR - College | New | Space Heating | Natural Gas | Insulation - Ceiling | A | OCM372 | R-13 | R-38 | 22 | 0 | 0 | 0 | 0.79 | 0 | 0 | 0 | 0.24319 | 0.25 | sqft roof | 0% | 0% | Discretionary | Retro1Slow_OR | 84.23% | Space Heating | 0% | 0 |  | 0 |  | 0 | Avista TRM | Avista TRM | Avista TRM | R-13 | R-13 | R-13 | R-13 | R-13 | R-13 | R-13 | R-13 | R-13 | R-13 | R-13 | R-13 | R-13 | R-13 | R-13 | R-13 | R-13 | R-13 | R-13 | R-13 | R-13 | R-13 | R-13 | R-13 | R-13 | R-13 | R-13 | R-38 | R-38 | R-38 | R-38 | R-38 | R-38 | R-38 | R-38 | R-38 | R-38 | R-38 | R-38 | R-38 | R-38 | R-38 | R-38 | R-38 | R-38 | R-38 | R-38 | R-38 | R-38 | R-38 | R-38 | R-38 | R-38 | R-38 | 0.79 | 0.79 | 0.79 | 0.79 | 0.79 | 0.79 | 0.79 | 0.79 | 0.79 | 0.79 | 0.79 | 0.79 | 0.79 | 0.79 | 0.79 | 0.79 | 0.79 | 0.79 | 0.79 | 0.79 | 0.79 | 0.79 | 0.79 | 0.79 | 0.79 | 0.79 | 0.79 | 0 | 0 | 0 | 0 | 0 | 0 | 0 | 0 | 0 | 0 | 0 | 0 | 0 | 0 | 0 | 0 | 0 | 0 | 0 | 0 | 0 | 0 | 0 | 0 | 0 | 0 | 0 | 0 | 0 | 0 | 0 | 0 | 0 | 0 | 0 | 0 | 0 | 0 | 0 | 0 | 0 | 0 | 0 | 0 | 0 | 0 | 0 | 0 | 0 | 0 | 0 | 0 | 0 | 0 | 0 | 0 | 0 | 0 | 0 | 0 | 0 | 0 | 0 | 0 | 0 | 0 | 0 | 0 | 0 | 0 | 0 | 0 | 0 | 0 | 0 | 0 | 0 | 0 | 0 | 0 | 0 | 0 | 0 | 0 | 0 | 0 | 0 | 0 | 0 | 0 | 0 | 0 | 0 | 0 | 0 | 0 | 0 | 0 | 0 | 0 | 0 | 0 | 0 | 0 | 0 | 0 | 0 | 0 | 0 | 0 | 0 | 0 | 0 | 0 | 0 | 0 | 0 | 0 | 0 | 0 | 0 | 0 | 0 | 0 | 0 | 0 | 0 | 0 | 0 | 0 | 0 | 0 | 0 | 0 | 0 | 0 | 0 | 0 | 0 | 0 | 0 | 0 | 0 | 0 | 0 | 0 | 0 | 0 | 0 | 0 | 0 | 0 | 0 | 0 | 0 | 0 | 0 | 0 | 0 | 0 | 0 | 0 | 0 | 0 | 0 | 0 | 0 | 0 | 0 | 0 | 0 | 0 | 0 | 0 | 0 | 0 | 0 | 0 | 0 | 0 | 0 | 0 | 0 | 0 | 0 | 0 | 0 | 0 | 0 | 0 | 0 | 0 | 0 | 0 | 0 | 0 | 0 | 0 | 0 | 0 | 0 | 0 | 0 | 0 | 0 | 0 | 0 | 0 | 0 | 0 | 0 | 0 | 0 | 0 | 0 | 0 | 0 | 0 | 0 | 0 | 0 | 0 | 0 | 0 | 0 | 0 | 0 | 0 | 0 | 0 | 0 | 0 | 0 | 0 | 0 | 0 | 0 | 0 | 0 | 0 | 0 | 0 | 0 | 0 | 0 | 0 | 0 | 0 | 0 | 0 | 0 | 0 | 0 | 0 | 0 | 0 | 0 | 0 | 0 | 0 | 0 | 0 | 0 | 0 | 0 | 0 | 0 | 0 | 0 | 0 | 0 | 0 | 0 | 0 | 0 | 0 | 0 | 0 | 0 | 0 | 0 | 0 | 0 | 0 | 0 | 0 | 0 | 0 | 0 | 0 | 0 | 0 | 0 | 0 | 0 | 0 | 0 | 0 | 0 | 0 | 0 | 0 | 0 | 0 | 0 | 0 | 0 | 0 | 0 | 0 | 0 | 0 | 0 | 0 | 0 | 0 | 0 | 0 | 0 | 0 | 0 | 0 | 0 | 0 | 0 | 0 | 0 | 0 | 0 | 0 | 0 | 0 | 0 | 0 | 0 | 0 | 0 | 0 | 0 | 0 | 0 | 0 | 0 | 0 | 0 | 0 | 0 | 0 | 0 | 0 | 0 | 0 | 0 | 0 | 0 | 0 | 0 | 0 | 0 | 0 | 0 | 0 | 0 | 0 | 0 | 0 | 0 | 0 | 0 | 0 | 0 | 0 | 0 | 0 | 0 | 0 | 0 | 0 | 0 | 0 | 0 | 0 | 0 | 0 | 0 | 0 | 0 | 0 | 0 | 0 | 0 | 0 | 0 | 0 | 0 | 0 | 0 | 0 | 0 | 0 | 0 | 0 | 0 | 0 | 0 | 0 | 0 | 0 | 0 | 0 | 0 | 0 | 0 | 0 | 0 | 0 | 0 | 0 | 0 | 0 | 0 | 0 | 0 | 0 | 0 | 0 | 0 | 0 | 0 | 0 | 0 | 0 | 0 | 0 | 0 | 0 | 0 | 0 | 0 | 0 | 0 | 0 | 0 | 0 | 0 | 0 | 0 | 0 | 0 | 0 | 0 | 0 | 0 | 0 | 0 | 0 | 0 | 0 | 0 | 0 | 0 | 0 | 0 | 0 | 0 | 0 | 0 | 0 | 0 | 0 | 0 | 0 | 0 | 0 | 0 | 0 | 0
OR_Commercial_OR - College_New_Space Heating_Natural Gas_Insulation - Ducting_A | OR | Commercial | OR - College | New | Space Heating | Natural Gas | Insulation - Ducting | A | OCM373 | R-4 | R-8 | 20 | 0 | 0 | 0 | 0.96 | 0 | 0 | 0 | 0.24319 | 0.25 | sqft duct | 0% | 0% | Discretionary | Retro1Slow_OR | 84.23% | Central Systems | 0% | 0 |  | 0 |  | 0 | INS_DCT-All-DEER-1 | INS_DCT-All-DEER-1 | Building Energy Simulation Tool | R-4 | R-4 | R-4 | R-4 | R-4 | R-4 | R-4 | R-4 | R-4 | R-4 | R-4 | R-4 | R-4 | R-4 | R-4 | R-4 | R-4 | R-4 | R-4 | R-4 | R-4 | R-4 | R-4 | R-4 | R-4 | R-4 | R-4 | R-8 | R-8 | R-8 | R-8 | R-8 | R-8 | R-8 | R-8 | R-8 | R-8 | R-8 | R-8 | R-8 | R-8 | R-8 | R-8 | R-8 | R-8 | R-8 | R-8 | R-8 | R-8 | R-8 | R-8 | R-8 | R-8 | R-8 | 0.96 | 0.96 | 0.96 | 0.96 | 0.96 | 0.96 | 0.96 | 0.96 | 0.96 | 0.96 | 0.96 | 0.96 | 0.96 | 0.96 | 0.96 | 0.96 | 0.96 | 0.96 | 0.96 | 0.96 | 0.96 | 0.96 | 0.96 | 0.96 | 0.96 | 0.96 | 0.96 | 0 | 0 | 0 | 0 | 0 | 0 | 0 | 0 | 0 | 0 | 0 | 0 | 0 | 0 | 0 | 0 | 0 | 0 | 0 | 0 | 0 | 0 | 0 | 0 | 0 | 0 | 0 | 0 | 0 | 0 | 0 | 0 | 0 | 0 | 0 | 0 | 0 | 0 | 0 | 0 | 0 | 0 | 0 | 0 | 0 | 0 | 0 | 0 | 0 | 0 | 0 | 0 | 0 | 0 | 0 | 0 | 0 | 0 | 0 | 0 | 0 | 0 | 0 | 0 | 0 | 0 | 0 | 0 | 0 | 0 | 0 | 0 | 0 | 0 | 0 | 0 | 0 | 0 | 0 | 0 | 0 | 0 | 0 | 0 | 0 | 0 | 0 | 0 | 0 | 0 | 0 | 0 | 0 | 0 | 0 | 0 | 0 | 0 | 0 | 0 | 0 | 0 | 0 | 0 | 0 | 0 | 0 | 0 | 0 | 0 | 0 | 0 | 0 | 0 | 0 | 0 | 0 | 0 | 0 | 0 | 0 | 0 | 0 | 0 | 0 | 0 | 0 | 0 | 0 | 0 | 0 | 0 | 0 | 0 | 0 | 0 | 0 | 0 | 0 | 0 | 0 | 0 | 0 | 0 | 0 | 0 | 0 | 0 | 0 | 0 | 0 | 0 | 0 | 0 | 0 | 0 | 0 | 0 | 0 | 0 | 0 | 0 | 0 | 0 | 0 | 0 | 0 | 0 | 0 | 0 | 0 | 0 | 0 | 0 | 0 | 0 | 0 | 0 | 0 | 0 | 0 | 0 | 0 | 0 | 0 | 0 | 0 | 0 | 0 | 0 | 0 | 0 | 0 | 0 | 0 | 0 | 0 | 0 | 0 | 0 | 0 | 0 | 0 | 0 | 0 | 0 | 0 | 0 | 0 | 0 | 0 | 0 | 0 | 0 | 0 | 0 | 0 | 0 | 0 | 0 | 0 | 0 | 0 | 0 | 0 | 0 | 0 | 0 | 0 | 0 | 0 | 0 | 0 | 0 | 0 | 0 | 0 | 0 | 0 | 0 | 0 | 0 | 0 | 0 | 0 | 0 | 0 | 0 | 0 | 0 | 0 | 0 | 0 | 0 | 0 | 0 | 0 | 0 | 0 | 0 | 0 | 0 | 0 | 0 | 0 | 0 | 0 | 0 | 0 | 0 | 0 | 0 | 0 | 0 | 0 | 0 | 0 | 0 | 0 | 0 | 0 | 0 | 0 | 0 | 0 | 0 | 0 | 0 | 0 | 0 | 0 | 0 | 0 | 0 | 0 | 0 | 0 | 0 | 0 | 0 | 0 | 0 | 0 | 0 | 0 | 0 | 0 | 0 | 0 | 0 | 0 | 0 | 0 | 0 | 0 | 0 | 0 | 0 | 0 | 0 | 0 | 0 | 0 | 0 | 0 | 0 | 0 | 0 | 0 | 0 | 0 | 0 | 0 | 0 | 0 | 0 | 0 | 0 | 0 | 0 | 0 | 0 | 0 | 0 | 0 | 0 | 0 | 0 | 0 | 0 | 0 | 0 | 0 | 0 | 0 | 0 | 0 | 0 | 0 | 0 | 0 | 0 | 0 | 0 | 0 | 0 | 0 | 0 | 0 | 0 | 0 | 0 | 0 | 0 | 0 | 0 | 0 | 0 | 0 | 0 | 0 | 0 | 0 | 0 | 0 | 0 | 0 | 0 | 0 | 0 | 0 | 0 | 0 | 0 | 0 | 0 | 0 | 0 | 0 | 0 | 0 | 0 | 0 | 0 | 0 | 0 | 0 | 0 | 0 | 0 | 0 | 0 | 0 | 0 | 0 | 0 | 0 | 0 | 0 | 0 | 0 | 0 | 0 | 0 | 0 | 0 | 0 | 0 | 0 | 0 | 0 | 0 | 0 | 0 | 0 | 0 | 0 | 0 | 0 | 0 | 0 | 0 | 0 | 0 | 0 | 0 | 0 | 0 | 0 | 0 | 0 | 0 | 0 | 0 | 0 | 0 | 0 | 0 | 0 | 0 | 0 | 0 | 0 | 0 | 0 | 0 | 0 | 0 | 0 | 0 | 0 | 0 | 0 | 0 | 0 | 0 | 0
OR_Commercial_OR - College_New_Space Heating_Natural Gas_Insulation - Wall Cavity_A | OR | Commercial | OR - College | New | Space Heating | Natural Gas | Insulation - Wall Cavity | A | OCM374 | R-9 | R-23 | 22 | 0 | 0 | 0 | 0.67 | 0 | 0 | 0 | 0.24319 | 0.25 | sqft wall | 0% | 0% | Discretionary | Retro1Slow_OR | 84.23% | Space Heating | 0% | 0 |  | 0 |  | 0 | Avista TRM | Avista TRM | Avista TRM | R-9 | R-9 | R-9 | R-9 | R-9 | R-9 | R-9 | R-9 | R-9 | R-9 | R-9 | R-9 | R-9 | R-9 | R-9 | R-9 | R-9 | R-9 | R-9 | R-9 | R-9 | R-9 | R-9 | R-9 | R-9 | R-9 | R-9 | R-23 | R-23 | R-23 | R-23 | R-23 | R-23 | R-23 | R-23 | R-23 | R-23 | R-23 | R-23 | R-23 | R-23 | R-23 | R-23 | R-23 | R-23 | R-23 | R-23 | R-23 | R-23 | R-23 | R-23 | R-23 | R-23 | R-23 | 0.67 | 0.67 | 0.67 | 0.67 | 0.67 | 0.67 | 0.67 | 0.67 | 0.67 | 0.67 | 0.67 | 0.67 | 0.67 | 0.67 | 0.67 | 0.67 | 0.67 | 0.67 | 0.67 | 0.67 | 0.67 | 0.67 | 0.67 | 0.67 | 0.67 | 0.67 | 0.67 | 0 | 0 | 0 | 0 | 0 | 0 | 0 | 0 | 0 | 0 | 0 | 0 | 0 | 0 | 0 | 0 | 0 | 0 | 0 | 0 | 0 | 0 | 0 | 0 | 0 | 0 | 0 | 0 | 0 | 0 | 0 | 0 | 0 | 0 | 0 | 0 | 0 | 0 | 0 | 0 | 0 | 0 | 0 | 0 | 0 | 0 | 0 | 0 | 0 | 0 | 0 | 0 | 0 | 0 | 0 | 0 | 0 | 0 | 0 | 0 | 0 | 0 | 0 | 0 | 0 | 0 | 0 | 0 | 0 | 0 | 0 | 0 | 0 | 0 | 0 | 0 | 0 | 0 | 0 | 0 | 0 | 0 | 0 | 0 | 0 | 0 | 0 | 0 | 0 | 0 | 0 | 0 | 0 | 0 | 0 | 0 | 0 | 0 | 0 | 0 | 0 | 0 | 0 | 0 | 0 | 0 | 0 | 0 | 0 | 0 | 0 | 0 | 0 | 0 | 0 | 0 | 0 | 0 | 0 | 0 | 0 | 0 | 0 | 0 | 0 | 0 | 0 | 0 | 0 | 0 | 0 | 0 | 0 | 0 | 0 | 0 | 0 | 0 | 0 | 0 | 0 | 0 | 0 | 0 | 0 | 0 | 0 | 0 | 0 | 0 | 0 | 0 | 0 | 0 | 0 | 0 | 0 | 0 | 0 | 0 | 0 | 0 | 0 | 0 | 0 | 0 | 0 | 0 | 0 | 0 | 0 | 0 | 0 | 0 | 0 | 0 | 0 | 0 | 0 | 0 | 0 | 0 | 0 | 0 | 0 | 0 | 0 | 0 | 0 | 0 | 0 | 0 | 0 | 0 | 0 | 0 | 0 | 0 | 0 | 0 | 0 | 0 | 0 | 0 | 0 | 0 | 0 | 0 | 0 | 0 | 0 | 0 | 0 | 0 | 0 | 0 | 0 | 0 | 0 | 0 | 0 | 0 | 0 | 0 | 0 | 0 | 0 | 0 | 0 | 0 | 0 | 0 | 0 | 0 | 0 | 0 | 0 | 0 | 0 | 0 | 0 | 0 | 0 | 0 | 0 | 0 | 0 | 0 | 0 | 0 | 0 | 0 | 0 | 0 | 0 | 0 | 0 | 0 | 0 | 0 | 0 | 0 | 0 | 0 | 0 | 0 | 0 | 0 | 0 | 0 | 0 | 0 | 0 | 0 | 0 | 0 | 0 | 0 | 0 | 0 | 0 | 0 | 0 | 0 | 0 | 0 | 0 | 0 | 0 | 0 | 0 | 0 | 0 | 0 | 0 | 0 | 0 | 0 | 0 | 0 | 0 | 0 | 0 | 0 | 0 | 0 | 0 | 0 | 0 | 0 | 0 | 0 | 0 | 0 | 0 | 0 | 0 | 0 | 0 | 0 | 0 | 0 | 0 | 0 | 0 | 0 | 0 | 0 | 0 | 0 | 0 | 0 | 0 | 0 | 0 | 0 | 0 | 0 | 0 | 0 | 0 | 0 | 0 | 0 | 0 | 0 | 0 | 0 | 0 | 0 | 0 | 0 | 0 | 0 | 0 | 0 | 0 | 0 | 0 | 0 | 0 | 0 | 0 | 0 | 0 | 0 | 0 | 0 | 0 | 0 | 0 | 0 | 0 | 0 | 0 | 0 | 0 | 0 | 0 | 0 | 0 | 0 | 0 | 0 | 0 | 0 | 0 | 0 | 0 | 0 | 0 | 0 | 0 | 0 | 0 | 0 | 0 | 0 | 0 | 0 | 0 | 0 | 0 | 0 | 0 | 0 | 0 | 0 | 0 | 0 | 0 | 0 | 0 | 0 | 0 | 0 | 0 | 0 | 0 | 0 | 0 | 0 | 0 | 0 | 0 | 0 | 0 | 0 | 0 | 0 | 0 | 0 | 0 | 0 | 0 | 0 | 0 | 0 | 0 | 0 | 0 | 0 | 0 | 0 | 0 | 0 | 0 | 0 | 0 | 0 | 0 | 0 | 0 | 0 | 0 | 0 | 0 | 0 | 0 | 0 | 0 | 0 | 0 | 0 | 0 | 0 | 0 | 0 | 0 | 0 | 0 | 0 | 0 | 0 | 0 | 0 | 0
OR_Commercial_OR - College_New_Space Heating_Natural Gas_Green Roof - Vegetated Rooftop_A | OR | Commercial | OR - College | New | Space Heating | Natural Gas | Green Roof - Vegetated Rooftop | A | OCM375 | No vegetation on roof | Green roof | 25 | 0 | 0 | 0 | 15.28 | 0 | 1.15 | 0 | 0.28365 | 0.25 | sqft roof | 15% | 46.67% | Discretionary | Retro1Slow_OR | 84.23% | Space Heating | 0% | 0 |  | 0 |  | 0 | Measure Cost Research v1.1 - Sep 2020.xlsx | Measure Cost Research v1.1 - Sep 2020.xlsx | Measure Cost Research v1.1 - Sep 2020.xlsx | No vegetation on roof | No vegetation on roof | No vegetation on roof | No vegetation on roof | No vegetation on roof | No vegetation on roof | No vegetation on roof | No vegetation on roof | No vegetation on roof | No vegetation on roof | No vegetation on roof | No vegetation on roof | No vegetation on roof | No vegetation on roof | No vegetation on roof | No vegetation on roof | No vegetation on roof | No vegetation on roof | No vegetation on roof | No vegetation on roof | No vegetation on roof | No vegetation on roof | No vegetation on roof | No vegetation on roof | No vegetation on roof | No vegetation on roof | No vegetation on roof | Green roof | Green roof | Green roof | Green roof | Green roof | Green roof | Green roof | Green roof | Green roof | Green roof | Green roof | Green roof | Green roof | Green roof | Green roof | Green roof | Green roof | Green roof | Green roof | Green roof | Green roof | Green roof | Green roof | Green roof | Green roof | Green roof | Green roof | 15.28 | 15.28 | 15.28 | 15.28 | 15.28 | 15.28 | 15.28 | 15.28 | 15.28 | 15.28 | 15.28 | 15.28 | 15.28 | 15.28 | 15.28 | 15.28 | 15.28 | 15.28 | 15.28 | 15.28 | 15.28 | 15.28 | 15.28 | 15.28 | 15.28 | 15.28 | 15.28 | 0 | 0 | 0 | 0 | 0 | 0 | 0 | 0 | 0 | 0 | 0 | 0 | 0 | 0 | 0 | 0 | 0 | 0 | 0 | 0 | 0 | 0 | 0 | 0 | 0 | 0 | 0 | 0 | 0 | 0 | 0 | 0 | 0 | 0 | 0 | 0 | 0 | 0 | 0 | 0 | 0 | 0 | 0 | 0 | 0 | 0 | 0 | 0 | 0 | 0 | 0 | 0 | 0 | 0 | 0 | 0 | 0 | 0 | 0 | 0 | 0 | 0 | 0 | 0 | 0 | 0 | 0 | 0 | 0 | 0 | 0 | 0 | 0 | 0 | 0 | 0 | 0 | 0 | 0 | 0 | 0 | 0 | 0 | 0 | 0 | 0 | 0 | 0 | 0 | 0 | 0 | 0 | 0 | 0 | 0 | 0 | 0 | 0 | 0 | 0 | 0 | 0 | 0 | 0 | 0 | 0 | 0 | 0 | 0 | 0 | 0 | 0 | 0 | 0 | 0 | 0 | 0 | 0 | 0 | 0 | 0 | 0 | 0 | 0 | 0 | 0 | 0 | 0 | 0 | 0 | 0 | 0 | 0 | 0 | 0 | 0 | 0 | 0 | 0 | 0 | 0 | 0 | 0 | 0 | 0 | 0 | 0 | 0 | 0 | 0 | 0 | 0 | 0 | 0 | 0 | 0 | 0 | 0 | 0 | 0 | 0 | 0 | 0 | 0 | 0 | 0 | 0 | 0 | 0 | 0 | 0 | 0 | 0 | 0 | 0 | 0 | 0 | 0 | 0 | 0 | 0 | 0 | 0 | 0 | 0 | 0 | 0 | 0 | 0 | 0 | 0 | 0 | 0 | 0 | 0 | 0 | 0 | 0 | 0 | 0 | 0 | 0 | 0 | 0 | 0 | 0 | 0 | 0 | 0 | 0 | 0 | 0 | 0 | 0 | 0 | 0 | 0 | 0 | 0 | 0 | 0 | 0 | 0 | 0 | 0 | 0 | 0 | 0 | 0 | 0 | 0 | 0 | 0 | 0 | 0 | 0 | 0 | 0 | 0 | 0 | 0 | 0 | 0 | 0 | 0 | 0 | 0 | 0 | 0 | 0 | 0 | 0 | 0 | 0 | 0 | 0 | 0 | 0 | 0 | 0 | 0 | 0 | 0 | 0 | 0 | 0 | 0 | 0 | 0 | 0 | 0 | 0 | 0 | 0 | 0 | 0 | 0 | 0 | 0 | 0 | 0 | 0 | 0 | 0 | 0 | 0 | 0 | 0 | 0 | 0 | 0 | 0 | 0 | 0 | 0 | 0 | 0 | 0 | 0 | 0 | 0 | 0 | 0 | 0 | 0 | 0 | 0 | 0 | 0 | 0 | 0 | 0 | 0 | 0 | 0 | 0 | 0 | 0 | 0 | 0 | 0 | 0 | 0 | 0 | 0 | 0 | 0 | 0 | 0 | 0 | 0 | 0 | 0 | 0 | 0 | 0 | 0 | 0 | 0 | 0 | 0 | 0 | 0 | 0 | 0 | 0 | 0 | 0 | 0 | 0 | 0 | 0 | 0 | 0 | 0 | 0 | 0 | 0 | 0 | 0 | 0 | 0 | 0 | 0 | 0 | 0 | 0 | 0 | 0 | 0 | 0 | 0 | 0 | 0 | 0 | 0 | 0 | 0 | 0 | 0 | 0 | 0 | 0 | 0 | 0 | 0 | 0 | 0 | 0 | 0 | 0 | 0 | 0 | 0 | 0 | 0 | 0 | 0 | 0 | 0 | 0 | 0 | 0 | 0 | 0 | 0 | 0 | 0 | 0 | 0 | 0 | 0 | 0 | 0 | 0 | 0 | 0 | 0 | 0 | 0 | 0 | 0 | 0 | 0 | 0 | 0 | 0 | 0 | 0 | 0 | 0 | 0 | 0 | 0 | 0 | 0 | 0 | 0 | 0 | 0 | 0 | 0 | 0 | 0 | 0 | 0 | 0 | 0 | 0 | 0 | 0 | 0 | 0 | 0 | 0 | 0 | 0 | 0 | 0 | 0 | 0 | 0 | 0 | 0 | 0 | 0 | 0 | 0 | 0 | 0 | 0 | 0 | 0 | 0 | 0 | 0 | 0
OR_Commercial_OR - College_New_Space Heating_Natural Gas_Ducting - Repair and Sealing_A | OR | Commercial | OR - College | New | Space Heating | Natural Gas | Ducting - Repair and Sealing | A | OCM376 | 20% Leakage | Sealed | 18 | 0 | 0 | 0 | 0.65 | 0 | 0 | 0 | 0.19525 | 0.25 | sqft duct | 15% | 46.67% | Discretionary | Retro1Slow_OR | 84.23% | Central Systems | 0% | 0 |  | 0 |  | 0 | DCT_RPR-All-DEER-1 | DCT_RPR-Cooling-RTF-1 | Building Energy Simulation Tool | 20% Leakage | 20% Leakage | 20% Leakage | 20% Leakage | 20% Leakage | 20% Leakage | 20% Leakage | 20% Leakage | 20% Leakage | 20% Leakage | 20% Leakage | 20% Leakage | 20% Leakage | 20% Leakage | 20% Leakage | 20% Leakage | 20% Leakage | 20% Leakage | 20% Leakage | 20% Leakage | 20% Leakage | 20% Leakage | 20% Leakage | 20% Leakage | 20% Leakage | 20% Leakage | 20% Leakage | Sealed | Sealed | Sealed | Sealed | Sealed | Sealed | Sealed | Sealed | Sealed | Sealed | Sealed | Sealed | Sealed | Sealed | Sealed | Sealed | Sealed | Sealed | Sealed | Sealed | Sealed | Sealed | Sealed | Sealed | Sealed | Sealed | Sealed | 0.65 | 0.65 | 0.65 | 0.65 | 0.65 | 0.65 | 0.65 | 0.65 | 0.65 | 0.65 | 0.65 | 0.65 | 0.65 | 0.65 | 0.65 | 0.65 | 0.65 | 0.65 | 0.65 | 0.65 | 0.65 | 0.65 | 0.65 | 0.65 | 0.65 | 0.65 | 0.65 | 0 | 0 | 0 | 0 | 0 | 0 | 0 | 0 | 0 | 0 | 0 | 0 | 0 | 0 | 0 | 0 | 0 | 0 | 0 | 0 | 0 | 0 | 0 | 0 | 0 | 0 | 0 | 0 | 0 | 0 | 0 | 0 | 0 | 0 | 0 | 0 | 0 | 0 | 0 | 0 | 0 | 0 | 0 | 0 | 0 | 0 | 0 | 0 | 0 | 0 | 0 | 0 | 0 | 0 | 0 | 0 | 0 | 0 | 0 | 0 | 0 | 0 | 0 | 0 | 0 | 0 | 0 | 0 | 0 | 0 | 0 | 0 | 0 | 0 | 0 | 0 | 0 | 0 | 0 | 0 | 0 | 0 | 0 | 0 | 0 | 0 | 0 | 0 | 0 | 0 | 0 | 0 | 0 | 0 | 0 | 0 | 0 | 0 | 0 | 0 | 0 | 0 | 0 | 0 | 0 | 0 | 0 | 0 | 0 | 0 | 0 | 0 | 0 | 0 | 0 | 0 | 0 | 0 | 0 | 0 | 0 | 0 | 0 | 0 | 0 | 0 | 0 | 0 | 0 | 0 | 0 | 0 | 0 | 0 | 0 | 0 | 0 | 0 | 0 | 0 | 0 | 0 | 0 | 0 | 0 | 0 | 0 | 0 | 0 | 0 | 0 | 0 | 0 | 0 | 0 | 0 | 0 | 0 | 0 | 0 | 0 | 0 | 0 | 0 | 0 | 0 | 0 | 0 | 0 | 0 | 0 | 0 | 0 | 0 | 0 | 0 | 0 | 0 | 0 | 0 | 0 | 0 | 0 | 0 | 0 | 0 | 0 | 0 | 0 | 0 | 0 | 0 | 0 | 0 | 0 | 0 | 0 | 0 | 0 | 0 | 0 | 0 | 0 | 0 | 0 | 0 | 0 | 0 | 0 | 0 | 0 | 0 | 0 | 0 | 0 | 0 | 0 | 0 | 0 | 0 | 0 | 0 | 0 | 0 | 0 | 0 | 0 | 0 | 0 | 0 | 0 | 0 | 0 | 0 | 0 | 0 | 0 | 0 | 0 | 0 | 0 | 0 | 0 | 0 | 0 | 0 | 0 | 0 | 0 | 0 | 0 | 0 | 0 | 0 | 0 | 0 | 0 | 0 | 0 | 0 | 0 | 0 | 0 | 0 | 0 | 0 | 0 | 0 | 0 | 0 | 0 | 0 | 0 | 0 | 0 | 0 | 0 | 0 | 0 | 0 | 0 | 0 | 0 | 0 | 0 | 0 | 0 | 0 | 0 | 0 | 0 | 0 | 0 | 0 | 0 | 0 | 0 | 0 | 0 | 0 | 0 | 0 | 0 | 0 | 0 | 0 | 0 | 0 | 0 | 0 | 0 | 0 | 0 | 0 | 0 | 0 | 0 | 0 | 0 | 0 | 0 | 0 | 0 | 0 | 0 | 0 | 0 | 0 | 0 | 0 | 0 | 0 | 0 | 0 | 0 | 0 | 0 | 0 | 0 | 0 | 0 | 0 | 0 | 0 | 0 | 0 | 0 | 0 | 0 | 0 | 0 | 0 | 0 | 0 | 0 | 0 | 0 | 0 | 0 | 0 | 0 | 0 | 0 | 0 | 0 | 0 | 0 | 0 | 0 | 0 | 0 | 0 | 0 | 0 | 0 | 0 | 0 | 0 | 0 | 0 | 0 | 0 | 0 | 0 | 0 | 0 | 0 | 0 | 0 | 0 | 0 | 0 | 0 | 0 | 0 | 0 | 0 | 0 | 0 | 0 | 0 | 0 | 0 | 0 | 0 | 0 | 0 | 0 | 0 | 0 | 0 | 0 | 0 | 0 | 0 | 0 | 0 | 0 | 0 | 0 | 0 | 0 | 0 | 0 | 0 | 0 | 0 | 0 | 0 | 0 | 0 | 0 | 0 | 0 | 0 | 0 | 0 | 0 | 0 | 0 | 0 | 0 | 0 | 0 | 0 | 0 | 0 | 0 | 0 | 0 | 0 | 0 | 0 | 0 | 0 | 0 | 0 | 0 | 0 | 0 | 0 | 0 | 0 | 0 | 0 | 0 | 0 | 0 | 0 | 0 | 0 | 0 | 0 | 0 | 0 | 0 | 0
OR_Commercial_OR - College_New_Space Heating_Natural Gas_Windows - High Efficiency Glazing_A | OR | Commercial | OR - College | New | Space Heating | Natural Gas | Windows - High Efficiency Glazing | A | OCM377 | Single Glaze | High Efficiency Glaze | 45 | 0 | 0 | 0 | 22.04 | 0 | 0 | 0 | 0.28365 | 0.25 | sqft window | 66.35% | 88.47% | Discretionary | Retro1Slow_OR | 84.23% | Space Heating | 0% | 0 |  | 0 |  | 0 | WND_HE-Heating-RTF-v2.1-1 | WND_HE-Heating-RTF-v2.1-1 | Building Energy Simulation Tool | Single Glaze | Single Glaze | Single Glaze | Single Glaze | Single Glaze | Single Glaze | Single Glaze | Single Glaze | Single Glaze | Single Glaze | Single Glaze | Single Glaze | Single Glaze | Single Glaze | Single Glaze | Single Glaze | Single Glaze | Single Glaze | Single Glaze | Single Glaze | Single Glaze | Single Glaze | Single Glaze | Single Glaze | Single Glaze | Single Glaze | Single Glaze | High Efficiency Glaze | High Efficiency Glaze | High Efficiency Glaze | High Efficiency Glaze | High Efficiency Glaze | High Efficiency Glaze | High Efficiency Glaze | High Efficiency Glaze | High Efficiency Glaze | High Efficiency Glaze | High Efficiency Glaze | High Efficiency Glaze | High Efficiency Glaze | High Efficiency Glaze | High Efficiency Glaze | High Efficiency Glaze | High Efficiency Glaze | High Efficiency Glaze | High Efficiency Glaze | High Efficiency Glaze | High Efficiency Glaze | High Efficiency Glaze | High Efficiency Glaze | High Efficiency Glaze | High Efficiency Glaze | High Efficiency Glaze | High Efficiency Glaze | 22.04 | 22.04 | 22.04 | 22.04 | 22.04 | 22.04 | 22.04 | 22.04 | 22.04 | 22.04 | 22.04 | 22.04 | 22.04 | 22.04 | 22.04 | 22.04 | 22.04 | 22.04 | 22.04 | 22.04 | 22.04 | 22.04 | 22.04 | 22.04 | 22.04 | 22.04 | 22.04 | 0 | 0 | 0 | 0 | 0 | 0 | 0 | 0 | 0 | 0 | 0 | 0 | 0 | 0 | 0 | 0 | 0 | 0 | 0 | 0 | 0 | 0 | 0 | 0 | 0 | 0 | 0 | 0 | 0 | 0 | 0 | 0 | 0 | 0 | 0 | 0 | 0 | 0 | 0 | 0 | 0 | 0 | 0 | 0 | 0 | 0 | 0 | 0 | 0 | 0 | 0 | 0 | 0 | 0 | 0 | 0 | 0 | 0 | 0 | 0 | 0 | 0 | 0 | 0 | 0 | 0 | 0 | 0 | 0 | 0 | 0 | 0 | 0 | 0 | 0 | 0 | 0 | 0 | 0 | 0 | 0 | 0 | 0 | 0 | 0 | 0 | 0 | 0 | 0 | 0 | 0 | 0 | 0 | 0 | 0 | 0 | 0 | 0 | 0 | 0 | 0 | 0 | 0 | 0 | 0 | 0 | 0 | 0 | 0 | 0 | 0 | 0 | 0 | 0 | 0 | 0 | 0 | 0 | 0 | 0 | 0 | 0 | 0 | 0 | 0 | 0 | 0 | 0 | 0 | 0 | 0 | 0 | 0 | 0 | 0 | 0 | 0 | 0 | 0 | 0 | 0 | 0 | 0 | 0 | 0 | 0 | 0 | 0 | 0 | 0 | 0 | 0 | 0 | 0 | 0 | 0 | 0 | 0 | 0 | 0 | 0 | 0 | 0 | 0 | 0 | 0 | 0 | 0 | 0 | 0 | 0 | 0 | 0 | 0 | 0 | 0 | 0 | 0 | 0 | 0 | 0 | 0 | 0 | 0 | 0 | 0 | 0 | 0 | 0 | 0 | 0 | 0 | 0 | 0 | 0 | 0 | 0 | 0 | 0 | 0 | 0 | 0 | 0 | 0 | 0 | 0 | 0 | 0 | 0 | 0 | 0 | 0 | 0 | 0 | 0 | 0 | 0 | 0 | 0 | 0 | 0 | 0 | 0 | 0 | 0 | 0 | 0 | 0 | 0 | 0 | 0 | 0 | 0 | 0 | 0 | 0 | 0 | 0 | 0 | 0 | 0 | 0 | 0 | 0 | 0 | 0 | 0 | 0 | 0 | 0 | 0 | 0 | 0 | 0 | 0 | 0 | 0 | 0 | 0 | 0 | 0 | 0 | 0 | 0 | 0 | 0 | 0 | 0 | 0 | 0 | 0 | 0 | 0 | 0 | 0 | 0 | 0 | 0 | 0 | 0 | 0 | 0 | 0 | 0 | 0 | 0 | 0 | 0 | 0 | 0 | 0 | 0 | 0 | 0 | 0 | 0 | 0 | 0 | 0 | 0 | 0 | 0 | 0 | 0 | 0 | 0 | 0 | 0 | 0 | 0 | 0 | 0 | 0 | 0 | 0 | 0 | 0 | 0 | 0 | 0 | 0 | 0 | 0 | 0 | 0 | 0 | 0 | 0 | 0 | 0 | 0 | 0 | 0 | 0 | 0 | 0 | 0 | 0 | 0 | 0 | 0 | 0 | 0 | 0 | 0 | 0 | 0 | 0 | 0 | 0 | 0 | 0 | 0 | 0 | 0 | 0 | 0 | 0 | 0 | 0 | 0 | 0 | 0 | 0 | 0 | 0 | 0 | 0 | 0 | 0 | 0 | 0 | 0 | 0 | 0 | 0 | 0 | 0 | 0 | 0 | 0 | 0 | 0 | 0 | 0 | 0 | 0 | 0 | 0 | 0 | 0 | 0 | 0 | 0 | 0 | 0 | 0 | 0 | 0 | 0 | 0 | 0 | 0 | 0 | 0 | 0 | 0 | 0 | 0 | 0 | 0 | 0 | 0 | 0 | 0 | 0 | 0 | 0 | 0 | 0 | 0 | 0 | 0 | 0 | 0 | 0 | 0 | 0 | 0 | 0 | 0 | 0 | 0 | 0 | 0 | 0 | 0 | 0 | 0 | 0 | 0 | 0 | 0 | 0 | 0 | 0 | 0 | 0 | 0 | 0 | 0 | 0 | 0 | 0 | 0 | 0 | 0 | 0 | 0 | 0 | 0 | 0 | 0 | 0 | 0 | 0 | 0 | 0 | 0 | 0 | 0 | 0 | 0 | 0 | 0 | 0 | 0
OR_Commercial_OR - College_New_Space Heating_Natural Gas_Windows - Secondary Glazing Systems_A | OR | Commercial | OR - College | New | Space Heating | Natural Gas | Windows - Secondary Glazing Systems | A | OCM378 | Windows rated to U-Factor 0.62 and SHGC 0.27. | Windows rated to U-Factor 0.4 and SHGC 0.2. | 30 | 0 | 0 | 0 | 37.69 | 0 | 0 | 0 | 0.28365 | 0.25 | sqft window | 66.35% | 88.47% | Discretionary | Retro1Slow_OR | 84.23% | Space Heating | 0% | 0 |  | 0 |  | 0 | RTF - ComSecondaryGlazingSystems_v1_1 | RTF - ComSecondaryGlazingSystems_v1_1 | RTF - ComSecondaryGlazingSystems_v1_1 | Windows rated to U-Factor 0.62 and SHGC 0.27. | Windows rated to U-Factor 0.62 and SHGC 0.27. | Windows rated to U-Factor 0.62 and SHGC 0.27. | Windows rated to U-Factor 0.62 and SHGC 0.27. | Windows rated to U-Factor 0.62 and SHGC 0.27. | Windows rated to U-Factor 0.62 and SHGC 0.27. | Windows rated to U-Factor 0.62 and SHGC 0.27. | Windows rated to U-Factor 0.62 and SHGC 0.27. | Windows rated to U-Factor 0.62 and SHGC 0.27. | Windows rated to U-Factor 0.62 and SHGC 0.27. | Windows rated to U-Factor 0.62 and SHGC 0.27. | Windows rated to U-Factor 0.62 and SHGC 0.27. | Windows rated to U-Factor 0.62 and SHGC 0.27. | Windows rated to U-Factor 0.62 and SHGC 0.27. | Windows rated to U-Factor 0.62 and SHGC 0.27. | Windows rated to U-Factor 0.62 and SHGC 0.27. | Windows rated to U-Factor 0.62 and SHGC 0.27. | Windows rated to U-Factor 0.62 and SHGC 0.27. | Windows rated to U-Factor 0.62 and SHGC 0.27. | Windows rated to U-Factor 0.62 and SHGC 0.27. | Windows rated to U-Factor 0.62 and SHGC 0.27. | Windows rated to U-Factor 0.62 and SHGC 0.27. | Windows rated to U-Factor 0.62 and SHGC 0.27. | Windows rated to U-Factor 0.62 and SHGC 0.27. | Windows rated to U-Factor 0.62 and SHGC 0.27. | Windows rated to U-Factor 0.62 and SHGC 0.27. | Windows rated to U-Factor 0.62 and SHGC 0.27. | Windows rated to U-Factor 0.4 and SHGC 0.2. | Windows rated to U-Factor 0.4 and SHGC 0.2. | Windows rated to U-Factor 0.4 and SHGC 0.2. | Windows rated to U-Factor 0.4 and SHGC 0.2. | Windows rated to U-Factor 0.4 and SHGC 0.2. | Windows rated to U-Factor 0.4 and SHGC 0.2. | Windows rated to U-Factor 0.4 and SHGC 0.2. | Windows rated to U-Factor 0.4 and SHGC 0.2. | Windows rated to U-Factor 0.4 and SHGC 0.2. | Windows rated to U-Factor 0.4 and SHGC 0.2. | Windows rated to U-Factor 0.4 and SHGC 0.2. | Windows rated to U-Factor 0.4 and SHGC 0.2. | Windows rated to U-Factor 0.4 and SHGC 0.2. | Windows rated to U-Factor 0.4 and SHGC 0.2. | Windows rated to U-Factor 0.4 and SHGC 0.2. | Windows rated to U-Factor 0.4 and SHGC 0.2. | Windows rated to U-Factor 0.4 and SHGC 0.2. | Windows rated to U-Factor 0.4 and SHGC 0.2. | Windows rated to U-Factor 0.4 and SHGC 0.2. | Windows rated to U-Factor 0.4 and SHGC 0.2. | Windows rated to U-Factor 0.4 and SHGC 0.2. | Windows rated to U-Factor 0.4 and SHGC 0.2. | Windows rated to U-Factor 0.4 and SHGC 0.2. | Windows rated to U-Factor 0.4 and SHGC 0.2. | Windows rated to U-Factor 0.4 and SHGC 0.2. | Windows rated to U-Factor 0.4 and SHGC 0.2. | Windows rated to U-Factor 0.4 and SHGC 0.2. | 37.69 | 37.69 | 37.69 | 37.69 | 37.69 | 37.69 | 37.69 | 37.69 | 37.69 | 37.69 | 37.69 | 37.69 | 37.69 | 37.69 | 37.69 | 37.69 | 37.69 | 37.69 | 37.69 | 37.69 | 37.69 | 37.69 | 37.69 | 37.69 | 37.69 | 37.69 | 37.69 | 0 | 0 | 0 | 0 | 0 | 0 | 0 | 0 | 0 | 0 | 0 | 0 | 0 | 0 | 0 | 0 | 0 | 0 | 0 | 0 | 0 | 0 | 0 | 0 | 0 | 0 | 0 | 0 | 0 | 0 | 0 | 0 | 0 | 0 | 0 | 0 | 0 | 0 | 0 | 0 | 0 | 0 | 0 | 0 | 0 | 0 | 0 | 0 | 0 | 0 | 0 | 0 | 0 | 0 | 0 | 0 | 0 | 0 | 0 | 0 | 0 | 0 | 0 | 0 | 0 | 0 | 0 | 0 | 0 | 0 | 0 | 0 | 0 | 0 | 0 | 0 | 0 | 0 | 0 | 0 | 0 | 0 | 0 | 0 | 0 | 0 | 0 | 0 | 0 | 0 | 0 | 0 | 0 | 0 | 0 | 0 | 0 | 0 | 0 | 0 | 0 | 0 | 0 | 0 | 0 | 0 | 0 | 0 | 0 | 0 | 0 | 0 | 0 | 0 | 0 | 0 | 0 | 0 | 0 | 0 | 0 | 0 | 0 | 0 | 0 | 0 | 0 | 0 | 0 | 0 | 0 | 0 | 0 | 0 | 0 | 0 | 0 | 0 | 0 | 0 | 0 | 0 | 0 | 0 | 0 | 0 | 0 | 0 | 0 | 0 | 0 | 0 | 0 | 0 | 0 | 0 | 0 | 0 | 0 | 0 | 0 | 0 | 0 | 0 | 0 | 0 | 0 | 0 | 0 | 0 | 0 | 0 | 0 | 0 | 0 | 0 | 0 | 0 | 0 | 0 | 0 | 0 | 0 | 0 | 0 | 0 | 0 | 0 | 0 | 0 | 0 | 0 | 0 | 0 | 0 | 0 | 0 | 0 | 0 | 0 | 0 | 0 | 0 | 0 | 0 | 0 | 0 | 0 | 0 | 0 | 0 | 0 | 0 | 0 | 0 | 0 | 0 | 0 | 0 | 0 | 0 | 0 | 0 | 0 | 0 | 0 | 0 | 0 | 0 | 0 | 0 | 0 | 0 | 0 | 0 | 0 | 0 | 0 | 0 | 0 | 0 | 0 | 0 | 0 | 0 | 0 | 0 | 0 | 0 | 0 | 0 | 0 | 0 | 0 | 0 | 0 | 0 | 0 | 0 | 0 | 0 | 0 | 0 | 0 | 0 | 0 | 0 | 0 | 0 | 0 | 0 | 0 | 0 | 0 | 0 | 0 | 0 | 0 | 0 | 0 | 0 | 0 | 0 | 0 | 0 | 0 | 0 | 0 | 0 | 0 | 0 | 0 | 0 | 0 | 0 | 0 | 0 | 0 | 0 | 0 | 0 | 0 | 0 | 0 | 0 | 0 | 0 | 0 | 0 | 0 | 0 | 0 | 0 | 0 | 0 | 0 | 0 | 0 | 0 | 0 | 0 | 0 | 0 | 0 | 0 | 0 | 0 | 0 | 0 | 0 | 0 | 0 | 0 | 0 | 0 | 0 | 0 | 0 | 0 | 0 | 0 | 0 | 0 | 0 | 0 | 0 | 0 | 0 | 0 | 0 | 0 | 0 | 0 | 0 | 0 | 0 | 0 | 0 | 0 | 0 | 0 | 0 | 0 | 0 | 0 | 0 | 0 | 0 | 0 | 0 | 0 | 0 | 0 | 0 | 0 | 0 | 0 | 0 | 0 | 0 | 0 | 0 | 0 | 0 | 0 | 0 | 0 | 0 | 0 | 0 | 0 | 0 | 0 | 0 | 0 | 0 | 0 | 0 | 0 | 0 | 0 | 0 | 0 | 0 | 0 | 0 | 0 | 0 | 0 | 0 | 0 | 0 | 0 | 0 | 0 | 0 | 0 | 0 | 0 | 0 | 0 | 0 | 0 | 0 | 0 | 0 | 0 | 0 | 0 | 0 | 0 | 0 | 0 | 0 | 0 | 0 | 0 | 0 | 0 | 0 | 0 | 0 | 0 | 0 | 0 | 0 | 0 | 0 | 0 | 0 | 0 | 0 | 0 | 0 | 0 | 0 | 0 | 0 | 0 | 0 | 0 | 0 | 0 | 0 | 0 | 0 | 0 | 0 | 0 | 0 | 0 | 0 | 0 | 0 | 0 | 0 | 0
OR_Commercial_OR - College_New_Space Heating_Natural Gas_HVAC - Energy Recovery Ventilator_A | OR | Commercial | OR - College | New | Space Heating | Natural Gas | HVAC - Energy Recovery Ventilator | A | OCM379 | No ERV | ERV | 20 | 0 | 0 | 0 | 1.09 | 0 | 0 | 0 | 0.28365 | 0.25 | sqft | 100% | 100% | Discretionary | RetroEven20_OR | 82.88% | Space Heating | 0% | 0 |  | 0 |  | 0 | HRV-Cooling/Heating-E3T-1 | HRV-Cooling/Heating-E3T-1 | HRV-Cooling/Heating-E3T-1 | No ERV | No ERV | No ERV | No ERV | No ERV | No ERV | No ERV | No ERV | No ERV | No ERV | No ERV | No ERV | No ERV | No ERV | No ERV | No ERV | No ERV | No ERV | No ERV | No ERV | No ERV | No ERV | No ERV | No ERV | No ERV | No ERV | No ERV | ERV | ERV | ERV | ERV | ERV | ERV | ERV | ERV | ERV | ERV | ERV | ERV | ERV | ERV | ERV | ERV | ERV | ERV | ERV | ERV | ERV | ERV | ERV | ERV | ERV | ERV | ERV | 1.09 | 1.09 | 1.09 | 1.09 | 1.09 | 1.09 | 1.09 | 1.09 | 1.09 | 1.09 | 1.09 | 1.09 | 1.09 | 1.09 | 1.09 | 1.09 | 1.09 | 1.09 | 1.09 | 1.09 | 1.09 | 1.09 | 1.09 | 1.09 | 1.09 | 1.09 | 1.09 | 0 | 0 | 0 | 0 | 0 | 0 | 0 | 0 | 0 | 0 | 0 | 0 | 0 | 0 | 0 | 0 | 0 | 0 | 0 | 0 | 0 | 0 | 0 | 0 | 0 | 0 | 0 | 0 | 0 | 0 | 0 | 0 | 0 | 0 | 0 | 0 | 0 | 0 | 0 | 0 | 0 | 0 | 0 | 0 | 0 | 0 | 0 | 0 | 0 | 0 | 0 | 0 | 0 | 0 | 0 | 0 | 0 | 0 | 0 | 0 | 0 | 0 | 0 | 0 | 0 | 0 | 0 | 0 | 0 | 0 | 0 | 0 | 0 | 0 | 0 | 0 | 0 | 0 | 0 | 0 | 0 | 0 | 0 | 0 | 0 | 0 | 0 | 0 | 0 | 0 | 0 | 0 | 0 | 0 | 0 | 0 | 0 | 0 | 0 | 0 | 0 | 0 | 0 | 0 | 0 | 0 | 0 | 0 | 0 | 0 | 0 | 0 | 0 | 0 | 0 | 0 | 0 | 0 | 0 | 0 | 0 | 0 | 0 | 0 | 0 | 0 | 0 | 0 | 0 | 0 | 0 | 0 | 0 | 0 | 0 | 0 | 0 | 0 | 0 | 0 | 0 | 0 | 0 | 0 | 0 | 0 | 0 | 0 | 0 | 0 | 0 | 0 | 0 | 0 | 0 | 0 | 0 | 0 | 0 | 0 | 0 | 0 | 0 | 0 | 0 | 0 | 0 | 0 | 0 | 0 | 0 | 0 | 0 | 0 | 0 | 0 | 0 | 0 | 0 | 0 | 0 | 0 | 0 | 0 | 0 | 0 | 0 | 0 | 0 | 0 | 0 | 0 | 0 | 0 | 0 | 0 | 0 | 0 | 0 | 0 | 0 | 0 | 0 | 0 | 0 | 0 | 0 | 0 | 0 | 0 | 0 | 0 | 0 | 0 | 0 | 0 | 0 | 0 | 0 | 0 | 0 | 0 | 0 | 0 | 0 | 0 | 0 | 0 | 0 | 0 | 0 | 0 | 0 | 0 | 0 | 0 | 0 | 0 | 0 | 0 | 0 | 0 | 0 | 0 | 0 | 0 | 0 | 0 | 0 | 0 | 0 | 0 | 0 | 0 | 0 | 0 | 0 | 0 | 0 | 0 | 0 | 0 | 0 | 0 | 0 | 0 | 0 | 0 | 0 | 0 | 0 | 0 | 0 | 0 | 0 | 0 | 0 | 0 | 0 | 0 | 0 | 0 | 0 | 0 | 0 | 0 | 0 | 0 | 0 | 0 | 0 | 0 | 0 | 0 | 0 | 0 | 0 | 0 | 0 | 0 | 0 | 0 | 0 | 0 | 0 | 0 | 0 | 0 | 0 | 0 | 0 | 0 | 0 | 0 | 0 | 0 | 0 | 0 | 0 | 0 | 0 | 0 | 0 | 0 | 0 | 0 | 0 | 0 | 0 | 0 | 0 | 0 | 0 | 0 | 0 | 0 | 0 | 0 | 0 | 0 | 0 | 0 | 0 | 0 | 0 | 0 | 0 | 0 | 0 | 0 | 0 | 0 | 0 | 0 | 0 | 0 | 0 | 0 | 0 | 0 | 0 | 0 | 0 | 0 | 0 | 0 | 0 | 0 | 0 | 0 | 0 | 0 | 0 | 0 | 0 | 0 | 0 | 0 | 0 | 0 | 0 | 0 | 0 | 0 | 0 | 0 | 0 | 0 | 0 | 0 | 0 | 0 | 0 | 0 | 0 | 0 | 0 | 0 | 0 | 0 | 0 | 0 | 0 | 0 | 0 | 0 | 0 | 0 | 0 | 0 | 0 | 0 | 0 | 0 | 0 | 0 | 0 | 0 | 0 | 0 | 0 | 0 | 0 | 0 | 0 | 0 | 0 | 0 | 0 | 0 | 0 | 0 | 0 | 0 | 0 | 0 | 0 | 0 | 0 | 0 | 0 | 0 | 0 | 0 | 0 | 0 | 0 | 0 | 0 | 0 | 0 | 0 | 0 | 0 | 0 | 0 | 0 | 0 | 0 | 0 | 0 | 0 | 0 | 0 | 0 | 0 | 0 | 0 | 0 | 0 | 0 | 0 | 0 | 0 | 0 | 0 | 0
OR_Commercial_OR - College_New_Space Heating_Natural Gas_Building Shell - Air Sealing (Infiltration Control)_A | OR | Commercial | OR - College | New | Space Heating | Natural Gas | Building Shell - Air Sealing (Infiltration Control) | A | OCM380 | Building with air infiltration. | Air sealing to reduce air infiltration. | 10 | 0 | 0 | 0 | 8 | 0 | 0 | 0 | 0.28365 | 0.25 | foot door | 45% | 66.67% | Discretionary | Retro1Slow_OR | 84.23% | Space Heating | 0% | 0 |  | 0 |  | 0 | IL TRM - CI-MSC-WTST-V01-200101 | IL TRM - CI-MSC-WTST-V01-200101 | IL TRM - CI-MSC-WTST-V01-200101 | Building with air infiltration. | Building with air infiltration. | Building with air infiltration. | Building with air infiltration. | Building with air infiltration. | Building with air infiltration. | Building with air infiltration. | Building with air infiltration. | Building with air infiltration. | Building with air infiltration. | Building with air infiltration. | Building with air infiltration. | Building with air infiltration. | Building with air infiltration. | Building with air infiltration. | Building with air infiltration. | Building with air infiltration. | Building with air infiltration. | Building with air infiltration. | Building with air infiltration. | Building with air infiltration. | Building with air infiltration. | Building with air infiltration. | Building with air infiltration. | Building with air infiltration. | Building with air infiltration. | Building with air infiltration. | Air sealing to reduce air infiltration. | Air sealing to reduce air infiltration. | Air sealing to reduce air infiltration. | Air sealing to reduce air infiltration. | Air sealing to reduce air infiltration. | Air sealing to reduce air infiltration. | Air sealing to reduce air infiltration. | Air sealing to reduce air infiltration. | Air sealing to reduce air infiltration. | Air sealing to reduce air infiltration. | Air sealing to reduce air infiltration. | Air sealing to reduce air infiltration. | Air sealing to reduce air infiltration. | Air sealing to reduce air infiltration. | Air sealing to reduce air infiltration. | Air sealing to reduce air infiltration. | Air sealing to reduce air infiltration. | Air sealing to reduce air infiltration. | Air sealing to reduce air infiltration. | Air sealing to reduce air infiltration. | Air sealing to reduce air infiltration. | Air sealing to reduce air infiltration. | Air sealing to reduce air infiltration. | Air sealing to reduce air infiltration. | Air sealing to reduce air infiltration. | Air sealing to reduce air infiltration. | Air sealing to reduce air infiltration. | 8 | 8 | 8 | 8 | 8 | 8 | 8 | 8 | 8 | 8 | 8 | 8 | 8 | 8 | 8 | 8 | 8 | 8 | 8 | 8 | 8 | 8 | 8 | 8 | 8 | 8 | 8 | 0 | 0 | 0 | 0 | 0 | 0 | 0 | 0 | 0 | 0 | 0 | 0 | 0 | 0 | 0 | 0 | 0 | 0 | 0 | 0 | 0 | 0 | 0 | 0 | 0 | 0 | 0 | 0 | 0 | 0 | 0 | 0 | 0 | 0 | 0 | 0 | 0 | 0 | 0 | 0 | 0 | 0 | 0 | 0 | 0 | 0 | 0 | 0 | 0 | 0 | 0 | 0 | 0 | 0 | 0 | 0 | 0 | 0 | 0 | 0 | 0 | 0 | 0 | 0 | 0 | 0 | 0 | 0 | 0 | 0 | 0 | 0 | 0 | 0 | 0 | 0 | 0 | 0 | 0 | 0 | 0 | 0 | 0 | 0 | 0 | 0 | 0 | 0 | 0 | 0 | 0 | 0 | 0 | 0 | 0 | 0 | 0 | 0 | 0 | 0 | 0 | 0 | 0 | 0 | 0 | 0 | 0 | 0 | 0 | 0 | 0 | 0 | 0 | 0 | 0 | 0 | 0 | 0 | 0 | 0 | 0 | 0 | 0 | 0 | 0 | 0 | 0 | 0 | 0 | 0 | 0 | 0 | 0 | 0 | 0 | 0 | 0 | 0 | 0 | 0 | 0 | 0 | 0 | 0 | 0 | 0 | 0 | 0 | 0 | 0 | 0 | 0 | 0 | 0 | 0 | 0 | 0 | 0 | 0 | 0 | 0 | 0 | 0 | 0 | 0 | 0 | 0 | 0 | 0 | 0 | 0 | 0 | 0 | 0 | 0 | 0 | 0 | 0 | 0 | 0 | 0 | 0 | 0 | 0 | 0 | 0 | 0 | 0 | 0 | 0 | 0 | 0 | 0 | 0 | 0 | 0 | 0 | 0 | 0 | 0 | 0 | 0 | 0 | 0 | 0 | 0 | 0 | 0 | 0 | 0 | 0 | 0 | 0 | 0 | 0 | 0 | 0 | 0 | 0 | 0 | 0 | 0 | 0 | 0 | 0 | 0 | 0 | 0 | 0 | 0 | 0 | 0 | 0 | 0 | 0 | 0 | 0 | 0 | 0 | 0 | 0 | 0 | 0 | 0 | 0 | 0 | 0 | 0 | 0 | 0 | 0 | 0 | 0 | 0 | 0 | 0 | 0 | 0 | 0 | 0 | 0 | 0 | 0 | 0 | 0 | 0 | 0 | 0 | 0 | 0 | 0 | 0 | 0 | 0 | 0 | 0 | 0 | 0 | 0 | 0 | 0 | 0 | 0 | 0 | 0 | 0 | 0 | 0 | 0 | 0 | 0 | 0 | 0 | 0 | 0 | 0 | 0 | 0 | 0 | 0 | 0 | 0 | 0 | 0 | 0 | 0 | 0 | 0 | 0 | 0 | 0 | 0 | 0 | 0 | 0 | 0 | 0 | 0 | 0 | 0 | 0 | 0 | 0 | 0 | 0 | 0 | 0 | 0 | 0 | 0 | 0 | 0 | 0 | 0 | 0 | 0 | 0 | 0 | 0 | 0 | 0 | 0 | 0 | 0 | 0 | 0 | 0 | 0 | 0 | 0 | 0 | 0 | 0 | 0 | 0 | 0 | 0 | 0 | 0 | 0 | 0 | 0 | 0 | 0 | 0 | 0 | 0 | 0 | 0 | 0 | 0 | 0 | 0 | 0 | 0 | 0 | 0 | 0 | 0 | 0 | 0 | 0 | 0 | 0 | 0 | 0 | 0 | 0 | 0 | 0 | 0 | 0 | 0 | 0 | 0 | 0 | 0 | 0 | 0 | 0 | 0 | 0 | 0 | 0 | 0 | 0 | 0 | 0 | 0 | 0 | 0 | 0 | 0 | 0 | 0 | 0 | 0 | 0 | 0 | 0 | 0 | 0 | 0 | 0 | 0 | 0 | 0 | 0 | 0 | 0 | 0 | 0 | 0 | 0 | 0 | 0 | 0 | 0 | 0 | 0 | 0 | 0 | 0 | 0 | 0 | 0 | 0 | 0 | 0 | 0 | 0 | 0 | 0 | 0 | 0 | 0 | 0 | 0 | 0 | 0 | 0 | 0 | 0 | 0 | 0 | 0 | 0 | 0 | 0 | 0 | 0 | 0 | 0 | 0 | 0 | 0 | 0
OR_Commercial_OR - College_New_Space Heating_Natural Gas_Ventilation - Demand Controlled_A | OR | Commercial | OR - College | New | Space Heating | Natural Gas | Ventilation - Demand Controlled | A | OCM381 | No occupancy based outdoor air controls. | Outdoor air controlled based on occupancy to meet ASHRAE 62.1 | 10 | 0 | 0 | 0 | 0.15 | 0 | 0 | 0 | 0.28365 | 0.25 | sqft | 100% | 100% | Discretionary | Retro5Med_OR | 81.34% | Central Systems | 0% | 0 |  | 0 |  | 0 | IL TRM - CI-HVC-DCV-V05-190101 | VENT_DCV-Heating-7PLN-v5-8 | IL TRM - CI-HVC-DCV-V05-190101 | No occupancy based outdoor air controls. | No occupancy based outdoor air controls. | No occupancy based outdoor air controls. | No occupancy based outdoor air controls. | No occupancy based outdoor air controls. | No occupancy based outdoor air controls. | No occupancy based outdoor air controls. | No occupancy based outdoor air controls. | No occupancy based outdoor air controls. | No occupancy based outdoor air controls. | No occupancy based outdoor air controls. | No occupancy based outdoor air controls. | No occupancy based outdoor air controls. | No occupancy based outdoor air controls. | No occupancy based outdoor air controls. | No occupancy based outdoor air controls. | No occupancy based outdoor air controls. | No occupancy based outdoor air controls. | No occupancy based outdoor air controls. | No occupancy based outdoor air controls. | No occupancy based outdoor air controls. | No occupancy based outdoor air controls. | No occupancy based outdoor air controls. | No occupancy based outdoor air controls. | No occupancy based outdoor air controls. | No occupancy based outdoor air controls. | No occupancy based outdoor air controls. | Outdoor air controlled based on occupancy to meet ASHRAE 62.1 | Outdoor air controlled based on occupancy to meet ASHRAE 62.1 | Outdoor air controlled based on occupancy to meet ASHRAE 62.1 | Outdoor air controlled based on occupancy to meet ASHRAE 62.1 | Outdoor air controlled based on occupancy to meet ASHRAE 62.1 | Outdoor air controlled based on occupancy to meet ASHRAE 62.1 | Outdoor air controlled based on occupancy to meet ASHRAE 62.1 | Outdoor air controlled based on occupancy to meet ASHRAE 62.1 | Outdoor air controlled based on occupancy to meet ASHRAE 62.1 | Outdoor air controlled based on occupancy to meet ASHRAE 62.1 | Outdoor air controlled based on occupancy to meet ASHRAE 62.1 | Outdoor air controlled based on occupancy to meet ASHRAE 62.1 | Outdoor air controlled based on occupancy to meet ASHRAE 62.1 | Outdoor air controlled based on occupancy to meet ASHRAE 62.1 | Outdoor air controlled based on occupancy to meet ASHRAE 62.1 | Outdoor air controlled based on occupancy to meet ASHRAE 62.1 | Outdoor air controlled based on occupancy to meet ASHRAE 62.1 | Outdoor air controlled based on occupancy to meet ASHRAE 62.1 | Outdoor air controlled based on occupancy to meet ASHRAE 62.1 | Outdoor air controlled based on occupancy to meet ASHRAE 62.1 | Outdoor air controlled based on occupancy to meet ASHRAE 62.1 | Outdoor air controlled based on occupancy to meet ASHRAE 62.1 | Outdoor air controlled based on occupancy to meet ASHRAE 62.1 | Outdoor air controlled based on occupancy to meet ASHRAE 62.1 | Outdoor air controlled based on occupancy to meet ASHRAE 62.1 | Outdoor air controlled based on occupancy to meet ASHRAE 62.1 | Outdoor air controlled based on occupancy to meet ASHRAE 62.1 | 0.15 | 0.15 | 0.15 | 0.15 | 0.15 | 0.15 | 0.15 | 0.15 | 0.15 | 0.15 | 0.15 | 0.15 | 0.15 | 0.15 | 0.15 | 0.15 | 0.15 | 0.15 | 0.15 | 0.15 | 0.15 | 0.15 | 0.15 | 0.15 | 0.15 | 0.15 | 0.15 | 0 | 0 | 0 | 0 | 0 | 0 | 0 | 0 | 0 | 0 | 0 | 0 | 0 | 0 | 0 | 0 | 0 | 0 | 0 | 0 | 0 | 0 | 0 | 0 | 0 | 0 | 0 | 0 | 0 | 0 | 0 | 0 | 0 | 0 | 0 | 0 | 0 | 0 | 0 | 0 | 0 | 0 | 0 | 0 | 0 | 0 | 0 | 0 | 0 | 0 | 0 | 0 | 0 | 0 | 0 | 0 | 0 | 0 | 0 | 0 | 0 | 0 | 0 | 0 | 0 | 0 | 0 | 0 | 0 | 0 | 0 | 0 | 0 | 0 | 0 | 0 | 0 | 0 | 0 | 0 | 0 | 0 | 0 | 0 | 0 | 0 | 0 | 0 | 0 | 0 | 0 | 0 | 0 | 0 | 0 | 0 | 0 | 0 | 0 | 0 | 0 | 0 | 0 | 0 | 0 | 0 | 0 | 0 | 0 | 0 | 0 | 0 | 0 | 0 | 0 | 0 | 0 | 0 | 0 | 0 | 0 | 0 | 0 | 0 | 0 | 0 | 0 | 0 | 0 | 0 | 0 | 0 | 0 | 0 | 0 | 0 | 0 | 0 | 0 | 0 | 0 | 0 | 0 | 0 | 0 | 0 | 0 | 0 | 0 | 0 | 0 | 0 | 0 | 0 | 0 | 0 | 0 | 0 | 0 | 0 | 0 | 0 | 0 | 0 | 0 | 0 | 0 | 0 | 0 | 0 | 0 | 0 | 0 | 0 | 0 | 0 | 0 | 0 | 0 | 0 | 0 | 0 | 0 | 0 | 0 | 0 | 0 | 0 | 0 | 0 | 0 | 0 | 0 | 0 | 0 | 0 | 0 | 0 | 0 | 0 | 0 | 0 | 0 | 0 | 0 | 0 | 0 | 0 | 0 | 0 | 0 | 0 | 0 | 0 | 0 | 0 | 0 | 0 | 0 | 0 | 0 | 0 | 0 | 0 | 0 | 0 | 0 | 0 | 0 | 0 | 0 | 0 | 0 | 0 | 0 | 0 | 0 | 0 | 0 | 0 | 0 | 0 | 0 | 0 | 0 | 0 | 0 | 0 | 0 | 0 | 0 | 0 | 0 | 0 | 0 | 0 | 0 | 0 | 0 | 0 | 0 | 0 | 0 | 0 | 0 | 0 | 0 | 0 | 0 | 0 | 0 | 0 | 0 | 0 | 0 | 0 | 0 | 0 | 0 | 0 | 0 | 0 | 0 | 0 | 0 | 0 | 0 | 0 | 0 | 0 | 0 | 0 | 0 | 0 | 0 | 0 | 0 | 0 | 0 | 0 | 0 | 0 | 0 | 0 | 0 | 0 | 0 | 0 | 0 | 0 | 0 | 0 | 0 | 0 | 0 | 0 | 0 | 0 | 0 | 0 | 0 | 0 | 0 | 0 | 0 | 0 | 0 | 0 | 0 | 0 | 0 | 0 | 0 | 0 | 0 | 0 | 0 | 0 | 0 | 0 | 0 | 0 | 0 | 0 | 0 | 0 | 0 | 0 | 0 | 0 | 0 | 0 | 0 | 0 | 0 | 0 | 0 | 0 | 0 | 0 | 0 | 0 | 0 | 0 | 0 | 0 | 0 | 0 | 0 | 0 | 0 | 0 | 0 | 0 | 0 | 0 | 0 | 0 | 0 | 0 | 0 | 0 | 0 | 0 | 0 | 0 | 0 | 0 | 0 | 0 | 0 | 0 | 0 | 0 | 0 | 0 | 0 | 0 | 0 | 0 | 0 | 0 | 0 | 0 | 0 | 0 | 0 | 0 | 0 | 0 | 0 | 0 | 0 | 0 | 0 | 0 | 0 | 0 | 0 | 0 | 0 | 0 | 0 | 0 | 0 | 0 | 0 | 0 | 0 | 0 | 0 | 0 | 0 | 0 | 0 | 0 | 0 | 0 | 0 | 0 | 0 | 0 | 0 | 0 | 0 | 0 | 0 | 0 | 0 | 0 | 0 | 0 | 0 | 0 | 0 | 0 | 0 | 0 | 0 | 0 | 0 | 0 | 0 | 0 | 0 | 0 | 0 | 0 | 0 | 0 | 0 | 0 | 0 | 0 | 0 | 0 | 0
OR_Commercial_OR - College_New_Space Heating_Natural Gas_HVAC - Dedicated Outdoor Air System (DOAS)_A | OR | Commercial | OR - College | New | Space Heating | Natural Gas | HVAC - Dedicated Outdoor Air System (DOAS) | A | OCM382 | No DOAS. | Outdoor air supplied by a DOAS. | 20 | 0 | 0 | 0 | 9.88 | 0 | 0 | 0 | 0.28365 | 0.25 | sqft | 0% | 0% | Discretionary | RetroEven20_OR | 82.88% | Central Systems | 0% | 0 |  | 0 |  | 0 | 2021P_Com-VRF-DOAS-2021P_V2 | 2021P_Com-VRF-DOAS-2021P_V2 | 2021P_Com-VRF-DOAS-2021P_V2 | No DOAS. | No DOAS. | No DOAS. | No DOAS. | No DOAS. | No DOAS. | No DOAS. | No DOAS. | No DOAS. | No DOAS. | No DOAS. | No DOAS. | No DOAS. | No DOAS. | No DOAS. | No DOAS. | No DOAS. | No DOAS. | No DOAS. | No DOAS. | No DOAS. | No DOAS. | No DOAS. | No DOAS. | No DOAS. | No DOAS. | No DOAS. | Outdoor air supplied by a DOAS. | Outdoor air supplied by a DOAS. | Outdoor air supplied by a DOAS. | Outdoor air supplied by a DOAS. | Outdoor air supplied by a DOAS. | Outdoor air supplied by a DOAS. | Outdoor air supplied by a DOAS. | Outdoor air supplied by a DOAS. | Outdoor air supplied by a DOAS. | Outdoor air supplied by a DOAS. | Outdoor air supplied by a DOAS. | Outdoor air supplied by a DOAS. | Outdoor air supplied by a DOAS. | Outdoor air supplied by a DOAS. | Outdoor air supplied by a DOAS. | Outdoor air supplied by a DOAS. | Outdoor air supplied by a DOAS. | Outdoor air supplied by a DOAS. | Outdoor air supplied by a DOAS. | Outdoor air supplied by a DOAS. | Outdoor air supplied by a DOAS. | Outdoor air supplied by a DOAS. | Outdoor air supplied by a DOAS. | Outdoor air supplied by a DOAS. | Outdoor air supplied by a DOAS. | Outdoor air supplied by a DOAS. | Outdoor air supplied by a DOAS. | 9.88 | 9.88 | 9.88 | 9.88 | 9.88 | 9.88 | 9.88 | 9.88 | 9.88 | 9.88 | 9.88 | 9.88 | 9.88 | 9.88 | 9.88 | 9.88 | 9.88 | 9.88 | 9.88 | 9.88 | 9.88 | 9.88 | 9.88 | 9.88 | 9.88 | 9.88 | 9.88 | 0 | 0 | 0 | 0 | 0 | 0 | 0 | 0 | 0 | 0 | 0 | 0 | 0 | 0 | 0 | 0 | 0 | 0 | 0 | 0 | 0 | 0 | 0 | 0 | 0 | 0 | 0 | 0 | 0 | 0 | 0 | 0 | 0 | 0 | 0 | 0 | 0 | 0 | 0 | 0 | 0 | 0 | 0 | 0 | 0 | 0 | 0 | 0 | 0 | 0 | 0 | 0 | 0 | 0 | 0 | 0 | 0 | 0 | 0 | 0 | 0 | 0 | 0 | 0 | 0 | 0 | 0 | 0 | 0 | 0 | 0 | 0 | 0 | 0 | 0 | 0 | 0 | 0 | 0 | 0 | 0 | 0 | 0 | 0 | 0 | 0 | 0 | 0 | 0 | 0 | 0 | 0 | 0 | 0 | 0 | 0 | 0 | 0 | 0 | 0 | 0 | 0 | 0 | 0 | 0 | 0 | 0 | 0 | 0 | 0 | 0 | 0 | 0 | 0 | 0 | 0 | 0 | 0 | 0 | 0 | 0 | 0 | 0 | 0 | 0 | 0 | 0 | 0 | 0 | 0 | 0 | 0 | 0 | 0 | 0 | 0 | 0 | 0 | 0 | 0 | 0 | 0 | 0 | 0 | 0 | 0 | 0 | 0 | 0 | 0 | 0 | 0 | 0 | 0 | 0 | 0 | 0 | 0 | 0 | 0 | 0 | 0 | 0 | 0 | 0 | 0 | 0 | 0 | 0 | 0 | 0 | 0 | 0 | 0 | 0 | 0 | 0 | 0 | 0 | 0 | 0 | 0 | 0 | 0 | 0 | 0 | 0 | 0 | 0 | 0 | 0 | 0 | 0 | 0 | 0 | 0 | 0 | 0 | 0 | 0 | 0 | 0 | 0 | 0 | 0 | 0 | 0 | 0 | 0 | 0 | 0 | 0 | 0 | 0 | 0 | 0 | 0 | 0 | 0 | 0 | 0 | 0 | 0 | 0 | 0 | 0 | 0 | 0 | 0 | 0 | 0 | 0 | 0 | 0 | 0 | 0 | 0 | 0 | 0 | 0 | 0 | 0 | 0 | 0 | 0 | 0 | 0 | 0 | 0 | 0 | 0 | 0 | 0 | 0 | 0 | 0 | 0 | 0 | 0 | 0 | 0 | 0 | 0 | 0 | 0 | 0 | 0 | 0 | 0 | 0 | 0 | 0 | 0 | 0 | 0 | 0 | 0 | 0 | 0 | 0 | 0 | 0 | 0 | 0 | 0 | 0 | 0 | 0 | 0 | 0 | 0 | 0 | 0 | 0 | 0 | 0 | 0 | 0 | 0 | 0 | 0 | 0 | 0 | 0 | 0 | 0 | 0 | 0 | 0 | 0 | 0 | 0 | 0 | 0 | 0 | 0 | 0 | 0 | 0 | 0 | 0 | 0 | 0 | 0 | 0 | 0 | 0 | 0 | 0 | 0 | 0 | 0 | 0 | 0 | 0 | 0 | 0 | 0 | 0 | 0 | 0 | 0 | 0 | 0 | 0 | 0 | 0 | 0 | 0 | 0 | 0 | 0 | 0 | 0 | 0 | 0 | 0 | 0 | 0 | 0 | 0 | 0 | 0 | 0 | 0 | 0 | 0 | 0 | 0 | 0 | 0 | 0 | 0 | 0 | 0 | 0 | 0 | 0 | 0 | 0 | 0 | 0 | 0 | 0 | 0 | 0 | 0 | 0 | 0 | 0 | 0 | 0 | 0 | 0 | 0 | 0 | 0 | 0 | 0 | 0 | 0 | 0 | 0 | 0 | 0 | 0 | 0 | 0 | 0 | 0 | 0 | 0 | 0 | 0 | 0 | 0 | 0 | 0 | 0 | 0 | 0 | 0 | 0 | 0 | 0 | 0 | 0 | 0 | 0 | 0 | 0 | 0 | 0 | 0 | 0 | 0 | 0 | 0 | 0 | 0 | 0 | 0 | 0 | 0 | 0 | 0 | 0 | 0 | 0 | 0 | 0 | 0 | 0 | 0 | 0 | 0 | 0 | 0 | 0 | 0 | 0 | 0 | 0 | 0 | 0 | 0 | 0 | 0 | 0 | 0 | 0 | 0 | 0 | 0 | 0 | 0 | 0
OR_Commercial_OR - College_New_Space Heating_Natural Gas_Destratification Fans (HVLS)_A | OR | Commercial | OR - College | New | Space Heating | Natural Gas | Destratification Fans (HVLS) | A | OCM383 | No destratification fans. | High volume low speed destratification fans. | 15 | 0 | 0 | 0 | 9799.26 | 0 | 0 | 0 | 0.28365 | 0.25 | Strat Fan | 15% | 33.33% | Discretionary | RetroEven20_OR | 82.88% | Space Heating | 0% | 0 |  | 0 |  | 0 | DL20_IHVLS-Ag-2021PLN-v2-8 | DL20_IHVLS-Ag-2021PLN-v2-8 | HVLS-Heating-AEG-v5.0-121 | No destratification fans. | No destratification fans. | No destratification fans. | No destratification fans. | No destratification fans. | No destratification fans. | No destratification fans. | No destratification fans. | No destratification fans. | No destratification fans. | No destratification fans. | No destratification fans. | No destratification fans. | No destratification fans. | No destratification fans. | No destratification fans. | No destratification fans. | No destratification fans. | No destratification fans. | No destratification fans. | No destratification fans. | No destratification fans. | No destratification fans. | No destratification fans. | No destratification fans. | No destratification fans. | No destratification fans. | High volume low speed destratification fans. | High volume low speed destratification fans. | High volume low speed destratification fans. | High volume low speed destratification fans. | High volume low speed destratification fans. | High volume low speed destratification fans. | High volume low speed destratification fans. | High volume low speed destratification fans. | High volume low speed destratification fans. | High volume low speed destratification fans. | High volume low speed destratification fans. | High volume low speed destratification fans. | High volume low speed destratification fans. | High volume low speed destratification fans. | High volume low speed destratification fans. | High volume low speed destratification fans. | High volume low speed destratification fans. | High volume low speed destratification fans. | High volume low speed destratification fans. | High volume low speed destratification fans. | High volume low speed destratification fans. | High volume low speed destratification fans. | High volume low speed destratification fans. | High volume low speed destratification fans. | High volume low speed destratification fans. | High volume low speed destratification fans. | High volume low speed destratification fans. | 9799.26 | 9799.26 | 9799.26 | 9799.26 | 9799.26 | 9799.26 | 9799.26 | 9799.26 | 9799.26 | 9799.26 | 9799.26 | 9799.26 | 9799.26 | 9799.26 | 9799.26 | 9799.26 | 9799.26 | 9799.26 | 9799.26 | 9799.26 | 9799.26 | 9799.26 | 9799.26 | 9799.26 | 9799.26 | 9799.26 | 9799.26 | 0 | 0 | 0 | 0 | 0 | 0 | 0 | 0 | 0 | 0 | 0 | 0 | 0 | 0 | 0 | 0 | 0 | 0 | 0 | 0 | 0 | 0 | 0 | 0 | 0 | 0 | 0 | 0 | 0 | 0 | 0 | 0 | 0 | 0 | 0 | 0 | 0 | 0 | 0 | 0 | 0 | 0 | 0 | 0 | 0 | 0 | 0 | 0 | 0 | 0 | 0 | 0 | 0 | 0 | 0 | 0 | 0 | 0 | 0 | 0 | 0 | 0 | 0 | 0 | 0 | 0 | 0 | 0 | 0 | 0 | 0 | 0 | 0 | 0 | 0 | 0 | 0 | 0 | 0 | 0 | 0 | 0 | 0 | 0 | 0 | 0 | 0 | 0 | 0 | 0 | 0 | 0 | 0 | 0 | 0 | 0 | 0 | 0 | 0 | 0 | 0 | 0 | 0 | 0 | 0 | 0 | 0 | 0 | 0 | 0 | 0 | 0 | 0 | 0 | 0 | 0 | 0 | 0 | 0 | 0 | 0 | 0 | 0 | 0 | 0 | 0 | 0 | 0 | 0 | 0 | 0 | 0 | 0 | 0 | 0 | 0 | 0 | 0 | 0 | 0 | 0 | 0 | 0 | 0 | 0 | 0 | 0 | 0 | 0 | 0 | 0 | 0 | 0 | 0 | 0 | 0 | 0 | 0 | 0 | 0 | 0 | 0 | 0 | 0 | 0 | 0 | 0 | 0 | 0 | 0 | 0 | 0 | 0 | 0 | 0 | 0 | 0 | 0 | 0 | 0 | 0 | 0 | 0 | 0 | 0 | 0 | 0 | 0 | 0 | 0 | 0 | 0 | 0 | 0 | 0 | 0 | 0 | 0 | 0 | 0 | 0 | 0 | 0 | 0 | 0 | 0 | 0 | 0 | 0 | 0 | 0 | 0 | 0 | 0 | 0 | 0 | 0 | 0 | 0 | 0 | 0 | 0 | 0 | 0 | 0 | 0 | 0 | 0 | 0 | 0 | 0 | 0 | 0 | 0 | 0 | 0 | 0 | 0 | 0 | 0 | 0 | 0 | 0 | 0 | 0 | 0 | 0 | 0 | 0 | 0 | 0 | 0 | 0 | 0 | 0 | 0 | 0 | 0 | 0 | 0 | 0 | 0 | 0 | 0 | 0 | 0 | 0 | 0 | 0 | 0 | 0 | 0 | 0 | 0 | 0 | 0 | 0 | 0 | 0 | 0 | 0 | 0 | 0 | 0 | 0 | 0 | 0 | 0 | 0 | 0 | 0 | 0 | 0 | 0 | 0 | 0 | 0 | 0 | 0 | 0 | 0 | 0 | 0 | 0 | 0 | 0 | 0 | 0 | 0 | 0 | 0 | 0 | 0 | 0 | 0 | 0 | 0 | 0 | 0 | 0 | 0 | 0 | 0 | 0 | 0 | 0 | 0 | 0 | 0 | 0 | 0 | 0 | 0 | 0 | 0 | 0 | 0 | 0 | 0 | 0 | 0 | 0 | 0 | 0 | 0 | 0 | 0 | 0 | 0 | 0 | 0 | 0 | 0 | 0 | 0 | 0 | 0 | 0 | 0 | 0 | 0 | 0 | 0 | 0 | 0 | 0 | 0 | 0 | 0 | 0 | 0 | 0 | 0 | 0 | 0 | 0 | 0 | 0 | 0 | 0 | 0 | 0 | 0 | 0 | 0 | 0 | 0 | 0 | 0 | 0 | 0 | 0 | 0 | 0 | 0 | 0 | 0 | 0 | 0 | 0 | 0 | 0 | 0 | 0 | 0 | 0 | 0 | 0 | 0 | 0 | 0 | 0 | 0 | 0 | 0 | 0 | 0 | 0 | 0 | 0 | 0 | 0 | 0 | 0 | 0 | 0 | 0 | 0 | 0 | 0 | 0 | 0 | 0 | 0 | 0 | 0 | 0 | 0 | 0 | 0 | 0 | 0 | 0 | 0 | 0 | 0 | 0 | 0 | 0 | 0 | 0 | 0 | 0 | 0 | 0 | 0 | 0 | 0 | 0 | 0 | 0 | 0 | 0 | 0 | 0 | 0 | 0 | 0 | 0 | 0 | 0 | 0 | 0 | 0 | 0 | 0 | 0
OR_Commercial_OR - College_New_Space Heating_Natural Gas_Gas Boiler - Maintenance_A | OR | Commercial | OR - College | New | Space Heating | Natural Gas | Gas Boiler - Maintenance | A | OCM384 | Degrade performance | General cleaning and maintenance | 3 | 0.13226 | 0 | 0 | 0.95 | 0 | 0 | 0 | 0.28365 | 0.25 | kBtuh Heat | 5% | 10% | Discretionary | Retro12Med_OR | 75.44% | Boiler | 0% | 0 |  | 0 |  | 0 | GBLR_MNT-Heating-ILTRM-v4.0-43 | GBLR_MNT-Heating-ILTRM-v4.0-43 | GBLR_MNT-Heating-ILTRM-v4.0-1 | Degrade performance | Degrade performance | Degrade performance | Degrade performance | Degrade performance | Degrade performance | Degrade performance | Degrade performance | Degrade performance | Degrade performance | Degrade performance | Degrade performance | Degrade performance | Degrade performance | Degrade performance | Degrade performance | Degrade performance | Degrade performance | Degrade performance | Degrade performance | Degrade performance | Degrade performance | Degrade performance | Degrade performance | Degrade performance | Degrade performance | Degrade performance | General cleaning and maintenance | General cleaning and maintenance | General cleaning and maintenance | General cleaning and maintenance | General cleaning and maintenance | General cleaning and maintenance | General cleaning and maintenance | General cleaning and maintenance | General cleaning and maintenance | General cleaning and maintenance | General cleaning and maintenance | General cleaning and maintenance | General cleaning and maintenance | General cleaning and maintenance | General cleaning and maintenance | General cleaning and maintenance | General cleaning and maintenance | General cleaning and maintenance | General cleaning and maintenance | General cleaning and maintenance | General cleaning and maintenance | General cleaning and maintenance | General cleaning and maintenance | General cleaning and maintenance | General cleaning and maintenance | General cleaning and maintenance | General cleaning and maintenance | 0.95 | 0.95 | 0.95 | 0.95 | 0.95 | 0.95 | 0.95 | 0.95 | 0.95 | 0.95 | 0.95 | 0.95 | 0.95 | 0.95 | 0.95 | 0.95 | 0.95 | 0.95 | 0.95 | 0.95 | 0.95 | 0.95 | 0.95 | 0.95 | 0.95 | 0.95 | 0.95 | 0 | 0 | 0 | 0 | 0 | 0 | 0 | 0 | 0 | 0 | 0 | 0 | 0 | 0 | 0 | 0 | 0 | 0 | 0 | 0 | 0 | 0 | 0 | 0 | 0 | 0 | 0 | 0 | 0 | 0 | 0 | 0 | 0 | 0 | 0 | 0 | 0 | 0 | 0 | 0 | 0 | 0 | 0 | 0 | 0 | 0 | 0 | 0 | 0 | 0 | 0 | 0 | 0 | 0 | 0 | 0 | 0 | 0 | 0 | 0 | 0 | 0 | 0 | 0 | 0 | 0 | 0 | 0 | 0 | 0 | 0 | 0 | 0 | 0 | 0 | 0 | 0 | 0 | 0 | 0 | 0 | 0 | 0 | 0 | 0 | 0 | 0 | 0 | 0 | 0 | 0 | 0 | 0 | 0 | 0 | 0 | 0 | 0 | 0 | 0 | 0 | 0 | 0 | 0 | 0 | 0 | 0 | 0 | 0 | 0 | 0 | 0 | 0 | 0 | 0 | 0 | 0 | 0 | 0 | 0 | 0 | 0 | 0 | 0 | 0 | 0 | 0 | 0 | 0 | 0 | 0 | 0 | 0 | 0 | 0 | 0 | 0 | 0 | 0 | 0 | 0 | 0 | 0 | 0 | 0 | 0 | 0 | 0 | 0 | 0 | 0 | 0 | 0 | 0 | 0 | 0 | 0 | 0 | 0 | 0 | 0 | 0 | 0 | 0 | 0 | 0 | 0 | 0 | 0 | 0 | 0 | 0 | 0 | 0 | 0 | 0 | 0 | 0 | 0 | 0 | 0 | 0 | 0 | 0 | 0 | 0 | 0 | 0 | 0 | 0 | 0 | 0 | 0 | 0 | 0 | 0 | 0 | 0 | 0 | 0 | 0 | 0 | 0 | 0 | 0 | 0 | 0 | 0 | 0 | 0 | 0 | 0 | 0 | 0 | 0 | 0 | 0 | 0 | 0 | 0 | 0 | 0 | 0 | 0 | 0 | 0 | 0 | 0 | 0 | 0 | 0 | 0 | 0 | 0 | 0 | 0 | 0 | 0 | 0 | 0 | 0 | 0 | 0 | 0 | 0 | 0 | 0 | 0 | 0 | 0 | 0 | 0 | 0 | 0 | 0 | 0 | 0 | 0 | 0 | 0 | 0 | 0 | 0 | 0 | 0 | 0 | 0 | 0 | 0 | 0 | 0 | 0 | 0 | 0 | 0 | 0 | 0 | 0 | 0 | 0 | 0 | 0 | 0 | 0 | 0 | 0 | 0 | 0 | 0 | 0 | 0 | 0 | 0 | 0 | 0 | 0 | 0 | 0 | 0 | 0 | 0 | 0 | 0 | 0 | 0 | 0 | 0 | 0 | 0 | 0 | 0 | 0 | 0 | 0 | 0 | 0 | 0 | 0 | 0 | 0 | 0 | 0 | 0 | 0 | 0 | 0 | 0 | 0 | 0 | 0 | 0 | 0 | 0 | 0 | 0 | 0 | 0 | 0 | 0 | 0 | 0 | 0 | 0 | 0 | 0 | 0 | 0 | 0 | 0 | 0 | 0 | 0 | 0 | 0 | 0 | 0 | 0 | 0 | 0 | 0 | 0 | 0 | 0 | 0 | 0 | 0 | 0 | 0 | 0 | 0 | 0 | 0 | 0 | 0 | 0 | 0 | 0 | 0 | 0 | 0 | 0 | 0 | 0 | 0 | 0 | 0 | 0 | 0 | 0 | 0 | 0 | 0 | 0 | 0 | 0 | 0 | 0 | 0 | 0 | 0 | 0 | 0 | 0 | 0 | 0 | 0 | 0 | 0 | 0 | 0 | 0 | 0 | 0 | 0 | 0 | 0 | 0 | 0 | 0 | 0 | 0 | 0 | 0 | 0 | 0 | 0 | 0 | 0 | 0 | 0 | 0 | 0 | 0 | 0 | 0 | 0 | 0 | 0 | 0 | 0 | 0 | 0 | 0 | 0 | 0 | 0 | 0 | 0 | 0 | 0 | 0 | 0 | 0 | 0 | 0 | 0 | 0 | 0 | 0 | 0 | 0 | 0 | 0 | 0 | 0 | 0 | 0 | 0 | 0 | 0 | 0 | 0 | 0 | 0 | 0 | 0 | 0
OR_Commercial_OR - College_New_Space Heating_Natural Gas_Gas Furnace - Maintenance_A | OR | Commercial | OR - College | New | Space Heating | Natural Gas | Gas Furnace - Maintenance | A | OCM385 | Degrade performance | General cleaning and maintenance | 3 | 0.061879 | 0 | 0 | 0.95 | 0 | 0 | 0 | 0.28365 | 0.25 | kBtuh Heat | 5% | 10% | Discretionary | Retro12Med_OR | 75.44% | Furnace | 0% | 0 |  | 0 |  | 0 | IL TRM - CI-HVC-FTUN-V03-200101 | GBLR_MNT-Heating-ILTRM-v4.0-43 | IL TRM - CI-HVC-FTUN-V03-200101 | Degrade performance | Degrade performance | Degrade performance | Degrade performance | Degrade performance | Degrade performance | Degrade performance | Degrade performance | Degrade performance | Degrade performance | Degrade performance | Degrade performance | Degrade performance | Degrade performance | Degrade performance | Degrade performance | Degrade performance | Degrade performance | Degrade performance | Degrade performance | Degrade performance | Degrade performance | Degrade performance | Degrade performance | Degrade performance | Degrade performance | Degrade performance | General cleaning and maintenance | General cleaning and maintenance | General cleaning and maintenance | General cleaning and maintenance | General cleaning and maintenance | General cleaning and maintenance | General cleaning and maintenance | General cleaning and maintenance | General cleaning and maintenance | General cleaning and maintenance | General cleaning and maintenance | General cleaning and maintenance | General cleaning and maintenance | General cleaning and maintenance | General cleaning and maintenance | General cleaning and maintenance | General cleaning and maintenance | General cleaning and maintenance | General cleaning and maintenance | General cleaning and maintenance | General cleaning and maintenance | General cleaning and maintenance | General cleaning and maintenance | General cleaning and maintenance | General cleaning and maintenance | General cleaning and maintenance | General cleaning and maintenance | 0.95 | 0.95 | 0.95 | 0.95 | 0.95 | 0.95 | 0.95 | 0.95 | 0.95 | 0.95 | 0.95 | 0.95 | 0.95 | 0.95 | 0.95 | 0.95 | 0.95 | 0.95 | 0.95 | 0.95 | 0.95 | 0.95 | 0.95 | 0.95 | 0.95 | 0.95 | 0.95 | 0 | 0 | 0 | 0 | 0 | 0 | 0 | 0 | 0 | 0 | 0 | 0 | 0 | 0 | 0 | 0 | 0 | 0 | 0 | 0 | 0 | 0 | 0 | 0 | 0 | 0 | 0 | 0 | 0 | 0 | 0 | 0 | 0 | 0 | 0 | 0 | 0 | 0 | 0 | 0 | 0 | 0 | 0 | 0 | 0 | 0 | 0 | 0 | 0 | 0 | 0 | 0 | 0 | 0 | 0 | 0 | 0 | 0 | 0 | 0 | 0 | 0 | 0 | 0 | 0 | 0 | 0 | 0 | 0 | 0 | 0 | 0 | 0 | 0 | 0 | 0 | 0 | 0 | 0 | 0 | 0 | 0 | 0 | 0 | 0 | 0 | 0 | 0 | 0 | 0 | 0 | 0 | 0 | 0 | 0 | 0 | 0 | 0 | 0 | 0 | 0 | 0 | 0 | 0 | 0 | 0 | 0 | 0 | 0 | 0 | 0 | 0 | 0 | 0 | 0 | 0 | 0 | 0 | 0 | 0 | 0 | 0 | 0 | 0 | 0 | 0 | 0 | 0 | 0 | 0 | 0 | 0 | 0 | 0 | 0 | 0 | 0 | 0 | 0 | 0 | 0 | 0 | 0 | 0 | 0 | 0 | 0 | 0 | 0 | 0 | 0 | 0 | 0 | 0 | 0 | 0 | 0 | 0 | 0 | 0 | 0 | 0 | 0 | 0 | 0 | 0 | 0 | 0 | 0 | 0 | 0 | 0 | 0 | 0 | 0 | 0 | 0 | 0 | 0 | 0 | 0 | 0 | 0 | 0 | 0 | 0 | 0 | 0 | 0 | 0 | 0 | 0 | 0 | 0 | 0 | 0 | 0 | 0 | 0 | 0 | 0 | 0 | 0 | 0 | 0 | 0 | 0 | 0 | 0 | 0 | 0 | 0 | 0 | 0 | 0 | 0 | 0 | 0 | 0 | 0 | 0 | 0 | 0 | 0 | 0 | 0 | 0 | 0 | 0 | 0 | 0 | 0 | 0 | 0 | 0 | 0 | 0 | 0 | 0 | 0 | 0 | 0 | 0 | 0 | 0 | 0 | 0 | 0 | 0 | 0 | 0 | 0 | 0 | 0 | 0 | 0 | 0 | 0 | 0 | 0 | 0 | 0 | 0 | 0 | 0 | 0 | 0 | 0 | 0 | 0 | 0 | 0 | 0 | 0 | 0 | 0 | 0 | 0 | 0 | 0 | 0 | 0 | 0 | 0 | 0 | 0 | 0 | 0 | 0 | 0 | 0 | 0 | 0 | 0 | 0 | 0 | 0 | 0 | 0 | 0 | 0 | 0 | 0 | 0 | 0 | 0 | 0 | 0 | 0 | 0 | 0 | 0 | 0 | 0 | 0 | 0 | 0 | 0 | 0 | 0 | 0 | 0 | 0 | 0 | 0 | 0 | 0 | 0 | 0 | 0 | 0 | 0 | 0 | 0 | 0 | 0 | 0 | 0 | 0 | 0 | 0 | 0 | 0 | 0 | 0 | 0 | 0 | 0 | 0 | 0 | 0 | 0 | 0 | 0 | 0 | 0 | 0 | 0 | 0 | 0 | 0 | 0 | 0 | 0 | 0 | 0 | 0 | 0 | 0 | 0 | 0 | 0 | 0 | 0 | 0 | 0 | 0 | 0 | 0 | 0 | 0 | 0 | 0 | 0 | 0 | 0 | 0 | 0 | 0 | 0 | 0 | 0 | 0 | 0 | 0 | 0 | 0 | 0 | 0 | 0 | 0 | 0 | 0 | 0 | 0 | 0 | 0 | 0 | 0 | 0 | 0 | 0 | 0 | 0 | 0 | 0 | 0 | 0 | 0 | 0 | 0 | 0 | 0 | 0 | 0 | 0 | 0 | 0 | 0 | 0 | 0 | 0 | 0 | 0 | 0 | 0 | 0 | 0 | 0 | 0 | 0 | 0 | 0 | 0 | 0 | 0 | 0 | 0 | 0 | 0 | 0 | 0 | 0 | 0 | 0 | 0 | 0 | 0 | 0 | 0 | 0 | 0 | 0 | 0 | 0 | 0 | 0 | 0 | 0 | 0 | 0 | 0 | 0 | 0 | 0 | 0 | 0
OR_Commercial_OR - College_New_Space Heating_Natural Gas_Gas Boiler - Hot Water Reset_A | OR | Commercial | OR - College | New | Space Heating | Natural Gas | Gas Boiler - Hot Water Reset | A | OCM386 | No control | Reset control installed | 20 | 235.1306 | 0 | 0 | 799.38 | 0 | 0 | 0 | 0.28365 | 0.25 | BoilerCtrl | 100% | 100% | Discretionary | RetroEven20_OR | 82.88% | Boiler | 0% | 0 |  | 0 |  | 0 | GBLR_HWRST-Heating-ILTRM-v4.0-43 | GBLR_HWRST-Heating-ILTRM-v4.0-1 | GBLR_HWRST-Heating-ILTRM-v4.0-1 | No control | No control | No control | No control | No control | No control | No control | No control | No control | No control | No control | No control | No control | No control | No control | No control | No control | No control | No control | No control | No control | No control | No control | No control | No control | No control | No control | Reset control installed | Reset control installed | Reset control installed | Reset control installed | Reset control installed | Reset control installed | Reset control installed | Reset control installed | Reset control installed | Reset control installed | Reset control installed | Reset control installed | Reset control installed | Reset control installed | Reset control installed | Reset control installed | Reset control installed | Reset control installed | Reset control installed | Reset control installed | Reset control installed | Reset control installed | Reset control installed | Reset control installed | Reset control installed | Reset control installed | Reset control installed | 799.38 | 799.38 | 799.38 | 799.38 | 799.38 | 799.38 | 799.38 | 799.38 | 799.38 | 799.38 | 799.38 | 799.38 | 799.38 | 799.38 | 799.38 | 799.38 | 799.38 | 799.38 | 799.38 | 799.38 | 799.38 | 799.38 | 799.38 | 799.38 | 799.38 | 799.38 | 799.38 | 0 | 0 | 0 | 0 | 0 | 0 | 0 | 0 | 0 | 0 | 0 | 0 | 0 | 0 | 0 | 0 | 0 | 0 | 0 | 0 | 0 | 0 | 0 | 0 | 0 | 0 | 0 | 0 | 0 | 0 | 0 | 0 | 0 | 0 | 0 | 0 | 0 | 0 | 0 | 0 | 0 | 0 | 0 | 0 | 0 | 0 | 0 | 0 | 0 | 0 | 0 | 0 | 0 | 0 | 0 | 0 | 0 | 0 | 0 | 0 | 0 | 0 | 0 | 0 | 0 | 0 | 0 | 0 | 0 | 0 | 0 | 0 | 0 | 0 | 0 | 0 | 0 | 0 | 0 | 0 | 0 | 0 | 0 | 0 | 0 | 0 | 0 | 0 | 0 | 0 | 0 | 0 | 0 | 0 | 0 | 0 | 0 | 0 | 0 | 0 | 0 | 0 | 0 | 0 | 0 | 0 | 0 | 0 | 0 | 0 | 0 | 0 | 0 | 0 | 0 | 0 | 0 | 0 | 0 | 0 | 0 | 0 | 0 | 0 | 0 | 0 | 0 | 0 | 0 | 0 | 0 | 0 | 0 | 0 | 0 | 0 | 0 | 0 | 0 | 0 | 0 | 0 | 0 | 0 | 0 | 0 | 0 | 0 | 0 | 0 | 0 | 0 | 0 | 0 | 0 | 0 | 0 | 0 | 0 | 0 | 0 | 0 | 0 | 0 | 0 | 0 | 0 | 0 | 0 | 0 | 0 | 0 | 0 | 0 | 0 | 0 | 0 | 0 | 0 | 0 | 0 | 0 | 0 | 0 | 0 | 0 | 0 | 0 | 0 | 0 | 0 | 0 | 0 | 0 | 0 | 0 | 0 | 0 | 0 | 0 | 0 | 0 | 0 | 0 | 0 | 0 | 0 | 0 | 0 | 0 | 0 | 0 | 0 | 0 | 0 | 0 | 0 | 0 | 0 | 0 | 0 | 0 | 0 | 0 | 0 | 0 | 0 | 0 | 0 | 0 | 0 | 0 | 0 | 0 | 0 | 0 | 0 | 0 | 0 | 0 | 0 | 0 | 0 | 0 | 0 | 0 | 0 | 0 | 0 | 0 | 0 | 0 | 0 | 0 | 0 | 0 | 0 | 0 | 0 | 0 | 0 | 0 | 0 | 0 | 0 | 0 | 0 | 0 | 0 | 0 | 0 | 0 | 0 | 0 | 0 | 0 | 0 | 0 | 0 | 0 | 0 | 0 | 0 | 0 | 0 | 0 | 0 | 0 | 0 | 0 | 0 | 0 | 0 | 0 | 0 | 0 | 0 | 0 | 0 | 0 | 0 | 0 | 0 | 0 | 0 | 0 | 0 | 0 | 0 | 0 | 0 | 0 | 0 | 0 | 0 | 0 | 0 | 0 | 0 | 0 | 0 | 0 | 0 | 0 | 0 | 0 | 0 | 0 | 0 | 0 | 0 | 0 | 0 | 0 | 0 | 0 | 0 | 0 | 0 | 0 | 0 | 0 | 0 | 0 | 0 | 0 | 0 | 0 | 0 | 0 | 0 | 0 | 0 | 0 | 0 | 0 | 0 | 0 | 0 | 0 | 0 | 0 | 0 | 0 | 0 | 0 | 0 | 0 | 0 | 0 | 0 | 0 | 0 | 0 | 0 | 0 | 0 | 0 | 0 | 0 | 0 | 0 | 0 | 0 | 0 | 0 | 0 | 0 | 0 | 0 | 0 | 0 | 0 | 0 | 0 | 0 | 0 | 0 | 0 | 0 | 0 | 0 | 0 | 0 | 0 | 0 | 0 | 0 | 0 | 0 | 0 | 0 | 0 | 0 | 0 | 0 | 0 | 0 | 0 | 0 | 0 | 0 | 0 | 0 | 0 | 0 | 0 | 0 | 0 | 0 | 0 | 0 | 0 | 0 | 0 | 0 | 0 | 0 | 0 | 0 | 0 | 0 | 0 | 0 | 0 | 0 | 0 | 0 | 0 | 0 | 0 | 0 | 0 | 0 | 0 | 0 | 0 | 0 | 0 | 0 | 0 | 0 | 0 | 0 | 0 | 0 | 0 | 0 | 0 | 0 | 0 | 0 | 0 | 0 | 0 | 0 | 0
OR_Commercial_OR - College_New_Space Heating_Natural Gas_Gas Boiler - Steam Trap Replacement_A | OR | Commercial | OR - College | New | Space Heating | Natural Gas | Gas Boiler - Steam Trap Replacement | A | OCM387 | Degrade performance | Cleaning and maintenance | 6 | 74.7764 | 0 | 0 | 89.84 | 0 | 0 | 0 | 0.28365 | 0.25 | perBLDg | 0% | 10% | Discretionary | RetroEven20_OR | 82.88% | Boiler | 0% | 0 |  | 0 |  | 0 | IL TRM v9, Section 4.4.16 | IL TRM v9, Section 4.4.16 | IL TRM - CI-HVC-STRE-V06-200101 | Degrade performance | Degrade performance | Degrade performance | Degrade performance | Degrade performance | Degrade performance | Degrade performance | Degrade performance | Degrade performance | Degrade performance | Degrade performance | Degrade performance | Degrade performance | Degrade performance | Degrade performance | Degrade performance | Degrade performance | Degrade performance | Degrade performance | Degrade performance | Degrade performance | Degrade performance | Degrade performance | Degrade performance | Degrade performance | Degrade performance | Degrade performance | Cleaning and maintenance | Cleaning and maintenance | Cleaning and maintenance | Cleaning and maintenance | Cleaning and maintenance | Cleaning and maintenance | Cleaning and maintenance | Cleaning and maintenance | Cleaning and maintenance | Cleaning and maintenance | Cleaning and maintenance | Cleaning and maintenance | Cleaning and maintenance | Cleaning and maintenance | Cleaning and maintenance | Cleaning and maintenance | Cleaning and maintenance | Cleaning and maintenance | Cleaning and maintenance | Cleaning and maintenance | Cleaning and maintenance | Cleaning and maintenance | Cleaning and maintenance | Cleaning and maintenance | Cleaning and maintenance | Cleaning and maintenance | Cleaning and maintenance | 89.84 | 89.84 | 89.84 | 89.84 | 89.84 | 89.84 | 89.84 | 89.84 | 89.84 | 89.84 | 89.84 | 89.84 | 89.84 | 89.84 | 89.84 | 89.84 | 89.84 | 89.84 | 89.84 | 89.84 | 89.84 | 89.84 | 89.84 | 89.84 | 89.84 | 89.84 | 89.84 | 0 | 0 | 0 | 0 | 0 | 0 | 0 | 0 | 0 | 0 | 0 | 0 | 0 | 0 | 0 | 0 | 0 | 0 | 0 | 0 | 0 | 0 | 0 | 0 | 0 | 0 | 0 | 0 | 0 | 0 | 0 | 0 | 0 | 0 | 0 | 0 | 0 | 0 | 0 | 0 | 0 | 0 | 0 | 0 | 0 | 0 | 0 | 0 | 0 | 0 | 0 | 0 | 0 | 0 | 0 | 0 | 0 | 0 | 0 | 0 | 0 | 0 | 0 | 0 | 0 | 0 | 0 | 0 | 0 | 0 | 0 | 0 | 0 | 0 | 0 | 0 | 0 | 0 | 0 | 0 | 0 | 0 | 0 | 0 | 0 | 0 | 0 | 0 | 0 | 0 | 0 | 0 | 0 | 0 | 0 | 0 | 0 | 0 | 0 | 0 | 0 | 0 | 0 | 0 | 0 | 0 | 0 | 0 | 0 | 0 | 0 | 0 | 0 | 0 | 0 | 0 | 0 | 0 | 0 | 0 | 0 | 0 | 0 | 0 | 0 | 0 | 0 | 0 | 0 | 0 | 0 | 0 | 0 | 0 | 0 | 0 | 0 | 0 | 0 | 0 | 0 | 0 | 0 | 0 | 0 | 0 | 0 | 0 | 0 | 0 | 0 | 0 | 0 | 0 | 0 | 0 | 0 | 0 | 0 | 0 | 0 | 0 | 0 | 0 | 0 | 0 | 0 | 0 | 0 | 0 | 0 | 0 | 0 | 0 | 0 | 0 | 0 | 0 | 0 | 0 | 0 | 0 | 0 | 0 | 0 | 0 | 0 | 0 | 0 | 0 | 0 | 0 | 0 | 0 | 0 | 0 | 0 | 0 | 0 | 0 | 0 | 0 | 0 | 0 | 0 | 0 | 0 | 0 | 0 | 0 | 0 | 0 | 0 | 0 | 0 | 0 | 0 | 0 | 0 | 0 | 0 | 0 | 0 | 0 | 0 | 0 | 0 | 0 | 0 | 0 | 0 | 0 | 0 | 0 | 0 | 0 | 0 | 0 | 0 | 0 | 0 | 0 | 0 | 0 | 0 | 0 | 0 | 0 | 0 | 0 | 0 | 0 | 0 | 0 | 0 | 0 | 0 | 0 | 0 | 0 | 0 | 0 | 0 | 0 | 0 | 0 | 0 | 0 | 0 | 0 | 0 | 0 | 0 | 0 | 0 | 0 | 0 | 0 | 0 | 0 | 0 | 0 | 0 | 0 | 0 | 0 | 0 | 0 | 0 | 0 | 0 | 0 | 0 | 0 | 0 | 0 | 0 | 0 | 0 | 0 | 0 | 0 | 0 | 0 | 0 | 0 | 0 | 0 | 0 | 0 | 0 | 0 | 0 | 0 | 0 | 0 | 0 | 0 | 0 | 0 | 0 | 0 | 0 | 0 | 0 | 0 | 0 | 0 | 0 | 0 | 0 | 0 | 0 | 0 | 0 | 0 | 0 | 0 | 0 | 0 | 0 | 0 | 0 | 0 | 0 | 0 | 0 | 0 | 0 | 0 | 0 | 0 | 0 | 0 | 0 | 0 | 0 | 0 | 0 | 0 | 0 | 0 | 0 | 0 | 0 | 0 | 0 | 0 | 0 | 0 | 0 | 0 | 0 | 0 | 0 | 0 | 0 | 0 | 0 | 0 | 0 | 0 | 0 | 0 | 0 | 0 | 0 | 0 | 0 | 0 | 0 | 0 | 0 | 0 | 0 | 0 | 0 | 0 | 0 | 0 | 0 | 0 | 0 | 0 | 0 | 0 | 0 | 0 | 0 | 0 | 0 | 0 | 0 | 0 | 0 | 0 | 0 | 0 | 0 | 0 | 0 | 0 | 0 | 0 | 0 | 0 | 0 | 0 | 0 | 0 | 0 | 0 | 0 | 0 | 0 | 0 | 0 | 0 | 0 | 0 | 0 | 0 | 0 | 0 | 0 | 0 | 0 | 0 | 0 | 0 | 0 | 0 | 0 | 0 | 0 | 0 | 0 | 0 | 0 | 0 | 0 | 0 | 0 | 0 | 0 | 0 | 0 | 0 | 0 | 0 | 0 | 0 | 0 | 0 | 0 | 0 | 0
OR_Commercial_OR - College_New_Space Heating_Natural Gas_Gas Boiler - High Turndown Burner_A | OR | Commercial | OR - College | New | Space Heating | Natural Gas | Gas Boiler - High Turndown Burner | A | OCM388 | No control | Turndown control installed | 15 | 0.22043 | 0 | 0 | 2.8 | 0 | 0 | 0 | 0.28365 | 0.25 | kbtuh heat | 100% | 100% | Discretionary | Retro5Med_OR | 81.34% | Boiler | 0% | 0 |  | 0 |  | 0 | GBLR_TRN-Heating-MNTRM-v2.1-1 | GBLR_TRN-Heating-MNTRM-v2.1-1 | GBLR_TRN-Heating-MNTRM-v2.1-1 | No control | No control | No control | No control | No control | No control | No control | No control | No control | No control | No control | No control | No control | No control | No control | No control | No control | No control | No control | No control | No control | No control | No control | No control | No control | No control | No control | Turndown control installed | Turndown control installed | Turndown control installed | Turndown control installed | Turndown control installed | Turndown control installed | Turndown control installed | Turndown control installed | Turndown control installed | Turndown control installed | Turndown control installed | Turndown control installed | Turndown control installed | Turndown control installed | Turndown control installed | Turndown control installed | Turndown control installed | Turndown control installed | Turndown control installed | Turndown control installed | Turndown control installed | Turndown control installed | Turndown control installed | Turndown control installed | Turndown control installed | Turndown control installed | Turndown control installed | 2.8 | 2.8 | 2.8 | 2.8 | 2.8 | 2.8 | 2.8 | 2.8 | 2.8 | 2.8 | 2.8 | 2.8 | 2.8 | 2.8 | 2.8 | 2.8 | 2.8 | 2.8 | 2.8 | 2.8 | 2.8 | 2.8 | 2.8 | 2.8 | 2.8 | 2.8 | 2.8 | 0 | 0 | 0 | 0 | 0 | 0 | 0 | 0 | 0 | 0 | 0 | 0 | 0 | 0 | 0 | 0 | 0 | 0 | 0 | 0 | 0 | 0 | 0 | 0 | 0 | 0 | 0 | 0 | 0 | 0 | 0 | 0 | 0 | 0 | 0 | 0 | 0 | 0 | 0 | 0 | 0 | 0 | 0 | 0 | 0 | 0 | 0 | 0 | 0 | 0 | 0 | 0 | 0 | 0 | 0 | 0 | 0 | 0 | 0 | 0 | 0 | 0 | 0 | 0 | 0 | 0 | 0 | 0 | 0 | 0 | 0 | 0 | 0 | 0 | 0 | 0 | 0 | 0 | 0 | 0 | 0 | 0 | 0 | 0 | 0 | 0 | 0 | 0 | 0 | 0 | 0 | 0 | 0 | 0 | 0 | 0 | 0 | 0 | 0 | 0 | 0 | 0 | 0 | 0 | 0 | 0 | 0 | 0 | 0 | 0 | 0 | 0 | 0 | 0 | 0 | 0 | 0 | 0 | 0 | 0 | 0 | 0 | 0 | 0 | 0 | 0 | 0 | 0 | 0 | 0 | 0 | 0 | 0 | 0 | 0 | 0 | 0 | 0 | 0 | 0 | 0 | 0 | 0 | 0 | 0 | 0 | 0 | 0 | 0 | 0 | 0 | 0 | 0 | 0 | 0 | 0 | 0 | 0 | 0 | 0 | 0 | 0 | 0 | 0 | 0 | 0 | 0 | 0 | 0 | 0 | 0 | 0 | 0 | 0 | 0 | 0 | 0 | 0 | 0 | 0 | 0 | 0 | 0 | 0 | 0 | 0 | 0 | 0 | 0 | 0 | 0 | 0 | 0 | 0 | 0 | 0 | 0 | 0 | 0 | 0 | 0 | 0 | 0 | 0 | 0 | 0 | 0 | 0 | 0 | 0 | 0 | 0 | 0 | 0 | 0 | 0 | 0 | 0 | 0 | 0 | 0 | 0 | 0 | 0 | 0 | 0 | 0 | 0 | 0 | 0 | 0 | 0 | 0 | 0 | 0 | 0 | 0 | 0 | 0 | 0 | 0 | 0 | 0 | 0 | 0 | 0 | 0 | 0 | 0 | 0 | 0 | 0 | 0 | 0 | 0 | 0 | 0 | 0 | 0 | 0 | 0 | 0 | 0 | 0 | 0 | 0 | 0 | 0 | 0 | 0 | 0 | 0 | 0 | 0 | 0 | 0 | 0 | 0 | 0 | 0 | 0 | 0 | 0 | 0 | 0 | 0 | 0 | 0 | 0 | 0 | 0 | 0 | 0 | 0 | 0 | 0 | 0 | 0 | 0 | 0 | 0 | 0 | 0 | 0 | 0 | 0 | 0 | 0 | 0 | 0 | 0 | 0 | 0 | 0 | 0 | 0 | 0 | 0 | 0 | 0 | 0 | 0 | 0 | 0 | 0 | 0 | 0 | 0 | 0 | 0 | 0 | 0 | 0 | 0 | 0 | 0 | 0 | 0 | 0 | 0 | 0 | 0 | 0 | 0 | 0 | 0 | 0 | 0 | 0 | 0 | 0 | 0 | 0 | 0 | 0 | 0 | 0 | 0 | 0 | 0 | 0 | 0 | 0 | 0 | 0 | 0 | 0 | 0 | 0 | 0 | 0 | 0 | 0 | 0 | 0 | 0 | 0 | 0 | 0 | 0 | 0 | 0 | 0 | 0 | 0 | 0 | 0 | 0 | 0 | 0 | 0 | 0 | 0 | 0 | 0 | 0 | 0 | 0 | 0 | 0 | 0 | 0 | 0 | 0 | 0 | 0 | 0 | 0 | 0 | 0 | 0 | 0 | 0 | 0 | 0 | 0 | 0 | 0 | 0 | 0 | 0 | 0 | 0 | 0 | 0 | 0 | 0 | 0 | 0 | 0 | 0 | 0 | 0 | 0 | 0 | 0 | 0 | 0 | 0 | 0 | 0 | 0 | 0 | 0 | 0 | 0 | 0 | 0 | 0 | 0 | 0 | 0 | 0 | 0 | 0 | 0 | 0 | 0 | 0 | 0 | 0 | 0 | 0 | 0 | 0 | 0 | 0 | 0 | 0 | 0 | 0 | 0 | 0 | 0 | 0 | 0 | 0
OR_Commercial_OR - College_New_Space Heating_Natural Gas_Gas Boiler - Burner Control Optimization_A | OR | Commercial | OR - College | New | Space Heating | Natural Gas | Gas Boiler - Burner Control Optimization | A | OCM389 | Average performance | Optimized burner controls | 18 | 0.063926 | 0 | 0 | 0.94 | 0 | 0 | 0 | 0.28365 | 0.25 | kBtuh heat | 5% | 85% | Discretionary | Retro1Slow_OR | 84.23% | Boiler | 0% | 0 |  | 0 |  | 0 | GBLR_O2TRM-Heating-ILTRM-v4.0-1 | GBLR_O2TRM-Heating-MEMD-2018-1 | GBLR_O2TRM-Heating-ILTRM-v4.0-1 | Average performance | Average performance | Average performance | Average performance | Average performance | Average performance | Average performance | Average performance | Average performance | Average performance | Average performance | Average performance | Average performance | Average performance | Average performance | Average performance | Average performance | Average performance | Average performance | Average performance | Average performance | Average performance | Average performance | Average performance | Average performance | Average performance | Average performance | Optimized burner controls | Optimized burner controls | Optimized burner controls | Optimized burner controls | Optimized burner controls | Optimized burner controls | Optimized burner controls | Optimized burner controls | Optimized burner controls | Optimized burner controls | Optimized burner controls | Optimized burner controls | Optimized burner controls | Optimized burner controls | Optimized burner controls | Optimized burner controls | Optimized burner controls | Optimized burner controls | Optimized burner controls | Optimized burner controls | Optimized burner controls | Optimized burner controls | Optimized burner controls | Optimized burner controls | Optimized burner controls | Optimized burner controls | Optimized burner controls | 0.94 | 0.94 | 0.94 | 0.94 | 0.94 | 0.94 | 0.94 | 0.94 | 0.94 | 0.94 | 0.94 | 0.94 | 0.94 | 0.94 | 0.94 | 0.94 | 0.94 | 0.94 | 0.94 | 0.94 | 0.94 | 0.94 | 0.94 | 0.94 | 0.94 | 0.94 | 0.94 | 0 | 0 | 0 | 0 | 0 | 0 | 0 | 0 | 0 | 0 | 0 | 0 | 0 | 0 | 0 | 0 | 0 | 0 | 0 | 0 | 0 | 0 | 0 | 0 | 0 | 0 | 0 | 0 | 0 | 0 | 0 | 0 | 0 | 0 | 0 | 0 | 0 | 0 | 0 | 0 | 0 | 0 | 0 | 0 | 0 | 0 | 0 | 0 | 0 | 0 | 0 | 0 | 0 | 0 | 0 | 0 | 0 | 0 | 0 | 0 | 0 | 0 | 0 | 0 | 0 | 0 | 0 | 0 | 0 | 0 | 0 | 0 | 0 | 0 | 0 | 0 | 0 | 0 | 0 | 0 | 0 | 0 | 0 | 0 | 0 | 0 | 0 | 0 | 0 | 0 | 0 | 0 | 0 | 0 | 0 | 0 | 0 | 0 | 0 | 0 | 0 | 0 | 0 | 0 | 0 | 0 | 0 | 0 | 0 | 0 | 0 | 0 | 0 | 0 | 0 | 0 | 0 | 0 | 0 | 0 | 0 | 0 | 0 | 0 | 0 | 0 | 0 | 0 | 0 | 0 | 0 | 0 | 0 | 0 | 0 | 0 | 0 | 0 | 0 | 0 | 0 | 0 | 0 | 0 | 0 | 0 | 0 | 0 | 0 | 0 | 0 | 0 | 0 | 0 | 0 | 0 | 0 | 0 | 0 | 0 | 0 | 0 | 0 | 0 | 0 | 0 | 0 | 0 | 0 | 0 | 0 | 0 | 0 | 0 | 0 | 0 | 0 | 0 | 0 | 0 | 0 | 0 | 0 | 0 | 0 | 0 | 0 | 0 | 0 | 0 | 0 | 0 | 0 | 0 | 0 | 0 | 0 | 0 | 0 | 0 | 0 | 0 | 0 | 0 | 0 | 0 | 0 | 0 | 0 | 0 | 0 | 0 | 0 | 0 | 0 | 0 | 0 | 0 | 0 | 0 | 0 | 0 | 0 | 0 | 0 | 0 | 0 | 0 | 0 | 0 | 0 | 0 | 0 | 0 | 0 | 0 | 0 | 0 | 0 | 0 | 0 | 0 | 0 | 0 | 0 | 0 | 0 | 0 | 0 | 0 | 0 | 0 | 0 | 0 | 0 | 0 | 0 | 0 | 0 | 0 | 0 | 0 | 0 | 0 | 0 | 0 | 0 | 0 | 0 | 0 | 0 | 0 | 0 | 0 | 0 | 0 | 0 | 0 | 0 | 0 | 0 | 0 | 0 | 0 | 0 | 0 | 0 | 0 | 0 | 0 | 0 | 0 | 0 | 0 | 0 | 0 | 0 | 0 | 0 | 0 | 0 | 0 | 0 | 0 | 0 | 0 | 0 | 0 | 0 | 0 | 0 | 0 | 0 | 0 | 0 | 0 | 0 | 0 | 0 | 0 | 0 | 0 | 0 | 0 | 0 | 0 | 0 | 0 | 0 | 0 | 0 | 0 | 0 | 0 | 0 | 0 | 0 | 0 | 0 | 0 | 0 | 0 | 0 | 0 | 0 | 0 | 0 | 0 | 0 | 0 | 0 | 0 | 0 | 0 | 0 | 0 | 0 | 0 | 0 | 0 | 0 | 0 | 0 | 0 | 0 | 0 | 0 | 0 | 0 | 0 | 0 | 0 | 0 | 0 | 0 | 0 | 0 | 0 | 0 | 0 | 0 | 0 | 0 | 0 | 0 | 0 | 0 | 0 | 0 | 0 | 0 | 0 | 0 | 0 | 0 | 0 | 0 | 0 | 0 | 0 | 0 | 0 | 0 | 0 | 0 | 0 | 0 | 0 | 0 | 0 | 0 | 0 | 0 | 0 | 0 | 0 | 0 | 0 | 0 | 0 | 0 | 0 | 0 | 0 | 0 | 0 | 0 | 0 | 0 | 0 | 0 | 0 | 0 | 0 | 0 | 0 | 0 | 0 | 0 | 0 | 0 | 0 | 0 | 0 | 0 | 0 | 0 | 0 | 0 | 0 | 0 | 0 | 0 | 0 | 0 | 0 | 0 | 0 | 0 | 0 | 0 | 0 | 0 | 0 | 0 | 0 | 0 | 0 | 0 | 0 | 0 | 0 | 0 | 0 | 0 | 0 | 0
OR_Commercial_OR - College_New_Space Heating_Natural Gas_Gas Boiler - Stack Economizer_A | OR | Commercial | OR - College | New | Space Heating | Natural Gas | Gas Boiler - Stack Economizer | A | OCM390 | None | Economizer installed | 15 | 0.21162 | 0 | 0 | 10.35 | 0 | 0 | 0 | 0.28365 | 0.25 | kBtuh Heat | 15% | 55% | Discretionary | Retro5Med_OR | 81.34% | Boiler | 0% | 0 |  | 0 |  | 0 | IL TRM - CI-HVC-BECO-V01-150601 | IL TRM - CI-HVC-BECO-V01-150601 | IL TRM - CI-HVC-BECO-V01-150601 | None | None | None | None | None | None | None | None | None | None | None | None | None | None | None | None | None | None | None | None | None | None | None | None | None | None | None | Economizer installed | Economizer installed | Economizer installed | Economizer installed | Economizer installed | Economizer installed | Economizer installed | Economizer installed | Economizer installed | Economizer installed | Economizer installed | Economizer installed | Economizer installed | Economizer installed | Economizer installed | Economizer installed | Economizer installed | Economizer installed | Economizer installed | Economizer installed | Economizer installed | Economizer installed | Economizer installed | Economizer installed | Economizer installed | Economizer installed | Economizer installed | 10.35 | 10.35 | 10.35 | 10.35 | 10.35 | 10.35 | 10.35 | 10.35 | 10.35 | 10.35 | 10.35 | 10.35 | 10.35 | 10.35 | 10.35 | 10.35 | 10.35 | 10.35 | 10.35 | 10.35 | 10.35 | 10.35 | 10.35 | 10.35 | 10.35 | 10.35 | 10.35 | 0 | 0 | 0 | 0 | 0 | 0 | 0 | 0 | 0 | 0 | 0 | 0 | 0 | 0 | 0 | 0 | 0 | 0 | 0 | 0 | 0 | 0 | 0 | 0 | 0 | 0 | 0 | 0 | 0 | 0 | 0 | 0 | 0 | 0 | 0 | 0 | 0 | 0 | 0 | 0 | 0 | 0 | 0 | 0 | 0 | 0 | 0 | 0 | 0 | 0 | 0 | 0 | 0 | 0 | 0 | 0 | 0 | 0 | 0 | 0 | 0 | 0 | 0 | 0 | 0 | 0 | 0 | 0 | 0 | 0 | 0 | 0 | 0 | 0 | 0 | 0 | 0 | 0 | 0 | 0 | 0 | 0 | 0 | 0 | 0 | 0 | 0 | 0 | 0 | 0 | 0 | 0 | 0 | 0 | 0 | 0 | 0 | 0 | 0 | 0 | 0 | 0 | 0 | 0 | 0 | 0 | 0 | 0 | 0 | 0 | 0 | 0 | 0 | 0 | 0 | 0 | 0 | 0 | 0 | 0 | 0 | 0 | 0 | 0 | 0 | 0 | 0 | 0 | 0 | 0 | 0 | 0 | 0 | 0 | 0 | 0 | 0 | 0 | 0 | 0 | 0 | 0 | 0 | 0 | 0 | 0 | 0 | 0 | 0 | 0 | 0 | 0 | 0 | 0 | 0 | 0 | 0 | 0 | 0 | 0 | 0 | 0 | 0 | 0 | 0 | 0 | 0 | 0 | 0 | 0 | 0 | 0 | 0 | 0 | 0 | 0 | 0 | 0 | 0 | 0 | 0 | 0 | 0 | 0 | 0 | 0 | 0 | 0 | 0 | 0 | 0 | 0 | 0 | 0 | 0 | 0 | 0 | 0 | 0 | 0 | 0 | 0 | 0 | 0 | 0 | 0 | 0 | 0 | 0 | 0 | 0 | 0 | 0 | 0 | 0 | 0 | 0 | 0 | 0 | 0 | 0 | 0 | 0 | 0 | 0 | 0 | 0 | 0 | 0 | 0 | 0 | 0 | 0 | 0 | 0 | 0 | 0 | 0 | 0 | 0 | 0 | 0 | 0 | 0 | 0 | 0 | 0 | 0 | 0 | 0 | 0 | 0 | 0 | 0 | 0 | 0 | 0 | 0 | 0 | 0 | 0 | 0 | 0 | 0 | 0 | 0 | 0 | 0 | 0 | 0 | 0 | 0 | 0 | 0 | 0 | 0 | 0 | 0 | 0 | 0 | 0 | 0 | 0 | 0 | 0 | 0 | 0 | 0 | 0 | 0 | 0 | 0 | 0 | 0 | 0 | 0 | 0 | 0 | 0 | 0 | 0 | 0 | 0 | 0 | 0 | 0 | 0 | 0 | 0 | 0 | 0 | 0 | 0 | 0 | 0 | 0 | 0 | 0 | 0 | 0 | 0 | 0 | 0 | 0 | 0 | 0 | 0 | 0 | 0 | 0 | 0 | 0 | 0 | 0 | 0 | 0 | 0 | 0 | 0 | 0 | 0 | 0 | 0 | 0 | 0 | 0 | 0 | 0 | 0 | 0 | 0 | 0 | 0 | 0 | 0 | 0 | 0 | 0 | 0 | 0 | 0 | 0 | 0 | 0 | 0 | 0 | 0 | 0 | 0 | 0 | 0 | 0 | 0 | 0 | 0 | 0 | 0 | 0 | 0 | 0 | 0 | 0 | 0 | 0 | 0 | 0 | 0 | 0 | 0 | 0 | 0 | 0 | 0 | 0 | 0 | 0 | 0 | 0 | 0 | 0 | 0 | 0 | 0 | 0 | 0 | 0 | 0 | 0 | 0 | 0 | 0 | 0 | 0 | 0 | 0 | 0 | 0 | 0 | 0 | 0 | 0 | 0 | 0 | 0 | 0 | 0 | 0 | 0 | 0 | 0 | 0 | 0 | 0 | 0 | 0 | 0 | 0 | 0 | 0 | 0 | 0 | 0 | 0 | 0 | 0 | 0 | 0 | 0 | 0 | 0 | 0 | 0 | 0 | 0 | 0 | 0 | 0 | 0 | 0 | 0 | 0 | 0 | 0 | 0 | 0 | 0 | 0 | 0 | 0 | 0 | 0 | 0 | 0 | 0 | 0 | 0 | 0
OR_Commercial_OR - College_New_Space Heating_Natural Gas_Gas Boiler - Thermostatic Radiator Valves_A | OR | Commercial | OR - College | New | Space Heating | Natural Gas | Gas Boiler - Thermostatic Radiator Valves | A | OCM391 | TBD | TBD | 15 | 5.25 | 0 | 0 | 61.19 | 0 | 0 | 0 | 0.28365 | 0.25 | radiator | 100% | 100% | Discretionary | RetroEven20_OR | 82.88% | Boiler | 0% | 0 |  | 0 |  | 0 | IL TRM - 5.3.19 - RS-HVC-TRVS-V01-210101 | AEG Cost Characterization, 2021 | IL TRM - 5.3.19 - RS-HVC-TRVS-V01-210101 | TBD | TBD | TBD | TBD | TBD | TBD | TBD | TBD | TBD | TBD | TBD | TBD | TBD | TBD | TBD | TBD | TBD | TBD | TBD | TBD | TBD | TBD | TBD | TBD | TBD | TBD | TBD | TBD | TBD | TBD | TBD | TBD | TBD | TBD | TBD | TBD | TBD | TBD | TBD | TBD | TBD | TBD | TBD | TBD | TBD | TBD | TBD | TBD | TBD | TBD | TBD | TBD | TBD | TBD | 61.19 | 61.19 | 61.19 | 61.19 | 61.19 | 61.19 | 61.19 | 61.19 | 61.19 | 61.19 | 61.19 | 61.19 | 61.19 | 61.19 | 61.19 | 61.19 | 61.19 | 61.19 | 61.19 | 61.19 | 61.19 | 61.19 | 61.19 | 61.19 | 61.19 | 61.19 | 61.19 | 0 | 0 | 0 | 0 | 0 | 0 | 0 | 0 | 0 | 0 | 0 | 0 | 0 | 0 | 0 | 0 | 0 | 0 | 0 | 0 | 0 | 0 | 0 | 0 | 0 | 0 | 0 | 0 | 0 | 0 | 0 | 0 | 0 | 0 | 0 | 0 | 0 | 0 | 0 | 0 | 0 | 0 | 0 | 0 | 0 | 0 | 0 | 0 | 0 | 0 | 0 | 0 | 0 | 0 | 0 | 0 | 0 | 0 | 0 | 0 | 0 | 0 | 0 | 0 | 0 | 0 | 0 | 0 | 0 | 0 | 0 | 0 | 0 | 0 | 0 | 0 | 0 | 0 | 0 | 0 | 0 | 0 | 0 | 0 | 0 | 0 | 0 | 0 | 0 | 0 | 0 | 0 | 0 | 0 | 0 | 0 | 0 | 0 | 0 | 0 | 0 | 0 | 0 | 0 | 0 | 0 | 0 | 0 | 0 | 0 | 0 | 0 | 0 | 0 | 0 | 0 | 0 | 0 | 0 | 0 | 0 | 0 | 0 | 0 | 0 | 0 | 0 | 0 | 0 | 0 | 0 | 0 | 0 | 0 | 0 | 0 | 0 | 0 | 0 | 0 | 0 | 0 | 0 | 0 | 0 | 0 | 0 | 0 | 0 | 0 | 0 | 0 | 0 | 0 | 0 | 0 | 0 | 0 | 0 | 0 | 0 | 0 | 0 | 0 | 0 | 0 | 0 | 0 | 0 | 0 | 0 | 0 | 0 | 0 | 0 | 0 | 0 | 0 | 0 | 0 | 0 | 0 | 0 | 0 | 0 | 0 | 0 | 0 | 0 | 0 | 0 | 0 | 0 | 0 | 0 | 0 | 0 | 0 | 0 | 0 | 0 | 0 | 0 | 0 | 0 | 0 | 0 | 0 | 0 | 0 | 0 | 0 | 0 | 0 | 0 | 0 | 0 | 0 | 0 | 0 | 0 | 0 | 0 | 0 | 0 | 0 | 0 | 0 | 0 | 0 | 0 | 0 | 0 | 0 | 0 | 0 | 0 | 0 | 0 | 0 | 0 | 0 | 0 | 0 | 0 | 0 | 0 | 0 | 0 | 0 | 0 | 0 | 0 | 0 | 0 | 0 | 0 | 0 | 0 | 0 | 0 | 0 | 0 | 0 | 0 | 0 | 0 | 0 | 0 | 0 | 0 | 0 | 0 | 0 | 0 | 0 | 0 | 0 | 0 | 0 | 0 | 0 | 0 | 0 | 0 | 0 | 0 | 0 | 0 | 0 | 0 | 0 | 0 | 0 | 0 | 0 | 0 | 0 | 0 | 0 | 0 | 0 | 0 | 0 | 0 | 0 | 0 | 0 | 0 | 0 | 0 | 0 | 0 | 0 | 0 | 0 | 0 | 0 | 0 | 0 | 0 | 0 | 0 | 0 | 0 | 0 | 0 | 0 | 0 | 0 | 0 | 0 | 0 | 0 | 0 | 0 | 0 | 0 | 0 | 0 | 0 | 0 | 0 | 0 | 0 | 0 | 0 | 0 | 0 | 0 | 0 | 0 | 0 | 0 | 0 | 0 | 0 | 0 | 0 | 0 | 0 | 0 | 0 | 0 | 0 | 0 | 0 | 0 | 0 | 0 | 0 | 0 | 0 | 0 | 0 | 0 | 0 | 0 | 0 | 0 | 0 | 0 | 0 | 0 | 0 | 0 | 0 | 0 | 0 | 0 | 0 | 0 | 0 | 0 | 0 | 0 | 0 | 0 | 0 | 0 | 0 | 0 | 0 | 0 | 0 | 0 | 0 | 0 | 0 | 0 | 0 | 0 | 0 | 0 | 0 | 0 | 0 | 0 | 0 | 0 | 0 | 0 | 0 | 0 | 0 | 0 | 0 | 0 | 0 | 0 | 0 | 0 | 0 | 0 | 0 | 0 | 0 | 0 | 0 | 0 | 0 | 0 | 0 | 0 | 0 | 0 | 0 | 0 | 0 | 0 | 0 | 0 | 0 | 0 | 0 | 0 | 0 | 0 | 0 | 0 | 0 | 0 | 0 | 0 | 0 | 0 | 0 | 0 | 0 | 0 | 0 | 0 | 0 | 0 | 0 | 0 | 0
OR_Commercial_OR - College_New_Space Heating_Natural Gas_HVAC - Shut Off Damper_A | OR | Commercial | OR - College | New | Space Heating | Natural Gas | HVAC - Shut Off Damper | A | OCM392 | No damper | Damper installed | 15 | 0 | 0 | 0 | 1657.67 | 0 | 123.77 | 0 | 0.28365 | 0.25 | BoilerCtrl | 0% | 75% | Discretionary | Retro5Med_OR | 81.34% | Central Systems | 0% | 0 |  | 0 |  | 0 | HVAC_DMPROFF-Heating-ILTRM-v4.0-1 | HVAC_DMPROFF-Heating-ILTRM-v4.0-1 | HVAC_DMPROFF-Heating-ILTRM-v4.0-1 | No damper | No damper | No damper | No damper | No damper | No damper | No damper | No damper | No damper | No damper | No damper | No damper | No damper | No damper | No damper | No damper | No damper | No damper | No damper | No damper | No damper | No damper | No damper | No damper | No damper | No damper | No damper | Damper installed | Damper installed | Damper installed | Damper installed | Damper installed | Damper installed | Damper installed | Damper installed | Damper installed | Damper installed | Damper installed | Damper installed | Damper installed | Damper installed | Damper installed | Damper installed | Damper installed | Damper installed | Damper installed | Damper installed | Damper installed | Damper installed | Damper installed | Damper installed | Damper installed | Damper installed | Damper installed | 1657.67 | 1657.67 | 1657.67 | 1657.67 | 1657.67 | 1657.67 | 1657.67 | 1657.67 | 1657.67 | 1657.67 | 1657.67 | 1657.67 | 1657.67 | 1657.67 | 1657.67 | 1657.67 | 1657.67 | 1657.67 | 1657.67 | 1657.67 | 1657.67 | 1657.67 | 1657.67 | 1657.67 | 1657.67 | 1657.67 | 1657.67 | 0 | 0 | 0 | 0 | 0 | 0 | 0 | 0 | 0 | 0 | 0 | 0 | 0 | 0 | 0 | 0 | 0 | 0 | 0 | 0 | 0 | 0 | 0 | 0 | 0 | 0 | 0 | 0 | 0 | 0 | 0 | 0 | 0 | 0 | 0 | 0 | 0 | 0 | 0 | 0 | 0 | 0 | 0 | 0 | 0 | 0 | 0 | 0 | 0 | 0 | 0 | 0 | 0 | 0 | 0 | 0 | 0 | 0 | 0 | 0 | 0 | 0 | 0 | 0 | 0 | 0 | 0 | 0 | 0 | 0 | 0 | 0 | 0 | 0 | 0 | 0 | 0 | 0 | 0 | 0 | 0 | 0 | 0 | 0 | 0 | 0 | 0 | 0 | 0 | 0 | 0 | 0 | 0 | 0 | 0 | 0 | 0 | 0 | 0 | 0 | 0 | 0 | 0 | 0 | 0 | 0 | 0 | 0 | 0 | 0 | 0 | 0 | 0 | 0 | 0 | 0 | 0 | 0 | 0 | 0 | 0 | 0 | 0 | 0 | 0 | 0 | 0 | 0 | 0 | 0 | 0 | 0 | 0 | 0 | 0 | 0 | 0 | 0 | 0 | 0 | 0 | 0 | 0 | 0 | 0 | 0 | 0 | 0 | 0 | 0 | 0 | 0 | 0 | 0 | 0 | 0 | 0 | 0 | 0 | 0 | 0 | 0 | 0 | 0 | 0 | 0 | 0 | 0 | 0 | 0 | 0 | 0 | 0 | 0 | 0 | 0 | 0 | 0 | 0 | 0 | 0 | 0 | 0 | 0 | 0 | 0 | 0 | 0 | 0 | 0 | 0 | 0 | 0 | 0 | 0 | 0 | 0 | 0 | 0 | 0 | 0 | 0 | 0 | 0 | 0 | 0 | 0 | 0 | 0 | 0 | 0 | 0 | 0 | 0 | 0 | 0 | 0 | 0 | 0 | 0 | 0 | 0 | 0 | 0 | 0 | 0 | 0 | 0 | 0 | 0 | 0 | 0 | 0 | 0 | 0 | 0 | 0 | 0 | 0 | 0 | 0 | 0 | 0 | 0 | 0 | 0 | 0 | 0 | 0 | 0 | 0 | 0 | 0 | 0 | 0 | 0 | 0 | 0 | 0 | 0 | 0 | 0 | 0 | 0 | 0 | 0 | 0 | 0 | 0 | 0 | 0 | 0 | 0 | 0 | 0 | 0 | 0 | 0 | 0 | 0 | 0 | 0 | 0 | 0 | 0 | 0 | 0 | 0 | 0 | 0 | 0 | 0 | 0 | 0 | 0 | 0 | 0 | 0 | 0 | 0 | 0 | 0 | 0 | 0 | 0 | 0 | 0 | 0 | 0 | 0 | 0 | 0 | 0 | 0 | 0 | 0 | 0 | 0 | 0 | 0 | 0 | 0 | 0 | 0 | 0 | 0 | 0 | 0 | 0 | 0 | 0 | 0 | 0 | 0 | 0 | 0 | 0 | 0 | 0 | 0 | 0 | 0 | 0 | 0 | 0 | 0 | 0 | 0 | 0 | 0 | 0 | 0 | 0 | 0 | 0 | 0 | 0 | 0 | 0 | 0 | 0 | 0 | 0 | 0 | 0 | 0 | 0 | 0 | 0 | 0 | 0 | 0 | 0 | 0 | 0 | 0 | 0 | 0 | 0 | 0 | 0 | 0 | 0 | 0 | 0 | 0 | 0 | 0 | 0 | 0 | 0 | 0 | 0 | 0 | 0 | 0 | 0 | 0 | 0 | 0 | 0 | 0 | 0 | 0 | 0 | 0 | 0 | 0 | 0 | 0 | 0 | 0 | 0 | 0 | 0 | 0 | 0 | 0 | 0 | 0 | 0 | 0 | 0 | 0 | 0 | 0 | 0 | 0 | 0 | 0 | 0 | 0 | 0 | 0 | 0 | 0 | 0 | 0 | 0 | 0 | 0 | 0 | 0 | 0 | 0 | 0 | 0 | 0 | 0 | 0 | 0 | 0 | 0 | 0 | 0 | 0 | 0 | 0 | 0 | 0 | 0 | 0 | 0 | 0 | 0 | 0 | 0 | 0 | 0 | 0 | 0 | 0 | 0 | 0 | 0 | 0 | 0
OR_Commercial_OR - College_New_Space Heating_Natural Gas_Gas Furnace - Tube Inserts_A | OR | Commercial | OR - College | New | Space Heating | Natural Gas | Gas Furnace - Tube Inserts | A | OCM393 | None | Tube inserts installed | 5 | 0 | 0 | 0 | 1 | 0 | 0 | 0 | 0.28365 | 0.25 | sqft | 0% | 10% | Discretionary | Retro1Slow_OR | 84.23% | Furnace | 0% | 0 |  | 0 |  | 0 | n/a | n/a | n/a | None | None | None | None | None | None | None | None | None | None | None | None | None | None | None | None | None | None | None | None | None | None | None | None | None | None | None | Tube inserts installed | Tube inserts installed | Tube inserts installed | Tube inserts installed | Tube inserts installed | Tube inserts installed | Tube inserts installed | Tube inserts installed | Tube inserts installed | Tube inserts installed | Tube inserts installed | Tube inserts installed | Tube inserts installed | Tube inserts installed | Tube inserts installed | Tube inserts installed | Tube inserts installed | Tube inserts installed | Tube inserts installed | Tube inserts installed | Tube inserts installed | Tube inserts installed | Tube inserts installed | Tube inserts installed | Tube inserts installed | Tube inserts installed | Tube inserts installed | 1 | 1 | 1 | 1 | 1 | 1 | 1 | 1 | 1 | 1 | 1 | 1 | 1 | 1 | 1 | 1 | 1 | 1 | 1 | 1 | 1 | 1 | 1 | 1 | 1 | 1 | 1 | 0 | 0 | 0 | 0 | 0 | 0 | 0 | 0 | 0 | 0 | 0 | 0 | 0 | 0 | 0 | 0 | 0 | 0 | 0 | 0 | 0 | 0 | 0 | 0 | 0 | 0 | 0 | 0 | 0 | 0 | 0 | 0 | 0 | 0 | 0 | 0 | 0 | 0 | 0 | 0 | 0 | 0 | 0 | 0 | 0 | 0 | 0 | 0 | 0 | 0 | 0 | 0 | 0 | 0 | 0 | 0 | 0 | 0 | 0 | 0 | 0 | 0 | 0 | 0 | 0 | 0 | 0 | 0 | 0 | 0 | 0 | 0 | 0 | 0 | 0 | 0 | 0 | 0 | 0 | 0 | 0 | 0 | 0 | 0 | 0 | 0 | 0 | 0 | 0 | 0 | 0 | 0 | 0 | 0 | 0 | 0 | 0 | 0 | 0 | 0 | 0 | 0 | 0 | 0 | 0 | 0 | 0 | 0 | 0 | 0 | 0 | 0 | 0 | 0 | 0 | 0 | 0 | 0 | 0 | 0 | 0 | 0 | 0 | 0 | 0 | 0 | 0 | 0 | 0 | 0 | 0 | 0 | 0 | 0 | 0 | 0 | 0 | 0 | 0 | 0 | 0 | 0 | 0 | 0 | 0 | 0 | 0 | 0 | 0 | 0 | 0 | 0 | 0 | 0 | 0 | 0 | 0 | 0 | 0 | 0 | 0 | 0 | 0 | 0 | 0 | 0 | 0 | 0 | 0 | 0 | 0 | 0 | 0 | 0 | 0 | 0 | 0 | 0 | 0 | 0 | 0 | 0 | 0 | 0 | 0 | 0 | 0 | 0 | 0 | 0 | 0 | 0 | 0 | 0 | 0 | 0 | 0 | 0 | 0 | 0 | 0 | 0 | 0 | 0 | 0 | 0 | 0 | 0 | 0 | 0 | 0 | 0 | 0 | 0 | 0 | 0 | 0 | 0 | 0 | 0 | 0 | 0 | 0 | 0 | 0 | 0 | 0 | 0 | 0 | 0 | 0 | 0 | 0 | 0 | 0 | 0 | 0 | 0 | 0 | 0 | 0 | 0 | 0 | 0 | 0 | 0 | 0 | 0 | 0 | 0 | 0 | 0 | 0 | 0 | 0 | 0 | 0 | 0 | 0 | 0 | 0 | 0 | 0 | 0 | 0 | 0 | 0 | 0 | 0 | 0 | 0 | 0 | 0 | 0 | 0 | 0 | 0 | 0 | 0 | 0 | 0 | 0 | 0 | 0 | 0 | 0 | 0 | 0 | 0 | 0 | 0 | 0 | 0 | 0 | 0 | 0 | 0 | 0 | 0 | 0 | 0 | 0 | 0 | 0 | 0 | 0 | 0 | 0 | 0 | 0 | 0 | 0 | 0 | 0 | 0 | 0 | 0 | 0 | 0 | 0 | 0 | 0 | 0 | 0 | 0 | 0 | 0 | 0 | 0 | 0 | 0 | 0 | 0 | 0 | 0 | 0 | 0 | 0 | 0 | 0 | 0 | 0 | 0 | 0 | 0 | 0 | 0 | 0 | 0 | 0 | 0 | 0 | 0 | 0 | 0 | 0 | 0 | 0 | 0 | 0 | 0 | 0 | 0 | 0 | 0 | 0 | 0 | 0 | 0 | 0 | 0 | 0 | 0 | 0 | 0 | 0 | 0 | 0 | 0 | 0 | 0 | 0 | 0 | 0 | 0 | 0 | 0 | 0 | 0 | 0 | 0 | 0 | 0 | 0 | 0 | 0 | 0 | 0 | 0 | 0 | 0 | 0 | 0 | 0 | 0 | 0 | 0 | 0 | 0 | 0 | 0 | 0 | 0 | 0 | 0 | 0 | 0 | 0 | 0 | 0 | 0 | 0 | 0 | 0 | 0 | 0 | 0 | 0 | 0 | 0 | 0 | 0 | 0 | 0 | 0 | 0 | 0 | 0 | 0 | 0 | 0 | 0 | 0 | 0 | 0 | 0 | 0 | 0 | 0 | 0 | 0 | 0 | 0 | 0 | 0 | 0 | 0 | 0 | 0 | 0 | 0 | 0 | 0 | 0 | 0 | 0 | 0 | 0 | 0 | 0 | 0 | 0 | 0 | 0 | 0 | 0 | 0
OR_Commercial_OR - College_New_Space Heating_Natural Gas_Gas Boiler - Insulate Steam Lines/Condensate Tank_A | OR | Commercial | OR - College | New | Space Heating | Natural Gas | Gas Boiler - Insulate Steam Lines/Condensate Tank | A | OCM394 | No insulation | Lines and condenstate tank insulated | 15 | 4.0223 | 0 | 0 | 13.96 | 0 | 0 | 0 | 0.28365 | 0.25 | boiler pipe | 100% | 100% | Discretionary | RetroEven20_OR | 82.88% | Boiler | 0% | 0 |  | 0 |  | 0 | GBLR_PINS-Heating-ILTRM-v4.0-1 | GBLR_PINS_STM-Heating-PGE-R7-1 | GBLR_PINS_STM-Heating-PGE-R7-1 | No insulation | No insulation | No insulation | No insulation | No insulation | No insulation | No insulation | No insulation | No insulation | No insulation | No insulation | No insulation | No insulation | No insulation | No insulation | No insulation | No insulation | No insulation | No insulation | No insulation | No insulation | No insulation | No insulation | No insulation | No insulation | No insulation | No insulation | Lines and condenstate tank insulated | Lines and condenstate tank insulated | Lines and condenstate tank insulated | Lines and condenstate tank insulated | Lines and condenstate tank insulated | Lines and condenstate tank insulated | Lines and condenstate tank insulated | Lines and condenstate tank insulated | Lines and condenstate tank insulated | Lines and condenstate tank insulated | Lines and condenstate tank insulated | Lines and condenstate tank insulated | Lines and condenstate tank insulated | Lines and condenstate tank insulated | Lines and condenstate tank insulated | Lines and condenstate tank insulated | Lines and condenstate tank insulated | Lines and condenstate tank insulated | Lines and condenstate tank insulated | Lines and condenstate tank insulated | Lines and condenstate tank insulated | Lines and condenstate tank insulated | Lines and condenstate tank insulated | Lines and condenstate tank insulated | Lines and condenstate tank insulated | Lines and condenstate tank insulated | Lines and condenstate tank insulated | 13.96 | 13.96 | 13.96 | 13.96 | 13.96 | 13.96 | 13.96 | 13.96 | 13.96 | 13.96 | 13.96 | 13.96 | 13.96 | 13.96 | 13.96 | 13.96 | 13.96 | 13.96 | 13.96 | 13.96 | 13.96 | 13.96 | 13.96 | 13.96 | 13.96 | 13.96 | 13.96 | 0 | 0 | 0 | 0 | 0 | 0 | 0 | 0 | 0 | 0 | 0 | 0 | 0 | 0 | 0 | 0 | 0 | 0 | 0 | 0 | 0 | 0 | 0 | 0 | 0 | 0 | 0 | 0 | 0 | 0 | 0 | 0 | 0 | 0 | 0 | 0 | 0 | 0 | 0 | 0 | 0 | 0 | 0 | 0 | 0 | 0 | 0 | 0 | 0 | 0 | 0 | 0 | 0 | 0 | 0 | 0 | 0 | 0 | 0 | 0 | 0 | 0 | 0 | 0 | 0 | 0 | 0 | 0 | 0 | 0 | 0 | 0 | 0 | 0 | 0 | 0 | 0 | 0 | 0 | 0 | 0 | 0 | 0 | 0 | 0 | 0 | 0 | 0 | 0 | 0 | 0 | 0 | 0 | 0 | 0 | 0 | 0 | 0 | 0 | 0 | 0 | 0 | 0 | 0 | 0 | 0 | 0 | 0 | 0 | 0 | 0 | 0 | 0 | 0 | 0 | 0 | 0 | 0 | 0 | 0 | 0 | 0 | 0 | 0 | 0 | 0 | 0 | 0 | 0 | 0 | 0 | 0 | 0 | 0 | 0 | 0 | 0 | 0 | 0 | 0 | 0 | 0 | 0 | 0 | 0 | 0 | 0 | 0 | 0 | 0 | 0 | 0 | 0 | 0 | 0 | 0 | 0 | 0 | 0 | 0 | 0 | 0 | 0 | 0 | 0 | 0 | 0 | 0 | 0 | 0 | 0 | 0 | 0 | 0 | 0 | 0 | 0 | 0 | 0 | 0 | 0 | 0 | 0 | 0 | 0 | 0 | 0 | 0 | 0 | 0 | 0 | 0 | 0 | 0 | 0 | 0 | 0 | 0 | 0 | 0 | 0 | 0 | 0 | 0 | 0 | 0 | 0 | 0 | 0 | 0 | 0 | 0 | 0 | 0 | 0 | 0 | 0 | 0 | 0 | 0 | 0 | 0 | 0 | 0 | 0 | 0 | 0 | 0 | 0 | 0 | 0 | 0 | 0 | 0 | 0 | 0 | 0 | 0 | 0 | 0 | 0 | 0 | 0 | 0 | 0 | 0 | 0 | 0 | 0 | 0 | 0 | 0 | 0 | 0 | 0 | 0 | 0 | 0 | 0 | 0 | 0 | 0 | 0 | 0 | 0 | 0 | 0 | 0 | 0 | 0 | 0 | 0 | 0 | 0 | 0 | 0 | 0 | 0 | 0 | 0 | 0 | 0 | 0 | 0 | 0 | 0 | 0 | 0 | 0 | 0 | 0 | 0 | 0 | 0 | 0 | 0 | 0 | 0 | 0 | 0 | 0 | 0 | 0 | 0 | 0 | 0 | 0 | 0 | 0 | 0 | 0 | 0 | 0 | 0 | 0 | 0 | 0 | 0 | 0 | 0 | 0 | 0 | 0 | 0 | 0 | 0 | 0 | 0 | 0 | 0 | 0 | 0 | 0 | 0 | 0 | 0 | 0 | 0 | 0 | 0 | 0 | 0 | 0 | 0 | 0 | 0 | 0 | 0 | 0 | 0 | 0 | 0 | 0 | 0 | 0 | 0 | 0 | 0 | 0 | 0 | 0 | 0 | 0 | 0 | 0 | 0 | 0 | 0 | 0 | 0 | 0 | 0 | 0 | 0 | 0 | 0 | 0 | 0 | 0 | 0 | 0 | 0 | 0 | 0 | 0 | 0 | 0 | 0 | 0 | 0 | 0 | 0 | 0 | 0 | 0 | 0 | 0 | 0 | 0 | 0 | 0 | 0 | 0 | 0 | 0 | 0 | 0 | 0 | 0 | 0 | 0 | 0 | 0 | 0 | 0 | 0 | 0 | 0 | 0 | 0 | 0 | 0 | 0 | 0 | 0 | 0 | 0 | 0 | 0 | 0 | 0 | 0 | 0 | 0 | 0 | 0 | 0 | 0 | 0 | 0 | 0 | 0 | 0 | 0 | 0 | 0 | 0 | 0 | 0 | 0 | 0 | 0 | 0 | 0 | 0 | 0 | 0 | 0 | 0 | 0 | 0 | 0 | 0 | 0 | 0 | 0 | 0 | 0 | 0 | 0 | 0 | 0 | 0 | 0 | 0 | 0 | 0
OR_Commercial_OR - College_New_Space Heating_Natural Gas_Gas Boiler - Insulate Hot Water Lines_A | OR | Commercial | OR - College | New | Space Heating | Natural Gas | Gas Boiler - Insulate Hot Water Lines | A | OCM395 | No insulation | Insulated water lines | 11 | 2.6927 | 0 | 0 | 26.08 | 0 | 0 | 0 | 0.28365 | 0.25 | boiler pipe | 100% | 100% | Discretionary | RetroEven20_OR | 82.88% | Boiler | 0% | 0 |  | 0 |  | 0 | GBLR_PINS_HW-Heating-PGE-R7-1 | GBLR_PINS_HW-Heating-PGE-R7-1 | GBLR_PINS_HW-Heating-PGE-R7-1 | No insulation | No insulation | No insulation | No insulation | No insulation | No insulation | No insulation | No insulation | No insulation | No insulation | No insulation | No insulation | No insulation | No insulation | No insulation | No insulation | No insulation | No insulation | No insulation | No insulation | No insulation | No insulation | No insulation | No insulation | No insulation | No insulation | No insulation | Insulated water lines | Insulated water lines | Insulated water lines | Insulated water lines | Insulated water lines | Insulated water lines | Insulated water lines | Insulated water lines | Insulated water lines | Insulated water lines | Insulated water lines | Insulated water lines | Insulated water lines | Insulated water lines | Insulated water lines | Insulated water lines | Insulated water lines | Insulated water lines | Insulated water lines | Insulated water lines | Insulated water lines | Insulated water lines | Insulated water lines | Insulated water lines | Insulated water lines | Insulated water lines | Insulated water lines | 26.08 | 26.08 | 26.08 | 26.08 | 26.08 | 26.08 | 26.08 | 26.08 | 26.08 | 26.08 | 26.08 | 26.08 | 26.08 | 26.08 | 26.08 | 26.08 | 26.08 | 26.08 | 26.08 | 26.08 | 26.08 | 26.08 | 26.08 | 26.08 | 26.08 | 26.08 | 26.08 | 0 | 0 | 0 | 0 | 0 | 0 | 0 | 0 | 0 | 0 | 0 | 0 | 0 | 0 | 0 | 0 | 0 | 0 | 0 | 0 | 0 | 0 | 0 | 0 | 0 | 0 | 0 | 0 | 0 | 0 | 0 | 0 | 0 | 0 | 0 | 0 | 0 | 0 | 0 | 0 | 0 | 0 | 0 | 0 | 0 | 0 | 0 | 0 | 0 | 0 | 0 | 0 | 0 | 0 | 0 | 0 | 0 | 0 | 0 | 0 | 0 | 0 | 0 | 0 | 0 | 0 | 0 | 0 | 0 | 0 | 0 | 0 | 0 | 0 | 0 | 0 | 0 | 0 | 0 | 0 | 0 | 0 | 0 | 0 | 0 | 0 | 0 | 0 | 0 | 0 | 0 | 0 | 0 | 0 | 0 | 0 | 0 | 0 | 0 | 0 | 0 | 0 | 0 | 0 | 0 | 0 | 0 | 0 | 0 | 0 | 0 | 0 | 0 | 0 | 0 | 0 | 0 | 0 | 0 | 0 | 0 | 0 | 0 | 0 | 0 | 0 | 0 | 0 | 0 | 0 | 0 | 0 | 0 | 0 | 0 | 0 | 0 | 0 | 0 | 0 | 0 | 0 | 0 | 0 | 0 | 0 | 0 | 0 | 0 | 0 | 0 | 0 | 0 | 0 | 0 | 0 | 0 | 0 | 0 | 0 | 0 | 0 | 0 | 0 | 0 | 0 | 0 | 0 | 0 | 0 | 0 | 0 | 0 | 0 | 0 | 0 | 0 | 0 | 0 | 0 | 0 | 0 | 0 | 0 | 0 | 0 | 0 | 0 | 0 | 0 | 0 | 0 | 0 | 0 | 0 | 0 | 0 | 0 | 0 | 0 | 0 | 0 | 0 | 0 | 0 | 0 | 0 | 0 | 0 | 0 | 0 | 0 | 0 | 0 | 0 | 0 | 0 | 0 | 0 | 0 | 0 | 0 | 0 | 0 | 0 | 0 | 0 | 0 | 0 | 0 | 0 | 0 | 0 | 0 | 0 | 0 | 0 | 0 | 0 | 0 | 0 | 0 | 0 | 0 | 0 | 0 | 0 | 0 | 0 | 0 | 0 | 0 | 0 | 0 | 0 | 0 | 0 | 0 | 0 | 0 | 0 | 0 | 0 | 0 | 0 | 0 | 0 | 0 | 0 | 0 | 0 | 0 | 0 | 0 | 0 | 0 | 0 | 0 | 0 | 0 | 0 | 0 | 0 | 0 | 0 | 0 | 0 | 0 | 0 | 0 | 0 | 0 | 0 | 0 | 0 | 0 | 0 | 0 | 0 | 0 | 0 | 0 | 0 | 0 | 0 | 0 | 0 | 0 | 0 | 0 | 0 | 0 | 0 | 0 | 0 | 0 | 0 | 0 | 0 | 0 | 0 | 0 | 0 | 0 | 0 | 0 | 0 | 0 | 0 | 0 | 0 | 0 | 0 | 0 | 0 | 0 | 0 | 0 | 0 | 0 | 0 | 0 | 0 | 0 | 0 | 0 | 0 | 0 | 0 | 0 | 0 | 0 | 0 | 0 | 0 | 0 | 0 | 0 | 0 | 0 | 0 | 0 | 0 | 0 | 0 | 0 | 0 | 0 | 0 | 0 | 0 | 0 | 0 | 0 | 0 | 0 | 0 | 0 | 0 | 0 | 0 | 0 | 0 | 0 | 0 | 0 | 0 | 0 | 0 | 0 | 0 | 0 | 0 | 0 | 0 | 0 | 0 | 0 | 0 | 0 | 0 | 0 | 0 | 0 | 0 | 0 | 0 | 0 | 0 | 0 | 0 | 0 | 0 | 0 | 0 | 0 | 0 | 0 | 0 | 0 | 0 | 0 | 0 | 0 | 0 | 0 | 0 | 0 | 0 | 0 | 0 | 0 | 0 | 0 | 0 | 0 | 0 | 0 | 0 | 0 | 0 | 0 | 0 | 0 | 0 | 0 | 0 | 0 | 0 | 0 | 0 | 0 | 0 | 0 | 0 | 0 | 0 | 0 | 0 | 0 | 0 | 0 | 0 | 0 | 0 | 0 | 0 | 0 | 0 | 0 | 0 | 0 | 0 | 0 | 0 | 0 | 0
OR_Commercial_OR - College_New_Space Heating_Natural Gas_Condensing RTU_A | OR | Commercial | OR - College | New | Space Heating | Natural Gas | Condensing RTU | A | OCM396 | TBD | TBD | 5 | 0.025932 | 0 | 0 | 2.25 | 0 | 0 | 0 | 0.28365 | 0.25 | sqft cond | 100% | 100% | Discretionary | RetroEven20_OR | 82.88% | Furnace | 0% | 0 |  | 0 |  | 0 | NEEA Condensing Rooftop Unit Field Study - October 28, 2019 | NEEA Condensing Rooftop Unit Field Study - October 28, 2019 | NEEA Condensing Rooftop Unit Field Study - October 28, 2019 | TBD | TBD | TBD | TBD | TBD | TBD | TBD | TBD | TBD | TBD | TBD | TBD | TBD | TBD | TBD | TBD | TBD | TBD | TBD | TBD | TBD | TBD | TBD | TBD | TBD | TBD | TBD | TBD | TBD | TBD | TBD | TBD | TBD | TBD | TBD | TBD | TBD | TBD | TBD | TBD | TBD | TBD | TBD | TBD | TBD | TBD | TBD | TBD | TBD | TBD | TBD | TBD | TBD | TBD | 2.25 | 2.25 | 2.25 | 2.25 | 2.25 | 2.25 | 2.25 | 2.25 | 2.25 | 2.25 | 2.25 | 2.25 | 2.25 | 2.25 | 2.25 | 2.25 | 2.25 | 2.25 | 2.25 | 2.25 | 2.25 | 2.25 | 2.25 | 2.25 | 2.25 | 2.25 | 2.25 | 0 | 0 | 0 | 0 | 0 | 0 | 0 | 0 | 0 | 0 | 0 | 0 | 0 | 0 | 0 | 0 | 0 | 0 | 0 | 0 | 0 | 0 | 0 | 0 | 0 | 0 | 0 | 0 | 0 | 0 | 0 | 0 | 0 | 0 | 0 | 0 | 0 | 0 | 0 | 0 | 0 | 0 | 0 | 0 | 0 | 0 | 0 | 0 | 0 | 0 | 0 | 0 | 0 | 0 | 0 | 0 | 0 | 0 | 0 | 0 | 0 | 0 | 0 | 0 | 0 | 0 | 0 | 0 | 0 | 0 | 0 | 0 | 0 | 0 | 0 | 0 | 0 | 0 | 0 | 0 | 0 | 0 | 0 | 0 | 0 | 0 | 0 | 0 | 0 | 0 | 0 | 0 | 0 | 0 | 0 | 0 | 0 | 0 | 0 | 0 | 0 | 0 | 0 | 0 | 0 | 0 | 0 | 0 | 0 | 0 | 0 | 0 | 0 | 0 | 0 | 0 | 0 | 0 | 0 | 0 | 0 | 0 | 0 | 0 | 0 | 0 | 0 | 0 | 0 | 0 | 0 | 0 | 0 | 0 | 0 | 0 | 0 | 0 | 0 | 0 | 0 | 0 | 0 | 0 | 0 | 0 | 0 | 0 | 0 | 0 | 0 | 0 | 0 | 0 | 0 | 0 | 0 | 0 | 0 | 0 | 0 | 0 | 0 | 0 | 0 | 0 | 0 | 0 | 0 | 0 | 0 | 0 | 0 | 0 | 0 | 0 | 0 | 0 | 0 | 0 | 0 | 0 | 0 | 0 | 0 | 0 | 0 | 0 | 0 | 0 | 0 | 0 | 0 | 0 | 0 | 0 | 0 | 0 | 0 | 0 | 0 | 0 | 0 | 0 | 0 | 0 | 0 | 0 | 0 | 0 | 0 | 0 | 0 | 0 | 0 | 0 | 0 | 0 | 0 | 0 | 0 | 0 | 0 | 0 | 0 | 0 | 0 | 0 | 0 | 0 | 0 | 0 | 0 | 0 | 0 | 0 | 0 | 0 | 0 | 0 | 0 | 0 | 0 | 0 | 0 | 0 | 0 | 0 | 0 | 0 | 0 | 0 | 0 | 0 | 0 | 0 | 0 | 0 | 0 | 0 | 0 | 0 | 0 | 0 | 0 | 0 | 0 | 0 | 0 | 0 | 0 | 0 | 0 | 0 | 0 | 0 | 0 | 0 | 0 | 0 | 0 | 0 | 0 | 0 | 0 | 0 | 0 | 0 | 0 | 0 | 0 | 0 | 0 | 0 | 0 | 0 | 0 | 0 | 0 | 0 | 0 | 0 | 0 | 0 | 0 | 0 | 0 | 0 | 0 | 0 | 0 | 0 | 0 | 0 | 0 | 0 | 0 | 0 | 0 | 0 | 0 | 0 | 0 | 0 | 0 | 0 | 0 | 0 | 0 | 0 | 0 | 0 | 0 | 0 | 0 | 0 | 0 | 0 | 0 | 0 | 0 | 0 | 0 | 0 | 0 | 0 | 0 | 0 | 0 | 0 | 0 | 0 | 0 | 0 | 0 | 0 | 0 | 0 | 0 | 0 | 0 | 0 | 0 | 0 | 0 | 0 | 0 | 0 | 0 | 0 | 0 | 0 | 0 | 0 | 0 | 0 | 0 | 0 | 0 | 0 | 0 | 0 | 0 | 0 | 0 | 0 | 0 | 0 | 0 | 0 | 0 | 0 | 0 | 0 | 0 | 0 | 0 | 0 | 0 | 0 | 0 | 0 | 0 | 0 | 0 | 0 | 0 | 0 | 0 | 0 | 0 | 0 | 0 | 0 | 0 | 0 | 0 | 0 | 0 | 0 | 0 | 0 | 0 | 0 | 0 | 0 | 0 | 0 | 0 | 0 | 0 | 0 | 0 | 0 | 0 | 0 | 0 | 0 | 0 | 0 | 0 | 0 | 0 | 0 | 0 | 0 | 0 | 0 | 0 | 0 | 0 | 0 | 0 | 0 | 0 | 0 | 0 | 0 | 0 | 0 | 0 | 0 | 0 | 0 | 0 | 0 | 0 | 0 | 0 | 0 | 0 | 0 | 0 | 0 | 0 | 0 | 0
OR_Commercial_OR - College_New_Space Heating_Natural Gas_Hydronic Heating Radiator Replacement_A | OR | Commercial | OR - College | New | Space Heating | Natural Gas | Hydronic Heating Radiator Replacement | A | OCM397 | TBD | TBD | 25 | 34 | 0 | 0 | 624.75 | 0 | 0 | 0 | 0.28365 | 0.25 | radiator | 100% | 100% | Discretionary | RetroEven20_OR | 82.88% | Boiler | 0% | 0 |  | 0 |  | 0 | IL TRM - 4.4.52 - CI-HVC-HHRR-V01-210101 | IL TRM - 4.4.52 - CI-HVC-HHRR-V01-210101 | IL TRM - 4.4.52 - CI-HVC-HHRR-V01-210101 | TBD | TBD | TBD | TBD | TBD | TBD | TBD | TBD | TBD | TBD | TBD | TBD | TBD | TBD | TBD | TBD | TBD | TBD | TBD | TBD | TBD | TBD | TBD | TBD | TBD | TBD | TBD | TBD | TBD | TBD | TBD | TBD | TBD | TBD | TBD | TBD | TBD | TBD | TBD | TBD | TBD | TBD | TBD | TBD | TBD | TBD | TBD | TBD | TBD | TBD | TBD | TBD | TBD | TBD | 624.75 | 624.75 | 624.75 | 624.75 | 624.75 | 624.75 | 624.75 | 624.75 | 624.75 | 624.75 | 624.75 | 624.75 | 624.75 | 624.75 | 624.75 | 624.75 | 624.75 | 624.75 | 624.75 | 624.75 | 624.75 | 624.75 | 624.75 | 624.75 | 624.75 | 624.75 | 624.75 | 0 | 0 | 0 | 0 | 0 | 0 | 0 | 0 | 0 | 0 | 0 | 0 | 0 | 0 | 0 | 0 | 0 | 0 | 0 | 0 | 0 | 0 | 0 | 0 | 0 | 0 | 0 | 0 | 0 | 0 | 0 | 0 | 0 | 0 | 0 | 0 | 0 | 0 | 0 | 0 | 0 | 0 | 0 | 0 | 0 | 0 | 0 | 0 | 0 | 0 | 0 | 0 | 0 | 0 | 0 | 0 | 0 | 0 | 0 | 0 | 0 | 0 | 0 | 0 | 0 | 0 | 0 | 0 | 0 | 0 | 0 | 0 | 0 | 0 | 0 | 0 | 0 | 0 | 0 | 0 | 0 | 0 | 0 | 0 | 0 | 0 | 0 | 0 | 0 | 0 | 0 | 0 | 0 | 0 | 0 | 0 | 0 | 0 | 0 | 0 | 0 | 0 | 0 | 0 | 0 | 0 | 0 | 0 | 0 | 0 | 0 | 0 | 0 | 0 | 0 | 0 | 0 | 0 | 0 | 0 | 0 | 0 | 0 | 0 | 0 | 0 | 0 | 0 | 0 | 0 | 0 | 0 | 0 | 0 | 0 | 0 | 0 | 0 | 0 | 0 | 0 | 0 | 0 | 0 | 0 | 0 | 0 | 0 | 0 | 0 | 0 | 0 | 0 | 0 | 0 | 0 | 0 | 0 | 0 | 0 | 0 | 0 | 0 | 0 | 0 | 0 | 0 | 0 | 0 | 0 | 0 | 0 | 0 | 0 | 0 | 0 | 0 | 0 | 0 | 0 | 0 | 0 | 0 | 0 | 0 | 0 | 0 | 0 | 0 | 0 | 0 | 0 | 0 | 0 | 0 | 0 | 0 | 0 | 0 | 0 | 0 | 0 | 0 | 0 | 0 | 0 | 0 | 0 | 0 | 0 | 0 | 0 | 0 | 0 | 0 | 0 | 0 | 0 | 0 | 0 | 0 | 0 | 0 | 0 | 0 | 0 | 0 | 0 | 0 | 0 | 0 | 0 | 0 | 0 | 0 | 0 | 0 | 0 | 0 | 0 | 0 | 0 | 0 | 0 | 0 | 0 | 0 | 0 | 0 | 0 | 0 | 0 | 0 | 0 | 0 | 0 | 0 | 0 | 0 | 0 | 0 | 0 | 0 | 0 | 0 | 0 | 0 | 0 | 0 | 0 | 0 | 0 | 0 | 0 | 0 | 0 | 0 | 0 | 0 | 0 | 0 | 0 | 0 | 0 | 0 | 0 | 0 | 0 | 0 | 0 | 0 | 0 | 0 | 0 | 0 | 0 | 0 | 0 | 0 | 0 | 0 | 0 | 0 | 0 | 0 | 0 | 0 | 0 | 0 | 0 | 0 | 0 | 0 | 0 | 0 | 0 | 0 | 0 | 0 | 0 | 0 | 0 | 0 | 0 | 0 | 0 | 0 | 0 | 0 | 0 | 0 | 0 | 0 | 0 | 0 | 0 | 0 | 0 | 0 | 0 | 0 | 0 | 0 | 0 | 0 | 0 | 0 | 0 | 0 | 0 | 0 | 0 | 0 | 0 | 0 | 0 | 0 | 0 | 0 | 0 | 0 | 0 | 0 | 0 | 0 | 0 | 0 | 0 | 0 | 0 | 0 | 0 | 0 | 0 | 0 | 0 | 0 | 0 | 0 | 0 | 0 | 0 | 0 | 0 | 0 | 0 | 0 | 0 | 0 | 0 | 0 | 0 | 0 | 0 | 0 | 0 | 0 | 0 | 0 | 0 | 0 | 0 | 0 | 0 | 0 | 0 | 0 | 0 | 0 | 0 | 0 | 0 | 0 | 0 | 0 | 0 | 0 | 0 | 0 | 0 | 0 | 0 | 0 | 0 | 0 | 0 | 0 | 0 | 0 | 0 | 0 | 0 | 0 | 0 | 0 | 0 | 0 | 0 | 0 | 0 | 0 | 0 | 0 | 0 | 0 | 0 | 0 | 0 | 0 | 0 | 0 | 0 | 0 | 0 | 0 | 0 | 0 | 0 | 0 | 0 | 0 | 0 | 0 | 0 | 0 | 0 | 0 | 0 | 0 | 0 | 0 | 0 | 0 | 0 | 0 | 0 | 0
OR_Commercial_OR - College_New_Space Heating_Natural Gas_Thermostat - Connected_A | OR | Commercial | OR - College | New | Space Heating | Natural Gas | Thermostat - Connected | A | OCM398 | Standard thermostat. | Thermostat connected to building management control system. | 5 | 0 | 0 | 0 | 222.91 | 0 | 0 | 0 | 0.28365 | 0.25 | Stat Unit | 30% | 53.33% | Discretionary | Retro5Med_OR | 81.34% | Space Heating | 0% | 0 |  | 0 |  | 0 | DL20_CSTAT_SMRT-Cool-RTF-v1.1-5 | IL TRM - CI-HVC-THST-V01-200101 | DL20_CSTAT_SMRT-Heat-RTF-v1.1-1 | Standard thermostat. | Standard thermostat. | Standard thermostat. | Standard thermostat. | Standard thermostat. | Standard thermostat. | Standard thermostat. | Standard thermostat. | Standard thermostat. | Standard thermostat. | Standard thermostat. | Standard thermostat. | Standard thermostat. | Standard thermostat. | Standard thermostat. | Standard thermostat. | Standard thermostat. | Standard thermostat. | Standard thermostat. | Standard thermostat. | Standard thermostat. | Standard thermostat. | Standard thermostat. | Standard thermostat. | Standard thermostat. | Standard thermostat. | Standard thermostat. | Thermostat connected to building management control system. | Thermostat connected to building management control system. | Thermostat connected to building management control system. | Thermostat connected to building management control system. | Thermostat connected to building management control system. | Thermostat connected to building management control system. | Thermostat connected to building management control system. | Thermostat connected to building management control system. | Thermostat connected to building management control system. | Thermostat connected to building management control system. | Thermostat connected to building management control system. | Thermostat connected to building management control system. | Thermostat connected to building management control system. | Thermostat connected to building management control system. | Thermostat connected to building management control system. | Thermostat connected to building management control system. | Thermostat connected to building management control system. | Thermostat connected to building management control system. | Thermostat connected to building management control system. | Thermostat connected to building management control system. | Thermostat connected to building management control system. | Thermostat connected to building management control system. | Thermostat connected to building management control system. | Thermostat connected to building management control system. | Thermostat connected to building management control system. | Thermostat connected to building management control system. | Thermostat connected to building management control system. | 222.91 | 222.91 | 222.91 | 222.91 | 222.91 | 222.91 | 222.91 | 222.91 | 222.91 | 222.91 | 222.91 | 222.91 | 222.91 | 222.91 | 222.91 | 222.91 | 222.91 | 222.91 | 222.91 | 222.91 | 222.91 | 222.91 | 222.91 | 222.91 | 222.91 | 222.91 | 222.91 | 0 | 0 | 0 | 0 | 0 | 0 | 0 | 0 | 0 | 0 | 0 | 0 | 0 | 0 | 0 | 0 | 0 | 0 | 0 | 0 | 0 | 0 | 0 | 0 | 0 | 0 | 0 | 0 | 0 | 0 | 0 | 0 | 0 | 0 | 0 | 0 | 0 | 0 | 0 | 0 | 0 | 0 | 0 | 0 | 0 | 0 | 0 | 0 | 0 | 0 | 0 | 0 | 0 | 0 | 0 | 0 | 0 | 0 | 0 | 0 | 0 | 0 | 0 | 0 | 0 | 0 | 0 | 0 | 0 | 0 | 0 | 0 | 0 | 0 | 0 | 0 | 0 | 0 | 0 | 0 | 0 | 0 | 0 | 0 | 0 | 0 | 0 | 0 | 0 | 0 | 0 | 0 | 0 | 0 | 0 | 0 | 0 | 0 | 0 | 0 | 0 | 0 | 0 | 0 | 0 | 0 | 0 | 0 | 0 | 0 | 0 | 0 | 0 | 0 | 0 | 0 | 0 | 0 | 0 | 0 | 0 | 0 | 0 | 0 | 0 | 0 | 0 | 0 | 0 | 0 | 0 | 0 | 0 | 0 | 0 | 0 | 0 | 0 | 0 | 0 | 0 | 0 | 0 | 0 | 0 | 0 | 0 | 0 | 0 | 0 | 0 | 0 | 0 | 0 | 0 | 0 | 0 | 0 | 0 | 0 | 0 | 0 | 0 | 0 | 0 | 0 | 0 | 0 | 0 | 0 | 0 | 0 | 0 | 0 | 0 | 0 | 0 | 0 | 0 | 0 | 0 | 0 | 0 | 0 | 0 | 0 | 0 | 0 | 0 | 0 | 0 | 0 | 0 | 0 | 0 | 0 | 0 | 0 | 0 | 0 | 0 | 0 | 0 | 0 | 0 | 0 | 0 | 0 | 0 | 0 | 0 | 0 | 0 | 0 | 0 | 0 | 0 | 0 | 0 | 0 | 0 | 0 | 0 | 0 | 0 | 0 | 0 | 0 | 0 | 0 | 0 | 0 | 0 | 0 | 0 | 0 | 0 | 0 | 0 | 0 | 0 | 0 | 0 | 0 | 0 | 0 | 0 | 0 | 0 | 0 | 0 | 0 | 0 | 0 | 0 | 0 | 0 | 0 | 0 | 0 | 0 | 0 | 0 | 0 | 0 | 0 | 0 | 0 | 0 | 0 | 0 | 0 | 0 | 0 | 0 | 0 | 0 | 0 | 0 | 0 | 0 | 0 | 0 | 0 | 0 | 0 | 0 | 0 | 0 | 0 | 0 | 0 | 0 | 0 | 0 | 0 | 0 | 0 | 0 | 0 | 0 | 0 | 0 | 0 | 0 | 0 | 0 | 0 | 0 | 0 | 0 | 0 | 0 | 0 | 0 | 0 | 0 | 0 | 0 | 0 | 0 | 0 | 0 | 0 | 0 | 0 | 0 | 0 | 0 | 0 | 0 | 0 | 0 | 0 | 0 | 0 | 0 | 0 | 0 | 0 | 0 | 0 | 0 | 0 | 0 | 0 | 0 | 0 | 0 | 0 | 0 | 0 | 0 | 0 | 0 | 0 | 0 | 0 | 0 | 0 | 0 | 0 | 0 | 0 | 0 | 0 | 0 | 0 | 0 | 0 | 0 | 0 | 0 | 0 | 0 | 0 | 0 | 0 | 0 | 0 | 0 | 0 | 0 | 0 | 0 | 0 | 0 | 0 | 0 | 0 | 0 | 0 | 0 | 0 | 0 | 0 | 0 | 0 | 0 | 0 | 0 | 0 | 0 | 0 | 0 | 0 | 0 | 0 | 0 | 0 | 0 | 0 | 0 | 0 | 0 | 0 | 0 | 0 | 0 | 0 | 0 | 0 | 0 | 0 | 0 | 0 | 0 | 0 | 0 | 0 | 0 | 0 | 0 | 0 | 0 | 0 | 0 | 0 | 0 | 0 | 0 | 0 | 0 | 0 | 0 | 0 | 0 | 0 | 0 | 0 | 0 | 0 | 0 | 0 | 0 | 0 | 0 | 0 | 0 | 0 | 0 | 0 | 0 | 0 | 0 | 0 | 0 | 0 | 0 | 0 | 0 | 0 | 0 | 0 | 0 | 0 | 0
OR_Commercial_OR - College_New_Water Heating_Natural Gas_Water Heater - Thermostatic Shower Restriction Valve_A | OR | Commercial | OR - College | New | Water Heating | Natural Gas | Water Heater - Thermostatic Shower Restriction Valve | A | OCM399 | No thermostatic control on shower. | Thermostatic shower restriction valve. | 10 | 3.4329 | 0 | 0 | 24.46 | 6.84 | 0 | 0 | 0.28365 | 0.25 | showerhead | 86.67% | 86.67% | Discretionary | Retro5Med_OR | 81.34% | Water Heater | 0% | 0 |  | 0 |  | 0 | ThermostaticShowerRestrictionValve_v4_2 | ThermostaticShowerRestrictionValve_v4_2 | ThermostaticShowerRestrictionValve_v4_2 | No thermostatic control on shower. | No thermostatic control on shower. | No thermostatic control on shower. | No thermostatic control on shower. | No thermostatic control on shower. | No thermostatic control on shower. | No thermostatic control on shower. | No thermostatic control on shower. | No thermostatic control on shower. | No thermostatic control on shower. | No thermostatic control on shower. | No thermostatic control on shower. | No thermostatic control on shower. | No thermostatic control on shower. | No thermostatic control on shower. | No thermostatic control on shower. | No thermostatic control on shower. | No thermostatic control on shower. | No thermostatic control on shower. | No thermostatic control on shower. | No thermostatic control on shower. | No thermostatic control on shower. | No thermostatic control on shower. | No thermostatic control on shower. | No thermostatic control on shower. | No thermostatic control on shower. | No thermostatic control on shower. | Thermostatic shower restriction valve. | Thermostatic shower restriction valve. | Thermostatic shower restriction valve. | Thermostatic shower restriction valve. | Thermostatic shower restriction valve. | Thermostatic shower restriction valve. | Thermostatic shower restriction valve. | Thermostatic shower restriction valve. | Thermostatic shower restriction valve. | Thermostatic shower restriction valve. | Thermostatic shower restriction valve. | Thermostatic shower restriction valve. | Thermostatic shower restriction valve. | Thermostatic shower restriction valve. | Thermostatic shower restriction valve. | Thermostatic shower restriction valve. | Thermostatic shower restriction valve. | Thermostatic shower restriction valve. | Thermostatic shower restriction valve. | Thermostatic shower restriction valve. | Thermostatic shower restriction valve. | Thermostatic shower restriction valve. | Thermostatic shower restriction valve. | Thermostatic shower restriction valve. | Thermostatic shower restriction valve. | Thermostatic shower restriction valve. | Thermostatic shower restriction valve. | 24.46 | 24.46 | 24.46 | 24.46 | 24.46 | 24.46 | 24.46 | 24.46 | 24.46 | 24.46 | 24.46 | 24.46 | 24.46 | 24.46 | 24.46 | 24.46 | 24.46 | 24.46 | 24.46 | 24.46 | 24.46 | 24.46 | 24.46 | 24.46 | 24.46 | 24.46 | 24.46 | 0 | 0 | 0 | 0 | 0 | 0 | 0 | 0 | 0 | 0 | 0 | 0 | 0 | 0 | 0 | 0 | 0 | 0 | 0 | 0 | 0 | 0 | 0 | 0 | 0 | 0 | 0 | 0 | 0 | 0 | 0 | 0 | 0 | 0 | 0 | 0 | 0 | 0 | 0 | 0 | 0 | 0 | 0 | 0 | 0 | 0 | 0 | 0 | 0 | 0 | 0 | 0 | 0 | 0 | 0 | 0 | 0 | 0 | 0 | 0 | 0 | 0 | 0 | 0 | 0 | 0 | 0 | 0 | 0 | 0 | 0 | 0 | 0 | 0 | 0 | 0 | 0 | 0 | 0 | 0 | 0 | 0 | 0 | 0 | 0 | 0 | 0 | 0 | 0 | 0 | 0 | 0 | 0 | 0 | 0 | 0 | 0 | 0 | 0 | 0 | 0 | 0 | 0 | 0 | 0 | 0 | 0 | 0 | 0 | 0 | 0 | 0 | 0 | 0 | 0 | 0 | 0 | 0 | 0 | 0 | 0 | 0 | 0 | 0 | 0 | 0 | 0 | 0 | 0 | 0 | 0 | 0 | 0 | 0 | 0 | 0 | 0 | 0 | 0 | 0 | 0 | 0 | 0 | 0 | 0 | 0 | 0 | 0 | 0 | 0 | 0 | 0 | 0 | 0 | 0 | 0 | 0 | 0 | 0 | 0 | 0 | 0 | 0 | 0 | 0 | 0 | 0 | 0 | 0 | 0 | 0 | 0 | 0 | 0 | 0 | 0 | 0 | 0 | 0 | 0 | 0 | 0 | 0 | 0 | 0 | 0 | 0 | 0 | 0 | 0 | 0 | 0 | 0 | 0 | 0 | 0 | 0 | 0 | 0 | 0 | 0 | 0 | 0 | 0 | 0 | 0 | 0 | 0 | 0 | 0 | 0 | 0 | 0 | 0 | 0 | 0 | 0 | 0 | 0 | 0 | 0 | 0 | 0 | 0 | 0 | 0 | 0 | 0 | 0 | 0 | 0 | 0 | 0 | 0 | 0 | 0 | 0 | 0 | 0 | 0 | 0 | 0 | 0 | 0 | 0 | 0 | 0 | 0 | 0 | 0 | 0 | 0 | 0 | 0 | 0 | 0 | 0 | 0 | 0 | 0 | 0 | 0 | 0 | 0 | 0 | 0 | 0 | 0 | 0 | 0 | 0 | 0 | 0 | 0 | 0 | 0 | 0 | 0 | 0 | 0 | 0 | 0 | 0 | 0 | 0 | 0 | 0 | 0 | 0 | 0 | 0 | 0 | 0 | 0 | 0 | 0 | 0 | 0 | 0 | 0 | 0 | 0 | 0 | 0 | 0 | 0 | 0 | 0 | 0 | 0 | 0 | 0 | 0 | 0 | 0 | 0 | 0 | 0 | 0 | 0 | 0 | 0 | 0 | 0 | 0 | 0 | 0 | 0 | 0 | 0 | 0 | 0 | 0 | 0 | 0 | 0 | 0 | 0 | 0 | 0 | 0 | 0 | 0 | 0 | 0 | 0 | 0 | 0 | 0 | 0 | 0 | 0 | 0 | 0 | 0 | 0 | 0 | 0 | 0 | 0 | 0 | 0 | 0 | 0 | 0 | 0 | 0 | 0 | 0 | 0 | 0 | 0 | 0 | 0 | 0 | 0 | 0 | 0 | 0 | 0 | 0 | 0 | 0 | 0 | 0 | 0 | 0 | 0 | 0 | 0 | 0 | 0 | 0 | 0 | 0 | 0 | 0 | 0 | 0 | 0 | 0 | 0 | 0 | 0 | 0 | 0 | 0 | 0 | 0 | 0 | 0 | 0 | 0 | 0 | 0 | 0 | 0 | 0 | 0 | 0 | 0 | 0 | 0 | 0 | 0 | 0 | 0 | 0 | 0 | 0 | 0 | 0 | 0 | 0 | 0 | 0 | 0 | 0 | 0 | 0 | 0 | 0 | 0 | 0 | 0 | 0 | 0 | 0 | 0 | 0 | 0 | 0 | 0 | 0 | 0 | 0 | 0 | 0 | 0 | 0 | 0 | 0 | 0 | 0 | 0 | 0 | 0 | 0 | 0 | 0 | 0 | 0 | 0 | 0 | 0 | 0 | 0
OR_Commercial_OR - College_New_Water Heating_Natural Gas_Water Heater - Pre-Rinse Spray Valve_A | OR | Commercial | OR - College | New | Water Heating | Natural Gas | Water Heater - Pre-Rinse Spray Valve | A | OCM400 | Standard pre-rinse spray valve. | Low flow pre-rinse spray valve. | 4 | 16.81 | 0 | 0 | 112.2 | 0 | 0 | 0 | 0.28365 | 0.25 | KitchenFaucet | 25% | 53.33% | Discretionary | Retro5Med_OR | 81.34% | Water Heater | 0% | 0 |  | 0 |  | 0 | Avista TRM | Avista TRM | Avista TRM | Standard pre-rinse spray valve. | Standard pre-rinse spray valve. | Standard pre-rinse spray valve. | Standard pre-rinse spray valve. | Standard pre-rinse spray valve. | Standard pre-rinse spray valve. | Standard pre-rinse spray valve. | Standard pre-rinse spray valve. | Standard pre-rinse spray valve. | Standard pre-rinse spray valve. | Standard pre-rinse spray valve. | Standard pre-rinse spray valve. | Standard pre-rinse spray valve. | Standard pre-rinse spray valve. | Standard pre-rinse spray valve. | Standard pre-rinse spray valve. | Standard pre-rinse spray valve. | Standard pre-rinse spray valve. | Standard pre-rinse spray valve. | Standard pre-rinse spray valve. | Standard pre-rinse spray valve. | Standard pre-rinse spray valve. | Standard pre-rinse spray valve. | Standard pre-rinse spray valve. | Standard pre-rinse spray valve. | Standard pre-rinse spray valve. | Standard pre-rinse spray valve. | Low flow pre-rinse spray valve. | Low flow pre-rinse spray valve. | Low flow pre-rinse spray valve. | Low flow pre-rinse spray valve. | Low flow pre-rinse spray valve. | Low flow pre-rinse spray valve. | Low flow pre-rinse spray valve. | Low flow pre-rinse spray valve. | Low flow pre-rinse spray valve. | Low flow pre-rinse spray valve. | Low flow pre-rinse spray valve. | Low flow pre-rinse spray valve. | Low flow pre-rinse spray valve. | Low flow pre-rinse spray valve. | Low flow pre-rinse spray valve. | Low flow pre-rinse spray valve. | Low flow pre-rinse spray valve. | Low flow pre-rinse spray valve. | Low flow pre-rinse spray valve. | Low flow pre-rinse spray valve. | Low flow pre-rinse spray valve. | Low flow pre-rinse spray valve. | Low flow pre-rinse spray valve. | Low flow pre-rinse spray valve. | Low flow pre-rinse spray valve. | Low flow pre-rinse spray valve. | Low flow pre-rinse spray valve. | 112.2 | 112.2 | 112.2 | 112.2 | 112.2 | 112.2 | 112.2 | 112.2 | 112.2 | 112.2 | 112.2 | 112.2 | 112.2 | 112.2 | 112.2 | 112.2 | 112.2 | 112.2 | 112.2 | 112.2 | 112.2 | 112.2 | 112.2 | 112.2 | 112.2 | 112.2 | 112.2 | 0 | 0 | 0 | 0 | 0 | 0 | 0 | 0 | 0 | 0 | 0 | 0 | 0 | 0 | 0 | 0 | 0 | 0 | 0 | 0 | 0 | 0 | 0 | 0 | 0 | 0 | 0 | 0 | 0 | 0 | 0 | 0 | 0 | 0 | 0 | 0 | 0 | 0 | 0 | 0 | 0 | 0 | 0 | 0 | 0 | 0 | 0 | 0 | 0 | 0 | 0 | 0 | 0 | 0 | 0 | 0 | 0 | 0 | 0 | 0 | 0 | 0 | 0 | 0 | 0 | 0 | 0 | 0 | 0 | 0 | 0 | 0 | 0 | 0 | 0 | 0 | 0 | 0 | 0 | 0 | 0 | 0 | 0 | 0 | 0 | 0 | 0 | 0 | 0 | 0 | 0 | 0 | 0 | 0 | 0 | 0 | 0 | 0 | 0 | 0 | 0 | 0 | 0 | 0 | 0 | 0 | 0 | 0 | 0 | 0 | 0 | 0 | 0 | 0 | 0 | 0 | 0 | 0 | 0 | 0 | 0 | 0 | 0 | 0 | 0 | 0 | 0 | 0 | 0 | 0 | 0 | 0 | 0 | 0 | 0 | 0 | 0 | 0 | 0 | 0 | 0 | 0 | 0 | 0 | 0 | 0 | 0 | 0 | 0 | 0 | 0 | 0 | 0 | 0 | 0 | 0 | 0 | 0 | 0 | 0 | 0 | 0 | 0 | 0 | 0 | 0 | 0 | 0 | 0 | 0 | 0 | 0 | 0 | 0 | 0 | 0 | 0 | 0 | 0 | 0 | 0 | 0 | 0 | 0 | 0 | 0 | 0 | 0 | 0 | 0 | 0 | 0 | 0 | 0 | 0 | 0 | 0 | 0 | 0 | 0 | 0 | 0 | 0 | 0 | 0 | 0 | 0 | 0 | 0 | 0 | 0 | 0 | 0 | 0 | 0 | 0 | 0 | 0 | 0 | 0 | 0 | 0 | 0 | 0 | 0 | 0 | 0 | 0 | 0 | 0 | 0 | 0 | 0 | 0 | 0 | 0 | 0 | 0 | 0 | 0 | 0 | 0 | 0 | 0 | 0 | 0 | 0 | 0 | 0 | 0 | 0 | 0 | 0 | 0 | 0 | 0 | 0 | 0 | 0 | 0 | 0 | 0 | 0 | 0 | 0 | 0 | 0 | 0 | 0 | 0 | 0 | 0 | 0 | 0 | 0 | 0 | 0 | 0 | 0 | 0 | 0 | 0 | 0 | 0 | 0 | 0 | 0 | 0 | 0 | 0 | 0 | 0 | 0 | 0 | 0 | 0 | 0 | 0 | 0 | 0 | 0 | 0 | 0 | 0 | 0 | 0 | 0 | 0 | 0 | 0 | 0 | 0 | 0 | 0 | 0 | 0 | 0 | 0 | 0 | 0 | 0 | 0 | 0 | 0 | 0 | 0 | 0 | 0 | 0 | 0 | 0 | 0 | 0 | 0 | 0 | 0 | 0 | 0 | 0 | 0 | 0 | 0 | 0 | 0 | 0 | 0 | 0 | 0 | 0 | 0 | 0 | 0 | 0 | 0 | 0 | 0 | 0 | 0 | 0 | 0 | 0 | 0 | 0 | 0 | 0 | 0 | 0 | 0 | 0 | 0 | 0 | 0 | 0 | 0 | 0 | 0 | 0 | 0 | 0 | 0 | 0 | 0 | 0 | 0 | 0 | 0 | 0 | 0 | 0 | 0 | 0 | 0 | 0 | 0 | 0 | 0 | 0 | 0 | 0 | 0 | 0 | 0 | 0 | 0 | 0 | 0 | 0 | 0 | 0 | 0 | 0 | 0 | 0 | 0 | 0 | 0 | 0 | 0 | 0 | 0 | 0 | 0 | 0 | 0 | 0 | 0 | 0 | 0 | 0 | 0 | 0 | 0 | 0 | 0 | 0 | 0 | 0 | 0 | 0 | 0 | 0 | 0 | 0 | 0 | 0 | 0 | 0 | 0 | 0 | 0 | 0 | 0 | 0 | 0 | 0 | 0 | 0 | 0 | 0 | 0 | 0 | 0 | 0 | 0 | 0 | 0 | 0 | 0 | 0 | 0 | 0 | 0 | 0 | 0 | 0 | 0 | 0
OR_Commercial_OR - College_New_Water Heating_Natural Gas_Water Heater - Temperature Setback_A | OR | Commercial | OR - College | New | Water Heating | Natural Gas | Water Heater - Temperature Setback | A | OCM401 | No water heater temperature setback. | Water heater temperature setback. | 2 | 103.9223 | 0 | 0 | 5 | 0 | 0 | 0 | 0.28365 | 0.25 | WHunits | 15% | 100% | Discretionary | Retro5Med_OR | 81.34% | Water Heater | 0% | 0 |  | 0 |  | 0 | IL TRM - RS-HWE-TMPS-V08-210101 | IL TRM - RS-HWE-TMPS-V08-210101 | IL TRM - RS-HWE-TMPS-V08-210101 | No water heater temperature setback. | No water heater temperature setback. | No water heater temperature setback. | No water heater temperature setback. | No water heater temperature setback. | No water heater temperature setback. | No water heater temperature setback. | No water heater temperature setback. | No water heater temperature setback. | No water heater temperature setback. | No water heater temperature setback. | No water heater temperature setback. | No water heater temperature setback. | No water heater temperature setback. | No water heater temperature setback. | No water heater temperature setback. | No water heater temperature setback. | No water heater temperature setback. | No water heater temperature setback. | No water heater temperature setback. | No water heater temperature setback. | No water heater temperature setback. | No water heater temperature setback. | No water heater temperature setback. | No water heater temperature setback. | No water heater temperature setback. | No water heater temperature setback. | Water heater temperature setback. | Water heater temperature setback. | Water heater temperature setback. | Water heater temperature setback. | Water heater temperature setback. | Water heater temperature setback. | Water heater temperature setback. | Water heater temperature setback. | Water heater temperature setback. | Water heater temperature setback. | Water heater temperature setback. | Water heater temperature setback. | Water heater temperature setback. | Water heater temperature setback. | Water heater temperature setback. | Water heater temperature setback. | Water heater temperature setback. | Water heater temperature setback. | Water heater temperature setback. | Water heater temperature setback. | Water heater temperature setback. | Water heater temperature setback. | Water heater temperature setback. | Water heater temperature setback. | Water heater temperature setback. | Water heater temperature setback. | Water heater temperature setback. | 5 | 5 | 5 | 5 | 5 | 5 | 5 | 5 | 5 | 5 | 5 | 5 | 5 | 5 | 5 | 5 | 5 | 5 | 5 | 5 | 5 | 5 | 5 | 5 | 5 | 5 | 5 | 0 | 0 | 0 | 0 | 0 | 0 | 0 | 0 | 0 | 0 | 0 | 0 | 0 | 0 | 0 | 0 | 0 | 0 | 0 | 0 | 0 | 0 | 0 | 0 | 0 | 0 | 0 | 0 | 0 | 0 | 0 | 0 | 0 | 0 | 0 | 0 | 0 | 0 | 0 | 0 | 0 | 0 | 0 | 0 | 0 | 0 | 0 | 0 | 0 | 0 | 0 | 0 | 0 | 0 | 0 | 0 | 0 | 0 | 0 | 0 | 0 | 0 | 0 | 0 | 0 | 0 | 0 | 0 | 0 | 0 | 0 | 0 | 0 | 0 | 0 | 0 | 0 | 0 | 0 | 0 | 0 | 0 | 0 | 0 | 0 | 0 | 0 | 0 | 0 | 0 | 0 | 0 | 0 | 0 | 0 | 0 | 0 | 0 | 0 | 0 | 0 | 0 | 0 | 0 | 0 | 0 | 0 | 0 | 0 | 0 | 0 | 0 | 0 | 0 | 0 | 0 | 0 | 0 | 0 | 0 | 0 | 0 | 0 | 0 | 0 | 0 | 0 | 0 | 0 | 0 | 0 | 0 | 0 | 0 | 0 | 0 | 0 | 0 | 0 | 0 | 0 | 0 | 0 | 0 | 0 | 0 | 0 | 0 | 0 | 0 | 0 | 0 | 0 | 0 | 0 | 0 | 0 | 0 | 0 | 0 | 0 | 0 | 0 | 0 | 0 | 0 | 0 | 0 | 0 | 0 | 0 | 0 | 0 | 0 | 0 | 0 | 0 | 0 | 0 | 0 | 0 | 0 | 0 | 0 | 0 | 0 | 0 | 0 | 0 | 0 | 0 | 0 | 0 | 0 | 0 | 0 | 0 | 0 | 0 | 0 | 0 | 0 | 0 | 0 | 0 | 0 | 0 | 0 | 0 | 0 | 0 | 0 | 0 | 0 | 0 | 0 | 0 | 0 | 0 | 0 | 0 | 0 | 0 | 0 | 0 | 0 | 0 | 0 | 0 | 0 | 0 | 0 | 0 | 0 | 0 | 0 | 0 | 0 | 0 | 0 | 0 | 0 | 0 | 0 | 0 | 0 | 0 | 0 | 0 | 0 | 0 | 0 | 0 | 0 | 0 | 0 | 0 | 0 | 0 | 0 | 0 | 0 | 0 | 0 | 0 | 0 | 0 | 0 | 0 | 0 | 0 | 0 | 0 | 0 | 0 | 0 | 0 | 0 | 0 | 0 | 0 | 0 | 0 | 0 | 0 | 0 | 0 | 0 | 0 | 0 | 0 | 0 | 0 | 0 | 0 | 0 | 0 | 0 | 0 | 0 | 0 | 0 | 0 | 0 | 0 | 0 | 0 | 0 | 0 | 0 | 0 | 0 | 0 | 0 | 0 | 0 | 0 | 0 | 0 | 0 | 0 | 0 | 0 | 0 | 0 | 0 | 0 | 0 | 0 | 0 | 0 | 0 | 0 | 0 | 0 | 0 | 0 | 0 | 0 | 0 | 0 | 0 | 0 | 0 | 0 | 0 | 0 | 0 | 0 | 0 | 0 | 0 | 0 | 0 | 0 | 0 | 0 | 0 | 0 | 0 | 0 | 0 | 0 | 0 | 0 | 0 | 0 | 0 | 0 | 0 | 0 | 0 | 0 | 0 | 0 | 0 | 0 | 0 | 0 | 0 | 0 | 0 | 0 | 0 | 0 | 0 | 0 | 0 | 0 | 0 | 0 | 0 | 0 | 0 | 0 | 0 | 0 | 0 | 0 | 0 | 0 | 0 | 0 | 0 | 0 | 0 | 0 | 0 | 0 | 0 | 0 | 0 | 0 | 0 | 0 | 0 | 0 | 0 | 0 | 0 | 0 | 0 | 0 | 0 | 0 | 0 | 0 | 0 | 0 | 0 | 0 | 0 | 0 | 0 | 0 | 0 | 0 | 0 | 0 | 0 | 0 | 0 | 0 | 0 | 0 | 0 | 0 | 0 | 0 | 0 | 0 | 0 | 0 | 0 | 0 | 0 | 0 | 0 | 0 | 0 | 0 | 0 | 0 | 0 | 0 | 0 | 0 | 0 | 0 | 0 | 0 | 0 | 0 | 0 | 0 | 0 | 0
OR_Commercial_OR - College_New_Water Heating_Natural Gas_Water Heater - Faucet Aerators_A | OR | Commercial | OR - College | New | Water Heating | Natural Gas | Water Heater - Faucet Aerators | A | OCM402 | 0 | 0 | 10 | 13.3737 | 0 | 0 | 7.44 | 14.88 | 0 | 0 | 0.28365 | 0.25 | faucet | 86.67% | 86.67% | Discretionary | Retro5Med_OR | 81.34% | Water Heater | 0% | 0 |  | 0 |  | 0 | DHW_AER-Water Heating-XCELCO-2017-18-6 | DHW_AER-Water Heating-XCELCO-2017-18-6 | DHW_AER-Water Heating-ILTRM-v5.0-23 | 0 | 0 | 0 | 0 | 0 | 0 | 0 | 0 | 0 | 0 | 0 | 0 | 0 | 0 | 0 | 0 | 0 | 0 | 0 | 0 | 0 | 0 | 0 | 0 | 0 | 0 | 0 | 0 | 0 | 0 | 0 | 0 | 0 | 0 | 0 | 0 | 0 | 0 | 0 | 0 | 0 | 0 | 0 | 0 | 0 | 0 | 0 | 0 | 0 | 0 | 0 | 0 | 0 | 0 | 7.44 | 7.44 | 7.44 | 7.44 | 7.44 | 7.44 | 7.44 | 7.44 | 7.44 | 7.44 | 7.44 | 7.44 | 7.44 | 7.44 | 7.44 | 7.44 | 7.44 | 7.44 | 7.44 | 7.44 | 7.44 | 7.44 | 7.44 | 7.44 | 7.44 | 7.44 | 7.44 | 0 | 0 | 0 | 0 | 0 | 0 | 0 | 0 | 0 | 0 | 0 | 0 | 0 | 0 | 0 | 0 | 0 | 0 | 0 | 0 | 0 | 0 | 0 | 0 | 0 | 0 | 0 | 0 | 0 | 0 | 0 | 0 | 0 | 0 | 0 | 0 | 0 | 0 | 0 | 0 | 0 | 0 | 0 | 0 | 0 | 0 | 0 | 0 | 0 | 0 | 0 | 0 | 0 | 0 | 0 | 0 | 0 | 0 | 0 | 0 | 0 | 0 | 0 | 0 | 0 | 0 | 0 | 0 | 0 | 0 | 0 | 0 | 0 | 0 | 0 | 0 | 0 | 0 | 0 | 0 | 0 | 0 | 0 | 0 | 0 | 0 | 0 | 0 | 0 | 0 | 0 | 0 | 0 | 0 | 0 | 0 | 0 | 0 | 0 | 0 | 0 | 0 | 0 | 0 | 0 | 0 | 0 | 0 | 0 | 0 | 0 | 0 | 0 | 0 | 0 | 0 | 0 | 0 | 0 | 0 | 0 | 0 | 0 | 0 | 0 | 0 | 0 | 0 | 0 | 0 | 0 | 0 | 0 | 0 | 0 | 0 | 0 | 0 | 0 | 0 | 0 | 0 | 0 | 0 | 0 | 0 | 0 | 0 | 0 | 0 | 0 | 0 | 0 | 0 | 0 | 0 | 0 | 0 | 0 | 0 | 0 | 0 | 0 | 0 | 0 | 0 | 0 | 0 | 0 | 0 | 0 | 0 | 0 | 0 | 0 | 0 | 0 | 0 | 0 | 0 | 0 | 0 | 0 | 0 | 0 | 0 | 0 | 0 | 0 | 0 | 0 | 0 | 0 | 0 | 0 | 0 | 0 | 0 | 0 | 0 | 0 | 0 | 0 | 0 | 0 | 0 | 0 | 0 | 0 | 0 | 0 | 0 | 0 | 0 | 0 | 0 | 0 | 0 | 0 | 0 | 0 | 0 | 0 | 0 | 0 | 0 | 0 | 0 | 0 | 0 | 0 | 0 | 0 | 0 | 0 | 0 | 0 | 0 | 0 | 0 | 0 | 0 | 0 | 0 | 0 | 0 | 0 | 0 | 0 | 0 | 0 | 0 | 0 | 0 | 0 | 0 | 0 | 0 | 0 | 0 | 0 | 0 | 0 | 0 | 0 | 0 | 0 | 0 | 0 | 0 | 0 | 0 | 0 | 0 | 0 | 0 | 0 | 0 | 0 | 0 | 0 | 0 | 0 | 0 | 0 | 0 | 0 | 0 | 0 | 0 | 0 | 0 | 0 | 0 | 0 | 0 | 0 | 0 | 0 | 0 | 0 | 0 | 0 | 0 | 0 | 0 | 0 | 0 | 0 | 0 | 0 | 0 | 0 | 0 | 0 | 0 | 0 | 0 | 0 | 0 | 0 | 0 | 0 | 0 | 0 | 0 | 0 | 0 | 0 | 0 | 0 | 0 | 0 | 0 | 0 | 0 | 0 | 0 | 0 | 0 | 0 | 0 | 0 | 0 | 0 | 0 | 0 | 0 | 0 | 0 | 0 | 0 | 0 | 0 | 0 | 0 | 0 | 0 | 0 | 0 | 0 | 0 | 0 | 0 | 0 | 0 | 0 | 0 | 0 | 0 | 0 | 0 | 0 | 0 | 0 | 0 | 0 | 0 | 0 | 0 | 0 | 0 | 0 | 0 | 0 | 0 | 0 | 0 | 0 | 0 | 0 | 0 | 0 | 0 | 0 | 0 | 0 | 0 | 0 | 0 | 0 | 0 | 0 | 0 | 0 | 0 | 0 | 0 | 0 | 0 | 0 | 0 | 0 | 0 | 0 | 0 | 0 | 0 | 0 | 0 | 0 | 0 | 0 | 0 | 0 | 0 | 0 | 0 | 0 | 0 | 0 | 0 | 0 | 0 | 0 | 0 | 0 | 0 | 0 | 0 | 0 | 0 | 0 | 0 | 0 | 0 | 0 | 0 | 0 | 0 | 0 | 0 | 0 | 0 | 0 | 0 | 0 | 0 | 0 | 0 | 0 | 0 | 0 | 0 | 0 | 0 | 0 | 0 | 0 | 0 | 0 | 0 | 0 | 0 | 0 | 0 | 0
OR_Commercial_OR - College_New_Water Heating_Natural Gas_Water Heater - Low-Flow Showerheads_A | OR | Commercial | OR - College | New | Water Heating | Natural Gas | Water Heater - Low-Flow Showerheads | A | OCM403 | 0 | 0 | 10 | 10.3723 | 0 | 0 | 19.75 | 39.67 | 0 | 0 | 0.28365 | 0.25 | Showerhead | 86.67% | 86.67% | Discretionary | Retro5Med_OR | 81.34% | Water Heater | 0% | 0 |  | 0 |  | 0 | Com-Showerheads-2021P_V2 | Com-Showerheads-2021P_V2 | Com-Showerheads-2021P_V2 | 0 | 0 | 0 | 0 | 0 | 0 | 0 | 0 | 0 | 0 | 0 | 0 | 0 | 0 | 0 | 0 | 0 | 0 | 0 | 0 | 0 | 0 | 0 | 0 | 0 | 0 | 0 | 0 | 0 | 0 | 0 | 0 | 0 | 0 | 0 | 0 | 0 | 0 | 0 | 0 | 0 | 0 | 0 | 0 | 0 | 0 | 0 | 0 | 0 | 0 | 0 | 0 | 0 | 0 | 19.75 | 19.75 | 19.75 | 19.75 | 19.75 | 19.75 | 19.75 | 19.75 | 19.75 | 19.75 | 19.75 | 19.75 | 19.75 | 19.75 | 19.75 | 19.75 | 19.75 | 19.75 | 19.75 | 19.75 | 19.75 | 19.75 | 19.75 | 19.75 | 19.75 | 19.75 | 19.75 | 0 | 0 | 0 | 0 | 0 | 0 | 0 | 0 | 0 | 0 | 0 | 0 | 0 | 0 | 0 | 0 | 0 | 0 | 0 | 0 | 0 | 0 | 0 | 0 | 0 | 0 | 0 | 0 | 0 | 0 | 0 | 0 | 0 | 0 | 0 | 0 | 0 | 0 | 0 | 0 | 0 | 0 | 0 | 0 | 0 | 0 | 0 | 0 | 0 | 0 | 0 | 0 | 0 | 0 | 0 | 0 | 0 | 0 | 0 | 0 | 0 | 0 | 0 | 0 | 0 | 0 | 0 | 0 | 0 | 0 | 0 | 0 | 0 | 0 | 0 | 0 | 0 | 0 | 0 | 0 | 0 | 0 | 0 | 0 | 0 | 0 | 0 | 0 | 0 | 0 | 0 | 0 | 0 | 0 | 0 | 0 | 0 | 0 | 0 | 0 | 0 | 0 | 0 | 0 | 0 | 0 | 0 | 0 | 0 | 0 | 0 | 0 | 0 | 0 | 0 | 0 | 0 | 0 | 0 | 0 | 0 | 0 | 0 | 0 | 0 | 0 | 0 | 0 | 0 | 0 | 0 | 0 | 0 | 0 | 0 | 0 | 0 | 0 | 0 | 0 | 0 | 0 | 0 | 0 | 0 | 0 | 0 | 0 | 0 | 0 | 0 | 0 | 0 | 0 | 0 | 0 | 0 | 0 | 0 | 0 | 0 | 0 | 0 | 0 | 0 | 0 | 0 | 0 | 0 | 0 | 0 | 0 | 0 | 0 | 0 | 0 | 0 | 0 | 0 | 0 | 0 | 0 | 0 | 0 | 0 | 0 | 0 | 0 | 0 | 0 | 0 | 0 | 0 | 0 | 0 | 0 | 0 | 0 | 0 | 0 | 0 | 0 | 0 | 0 | 0 | 0 | 0 | 0 | 0 | 0 | 0 | 0 | 0 | 0 | 0 | 0 | 0 | 0 | 0 | 0 | 0 | 0 | 0 | 0 | 0 | 0 | 0 | 0 | 0 | 0 | 0 | 0 | 0 | 0 | 0 | 0 | 0 | 0 | 0 | 0 | 0 | 0 | 0 | 0 | 0 | 0 | 0 | 0 | 0 | 0 | 0 | 0 | 0 | 0 | 0 | 0 | 0 | 0 | 0 | 0 | 0 | 0 | 0 | 0 | 0 | 0 | 0 | 0 | 0 | 0 | 0 | 0 | 0 | 0 | 0 | 0 | 0 | 0 | 0 | 0 | 0 | 0 | 0 | 0 | 0 | 0 | 0 | 0 | 0 | 0 | 0 | 0 | 0 | 0 | 0 | 0 | 0 | 0 | 0 | 0 | 0 | 0 | 0 | 0 | 0 | 0 | 0 | 0 | 0 | 0 | 0 | 0 | 0 | 0 | 0 | 0 | 0 | 0 | 0 | 0 | 0 | 0 | 0 | 0 | 0 | 0 | 0 | 0 | 0 | 0 | 0 | 0 | 0 | 0 | 0 | 0 | 0 | 0 | 0 | 0 | 0 | 0 | 0 | 0 | 0 | 0 | 0 | 0 | 0 | 0 | 0 | 0 | 0 | 0 | 0 | 0 | 0 | 0 | 0 | 0 | 0 | 0 | 0 | 0 | 0 | 0 | 0 | 0 | 0 | 0 | 0 | 0 | 0 | 0 | 0 | 0 | 0 | 0 | 0 | 0 | 0 | 0 | 0 | 0 | 0 | 0 | 0 | 0 | 0 | 0 | 0 | 0 | 0 | 0 | 0 | 0 | 0 | 0 | 0 | 0 | 0 | 0 | 0 | 0 | 0 | 0 | 0 | 0 | 0 | 0 | 0 | 0 | 0 | 0 | 0 | 0 | 0 | 0 | 0 | 0 | 0 | 0 | 0 | 0 | 0 | 0 | 0 | 0 | 0 | 0 | 0 | 0 | 0 | 0 | 0 | 0 | 0 | 0 | 0 | 0 | 0 | 0 | 0 | 0 | 0 | 0 | 0 | 0 | 0 | 0 | 0 | 0 | 0 | 0 | 0 | 0 | 0 | 0 | 0 | 0 | 0 | 0 | 0 | 0 | 0 | 0 | 0 | 0 | 0 | 0 | 0 | 0 | 0 | 0 | 0 | 0 | 0
OR_Commercial_OR - College_New_Water Heating_Natural Gas_Water Heater - Tank Blanket/Insulation_A | OR | Commercial | OR - College | New | Water Heating | Natural Gas | Water Heater - Tank Blanket/Insulation | A | OCM404 | 0 | 0 | 15 | 200.7769 | 0 | 0 | 1.47 | 0 | 0 | 0 | 0.28365 | 0.25 | WHUnits | 100% | 100% | Discretionary | Retro5Med_OR | 81.34% | Water Heater | 0% | 0 |  | 0 |  | 0 | IL TRM - 4.3.12 Tank Insulation - CI-HWE-TKIN-V01-210101 / PA TRM - 2.3.4 - State of Pennsylvania TRM, Volume 2: Residential Measures, 2021 Final Order. August 8, 2019. | IL TRM - 4.3.12 Tank Insulation - CI-HWE-TKIN-V01-210101 / PA TRM - 2.3.4 - State of Pennsylvania TRM, Volume 2: Residential Measures, 2021 Final Order. August 8, 2019. | IL TRM - 4.3.12 Tank Insulation - CI-HWE-TKIN-V01-210101 / PA TRM - 2.3.4 - State of Pennsylvania TRM, Volume 2: Residential Measures, 2021 Final Order. August 8, 2019. | 0 | 0 | 0 | 0 | 0 | 0 | 0 | 0 | 0 | 0 | 0 | 0 | 0 | 0 | 0 | 0 | 0 | 0 | 0 | 0 | 0 | 0 | 0 | 0 | 0 | 0 | 0 | 0 | 0 | 0 | 0 | 0 | 0 | 0 | 0 | 0 | 0 | 0 | 0 | 0 | 0 | 0 | 0 | 0 | 0 | 0 | 0 | 0 | 0 | 0 | 0 | 0 | 0 | 0 | 1.47 | 1.47 | 1.47 | 1.47 | 1.47 | 1.47 | 1.47 | 1.47 | 1.47 | 1.47 | 1.47 | 1.47 | 1.47 | 1.47 | 1.47 | 1.47 | 1.47 | 1.47 | 1.47 | 1.47 | 1.47 | 1.47 | 1.47 | 1.47 | 1.47 | 1.47 | 1.47 | 0 | 0 | 0 | 0 | 0 | 0 | 0 | 0 | 0 | 0 | 0 | 0 | 0 | 0 | 0 | 0 | 0 | 0 | 0 | 0 | 0 | 0 | 0 | 0 | 0 | 0 | 0 | 0 | 0 | 0 | 0 | 0 | 0 | 0 | 0 | 0 | 0 | 0 | 0 | 0 | 0 | 0 | 0 | 0 | 0 | 0 | 0 | 0 | 0 | 0 | 0 | 0 | 0 | 0 | 0 | 0 | 0 | 0 | 0 | 0 | 0 | 0 | 0 | 0 | 0 | 0 | 0 | 0 | 0 | 0 | 0 | 0 | 0 | 0 | 0 | 0 | 0 | 0 | 0 | 0 | 0 | 0 | 0 | 0 | 0 | 0 | 0 | 0 | 0 | 0 | 0 | 0 | 0 | 0 | 0 | 0 | 0 | 0 | 0 | 0 | 0 | 0 | 0 | 0 | 0 | 0 | 0 | 0 | 0 | 0 | 0 | 0 | 0 | 0 | 0 | 0 | 0 | 0 | 0 | 0 | 0 | 0 | 0 | 0 | 0 | 0 | 0 | 0 | 0 | 0 | 0 | 0 | 0 | 0 | 0 | 0 | 0 | 0 | 0 | 0 | 0 | 0 | 0 | 0 | 0 | 0 | 0 | 0 | 0 | 0 | 0 | 0 | 0 | 0 | 0 | 0 | 0 | 0 | 0 | 0 | 0 | 0 | 0 | 0 | 0 | 0 | 0 | 0 | 0 | 0 | 0 | 0 | 0 | 0 | 0 | 0 | 0 | 0 | 0 | 0 | 0 | 0 | 0 | 0 | 0 | 0 | 0 | 0 | 0 | 0 | 0 | 0 | 0 | 0 | 0 | 0 | 0 | 0 | 0 | 0 | 0 | 0 | 0 | 0 | 0 | 0 | 0 | 0 | 0 | 0 | 0 | 0 | 0 | 0 | 0 | 0 | 0 | 0 | 0 | 0 | 0 | 0 | 0 | 0 | 0 | 0 | 0 | 0 | 0 | 0 | 0 | 0 | 0 | 0 | 0 | 0 | 0 | 0 | 0 | 0 | 0 | 0 | 0 | 0 | 0 | 0 | 0 | 0 | 0 | 0 | 0 | 0 | 0 | 0 | 0 | 0 | 0 | 0 | 0 | 0 | 0 | 0 | 0 | 0 | 0 | 0 | 0 | 0 | 0 | 0 | 0 | 0 | 0 | 0 | 0 | 0 | 0 | 0 | 0 | 0 | 0 | 0 | 0 | 0 | 0 | 0 | 0 | 0 | 0 | 0 | 0 | 0 | 0 | 0 | 0 | 0 | 0 | 0 | 0 | 0 | 0 | 0 | 0 | 0 | 0 | 0 | 0 | 0 | 0 | 0 | 0 | 0 | 0 | 0 | 0 | 0 | 0 | 0 | 0 | 0 | 0 | 0 | 0 | 0 | 0 | 0 | 0 | 0 | 0 | 0 | 0 | 0 | 0 | 0 | 0 | 0 | 0 | 0 | 0 | 0 | 0 | 0 | 0 | 0 | 0 | 0 | 0 | 0 | 0 | 0 | 0 | 0 | 0 | 0 | 0 | 0 | 0 | 0 | 0 | 0 | 0 | 0 | 0 | 0 | 0 | 0 | 0 | 0 | 0 | 0 | 0 | 0 | 0 | 0 | 0 | 0 | 0 | 0 | 0 | 0 | 0 | 0 | 0 | 0 | 0 | 0 | 0 | 0 | 0 | 0 | 0 | 0 | 0 | 0 | 0 | 0 | 0 | 0 | 0 | 0 | 0 | 0 | 0 | 0 | 0 | 0 | 0 | 0 | 0 | 0 | 0 | 0 | 0 | 0 | 0 | 0 | 0 | 0 | 0 | 0 | 0 | 0 | 0 | 0 | 0 | 0 | 0 | 0 | 0 | 0 | 0 | 0 | 0 | 0 | 0 | 0 | 0 | 0 | 0 | 0 | 0 | 0 | 0 | 0 | 0 | 0 | 0 | 0 | 0 | 0 | 0 | 0 | 0 | 0 | 0 | 0 | 0 | 0 | 0 | 0 | 0 | 0 | 0 | 0 | 0 | 0 | 0 | 0 | 0 | 0 | 0 | 0 | 0 | 0 | 0 | 0 | 0
OR_Commercial_OR - College_New_Water Heating_Natural Gas_Water Heater - Drainwater Heat Recovery_A | OR | Commercial | OR - College | New | Water Heating | Natural Gas | Water Heater - Drainwater Heat Recovery | A | OCM405 | 0 | 0 | 40 | 24.0613 | 0 | 0 | 948.56 | 0 | 0 | 0 | 0.28365 | 0.25 | faucet | 86.67% | 86.67% | Discretionary | Retro5Med_OR | 81.34% | Water Heater | 0% | 0 |  | 0 |  | 0 | DHW_DWHR-Water Heating-OPATRM-v1-1 | DHW_DWHR-Water Heating-OPATRM-v1-1 | DHW_DWHR-Water Heating-MNTRM-v1.0-7 | 0 | 0 | 0 | 0 | 0 | 0 | 0 | 0 | 0 | 0 | 0 | 0 | 0 | 0 | 0 | 0 | 0 | 0 | 0 | 0 | 0 | 0 | 0 | 0 | 0 | 0 | 0 | 0 | 0 | 0 | 0 | 0 | 0 | 0 | 0 | 0 | 0 | 0 | 0 | 0 | 0 | 0 | 0 | 0 | 0 | 0 | 0 | 0 | 0 | 0 | 0 | 0 | 0 | 0 | 948.56 | 948.56 | 948.56 | 948.56 | 948.56 | 948.56 | 948.56 | 948.56 | 948.56 | 948.56 | 948.56 | 948.56 | 948.56 | 948.56 | 948.56 | 948.56 | 948.56 | 948.56 | 948.56 | 948.56 | 948.56 | 948.56 | 948.56 | 948.56 | 948.56 | 948.56 | 948.56 | 0 | 0 | 0 | 0 | 0 | 0 | 0 | 0 | 0 | 0 | 0 | 0 | 0 | 0 | 0 | 0 | 0 | 0 | 0 | 0 | 0 | 0 | 0 | 0 | 0 | 0 | 0 | 0 | 0 | 0 | 0 | 0 | 0 | 0 | 0 | 0 | 0 | 0 | 0 | 0 | 0 | 0 | 0 | 0 | 0 | 0 | 0 | 0 | 0 | 0 | 0 | 0 | 0 | 0 | 0 | 0 | 0 | 0 | 0 | 0 | 0 | 0 | 0 | 0 | 0 | 0 | 0 | 0 | 0 | 0 | 0 | 0 | 0 | 0 | 0 | 0 | 0 | 0 | 0 | 0 | 0 | 0 | 0 | 0 | 0 | 0 | 0 | 0 | 0 | 0 | 0 | 0 | 0 | 0 | 0 | 0 | 0 | 0 | 0 | 0 | 0 | 0 | 0 | 0 | 0 | 0 | 0 | 0 | 0 | 0 | 0 | 0 | 0 | 0 | 0 | 0 | 0 | 0 | 0 | 0 | 0 | 0 | 0 | 0 | 0 | 0 | 0 | 0 | 0 | 0 | 0 | 0 | 0 | 0 | 0 | 0 | 0 | 0 | 0 | 0 | 0 | 0 | 0 | 0 | 0 | 0 | 0 | 0 | 0 | 0 | 0 | 0 | 0 | 0 | 0 | 0 | 0 | 0 | 0 | 0 | 0 | 0 | 0 | 0 | 0 | 0 | 0 | 0 | 0 | 0 | 0 | 0 | 0 | 0 | 0 | 0 | 0 | 0 | 0 | 0 | 0 | 0 | 0 | 0 | 0 | 0 | 0 | 0 | 0 | 0 | 0 | 0 | 0 | 0 | 0 | 0 | 0 | 0 | 0 | 0 | 0 | 0 | 0 | 0 | 0 | 0 | 0 | 0 | 0 | 0 | 0 | 0 | 0 | 0 | 0 | 0 | 0 | 0 | 0 | 0 | 0 | 0 | 0 | 0 | 0 | 0 | 0 | 0 | 0 | 0 | 0 | 0 | 0 | 0 | 0 | 0 | 0 | 0 | 0 | 0 | 0 | 0 | 0 | 0 | 0 | 0 | 0 | 0 | 0 | 0 | 0 | 0 | 0 | 0 | 0 | 0 | 0 | 0 | 0 | 0 | 0 | 0 | 0 | 0 | 0 | 0 | 0 | 0 | 0 | 0 | 0 | 0 | 0 | 0 | 0 | 0 | 0 | 0 | 0 | 0 | 0 | 0 | 0 | 0 | 0 | 0 | 0 | 0 | 0 | 0 | 0 | 0 | 0 | 0 | 0 | 0 | 0 | 0 | 0 | 0 | 0 | 0 | 0 | 0 | 0 | 0 | 0 | 0 | 0 | 0 | 0 | 0 | 0 | 0 | 0 | 0 | 0 | 0 | 0 | 0 | 0 | 0 | 0 | 0 | 0 | 0 | 0 | 0 | 0 | 0 | 0 | 0 | 0 | 0 | 0 | 0 | 0 | 0 | 0 | 0 | 0 | 0 | 0 | 0 | 0 | 0 | 0 | 0 | 0 | 0 | 0 | 0 | 0 | 0 | 0 | 0 | 0 | 0 | 0 | 0 | 0 | 0 | 0 | 0 | 0 | 0 | 0 | 0 | 0 | 0 | 0 | 0 | 0 | 0 | 0 | 0 | 0 | 0 | 0 | 0 | 0 | 0 | 0 | 0 | 0 | 0 | 0 | 0 | 0 | 0 | 0 | 0 | 0 | 0 | 0 | 0 | 0 | 0 | 0 | 0 | 0 | 0 | 0 | 0 | 0 | 0 | 0 | 0 | 0 | 0 | 0 | 0 | 0 | 0 | 0 | 0 | 0 | 0 | 0 | 0 | 0 | 0 | 0 | 0 | 0 | 0 | 0 | 0 | 0 | 0 | 0 | 0 | 0 | 0 | 0 | 0 | 0 | 0 | 0 | 0 | 0 | 0 | 0 | 0 | 0 | 0 | 0 | 0 | 0 | 0 | 0 | 0 | 0 | 0 | 0 | 0 | 0 | 0 | 0 | 0 | 0 | 0 | 0 | 0 | 0 | 0 | 0 | 0 | 0 | 0 | 0 | 0 | 0 | 0 | 0 | 0 | 0
OR_Commercial_OR - College_New_Water Heating_Natural Gas_Water Heater - Circulation Pump Controls_A | OR | Commercial | OR - College | New | Water Heating | Natural Gas | Water Heater - Circulation Pump Controls | A | OCM406 | Circulation pump with no controls. | Controlled circulation pump. | 11.5 | 1263.3763 | 0 | 0 | 913.56 | 0 | 0 | 0 | 0.28365 | 0.25 | perbldg | 15% | 26.67% | Discretionary | Retro5Med_OR | 81.34% | Water Heater | 0% | 0 |  | 0 |  | 0 | RTF - ComResCirculatorPumps_2_3 - AEG Edited | RTF - ComResCirculatorPumps_2_3 - AEG Edited | RTF - ComResCirculatorPumps_2_3 - AEG Edited | Circulation pump with no controls. | Circulation pump with no controls. | Circulation pump with no controls. | Circulation pump with no controls. | Circulation pump with no controls. | Circulation pump with no controls. | Circulation pump with no controls. | Circulation pump with no controls. | Circulation pump with no controls. | Circulation pump with no controls. | Circulation pump with no controls. | Circulation pump with no controls. | Circulation pump with no controls. | Circulation pump with no controls. | Circulation pump with no controls. | Circulation pump with no controls. | Circulation pump with no controls. | Circulation pump with no controls. | Circulation pump with no controls. | Circulation pump with no controls. | Circulation pump with no controls. | Circulation pump with no controls. | Circulation pump with no controls. | Circulation pump with no controls. | Circulation pump with no controls. | Circulation pump with no controls. | Circulation pump with no controls. | Controlled circulation pump. | Controlled circulation pump. | Controlled circulation pump. | Controlled circulation pump. | Controlled circulation pump. | Controlled circulation pump. | Controlled circulation pump. | Controlled circulation pump. | Controlled circulation pump. | Controlled circulation pump. | Controlled circulation pump. | Controlled circulation pump. | Controlled circulation pump. | Controlled circulation pump. | Controlled circulation pump. | Controlled circulation pump. | Controlled circulation pump. | Controlled circulation pump. | Controlled circulation pump. | Controlled circulation pump. | Controlled circulation pump. | Controlled circulation pump. | Controlled circulation pump. | Controlled circulation pump. | Controlled circulation pump. | Controlled circulation pump. | Controlled circulation pump. | 913.56 | 913.56 | 913.56 | 913.56 | 913.56 | 913.56 | 913.56 | 913.56 | 913.56 | 913.56 | 913.56 | 913.56 | 913.56 | 913.56 | 913.56 | 913.56 | 913.56 | 913.56 | 913.56 | 913.56 | 913.56 | 913.56 | 913.56 | 913.56 | 913.56 | 913.56 | 913.56 | 0 | 0 | 0 | 0 | 0 | 0 | 0 | 0 | 0 | 0 | 0 | 0 | 0 | 0 | 0 | 0 | 0 | 0 | 0 | 0 | 0 | 0 | 0 | 0 | 0 | 0 | 0 | 0 | 0 | 0 | 0 | 0 | 0 | 0 | 0 | 0 | 0 | 0 | 0 | 0 | 0 | 0 | 0 | 0 | 0 | 0 | 0 | 0 | 0 | 0 | 0 | 0 | 0 | 0 | 0 | 0 | 0 | 0 | 0 | 0 | 0 | 0 | 0 | 0 | 0 | 0 | 0 | 0 | 0 | 0 | 0 | 0 | 0 | 0 | 0 | 0 | 0 | 0 | 0 | 0 | 0 | 0 | 0 | 0 | 0 | 0 | 0 | 0 | 0 | 0 | 0 | 0 | 0 | 0 | 0 | 0 | 0 | 0 | 0 | 0 | 0 | 0 | 0 | 0 | 0 | 0 | 0 | 0 | 0 | 0 | 0 | 0 | 0 | 0 | 0 | 0 | 0 | 0 | 0 | 0 | 0 | 0 | 0 | 0 | 0 | 0 | 0 | 0 | 0 | 0 | 0 | 0 | 0 | 0 | 0 | 0 | 0 | 0 | 0 | 0 | 0 | 0 | 0 | 0 | 0 | 0 | 0 | 0 | 0 | 0 | 0 | 0 | 0 | 0 | 0 | 0 | 0 | 0 | 0 | 0 | 0 | 0 | 0 | 0 | 0 | 0 | 0 | 0 | 0 | 0 | 0 | 0 | 0 | 0 | 0 | 0 | 0 | 0 | 0 | 0 | 0 | 0 | 0 | 0 | 0 | 0 | 0 | 0 | 0 | 0 | 0 | 0 | 0 | 0 | 0 | 0 | 0 | 0 | 0 | 0 | 0 | 0 | 0 | 0 | 0 | 0 | 0 | 0 | 0 | 0 | 0 | 0 | 0 | 0 | 0 | 0 | 0 | 0 | 0 | 0 | 0 | 0 | 0 | 0 | 0 | 0 | 0 | 0 | 0 | 0 | 0 | 0 | 0 | 0 | 0 | 0 | 0 | 0 | 0 | 0 | 0 | 0 | 0 | 0 | 0 | 0 | 0 | 0 | 0 | 0 | 0 | 0 | 0 | 0 | 0 | 0 | 0 | 0 | 0 | 0 | 0 | 0 | 0 | 0 | 0 | 0 | 0 | 0 | 0 | 0 | 0 | 0 | 0 | 0 | 0 | 0 | 0 | 0 | 0 | 0 | 0 | 0 | 0 | 0 | 0 | 0 | 0 | 0 | 0 | 0 | 0 | 0 | 0 | 0 | 0 | 0 | 0 | 0 | 0 | 0 | 0 | 0 | 0 | 0 | 0 | 0 | 0 | 0 | 0 | 0 | 0 | 0 | 0 | 0 | 0 | 0 | 0 | 0 | 0 | 0 | 0 | 0 | 0 | 0 | 0 | 0 | 0 | 0 | 0 | 0 | 0 | 0 | 0 | 0 | 0 | 0 | 0 | 0 | 0 | 0 | 0 | 0 | 0 | 0 | 0 | 0 | 0 | 0 | 0 | 0 | 0 | 0 | 0 | 0 | 0 | 0 | 0 | 0 | 0 | 0 | 0 | 0 | 0 | 0 | 0 | 0 | 0 | 0 | 0 | 0 | 0 | 0 | 0 | 0 | 0 | 0 | 0 | 0 | 0 | 0 | 0 | 0 | 0 | 0 | 0 | 0 | 0 | 0 | 0 | 0 | 0 | 0 | 0 | 0 | 0 | 0 | 0 | 0 | 0 | 0 | 0 | 0 | 0 | 0 | 0 | 0 | 0 | 0 | 0 | 0 | 0 | 0 | 0 | 0 | 0 | 0 | 0 | 0 | 0 | 0 | 0 | 0 | 0 | 0 | 0 | 0 | 0 | 0 | 0 | 0 | 0 | 0 | 0 | 0 | 0 | 0 | 0 | 0 | 0 | 0 | 0 | 0 | 0 | 0 | 0 | 0 | 0 | 0 | 0 | 0 | 0 | 0 | 0 | 0 | 0 | 0 | 0 | 0 | 0 | 0 | 0 | 0 | 0 | 0 | 0 | 0 | 0 | 0 | 0 | 0 | 0 | 0 | 0 | 0 | 0 | 0 | 0
OR_Commercial_OR - College_New_Water Heating_Natural Gas_Water Heater - Pipe Insulation_A | OR | Commercial | OR - College | New | Water Heating | Natural Gas | Water Heater - Pipe Insulation | A | OCM407 | No insulation. | Water heater pipe insulation. | 15 | 5.02 | 0 | 0 | 19.39 | 0 | 0 | 0 | 0.28365 | 0.25 | PipeFeet | 1.124% | 100% | Discretionary | Retro5Med_OR | 81.34% | Water Heater | 0% | 0 |  | 0 |  | 0 | IL TRM v10 - 4.4.14 Pipe Insulation - CI-HVC-PINS-V07-220101 | IL TRM v10 - 4.4.14 Pipe Insulation - CI-HVC-PINS-V07-220101 | IL TRM v10 - 4.4.14 Pipe Insulation - CI-HVC-PINS-V07-220101 | No insulation. | No insulation. | No insulation. | No insulation. | No insulation. | No insulation. | No insulation. | No insulation. | No insulation. | No insulation. | No insulation. | No insulation. | No insulation. | No insulation. | No insulation. | No insulation. | No insulation. | No insulation. | No insulation. | No insulation. | No insulation. | No insulation. | No insulation. | No insulation. | No insulation. | No insulation. | No insulation. | Water heater pipe insulation. | Water heater pipe insulation. | Water heater pipe insulation. | Water heater pipe insulation. | Water heater pipe insulation. | Water heater pipe insulation. | Water heater pipe insulation. | Water heater pipe insulation. | Water heater pipe insulation. | Water heater pipe insulation. | Water heater pipe insulation. | Water heater pipe insulation. | Water heater pipe insulation. | Water heater pipe insulation. | Water heater pipe insulation. | Water heater pipe insulation. | Water heater pipe insulation. | Water heater pipe insulation. | Water heater pipe insulation. | Water heater pipe insulation. | Water heater pipe insulation. | Water heater pipe insulation. | Water heater pipe insulation. | Water heater pipe insulation. | Water heater pipe insulation. | Water heater pipe insulation. | Water heater pipe insulation. | 19.39 | 19.39 | 19.39 | 19.39 | 19.39 | 19.39 | 19.39 | 19.39 | 19.39 | 19.39 | 19.39 | 19.39 | 19.39 | 19.39 | 19.39 | 19.39 | 19.39 | 19.39 | 19.39 | 19.39 | 19.39 | 19.39 | 19.39 | 19.39 | 19.39 | 19.39 | 19.39 | 0 | 0 | 0 | 0 | 0 | 0 | 0 | 0 | 0 | 0 | 0 | 0 | 0 | 0 | 0 | 0 | 0 | 0 | 0 | 0 | 0 | 0 | 0 | 0 | 0 | 0 | 0 | 0 | 0 | 0 | 0 | 0 | 0 | 0 | 0 | 0 | 0 | 0 | 0 | 0 | 0 | 0 | 0 | 0 | 0 | 0 | 0 | 0 | 0 | 0 | 0 | 0 | 0 | 0 | 0 | 0 | 0 | 0 | 0 | 0 | 0 | 0 | 0 | 0 | 0 | 0 | 0 | 0 | 0 | 0 | 0 | 0 | 0 | 0 | 0 | 0 | 0 | 0 | 0 | 0 | 0 | 0 | 0 | 0 | 0 | 0 | 0 | 0 | 0 | 0 | 0 | 0 | 0 | 0 | 0 | 0 | 0 | 0 | 0 | 0 | 0 | 0 | 0 | 0 | 0 | 0 | 0 | 0 | 0 | 0 | 0 | 0 | 0 | 0 | 0 | 0 | 0 | 0 | 0 | 0 | 0 | 0 | 0 | 0 | 0 | 0 | 0 | 0 | 0 | 0 | 0 | 0 | 0 | 0 | 0 | 0 | 0 | 0 | 0 | 0 | 0 | 0 | 0 | 0 | 0 | 0 | 0 | 0 | 0 | 0 | 0 | 0 | 0 | 0 | 0 | 0 | 0 | 0 | 0 | 0 | 0 | 0 | 0 | 0 | 0 | 0 | 0 | 0 | 0 | 0 | 0 | 0 | 0 | 0 | 0 | 0 | 0 | 0 | 0 | 0 | 0 | 0 | 0 | 0 | 0 | 0 | 0 | 0 | 0 | 0 | 0 | 0 | 0 | 0 | 0 | 0 | 0 | 0 | 0 | 0 | 0 | 0 | 0 | 0 | 0 | 0 | 0 | 0 | 0 | 0 | 0 | 0 | 0 | 0 | 0 | 0 | 0 | 0 | 0 | 0 | 0 | 0 | 0 | 0 | 0 | 0 | 0 | 0 | 0 | 0 | 0 | 0 | 0 | 0 | 0 | 0 | 0 | 0 | 0 | 0 | 0 | 0 | 0 | 0 | 0 | 0 | 0 | 0 | 0 | 0 | 0 | 0 | 0 | 0 | 0 | 0 | 0 | 0 | 0 | 0 | 0 | 0 | 0 | 0 | 0 | 0 | 0 | 0 | 0 | 0 | 0 | 0 | 0 | 0 | 0 | 0 | 0 | 0 | 0 | 0 | 0 | 0 | 0 | 0 | 0 | 0 | 0 | 0 | 0 | 0 | 0 | 0 | 0 | 0 | 0 | 0 | 0 | 0 | 0 | 0 | 0 | 0 | 0 | 0 | 0 | 0 | 0 | 0 | 0 | 0 | 0 | 0 | 0 | 0 | 0 | 0 | 0 | 0 | 0 | 0 | 0 | 0 | 0 | 0 | 0 | 0 | 0 | 0 | 0 | 0 | 0 | 0 | 0 | 0 | 0 | 0 | 0 | 0 | 0 | 0 | 0 | 0 | 0 | 0 | 0 | 0 | 0 | 0 | 0 | 0 | 0 | 0 | 0 | 0 | 0 | 0 | 0 | 0 | 0 | 0 | 0 | 0 | 0 | 0 | 0 | 0 | 0 | 0 | 0 | 0 | 0 | 0 | 0 | 0 | 0 | 0 | 0 | 0 | 0 | 0 | 0 | 0 | 0 | 0 | 0 | 0 | 0 | 0 | 0 | 0 | 0 | 0 | 0 | 0 | 0 | 0 | 0 | 0 | 0 | 0 | 0 | 0 | 0 | 0 | 0 | 0 | 0 | 0 | 0 | 0 | 0 | 0 | 0 | 0 | 0 | 0 | 0 | 0 | 0 | 0 | 0 | 0 | 0 | 0 | 0 | 0 | 0 | 0 | 0 | 0 | 0 | 0 | 0 | 0 | 0 | 0 | 0 | 0 | 0 | 0 | 0 | 0 | 0 | 0 | 0 | 0 | 0 | 0 | 0 | 0 | 0 | 0 | 0 | 0 | 0 | 0 | 0 | 0 | 0 | 0 | 0 | 0 | 0 | 0 | 0 | 0 | 0 | 0 | 0 | 0 | 0 | 0 | 0 | 0 | 0 | 0 | 0
OR_Commercial_OR - College_New_Water Heating_Natural Gas_Water Heater - Motion Control Faucet_A | OR | Commercial | OR - College | New | Water Heating | Natural Gas | Water Heater - Motion Control Faucet | A | OCM408 | 1.39 gpm w/o motion sensor | 0.35 gpm w/ motion sensor | 5 | 0 | 0 | 0 | 1.07 | 0 | 0 | 0 | 0.28365 | 0.25 | sqft | 30% | 75% | Discretionary | Retro5Med_OR | 81.34% | Water Heater | 0% | 0 |  | 0 |  | 0 | n/a | n/a | n/a | 1.39 gpm w/o motion sensor | 1.39 gpm w/o motion sensor | 1.39 gpm w/o motion sensor | 1.39 gpm w/o motion sensor | 1.39 gpm w/o motion sensor | 1.39 gpm w/o motion sensor | 1.39 gpm w/o motion sensor | 1.39 gpm w/o motion sensor | 1.39 gpm w/o motion sensor | 1.39 gpm w/o motion sensor | 1.39 gpm w/o motion sensor | 1.39 gpm w/o motion sensor | 1.39 gpm w/o motion sensor | 1.39 gpm w/o motion sensor | 1.39 gpm w/o motion sensor | 1.39 gpm w/o motion sensor | 1.39 gpm w/o motion sensor | 1.39 gpm w/o motion sensor | 1.39 gpm w/o motion sensor | 1.39 gpm w/o motion sensor | 1.39 gpm w/o motion sensor | 1.39 gpm w/o motion sensor | 1.39 gpm w/o motion sensor | 1.39 gpm w/o motion sensor | 1.39 gpm w/o motion sensor | 1.39 gpm w/o motion sensor | 1.39 gpm w/o motion sensor | 0.35 gpm w/ motion sensor | 0.35 gpm w/ motion sensor | 0.35 gpm w/ motion sensor | 0.35 gpm w/ motion sensor | 0.35 gpm w/ motion sensor | 0.35 gpm w/ motion sensor | 0.35 gpm w/ motion sensor | 0.35 gpm w/ motion sensor | 0.35 gpm w/ motion sensor | 0.35 gpm w/ motion sensor | 0.35 gpm w/ motion sensor | 0.35 gpm w/ motion sensor | 0.35 gpm w/ motion sensor | 0.35 gpm w/ motion sensor | 0.35 gpm w/ motion sensor | 0.35 gpm w/ motion sensor | 0.35 gpm w/ motion sensor | 0.35 gpm w/ motion sensor | 0.35 gpm w/ motion sensor | 0.35 gpm w/ motion sensor | 0.35 gpm w/ motion sensor | 0.35 gpm w/ motion sensor | 0.35 gpm w/ motion sensor | 0.35 gpm w/ motion sensor | 0.35 gpm w/ motion sensor | 0.35 gpm w/ motion sensor | 0.35 gpm w/ motion sensor | 1.07 | 1.07 | 1.07 | 1.07 | 1.07 | 1.07 | 1.07 | 1.07 | 1.07 | 1.07 | 1.07 | 1.07 | 1.07 | 1.07 | 1.07 | 1.07 | 1.07 | 1.07 | 1.07 | 1.07 | 1.07 | 1.07 | 1.07 | 1.07 | 1.07 | 1.07 | 1.07 | 0 | 0 | 0 | 0 | 0 | 0 | 0 | 0 | 0 | 0 | 0 | 0 | 0 | 0 | 0 | 0 | 0 | 0 | 0 | 0 | 0 | 0 | 0 | 0 | 0 | 0 | 0 | 0 | 0 | 0 | 0 | 0 | 0 | 0 | 0 | 0 | 0 | 0 | 0 | 0 | 0 | 0 | 0 | 0 | 0 | 0 | 0 | 0 | 0 | 0 | 0 | 0 | 0 | 0 | 0 | 0 | 0 | 0 | 0 | 0 | 0 | 0 | 0 | 0 | 0 | 0 | 0 | 0 | 0 | 0 | 0 | 0 | 0 | 0 | 0 | 0 | 0 | 0 | 0 | 0 | 0 | 0 | 0 | 0 | 0 | 0 | 0 | 0 | 0 | 0 | 0 | 0 | 0 | 0 | 0 | 0 | 0 | 0 | 0 | 0 | 0 | 0 | 0 | 0 | 0 | 0 | 0 | 0 | 0 | 0 | 0 | 0 | 0 | 0 | 0 | 0 | 0 | 0 | 0 | 0 | 0 | 0 | 0 | 0 | 0 | 0 | 0 | 0 | 0 | 0 | 0 | 0 | 0 | 0 | 0 | 0 | 0 | 0 | 0 | 0 | 0 | 0 | 0 | 0 | 0 | 0 | 0 | 0 | 0 | 0 | 0 | 0 | 0 | 0 | 0 | 0 | 0 | 0 | 0 | 0 | 0 | 0 | 0 | 0 | 0 | 0 | 0 | 0 | 0 | 0 | 0 | 0 | 0 | 0 | 0 | 0 | 0 | 0 | 0 | 0 | 0 | 0 | 0 | 0 | 0 | 0 | 0 | 0 | 0 | 0 | 0 | 0 | 0 | 0 | 0 | 0 | 0 | 0 | 0 | 0 | 0 | 0 | 0 | 0 | 0 | 0 | 0 | 0 | 0 | 0 | 0 | 0 | 0 | 0 | 0 | 0 | 0 | 0 | 0 | 0 | 0 | 0 | 0 | 0 | 0 | 0 | 0 | 0 | 0 | 0 | 0 | 0 | 0 | 0 | 0 | 0 | 0 | 0 | 0 | 0 | 0 | 0 | 0 | 0 | 0 | 0 | 0 | 0 | 0 | 0 | 0 | 0 | 0 | 0 | 0 | 0 | 0 | 0 | 0 | 0 | 0 | 0 | 0 | 0 | 0 | 0 | 0 | 0 | 0 | 0 | 0 | 0 | 0 | 0 | 0 | 0 | 0 | 0 | 0 | 0 | 0 | 0 | 0 | 0 | 0 | 0 | 0 | 0 | 0 | 0 | 0 | 0 | 0 | 0 | 0 | 0 | 0 | 0 | 0 | 0 | 0 | 0 | 0 | 0 | 0 | 0 | 0 | 0 | 0 | 0 | 0 | 0 | 0 | 0 | 0 | 0 | 0 | 0 | 0 | 0 | 0 | 0 | 0 | 0 | 0 | 0 | 0 | 0 | 0 | 0 | 0 | 0 | 0 | 0 | 0 | 0 | 0 | 0 | 0 | 0 | 0 | 0 | 0 | 0 | 0 | 0 | 0 | 0 | 0 | 0 | 0 | 0 | 0 | 0 | 0 | 0 | 0 | 0 | 0 | 0 | 0 | 0 | 0 | 0 | 0 | 0 | 0 | 0 | 0 | 0 | 0 | 0 | 0 | 0 | 0 | 0 | 0 | 0 | 0 | 0 | 0 | 0 | 0 | 0 | 0 | 0 | 0 | 0 | 0 | 0 | 0 | 0 | 0 | 0 | 0 | 0 | 0 | 0 | 0 | 0 | 0 | 0 | 0 | 0 | 0 | 0 | 0 | 0 | 0 | 0 | 0 | 0 | 0 | 0 | 0 | 0 | 0 | 0 | 0 | 0 | 0 | 0 | 0 | 0 | 0 | 0 | 0 | 0 | 0 | 0 | 0 | 0 | 0 | 0 | 0 | 0 | 0 | 0 | 0 | 0 | 0 | 0 | 0 | 0 | 0 | 0 | 0 | 0 | 0 | 0 | 0 | 0 | 0 | 0 | 0 | 0 | 0 | 0 | 0 | 0 | 0 | 0 | 0 | 0 | 0 | 0 | 0 | 0 | 0 | 0 | 0 | 0 | 0 | 0 | 0 | 0 | 0
OR_Commercial_OR - College_New_Water Heating_Natural Gas_Water Heater - Solar System_A | OR | Commercial | OR - College | New | Water Heating | Natural Gas | Water Heater - Solar System | A | OCM409 | 0 | Solar water heater with electric backup unit | 20 | 40.1544 | 0 | 0 | 278.76 | 0 | 0 | 0 | 0.28365 | 0.25 | DHW kbtuh | 1% | 40% | Discretionary | Retro5Med_OR | 81.34% | Water Heater | 0% | 0 |  | 0 |  | 0 | DHW_WH-Water Heating-AEO17-8 | DHW_WH-Water Heating-AEO17-8 | DHW_WH-Water Heating-DOE-PTool2014-1 | 0 | 0 | 0 | 0 | 0 | 0 | 0 | 0 | 0 | 0 | 0 | 0 | 0 | 0 | 0 | 0 | 0 | 0 | 0 | 0 | 0 | 0 | 0 | 0 | 0 | 0 | 0 | Solar water heater with electric backup unit | Solar water heater with electric backup unit | Solar water heater with electric backup unit | Solar water heater with electric backup unit | Solar water heater with electric backup unit | Solar water heater with electric backup unit | Solar water heater with electric backup unit | Solar water heater with electric backup unit | Solar water heater with electric backup unit | Solar water heater with electric backup unit | Solar water heater with electric backup unit | Solar water heater with electric backup unit | Solar water heater with electric backup unit | Solar water heater with electric backup unit | Solar water heater with electric backup unit | Solar water heater with electric backup unit | Solar water heater with electric backup unit | Solar water heater with electric backup unit | Solar water heater with electric backup unit | Solar water heater with electric backup unit | Solar water heater with electric backup unit | Solar water heater with electric backup unit | Solar water heater with electric backup unit | Solar water heater with electric backup unit | Solar water heater with electric backup unit | Solar water heater with electric backup unit | Solar water heater with electric backup unit | 278.76 | 278.76 | 278.76 | 278.76 | 278.76 | 278.76 | 278.76 | 278.76 | 278.76 | 278.76 | 278.76 | 278.76 | 278.76 | 278.76 | 278.76 | 278.76 | 278.76 | 278.76 | 278.76 | 278.76 | 278.76 | 278.76 | 278.76 | 278.76 | 278.76 | 278.76 | 278.76 | 0 | 0 | 0 | 0 | 0 | 0 | 0 | 0 | 0 | 0 | 0 | 0 | 0 | 0 | 0 | 0 | 0 | 0 | 0 | 0 | 0 | 0 | 0 | 0 | 0 | 0 | 0 | 0 | 0 | 0 | 0 | 0 | 0 | 0 | 0 | 0 | 0 | 0 | 0 | 0 | 0 | 0 | 0 | 0 | 0 | 0 | 0 | 0 | 0 | 0 | 0 | 0 | 0 | 0 | 0 | 0 | 0 | 0 | 0 | 0 | 0 | 0 | 0 | 0 | 0 | 0 | 0 | 0 | 0 | 0 | 0 | 0 | 0 | 0 | 0 | 0 | 0 | 0 | 0 | 0 | 0 | 0 | 0 | 0 | 0 | 0 | 0 | 0 | 0 | 0 | 0 | 0 | 0 | 0 | 0 | 0 | 0 | 0 | 0 | 0 | 0 | 0 | 0 | 0 | 0 | 0 | 0 | 0 | 0 | 0 | 0 | 0 | 0 | 0 | 0 | 0 | 0 | 0 | 0 | 0 | 0 | 0 | 0 | 0 | 0 | 0 | 0 | 0 | 0 | 0 | 0 | 0 | 0 | 0 | 0 | 0 | 0 | 0 | 0 | 0 | 0 | 0 | 0 | 0 | 0 | 0 | 0 | 0 | 0 | 0 | 0 | 0 | 0 | 0 | 0 | 0 | 0 | 0 | 0 | 0 | 0 | 0 | 0 | 0 | 0 | 0 | 0 | 0 | 0 | 0 | 0 | 0 | 0 | 0 | 0 | 0 | 0 | 0 | 0 | 0 | 0 | 0 | 0 | 0 | 0 | 0 | 0 | 0 | 0 | 0 | 0 | 0 | 0 | 0 | 0 | 0 | 0 | 0 | 0 | 0 | 0 | 0 | 0 | 0 | 0 | 0 | 0 | 0 | 0 | 0 | 0 | 0 | 0 | 0 | 0 | 0 | 0 | 0 | 0 | 0 | 0 | 0 | 0 | 0 | 0 | 0 | 0 | 0 | 0 | 0 | 0 | 0 | 0 | 0 | 0 | 0 | 0 | 0 | 0 | 0 | 0 | 0 | 0 | 0 | 0 | 0 | 0 | 0 | 0 | 0 | 0 | 0 | 0 | 0 | 0 | 0 | 0 | 0 | 0 | 0 | 0 | 0 | 0 | 0 | 0 | 0 | 0 | 0 | 0 | 0 | 0 | 0 | 0 | 0 | 0 | 0 | 0 | 0 | 0 | 0 | 0 | 0 | 0 | 0 | 0 | 0 | 0 | 0 | 0 | 0 | 0 | 0 | 0 | 0 | 0 | 0 | 0 | 0 | 0 | 0 | 0 | 0 | 0 | 0 | 0 | 0 | 0 | 0 | 0 | 0 | 0 | 0 | 0 | 0 | 0 | 0 | 0 | 0 | 0 | 0 | 0 | 0 | 0 | 0 | 0 | 0 | 0 | 0 | 0 | 0 | 0 | 0 | 0 | 0 | 0 | 0 | 0 | 0 | 0 | 0 | 0 | 0 | 0 | 0 | 0 | 0 | 0 | 0 | 0 | 0 | 0 | 0 | 0 | 0 | 0 | 0 | 0 | 0 | 0 | 0 | 0 | 0 | 0 | 0 | 0 | 0 | 0 | 0 | 0 | 0 | 0 | 0 | 0 | 0 | 0 | 0 | 0 | 0 | 0 | 0 | 0 | 0 | 0 | 0 | 0 | 0 | 0 | 0 | 0 | 0 | 0 | 0 | 0 | 0 | 0 | 0 | 0 | 0 | 0 | 0 | 0 | 0 | 0 | 0 | 0 | 0 | 0 | 0 | 0 | 0 | 0 | 0 | 0 | 0 | 0 | 0 | 0 | 0 | 0 | 0 | 0 | 0 | 0 | 0 | 0 | 0 | 0 | 0 | 0 | 0 | 0 | 0 | 0 | 0 | 0 | 0 | 0 | 0 | 0 | 0 | 0 | 0 | 0 | 0 | 0 | 0 | 0 | 0 | 0 | 0 | 0 | 0 | 0 | 0 | 0 | 0 | 0 | 0 | 0 | 0 | 0 | 0 | 0 | 0 | 0 | 0 | 0 | 0 | 0 | 0 | 0 | 0 | 0 | 0 | 0 | 0 | 0
OR_Commercial_OR - College_New_Water Heating_Natural Gas_Commercial Laundry - Ozone Treatment_A | OR | Commercial | OR - College | New | Water Heating | Natural Gas | Commercial Laundry - Ozone Treatment | A | OCM410 | Standard commercial washer. | Ozone laundry treatment system. | 10 | 345.2823 | 0 | 0 | 10064.67 | 0 | 222.08 | 0 | 0.28365 | 0.25 | perBldg | 0% | 6.667% | Discretionary | Retro5Med_OR | 81.34% | Water Heater | 0% | 0 |  | 0 |  | 0 | CW_OZON-Water Heating-ILTRM-v4.0-4 | CW_OZON-Water Heating-ILTRM-v4.0-4 | CW_OZON-Water Heating-ILTRM-v4.0-4 | Standard commercial washer. | Standard commercial washer. | Standard commercial washer. | Standard commercial washer. | Standard commercial washer. | Standard commercial washer. | Standard commercial washer. | Standard commercial washer. | Standard commercial washer. | Standard commercial washer. | Standard commercial washer. | Standard commercial washer. | Standard commercial washer. | Standard commercial washer. | Standard commercial washer. | Standard commercial washer. | Standard commercial washer. | Standard commercial washer. | Standard commercial washer. | Standard commercial washer. | Standard commercial washer. | Standard commercial washer. | Standard commercial washer. | Standard commercial washer. | Standard commercial washer. | Standard commercial washer. | Standard commercial washer. | Ozone laundry treatment system. | Ozone laundry treatment system. | Ozone laundry treatment system. | Ozone laundry treatment system. | Ozone laundry treatment system. | Ozone laundry treatment system. | Ozone laundry treatment system. | Ozone laundry treatment system. | Ozone laundry treatment system. | Ozone laundry treatment system. | Ozone laundry treatment system. | Ozone laundry treatment system. | Ozone laundry treatment system. | Ozone laundry treatment system. | Ozone laundry treatment system. | Ozone laundry treatment system. | Ozone laundry treatment system. | Ozone laundry treatment system. | Ozone laundry treatment system. | Ozone laundry treatment system. | Ozone laundry treatment system. | Ozone laundry treatment system. | Ozone laundry treatment system. | Ozone laundry treatment system. | Ozone laundry treatment system. | Ozone laundry treatment system. | Ozone laundry treatment system. | 10064.67 | 10064.67 | 10064.67 | 10064.67 | 10064.67 | 10064.67 | 10064.67 | 10064.67 | 10064.67 | 10064.67 | 10064.67 | 10064.67 | 10064.67 | 10064.67 | 10064.67 | 10064.67 | 10064.67 | 10064.67 | 10064.67 | 10064.67 | 10064.67 | 10064.67 | 10064.67 | 10064.67 | 10064.67 | 10064.67 | 10064.67 | 0 | 0 | 0 | 0 | 0 | 0 | 0 | 0 | 0 | 0 | 0 | 0 | 0 | 0 | 0 | 0 | 0 | 0 | 0 | 0 | 0 | 0 | 0 | 0 | 0 | 0 | 0 | 0 | 0 | 0 | 0 | 0 | 0 | 0 | 0 | 0 | 0 | 0 | 0 | 0 | 0 | 0 | 0 | 0 | 0 | 0 | 0 | 0 | 0 | 0 | 0 | 0 | 0 | 0 | 0 | 0 | 0 | 0 | 0 | 0 | 0 | 0 | 0 | 0 | 0 | 0 | 0 | 0 | 0 | 0 | 0 | 0 | 0 | 0 | 0 | 0 | 0 | 0 | 0 | 0 | 0 | 0 | 0 | 0 | 0 | 0 | 0 | 0 | 0 | 0 | 0 | 0 | 0 | 0 | 0 | 0 | 0 | 0 | 0 | 0 | 0 | 0 | 0 | 0 | 0 | 0 | 0 | 0 | 0 | 0 | 0 | 0 | 0 | 0 | 0 | 0 | 0 | 0 | 0 | 0 | 0 | 0 | 0 | 0 | 0 | 0 | 0 | 0 | 0 | 0 | 0 | 0 | 0 | 0 | 0 | 0 | 0 | 0 | 0 | 0 | 0 | 0 | 0 | 0 | 0 | 0 | 0 | 0 | 0 | 0 | 0 | 0 | 0 | 0 | 0 | 0 | 0 | 0 | 0 | 0 | 0 | 0 | 0 | 0 | 0 | 0 | 0 | 0 | 0 | 0 | 0 | 0 | 0 | 0 | 0 | 0 | 0 | 0 | 0 | 0 | 0 | 0 | 0 | 0 | 0 | 0 | 0 | 0 | 0 | 0 | 0 | 0 | 0 | 0 | 0 | 0 | 0 | 0 | 0 | 0 | 0 | 0 | 0 | 0 | 0 | 0 | 0 | 0 | 0 | 0 | 0 | 0 | 0 | 0 | 0 | 0 | 0 | 0 | 0 | 0 | 0 | 0 | 0 | 0 | 0 | 0 | 0 | 0 | 0 | 0 | 0 | 0 | 0 | 0 | 0 | 0 | 0 | 0 | 0 | 0 | 0 | 0 | 0 | 0 | 0 | 0 | 0 | 0 | 0 | 0 | 0 | 0 | 0 | 0 | 0 | 0 | 0 | 0 | 0 | 0 | 0 | 0 | 0 | 0 | 0 | 0 | 0 | 0 | 0 | 0 | 0 | 0 | 0 | 0 | 0 | 0 | 0 | 0 | 0 | 0 | 0 | 0 | 0 | 0 | 0 | 0 | 0 | 0 | 0 | 0 | 0 | 0 | 0 | 0 | 0 | 0 | 0 | 0 | 0 | 0 | 0 | 0 | 0 | 0 | 0 | 0 | 0 | 0 | 0 | 0 | 0 | 0 | 0 | 0 | 0 | 0 | 0 | 0 | 0 | 0 | 0 | 0 | 0 | 0 | 0 | 0 | 0 | 0 | 0 | 0 | 0 | 0 | 0 | 0 | 0 | 0 | 0 | 0 | 0 | 0 | 0 | 0 | 0 | 0 | 0 | 0 | 0 | 0 | 0 | 0 | 0 | 0 | 0 | 0 | 0 | 0 | 0 | 0 | 0 | 0 | 0 | 0 | 0 | 0 | 0 | 0 | 0 | 0 | 0 | 0 | 0 | 0 | 0 | 0 | 0 | 0 | 0 | 0 | 0 | 0 | 0 | 0 | 0 | 0 | 0 | 0 | 0 | 0 | 0 | 0 | 0 | 0 | 0 | 0 | 0 | 0 | 0 | 0 | 0 | 0 | 0 | 0 | 0 | 0 | 0 | 0 | 0 | 0 | 0 | 0 | 0 | 0 | 0 | 0 | 0 | 0 | 0 | 0 | 0 | 0 | 0 | 0 | 0 | 0 | 0 | 0 | 0 | 0 | 0 | 0 | 0 | 0 | 0 | 0 | 0 | 0 | 0 | 0 | 0 | 0 | 0 | 0 | 0 | 0 | 0 | 0 | 0 | 0 | 0 | 0 | 0 | 0 | 0 | 0 | 0 | 0 | 0 | 0 | 0 | 0 | 0 | 0 | 0 | 0 | 0 | 0 | 0 | 0 | 0 | 0 | 0 | 0 | 0 | 0 | 0 | 0 | 0
OR_Commercial_OR - College_New_Water Heating_Natural Gas_Commercial Laundry - ENERGY STAR Washer_A | OR | Commercial | OR - College | New | Water Heating | Natural Gas | Commercial Laundry - ENERGY STAR Washer | A | OCM411 | Standard efficiency washer. | ENERGY STAR rated washer. | 7 | 35.5089 | 0 | 0 | 458.11 | 200.17 | 0 | 0 | 0.28365 | 0.25 | ClothesWashers | 0% | 6.667% | Discretionary | Retro5Med_OR | 90.92% | Water Heater | 0% | 0 |  | 0 |  | 0 | CW-Miscellaneous-RTF-v5.1-21 | CW-Miscellaneous-RTF-v5.1-21 | CW-Miscellaneous-RTF-PreQCv5.0-8 | Standard efficiency washer. | Standard efficiency washer. | Standard efficiency washer. | Standard efficiency washer. | Standard efficiency washer. | Standard efficiency washer. | Standard efficiency washer. | Standard efficiency washer. | Standard efficiency washer. | Standard efficiency washer. | Standard efficiency washer. | Standard efficiency washer. | Standard efficiency washer. | Standard efficiency washer. | Standard efficiency washer. | Standard efficiency washer. | Standard efficiency washer. | Standard efficiency washer. | Standard efficiency washer. | Standard efficiency washer. | Standard efficiency washer. | Standard efficiency washer. | Standard efficiency washer. | Standard efficiency washer. | Standard efficiency washer. | Standard efficiency washer. | Standard efficiency washer. | ENERGY STAR rated washer. | ENERGY STAR rated washer. | ENERGY STAR rated washer. | ENERGY STAR rated washer. | ENERGY STAR rated washer. | ENERGY STAR rated washer. | ENERGY STAR rated washer. | ENERGY STAR rated washer. | ENERGY STAR rated washer. | ENERGY STAR rated washer. | ENERGY STAR rated washer. | ENERGY STAR rated washer. | ENERGY STAR rated washer. | ENERGY STAR rated washer. | ENERGY STAR rated washer. | ENERGY STAR rated washer. | ENERGY STAR rated washer. | ENERGY STAR rated washer. | ENERGY STAR rated washer. | ENERGY STAR rated washer. | ENERGY STAR rated washer. | ENERGY STAR rated washer. | ENERGY STAR rated washer. | ENERGY STAR rated washer. | ENERGY STAR rated washer. | ENERGY STAR rated washer. | ENERGY STAR rated washer. | 458.11 | 458.11 | 458.11 | 458.11 | 458.11 | 458.11 | 458.11 | 458.11 | 458.11 | 458.11 | 458.11 | 458.11 | 458.11 | 458.11 | 458.11 | 458.11 | 458.11 | 458.11 | 458.11 | 458.11 | 458.11 | 458.11 | 458.11 | 458.11 | 458.11 | 458.11 | 458.11 | 0 | 0 | 0 | 0 | 0 | 0 | 0 | 0 | 0 | 0 | 0 | 0 | 0 | 0 | 0 | 0 | 0 | 0 | 0 | 0 | 0 | 0 | 0 | 0 | 0 | 0 | 0 | 0 | 0 | 0 | 0 | 0 | 0 | 0 | 0 | 0 | 0 | 0 | 0 | 0 | 0 | 0 | 0 | 0 | 0 | 0 | 0 | 0 | 0 | 0 | 0 | 0 | 0 | 0 | 0 | 0 | 0 | 0 | 0 | 0 | 0 | 0 | 0 | 0 | 0 | 0 | 0 | 0 | 0 | 0 | 0 | 0 | 0 | 0 | 0 | 0 | 0 | 0 | 0 | 0 | 0 | 0 | 0 | 0 | 0 | 0 | 0 | 0 | 0 | 0 | 0 | 0 | 0 | 0 | 0 | 0 | 0 | 0 | 0 | 0 | 0 | 0 | 0 | 0 | 0 | 0 | 0 | 0 | 0 | 0 | 0 | 0 | 0 | 0 | 0 | 0 | 0 | 0 | 0 | 0 | 0 | 0 | 0 | 0 | 0 | 0 | 0 | 0 | 0 | 0 | 0 | 0 | 0 | 0 | 0 | 0 | 0 | 0 | 0 | 0 | 0 | 0 | 0 | 0 | 0 | 0 | 0 | 0 | 0 | 0 | 0 | 0 | 0 | 0 | 0 | 0 | 0 | 0 | 0 | 0 | 0 | 0 | 0 | 0 | 0 | 0 | 0 | 0 | 0 | 0 | 0 | 0 | 0 | 0 | 0 | 0 | 0 | 0 | 0 | 0 | 0 | 0 | 0 | 0 | 0 | 0 | 0 | 0 | 0 | 0 | 0 | 0 | 0 | 0 | 0 | 0 | 0 | 0 | 0 | 0 | 0 | 0 | 0 | 0 | 0 | 0 | 0 | 0 | 0 | 0 | 0 | 0 | 0 | 0 | 0 | 0 | 0 | 0 | 0 | 0 | 0 | 0 | 0 | 0 | 0 | 0 | 0 | 0 | 0 | 0 | 0 | 0 | 0 | 0 | 0 | 0 | 0 | 0 | 0 | 0 | 0 | 0 | 0 | 0 | 0 | 0 | 0 | 0 | 0 | 0 | 0 | 0 | 0 | 0 | 0 | 0 | 0 | 0 | 0 | 0 | 0 | 0 | 0 | 0 | 0 | 0 | 0 | 0 | 0 | 0 | 0 | 0 | 0 | 0 | 0 | 0 | 0 | 0 | 0 | 0 | 0 | 0 | 0 | 0 | 0 | 0 | 0 | 0 | 0 | 0 | 0 | 0 | 0 | 0 | 0 | 0 | 0 | 0 | 0 | 0 | 0 | 0 | 0 | 0 | 0 | 0 | 0 | 0 | 0 | 0 | 0 | 0 | 0 | 0 | 0 | 0 | 0 | 0 | 0 | 0 | 0 | 0 | 0 | 0 | 0 | 0 | 0 | 0 | 0 | 0 | 0 | 0 | 0 | 0 | 0 | 0 | 0 | 0 | 0 | 0 | 0 | 0 | 0 | 0 | 0 | 0 | 0 | 0 | 0 | 0 | 0 | 0 | 0 | 0 | 0 | 0 | 0 | 0 | 0 | 0 | 0 | 0 | 0 | 0 | 0 | 0 | 0 | 0 | 0 | 0 | 0 | 0 | 0 | 0 | 0 | 0 | 0 | 0 | 0 | 0 | 0 | 0 | 0 | 0 | 0 | 0 | 0 | 0 | 0 | 0 | 0 | 0 | 0 | 0 | 0 | 0 | 0 | 0 | 0 | 0 | 0 | 0 | 0 | 0 | 0 | 0 | 0 | 0 | 0 | 0 | 0 | 0 | 0 | 0 | 0 | 0 | 0 | 0 | 0 | 0 | 0 | 0 | 0 | 0 | 0 | 0 | 0 | 0 | 0 | 0 | 0 | 0 | 0 | 0 | 0 | 0 | 0 | 0 | 0 | 0 | 0 | 0 | 0 | 0 | 0 | 0 | 0 | 0 | 0 | 0 | 0 | 0 | 0 | 0 | 0 | 0 | 0 | 0 | 0 | 0 | 0 | 0 | 0 | 0 | 0 | 0 | 0 | 0 | 0 | 0 | 0 | 0 | 0 | 0 | 0 | 0 | 0
OR_Commercial_OR - College_New_Water Heating_Natural Gas_Water Heater - Efficient Dishwasher_A | OR | Commercial | OR - College | New | Water Heating | Natural Gas | Water Heater - Efficient Dishwasher | A | OCM412 | 0 | ENERGY STAR | 12 | 102.8166 | 0 | 0 | 2377 | 1319.92 | 0 | 0 | 0.28365 | 0.25 | perBldg | 0% | 6.667% | Discretionary | Retro5Med_OR | 81.34% | Water Heater | 0% | 0 |  | 0 |  | 0 | Avista TRM | Avista TRM | Avista TRM | 0 | 0 | 0 | 0 | 0 | 0 | 0 | 0 | 0 | 0 | 0 | 0 | 0 | 0 | 0 | 0 | 0 | 0 | 0 | 0 | 0 | 0 | 0 | 0 | 0 | 0 | 0 | ENERGY STAR | ENERGY STAR | ENERGY STAR | ENERGY STAR | ENERGY STAR | ENERGY STAR | ENERGY STAR | ENERGY STAR | ENERGY STAR | ENERGY STAR | ENERGY STAR | ENERGY STAR | ENERGY STAR | ENERGY STAR | ENERGY STAR | ENERGY STAR | ENERGY STAR | ENERGY STAR | ENERGY STAR | ENERGY STAR | ENERGY STAR | ENERGY STAR | ENERGY STAR | ENERGY STAR | ENERGY STAR | ENERGY STAR | ENERGY STAR | 2377 | 2377 | 2377 | 2377 | 2377 | 2377 | 2377 | 2377 | 2377 | 2377 | 2377 | 2377 | 2377 | 2377 | 2377 | 2377 | 2377 | 2377 | 2377 | 2377 | 2377 | 2377 | 2377 | 2377 | 2377 | 2377 | 2377 | 0 | 0 | 0 | 0 | 0 | 0 | 0 | 0 | 0 | 0 | 0 | 0 | 0 | 0 | 0 | 0 | 0 | 0 | 0 | 0 | 0 | 0 | 0 | 0 | 0 | 0 | 0 | 0 | 0 | 0 | 0 | 0 | 0 | 0 | 0 | 0 | 0 | 0 | 0 | 0 | 0 | 0 | 0 | 0 | 0 | 0 | 0 | 0 | 0 | 0 | 0 | 0 | 0 | 0 | 0 | 0 | 0 | 0 | 0 | 0 | 0 | 0 | 0 | 0 | 0 | 0 | 0 | 0 | 0 | 0 | 0 | 0 | 0 | 0 | 0 | 0 | 0 | 0 | 0 | 0 | 0 | 0 | 0 | 0 | 0 | 0 | 0 | 0 | 0 | 0 | 0 | 0 | 0 | 0 | 0 | 0 | 0 | 0 | 0 | 0 | 0 | 0 | 0 | 0 | 0 | 0 | 0 | 0 | 0 | 0 | 0 | 0 | 0 | 0 | 0 | 0 | 0 | 0 | 0 | 0 | 0 | 0 | 0 | 0 | 0 | 0 | 0 | 0 | 0 | 0 | 0 | 0 | 0 | 0 | 0 | 0 | 0 | 0 | 0 | 0 | 0 | 0 | 0 | 0 | 0 | 0 | 0 | 0 | 0 | 0 | 0 | 0 | 0 | 0 | 0 | 0 | 0 | 0 | 0 | 0 | 0 | 0 | 0 | 0 | 0 | 0 | 0 | 0 | 0 | 0 | 0 | 0 | 0 | 0 | 0 | 0 | 0 | 0 | 0 | 0 | 0 | 0 | 0 | 0 | 0 | 0 | 0 | 0 | 0 | 0 | 0 | 0 | 0 | 0 | 0 | 0 | 0 | 0 | 0 | 0 | 0 | 0 | 0 | 0 | 0 | 0 | 0 | 0 | 0 | 0 | 0 | 0 | 0 | 0 | 0 | 0 | 0 | 0 | 0 | 0 | 0 | 0 | 0 | 0 | 0 | 0 | 0 | 0 | 0 | 0 | 0 | 0 | 0 | 0 | 0 | 0 | 0 | 0 | 0 | 0 | 0 | 0 | 0 | 0 | 0 | 0 | 0 | 0 | 0 | 0 | 0 | 0 | 0 | 0 | 0 | 0 | 0 | 0 | 0 | 0 | 0 | 0 | 0 | 0 | 0 | 0 | 0 | 0 | 0 | 0 | 0 | 0 | 0 | 0 | 0 | 0 | 0 | 0 | 0 | 0 | 0 | 0 | 0 | 0 | 0 | 0 | 0 | 0 | 0 | 0 | 0 | 0 | 0 | 0 | 0 | 0 | 0 | 0 | 0 | 0 | 0 | 0 | 0 | 0 | 0 | 0 | 0 | 0 | 0 | 0 | 0 | 0 | 0 | 0 | 0 | 0 | 0 | 0 | 0 | 0 | 0 | 0 | 0 | 0 | 0 | 0 | 0 | 0 | 0 | 0 | 0 | 0 | 0 | 0 | 0 | 0 | 0 | 0 | 0 | 0 | 0 | 0 | 0 | 0 | 0 | 0 | 0 | 0 | 0 | 0 | 0 | 0 | 0 | 0 | 0 | 0 | 0 | 0 | 0 | 0 | 0 | 0 | 0 | 0 | 0 | 0 | 0 | 0 | 0 | 0 | 0 | 0 | 0 | 0 | 0 | 0 | 0 | 0 | 0 | 0 | 0 | 0 | 0 | 0 | 0 | 0 | 0 | 0 | 0 | 0 | 0 | 0 | 0 | 0 | 0 | 0 | 0 | 0 | 0 | 0 | 0 | 0 | 0 | 0 | 0 | 0 | 0 | 0 | 0 | 0 | 0 | 0 | 0 | 0 | 0 | 0 | 0 | 0 | 0 | 0 | 0 | 0 | 0 | 0 | 0 | 0 | 0 | 0 | 0 | 0 | 0 | 0 | 0 | 0 | 0 | 0 | 0 | 0 | 0 | 0 | 0 | 0 | 0 | 0 | 0 | 0 | 0 | 0 | 0 | 0 | 0 | 0 | 0 | 0 | 0 | 0 | 0 | 0 | 0 | 0 | 0 | 0 | 0 | 0 | 0 | 0 | 0 | 0 | 0 | 0 | 0 | 0 | 0 | 0 | 0 | 0 | 0
OR_Commercial_OR - College_New_Water Heating_Natural Gas_Commercial Laundry - Alternative Dry-Cleaning Methods_A | OR | Commercial | OR - College | New | Water Heating | Natural Gas | Commercial Laundry - Alternative Dry-Cleaning Methods | A | OCM413 | Standard efficiency dryer. | High efficiency alternative dry-cleaning methods. | 15 | 0 | 0 | 0 | 66246.84 | 0 | 0 | 0 | 0.28365 | 0.25 | perBldg | 0% | 6.667% | Discretionary | Retro5Med_OR | 81.34% | Water Heater | 0% | 0 |  | 0 |  | 0 | CW_ALTDRYCLN-Miscellaneous-SCE-ET05.01-6 | CW_ALTDRYCLN-Miscellaneous-SCE-ET05.01-6 | CW_ALTDRYCLN-Miscellaneous-SCE-ET05.01-6 | Standard efficiency dryer. | Standard efficiency dryer. | Standard efficiency dryer. | Standard efficiency dryer. | Standard efficiency dryer. | Standard efficiency dryer. | Standard efficiency dryer. | Standard efficiency dryer. | Standard efficiency dryer. | Standard efficiency dryer. | Standard efficiency dryer. | Standard efficiency dryer. | Standard efficiency dryer. | Standard efficiency dryer. | Standard efficiency dryer. | Standard efficiency dryer. | Standard efficiency dryer. | Standard efficiency dryer. | Standard efficiency dryer. | Standard efficiency dryer. | Standard efficiency dryer. | Standard efficiency dryer. | Standard efficiency dryer. | Standard efficiency dryer. | Standard efficiency dryer. | Standard efficiency dryer. | Standard efficiency dryer. | High efficiency alternative dry-cleaning methods. | High efficiency alternative dry-cleaning methods. | High efficiency alternative dry-cleaning methods. | High efficiency alternative dry-cleaning methods. | High efficiency alternative dry-cleaning methods. | High efficiency alternative dry-cleaning methods. | High efficiency alternative dry-cleaning methods. | High efficiency alternative dry-cleaning methods. | High efficiency alternative dry-cleaning methods. | High efficiency alternative dry-cleaning methods. | High efficiency alternative dry-cleaning methods. | High efficiency alternative dry-cleaning methods. | High efficiency alternative dry-cleaning methods. | High efficiency alternative dry-cleaning methods. | High efficiency alternative dry-cleaning methods. | High efficiency alternative dry-cleaning methods. | High efficiency alternative dry-cleaning methods. | High efficiency alternative dry-cleaning methods. | High efficiency alternative dry-cleaning methods. | High efficiency alternative dry-cleaning methods. | High efficiency alternative dry-cleaning methods. | High efficiency alternative dry-cleaning methods. | High efficiency alternative dry-cleaning methods. | High efficiency alternative dry-cleaning methods. | High efficiency alternative dry-cleaning methods. | High efficiency alternative dry-cleaning methods. | High efficiency alternative dry-cleaning methods. | 66246.84 | 66246.84 | 66246.84 | 66246.84 | 66246.84 | 66246.84 | 66246.84 | 66246.84 | 66246.84 | 66246.84 | 66246.84 | 66246.84 | 66246.84 | 66246.84 | 66246.84 | 66246.84 | 66246.84 | 66246.84 | 66246.84 | 66246.84 | 66246.84 | 66246.84 | 66246.84 | 66246.84 | 66246.84 | 66246.84 | 66246.84 | 0 | 0 | 0 | 0 | 0 | 0 | 0 | 0 | 0 | 0 | 0 | 0 | 0 | 0 | 0 | 0 | 0 | 0 | 0 | 0 | 0 | 0 | 0 | 0 | 0 | 0 | 0 | 0 | 0 | 0 | 0 | 0 | 0 | 0 | 0 | 0 | 0 | 0 | 0 | 0 | 0 | 0 | 0 | 0 | 0 | 0 | 0 | 0 | 0 | 0 | 0 | 0 | 0 | 0 | 0 | 0 | 0 | 0 | 0 | 0 | 0 | 0 | 0 | 0 | 0 | 0 | 0 | 0 | 0 | 0 | 0 | 0 | 0 | 0 | 0 | 0 | 0 | 0 | 0 | 0 | 0 | 0 | 0 | 0 | 0 | 0 | 0 | 0 | 0 | 0 | 0 | 0 | 0 | 0 | 0 | 0 | 0 | 0 | 0 | 0 | 0 | 0 | 0 | 0 | 0 | 0 | 0 | 0 | 0 | 0 | 0 | 0 | 0 | 0 | 0 | 0 | 0 | 0 | 0 | 0 | 0 | 0 | 0 | 0 | 0 | 0 | 0 | 0 | 0 | 0 | 0 | 0 | 0 | 0 | 0 | 0 | 0 | 0 | 0 | 0 | 0 | 0 | 0 | 0 | 0 | 0 | 0 | 0 | 0 | 0 | 0 | 0 | 0 | 0 | 0 | 0 | 0 | 0 | 0 | 0 | 0 | 0 | 0 | 0 | 0 | 0 | 0 | 0 | 0 | 0 | 0 | 0 | 0 | 0 | 0 | 0 | 0 | 0 | 0 | 0 | 0 | 0 | 0 | 0 | 0 | 0 | 0 | 0 | 0 | 0 | 0 | 0 | 0 | 0 | 0 | 0 | 0 | 0 | 0 | 0 | 0 | 0 | 0 | 0 | 0 | 0 | 0 | 0 | 0 | 0 | 0 | 0 | 0 | 0 | 0 | 0 | 0 | 0 | 0 | 0 | 0 | 0 | 0 | 0 | 0 | 0 | 0 | 0 | 0 | 0 | 0 | 0 | 0 | 0 | 0 | 0 | 0 | 0 | 0 | 0 | 0 | 0 | 0 | 0 | 0 | 0 | 0 | 0 | 0 | 0 | 0 | 0 | 0 | 0 | 0 | 0 | 0 | 0 | 0 | 0 | 0 | 0 | 0 | 0 | 0 | 0 | 0 | 0 | 0 | 0 | 0 | 0 | 0 | 0 | 0 | 0 | 0 | 0 | 0 | 0 | 0 | 0 | 0 | 0 | 0 | 0 | 0 | 0 | 0 | 0 | 0 | 0 | 0 | 0 | 0 | 0 | 0 | 0 | 0 | 0 | 0 | 0 | 0 | 0 | 0 | 0 | 0 | 0 | 0 | 0 | 0 | 0 | 0 | 0 | 0 | 0 | 0 | 0 | 0 | 0 | 0 | 0 | 0 | 0 | 0 | 0 | 0 | 0 | 0 | 0 | 0 | 0 | 0 | 0 | 0 | 0 | 0 | 0 | 0 | 0 | 0 | 0 | 0 | 0 | 0 | 0 | 0 | 0 | 0 | 0 | 0 | 0 | 0 | 0 | 0 | 0 | 0 | 0 | 0 | 0 | 0 | 0 | 0 | 0 | 0 | 0 | 0 | 0 | 0 | 0 | 0 | 0 | 0 | 0 | 0 | 0 | 0 | 0 | 0 | 0 | 0 | 0 | 0 | 0 | 0 | 0 | 0 | 0 | 0 | 0 | 0 | 0 | 0 | 0 | 0 | 0 | 0 | 0 | 0 | 0 | 0 | 0 | 0 | 0 | 0 | 0 | 0 | 0 | 0 | 0 | 0 | 0 | 0 | 0 | 0 | 0 | 0 | 0 | 0 | 0 | 0 | 0 | 0 | 0 | 0 | 0 | 0 | 0 | 0 | 0 | 0 | 0 | 0 | 0 | 0 | 0 | 0 | 0 | 0 | 0 | 0 | 0 | 0 | 0 | 0 | 0 | 0 | 0 | 0 | 0 | 0 | 0 | 0 | 0 | 0 | 0 | 0 | 0 | 0 | 0 | 0 | 0 | 0 | 0 | 0 | 0 | 0 | 0 | 0 | 0 | 0 | 0 | 0 | 0 | 0 | 0 | 0
OR_Commercial_OR - College_New_Space Heating_Natural Gas_Advanced Kitchen Ventilation Controls_A | OR | Commercial | OR - College | New | Space Heating | Natural Gas | Advanced Kitchen Ventilation Controls | A | OCM414 | No controls on exhaust hoods. | Variable exhaust hood flow based on temperature or grease sensor. | 15 | 0 | 0 | 0 | 0.12 | 0 | 0 | 0 | 0.28365 | 0.25 | sqft | 10% | 20% | Discretionary | RetroEven20_OR | 82.88% | Space Heating | 0% | 0 |  | 0 |  | 0 | IL TRM - CI-FSE-VENT-V03-160601 | COOK_EXHD-Ventilation-XCELCO-2017-18-2 | COOK_EXHD-Ventilation-XCELCO-2017-18-2 | No controls on exhaust hoods. | No controls on exhaust hoods. | No controls on exhaust hoods. | No controls on exhaust hoods. | No controls on exhaust hoods. | No controls on exhaust hoods. | No controls on exhaust hoods. | No controls on exhaust hoods. | No controls on exhaust hoods. | No controls on exhaust hoods. | No controls on exhaust hoods. | No controls on exhaust hoods. | No controls on exhaust hoods. | No controls on exhaust hoods. | No controls on exhaust hoods. | No controls on exhaust hoods. | No controls on exhaust hoods. | No controls on exhaust hoods. | No controls on exhaust hoods. | No controls on exhaust hoods. | No controls on exhaust hoods. | No controls on exhaust hoods. | No controls on exhaust hoods. | No controls on exhaust hoods. | No controls on exhaust hoods. | No controls on exhaust hoods. | No controls on exhaust hoods. | Variable exhaust hood flow based on temperature or grease sensor. | Variable exhaust hood flow based on temperature or grease sensor. | Variable exhaust hood flow based on temperature or grease sensor. | Variable exhaust hood flow based on temperature or grease sensor. | Variable exhaust hood flow based on temperature or grease sensor. | Variable exhaust hood flow based on temperature or grease sensor. | Variable exhaust hood flow based on temperature or grease sensor. | Variable exhaust hood flow based on temperature or grease sensor. | Variable exhaust hood flow based on temperature or grease sensor. | Variable exhaust hood flow based on temperature or grease sensor. | Variable exhaust hood flow based on temperature or grease sensor. | Variable exhaust hood flow based on temperature or grease sensor. | Variable exhaust hood flow based on temperature or grease sensor. | Variable exhaust hood flow based on temperature or grease sensor. | Variable exhaust hood flow based on temperature or grease sensor. | Variable exhaust hood flow based on temperature or grease sensor. | Variable exhaust hood flow based on temperature or grease sensor. | Variable exhaust hood flow based on temperature or grease sensor. | Variable exhaust hood flow based on temperature or grease sensor. | Variable exhaust hood flow based on temperature or grease sensor. | Variable exhaust hood flow based on temperature or grease sensor. | Variable exhaust hood flow based on temperature or grease sensor. | Variable exhaust hood flow based on temperature or grease sensor. | Variable exhaust hood flow based on temperature or grease sensor. | Variable exhaust hood flow based on temperature or grease sensor. | Variable exhaust hood flow based on temperature or grease sensor. | Variable exhaust hood flow based on temperature or grease sensor. | 0.12 | 0.12 | 0.12 | 0.12 | 0.12 | 0.12 | 0.12 | 0.12 | 0.12 | 0.12 | 0.12 | 0.12 | 0.12 | 0.12 | 0.12 | 0.12 | 0.12 | 0.12 | 0.12 | 0.12 | 0.12 | 0.12 | 0.12 | 0.12 | 0.12 | 0.12 | 0.12 | 0 | 0 | 0 | 0 | 0 | 0 | 0 | 0 | 0 | 0 | 0 | 0 | 0 | 0 | 0 | 0 | 0 | 0 | 0 | 0 | 0 | 0 | 0 | 0 | 0 | 0 | 0 | 0 | 0 | 0 | 0 | 0 | 0 | 0 | 0 | 0 | 0 | 0 | 0 | 0 | 0 | 0 | 0 | 0 | 0 | 0 | 0 | 0 | 0 | 0 | 0 | 0 | 0 | 0 | 0 | 0 | 0 | 0 | 0 | 0 | 0 | 0 | 0 | 0 | 0 | 0 | 0 | 0 | 0 | 0 | 0 | 0 | 0 | 0 | 0 | 0 | 0 | 0 | 0 | 0 | 0 | 0 | 0 | 0 | 0 | 0 | 0 | 0 | 0 | 0 | 0 | 0 | 0 | 0 | 0 | 0 | 0 | 0 | 0 | 0 | 0 | 0 | 0 | 0 | 0 | 0 | 0 | 0 | 0 | 0 | 0 | 0 | 0 | 0 | 0 | 0 | 0 | 0 | 0 | 0 | 0 | 0 | 0 | 0 | 0 | 0 | 0 | 0 | 0 | 0 | 0 | 0 | 0 | 0 | 0 | 0 | 0 | 0 | 0 | 0 | 0 | 0 | 0 | 0 | 0 | 0 | 0 | 0 | 0 | 0 | 0 | 0 | 0 | 0 | 0 | 0 | 0 | 0 | 0 | 0 | 0 | 0 | 0 | 0 | 0 | 0 | 0 | 0 | 0 | 0 | 0 | 0 | 0 | 0 | 0 | 0 | 0 | 0 | 0 | 0 | 0 | 0 | 0 | 0 | 0 | 0 | 0 | 0 | 0 | 0 | 0 | 0 | 0 | 0 | 0 | 0 | 0 | 0 | 0 | 0 | 0 | 0 | 0 | 0 | 0 | 0 | 0 | 0 | 0 | 0 | 0 | 0 | 0 | 0 | 0 | 0 | 0 | 0 | 0 | 0 | 0 | 0 | 0 | 0 | 0 | 0 | 0 | 0 | 0 | 0 | 0 | 0 | 0 | 0 | 0 | 0 | 0 | 0 | 0 | 0 | 0 | 0 | 0 | 0 | 0 | 0 | 0 | 0 | 0 | 0 | 0 | 0 | 0 | 0 | 0 | 0 | 0 | 0 | 0 | 0 | 0 | 0 | 0 | 0 | 0 | 0 | 0 | 0 | 0 | 0 | 0 | 0 | 0 | 0 | 0 | 0 | 0 | 0 | 0 | 0 | 0 | 0 | 0 | 0 | 0 | 0 | 0 | 0 | 0 | 0 | 0 | 0 | 0 | 0 | 0 | 0 | 0 | 0 | 0 | 0 | 0 | 0 | 0 | 0 | 0 | 0 | 0 | 0 | 0 | 0 | 0 | 0 | 0 | 0 | 0 | 0 | 0 | 0 | 0 | 0 | 0 | 0 | 0 | 0 | 0 | 0 | 0 | 0 | 0 | 0 | 0 | 0 | 0 | 0 | 0 | 0 | 0 | 0 | 0 | 0 | 0 | 0 | 0 | 0 | 0 | 0 | 0 | 0 | 0 | 0 | 0 | 0 | 0 | 0 | 0 | 0 | 0 | 0 | 0 | 0 | 0 | 0 | 0 | 0 | 0 | 0 | 0 | 0 | 0 | 0 | 0 | 0 | 0 | 0 | 0 | 0 | 0 | 0 | 0 | 0 | 0 | 0 | 0 | 0 | 0 | 0 | 0 | 0 | 0 | 0 | 0 | 0 | 0 | 0 | 0 | 0 | 0 | 0 | 0 | 0 | 0 | 0 | 0 | 0 | 0 | 0 | 0 | 0 | 0 | 0 | 0 | 0 | 0 | 0 | 0 | 0 | 0 | 0 | 0 | 0 | 0 | 0 | 0 | 0 | 0 | 0 | 0 | 0 | 0 | 0 | 0 | 0 | 0 | 0 | 0 | 0 | 0 | 0 | 0 | 0 | 0 | 0 | 0 | 0 | 0 | 0 | 0 | 0 | 0 | 0 | 0 | 0 | 0 | 0 | 0 | 0 | 0 | 0 | 0 | 0 | 0 | 0 | 0 | 0 | 0 | 0 | 0 | 0 | 0 | 0 | 0 | 0 | 0 | 0 | 0 | 0 | 0
OR_Commercial_OR - College_New_Space Heating_Natural Gas_Infiltration Control - Loading Dock Sealing_A | OR | Commercial | OR - College | New | Space Heating | Natural Gas | Infiltration Control - Loading Dock Sealing | A | OCM415 | 0 | 0 | 10 | 0 | 0 | 0 | 3106.52 | 0 | 0 | 0 | 0.28365 | 0.25 | perBldg | 0% | 0% | Discretionary | RetroEven20_OR | 82.88% | Space Heating | 0% | 0 |  | 0 |  | 0 | MEMD - Truck Loading Dock Seals - 8.10.01.FES-E10.v01 | MEMD - Truck Loading Dock Seals - 8.10.01.FES-E10.v01 | MEMD - Truck Loading Dock Seals - 8.10.01.FES-E10.v01 | 0 | 0 | 0 | 0 | 0 | 0 | 0 | 0 | 0 | 0 | 0 | 0 | 0 | 0 | 0 | 0 | 0 | 0 | 0 | 0 | 0 | 0 | 0 | 0 | 0 | 0 | 0 | 0 | 0 | 0 | 0 | 0 | 0 | 0 | 0 | 0 | 0 | 0 | 0 | 0 | 0 | 0 | 0 | 0 | 0 | 0 | 0 | 0 | 0 | 0 | 0 | 0 | 0 | 0 | 3106.52 | 3106.52 | 3106.52 | 3106.52 | 3106.52 | 3106.52 | 3106.52 | 3106.52 | 3106.52 | 3106.52 | 3106.52 | 3106.52 | 3106.52 | 3106.52 | 3106.52 | 3106.52 | 3106.52 | 3106.52 | 3106.52 | 3106.52 | 3106.52 | 3106.52 | 3106.52 | 3106.52 | 3106.52 | 3106.52 | 3106.52 | 0 | 0 | 0 | 0 | 0 | 0 | 0 | 0 | 0 | 0 | 0 | 0 | 0 | 0 | 0 | 0 | 0 | 0 | 0 | 0 | 0 | 0 | 0 | 0 | 0 | 0 | 0 | 0 | 0 | 0 | 0 | 0 | 0 | 0 | 0 | 0 | 0 | 0 | 0 | 0 | 0 | 0 | 0 | 0 | 0 | 0 | 0 | 0 | 0 | 0 | 0 | 0 | 0 | 0 | 0 | 0 | 0 | 0 | 0 | 0 | 0 | 0 | 0 | 0 | 0 | 0 | 0 | 0 | 0 | 0 | 0 | 0 | 0 | 0 | 0 | 0 | 0 | 0 | 0 | 0 | 0 | 0 | 0 | 0 | 0 | 0 | 0 | 0 | 0 | 0 | 0 | 0 | 0 | 0 | 0 | 0 | 0 | 0 | 0 | 0 | 0 | 0 | 0 | 0 | 0 | 0 | 0 | 0 | 0 | 0 | 0 | 0 | 0 | 0 | 0 | 0 | 0 | 0 | 0 | 0 | 0 | 0 | 0 | 0 | 0 | 0 | 0 | 0 | 0 | 0 | 0 | 0 | 0 | 0 | 0 | 0 | 0 | 0 | 0 | 0 | 0 | 0 | 0 | 0 | 0 | 0 | 0 | 0 | 0 | 0 | 0 | 0 | 0 | 0 | 0 | 0 | 0 | 0 | 0 | 0 | 0 | 0 | 0 | 0 | 0 | 0 | 0 | 0 | 0 | 0 | 0 | 0 | 0 | 0 | 0 | 0 | 0 | 0 | 0 | 0 | 0 | 0 | 0 | 0 | 0 | 0 | 0 | 0 | 0 | 0 | 0 | 0 | 0 | 0 | 0 | 0 | 0 | 0 | 0 | 0 | 0 | 0 | 0 | 0 | 0 | 0 | 0 | 0 | 0 | 0 | 0 | 0 | 0 | 0 | 0 | 0 | 0 | 0 | 0 | 0 | 0 | 0 | 0 | 0 | 0 | 0 | 0 | 0 | 0 | 0 | 0 | 0 | 0 | 0 | 0 | 0 | 0 | 0 | 0 | 0 | 0 | 0 | 0 | 0 | 0 | 0 | 0 | 0 | 0 | 0 | 0 | 0 | 0 | 0 | 0 | 0 | 0 | 0 | 0 | 0 | 0 | 0 | 0 | 0 | 0 | 0 | 0 | 0 | 0 | 0 | 0 | 0 | 0 | 0 | 0 | 0 | 0 | 0 | 0 | 0 | 0 | 0 | 0 | 0 | 0 | 0 | 0 | 0 | 0 | 0 | 0 | 0 | 0 | 0 | 0 | 0 | 0 | 0 | 0 | 0 | 0 | 0 | 0 | 0 | 0 | 0 | 0 | 0 | 0 | 0 | 0 | 0 | 0 | 0 | 0 | 0 | 0 | 0 | 0 | 0 | 0 | 0 | 0 | 0 | 0 | 0 | 0 | 0 | 0 | 0 | 0 | 0 | 0 | 0 | 0 | 0 | 0 | 0 | 0 | 0 | 0 | 0 | 0 | 0 | 0 | 0 | 0 | 0 | 0 | 0 | 0 | 0 | 0 | 0 | 0 | 0 | 0 | 0 | 0 | 0 | 0 | 0 | 0 | 0 | 0 | 0 | 0 | 0 | 0 | 0 | 0 | 0 | 0 | 0 | 0 | 0 | 0 | 0 | 0 | 0 | 0 | 0 | 0 | 0 | 0 | 0 | 0 | 0 | 0 | 0 | 0 | 0 | 0 | 0 | 0 | 0 | 0 | 0 | 0 | 0 | 0 | 0 | 0 | 0 | 0 | 0 | 0 | 0 | 0 | 0 | 0 | 0 | 0 | 0 | 0 | 0 | 0 | 0 | 0 | 0 | 0 | 0 | 0 | 0 | 0 | 0 | 0 | 0 | 0 | 0 | 0 | 0 | 0 | 0 | 0 | 0 | 0 | 0 | 0 | 0 | 0 | 0 | 0 | 0 | 0 | 0 | 0 | 0 | 0 | 0 | 0 | 0 | 0 | 0 | 0 | 0 | 0 | 0 | 0 | 0 | 0 | 0 | 0 | 0 | 0 | 0 | 0 | 0 | 0 | 0 | 0 | 0 | 0 | 0 | 0 | 0 | 0
OR_Commercial_OR - College_New_Space Heating_Natural Gas_Greenhouse Heat Curtain_A | OR | Commercial | OR - College | New | Space Heating | Natural Gas | Greenhouse Heat Curtain | A | OCM416 | No heat curtain. | 0 | 5 | 0 | 0 | 0 | 408.76 | 0 | 0 | 0 | 0.28365 | 0.25 | perBldg | 0% | 0% | Discretionary | RetroEven20_OR | 82.88% | Space Heating | 0% | 0 |  | 0 |  | 0 | CA eTRM https://www.caetrm.com/measure/SWBE001/01/ | CA eTRM https://www.caetrm.com/measure/SWBE001/01/ | CA eTRM https://www.caetrm.com/measure/SWBE001/01/ | No heat curtain. | No heat curtain. | No heat curtain. | No heat curtain. | No heat curtain. | No heat curtain. | No heat curtain. | No heat curtain. | No heat curtain. | No heat curtain. | No heat curtain. | No heat curtain. | No heat curtain. | No heat curtain. | No heat curtain. | No heat curtain. | No heat curtain. | No heat curtain. | No heat curtain. | No heat curtain. | No heat curtain. | No heat curtain. | No heat curtain. | No heat curtain. | No heat curtain. | No heat curtain. | No heat curtain. | 0 | 0 | 0 | 0 | 0 | 0 | 0 | 0 | 0 | 0 | 0 | 0 | 0 | 0 | 0 | 0 | 0 | 0 | 0 | 0 | 0 | 0 | 0 | 0 | 0 | 0 | 0 | 408.76 | 408.76 | 408.76 | 408.76 | 408.76 | 408.76 | 408.76 | 408.76 | 408.76 | 408.76 | 408.76 | 408.76 | 408.76 | 408.76 | 408.76 | 408.76 | 408.76 | 408.76 | 408.76 | 408.76 | 408.76 | 408.76 | 408.76 | 408.76 | 408.76 | 408.76 | 408.76 | 0 | 0 | 0 | 0 | 0 | 0 | 0 | 0 | 0 | 0 | 0 | 0 | 0 | 0 | 0 | 0 | 0 | 0 | 0 | 0 | 0 | 0 | 0 | 0 | 0 | 0 | 0 | 0 | 0 | 0 | 0 | 0 | 0 | 0 | 0 | 0 | 0 | 0 | 0 | 0 | 0 | 0 | 0 | 0 | 0 | 0 | 0 | 0 | 0 | 0 | 0 | 0 | 0 | 0 | 0 | 0 | 0 | 0 | 0 | 0 | 0 | 0 | 0 | 0 | 0 | 0 | 0 | 0 | 0 | 0 | 0 | 0 | 0 | 0 | 0 | 0 | 0 | 0 | 0 | 0 | 0 | 0 | 0 | 0 | 0 | 0 | 0 | 0 | 0 | 0 | 0 | 0 | 0 | 0 | 0 | 0 | 0 | 0 | 0 | 0 | 0 | 0 | 0 | 0 | 0 | 0 | 0 | 0 | 0 | 0 | 0 | 0 | 0 | 0 | 0 | 0 | 0 | 0 | 0 | 0 | 0 | 0 | 0 | 0 | 0 | 0 | 0 | 0 | 0 | 0 | 0 | 0 | 0 | 0 | 0 | 0 | 0 | 0 | 0 | 0 | 0 | 0 | 0 | 0 | 0 | 0 | 0 | 0 | 0 | 0 | 0 | 0 | 0 | 0 | 0 | 0 | 0 | 0 | 0 | 0 | 0 | 0 | 0 | 0 | 0 | 0 | 0 | 0 | 0 | 0 | 0 | 0 | 0 | 0 | 0 | 0 | 0 | 0 | 0 | 0 | 0 | 0 | 0 | 0 | 0 | 0 | 0 | 0 | 0 | 0 | 0 | 0 | 0 | 0 | 0 | 0 | 0 | 0 | 0 | 0 | 0 | 0 | 0 | 0 | 0 | 0 | 0 | 0 | 0 | 0 | 0 | 0 | 0 | 0 | 0 | 0 | 0 | 0 | 0 | 0 | 0 | 0 | 0 | 0 | 0 | 0 | 0 | 0 | 0 | 0 | 0 | 0 | 0 | 0 | 0 | 0 | 0 | 0 | 0 | 0 | 0 | 0 | 0 | 0 | 0 | 0 | 0 | 0 | 0 | 0 | 0 | 0 | 0 | 0 | 0 | 0 | 0 | 0 | 0 | 0 | 0 | 0 | 0 | 0 | 0 | 0 | 0 | 0 | 0 | 0 | 0 | 0 | 0 | 0 | 0 | 0 | 0 | 0 | 0 | 0 | 0 | 0 | 0 | 0 | 0 | 0 | 0 | 0 | 0 | 0 | 0 | 0 | 0 | 0 | 0 | 0 | 0 | 0 | 0 | 0 | 0 | 0 | 0 | 0 | 0 | 0 | 0 | 0 | 0 | 0 | 0 | 0 | 0 | 0 | 0 | 0 | 0 | 0 | 0 | 0 | 0 | 0 | 0 | 0 | 0 | 0 | 0 | 0 | 0 | 0 | 0 | 0 | 0 | 0 | 0 | 0 | 0 | 0 | 0 | 0 | 0 | 0 | 0 | 0 | 0 | 0 | 0 | 0 | 0 | 0 | 0 | 0 | 0 | 0 | 0 | 0 | 0 | 0 | 0 | 0 | 0 | 0 | 0 | 0 | 0 | 0 | 0 | 0 | 0 | 0 | 0 | 0 | 0 | 0 | 0 | 0 | 0 | 0 | 0 | 0 | 0 | 0 | 0 | 0 | 0 | 0 | 0 | 0 | 0 | 0 | 0 | 0 | 0 | 0 | 0 | 0 | 0 | 0 | 0 | 0 | 0 | 0 | 0 | 0 | 0 | 0 | 0 | 0 | 0 | 0 | 0 | 0 | 0 | 0 | 0 | 0 | 0 | 0 | 0 | 0 | 0 | 0 | 0 | 0 | 0 | 0 | 0 | 0 | 0 | 0 | 0 | 0 | 0 | 0 | 0 | 0 | 0 | 0 | 0 | 0 | 0 | 0 | 0 | 0 | 0 | 0 | 0 | 0 | 0 | 0 | 0 | 0 | 0 | 0 | 0 | 0 | 0 | 0 | 0 | 0 | 0 | 0 | 0 | 0 | 0 | 0 | 0 | 0 | 0 | 0 | 0 | 0 | 0 | 0 | 0 | 0 | 0
OR_Commercial_OR - College_New_Space Heating_Natural Gas_Ventilation - Parking Garages, Demand Controlled_A | OR | Commercial | OR - College | New | Space Heating | Natural Gas | Ventilation - Parking Garages, Demand Controlled | A | OCM417 | 0 | 0 | 5 | 0 | 0 | 0 | 843.06 | 0 | 0 | 0 | 0.28365 | 0.25 | garage | 0% | 0% | Discretionary | RetroEven20_OR | 82.88% | Central Systems | 0% | 0 |  | 0 |  | 0 | FOE - Parking Garage Ventilation Controls - W0047 | FOE - Parking Garage Ventilation Controls - W0047 | FOE - Parking Garage Ventilation Controls - W0047 | 0 | 0 | 0 | 0 | 0 | 0 | 0 | 0 | 0 | 0 | 0 | 0 | 0 | 0 | 0 | 0 | 0 | 0 | 0 | 0 | 0 | 0 | 0 | 0 | 0 | 0 | 0 | 0 | 0 | 0 | 0 | 0 | 0 | 0 | 0 | 0 | 0 | 0 | 0 | 0 | 0 | 0 | 0 | 0 | 0 | 0 | 0 | 0 | 0 | 0 | 0 | 0 | 0 | 0 | 843.06 | 843.06 | 843.06 | 843.06 | 843.06 | 843.06 | 843.06 | 843.06 | 843.06 | 843.06 | 843.06 | 843.06 | 843.06 | 843.06 | 843.06 | 843.06 | 843.06 | 843.06 | 843.06 | 843.06 | 843.06 | 843.06 | 843.06 | 843.06 | 843.06 | 843.06 | 843.06 | 0 | 0 | 0 | 0 | 0 | 0 | 0 | 0 | 0 | 0 | 0 | 0 | 0 | 0 | 0 | 0 | 0 | 0 | 0 | 0 | 0 | 0 | 0 | 0 | 0 | 0 | 0 | 0 | 0 | 0 | 0 | 0 | 0 | 0 | 0 | 0 | 0 | 0 | 0 | 0 | 0 | 0 | 0 | 0 | 0 | 0 | 0 | 0 | 0 | 0 | 0 | 0 | 0 | 0 | 0 | 0 | 0 | 0 | 0 | 0 | 0 | 0 | 0 | 0 | 0 | 0 | 0 | 0 | 0 | 0 | 0 | 0 | 0 | 0 | 0 | 0 | 0 | 0 | 0 | 0 | 0 | 0 | 0 | 0 | 0 | 0 | 0 | 0 | 0 | 0 | 0 | 0 | 0 | 0 | 0 | 0 | 0 | 0 | 0 | 0 | 0 | 0 | 0 | 0 | 0 | 0 | 0 | 0 | 0 | 0 | 0 | 0 | 0 | 0 | 0 | 0 | 0 | 0 | 0 | 0 | 0 | 0 | 0 | 0 | 0 | 0 | 0 | 0 | 0 | 0 | 0 | 0 | 0 | 0 | 0 | 0 | 0 | 0 | 0 | 0 | 0 | 0 | 0 | 0 | 0 | 0 | 0 | 0 | 0 | 0 | 0 | 0 | 0 | 0 | 0 | 0 | 0 | 0 | 0 | 0 | 0 | 0 | 0 | 0 | 0 | 0 | 0 | 0 | 0 | 0 | 0 | 0 | 0 | 0 | 0 | 0 | 0 | 0 | 0 | 0 | 0 | 0 | 0 | 0 | 0 | 0 | 0 | 0 | 0 | 0 | 0 | 0 | 0 | 0 | 0 | 0 | 0 | 0 | 0 | 0 | 0 | 0 | 0 | 0 | 0 | 0 | 0 | 0 | 0 | 0 | 0 | 0 | 0 | 0 | 0 | 0 | 0 | 0 | 0 | 0 | 0 | 0 | 0 | 0 | 0 | 0 | 0 | 0 | 0 | 0 | 0 | 0 | 0 | 0 | 0 | 0 | 0 | 0 | 0 | 0 | 0 | 0 | 0 | 0 | 0 | 0 | 0 | 0 | 0 | 0 | 0 | 0 | 0 | 0 | 0 | 0 | 0 | 0 | 0 | 0 | 0 | 0 | 0 | 0 | 0 | 0 | 0 | 0 | 0 | 0 | 0 | 0 | 0 | 0 | 0 | 0 | 0 | 0 | 0 | 0 | 0 | 0 | 0 | 0 | 0 | 0 | 0 | 0 | 0 | 0 | 0 | 0 | 0 | 0 | 0 | 0 | 0 | 0 | 0 | 0 | 0 | 0 | 0 | 0 | 0 | 0 | 0 | 0 | 0 | 0 | 0 | 0 | 0 | 0 | 0 | 0 | 0 | 0 | 0 | 0 | 0 | 0 | 0 | 0 | 0 | 0 | 0 | 0 | 0 | 0 | 0 | 0 | 0 | 0 | 0 | 0 | 0 | 0 | 0 | 0 | 0 | 0 | 0 | 0 | 0 | 0 | 0 | 0 | 0 | 0 | 0 | 0 | 0 | 0 | 0 | 0 | 0 | 0 | 0 | 0 | 0 | 0 | 0 | 0 | 0 | 0 | 0 | 0 | 0 | 0 | 0 | 0 | 0 | 0 | 0 | 0 | 0 | 0 | 0 | 0 | 0 | 0 | 0 | 0 | 0 | 0 | 0 | 0 | 0 | 0 | 0 | 0 | 0 | 0 | 0 | 0 | 0 | 0 | 0 | 0 | 0 | 0 | 0 | 0 | 0 | 0 | 0 | 0 | 0 | 0 | 0 | 0 | 0 | 0 | 0 | 0 | 0 | 0 | 0 | 0 | 0 | 0 | 0 | 0 | 0 | 0 | 0 | 0 | 0 | 0 | 0 | 0 | 0 | 0 | 0 | 0 | 0 | 0 | 0 | 0 | 0 | 0 | 0 | 0 | 0 | 0 | 0 | 0 | 0 | 0 | 0 | 0 | 0 | 0 | 0 | 0 | 0 | 0 | 0 | 0 | 0 | 0 | 0 | 0 | 0 | 0 | 0 | 0 | 0 | 0 | 0 | 0 | 0 | 0 | 0 | 0 | 0
OR_Commercial_OR - College_New_Miscellaneous_Natural Gas_Pool Heater - Night Covers_A | OR | Commercial | OR - College | New | Miscellaneous | Natural Gas | Pool Heater - Night Covers | A | OCM418 | Uncovered. | Night covers on pool. | 5 | 0.0011799 | 0 | 0 | 1.36 | 0 | 0 | 0 | 0.28365 | 0.25 | sqft pool | 15% | 100% | Discretionary | Retro12Med_OR | 75.44% | Pool Heater | 0% | 0 |  | 0 |  | 0 | PL_COV-Water Heating-SCG-R0-62 | PL_COV-Water Heating-SCG-R0-62 | PL_COV-Water Heating-SCG-R0-1 | Uncovered. | Uncovered. | Uncovered. | Uncovered. | Uncovered. | Uncovered. | Uncovered. | Uncovered. | Uncovered. | Uncovered. | Uncovered. | Uncovered. | Uncovered. | Uncovered. | Uncovered. | Uncovered. | Uncovered. | Uncovered. | Uncovered. | Uncovered. | Uncovered. | Uncovered. | Uncovered. | Uncovered. | Uncovered. | Uncovered. | Uncovered. | Night covers on pool. | Night covers on pool. | Night covers on pool. | Night covers on pool. | Night covers on pool. | Night covers on pool. | Night covers on pool. | Night covers on pool. | Night covers on pool. | Night covers on pool. | Night covers on pool. | Night covers on pool. | Night covers on pool. | Night covers on pool. | Night covers on pool. | Night covers on pool. | Night covers on pool. | Night covers on pool. | Night covers on pool. | Night covers on pool. | Night covers on pool. | Night covers on pool. | Night covers on pool. | Night covers on pool. | Night covers on pool. | Night covers on pool. | Night covers on pool. | 1.36 | 1.36 | 1.36 | 1.36 | 1.36 | 1.36 | 1.36 | 1.36 | 1.36 | 1.36 | 1.36 | 1.36 | 1.36 | 1.36 | 1.36 | 1.36 | 1.36 | 1.36 | 1.36 | 1.36 | 1.36 | 1.36 | 1.36 | 1.36 | 1.36 | 1.36 | 1.36 | 0 | 0 | 0 | 0 | 0 | 0 | 0 | 0 | 0 | 0 | 0 | 0 | 0 | 0 | 0 | 0 | 0 | 0 | 0 | 0 | 0 | 0 | 0 | 0 | 0 | 0 | 0 | 0 | 0 | 0 | 0 | 0 | 0 | 0 | 0 | 0 | 0 | 0 | 0 | 0 | 0 | 0 | 0 | 0 | 0 | 0 | 0 | 0 | 0 | 0 | 0 | 0 | 0 | 0 | 0 | 0 | 0 | 0 | 0 | 0 | 0 | 0 | 0 | 0 | 0 | 0 | 0 | 0 | 0 | 0 | 0 | 0 | 0 | 0 | 0 | 0 | 0 | 0 | 0 | 0 | 0 | 0 | 0 | 0 | 0 | 0 | 0 | 0 | 0 | 0 | 0 | 0 | 0 | 0 | 0 | 0 | 0 | 0 | 0 | 0 | 0 | 0 | 0 | 0 | 0 | 0 | 0 | 0 | 0 | 0 | 0 | 0 | 0 | 0 | 0 | 0 | 0 | 0 | 0 | 0 | 0 | 0 | 0 | 0 | 0 | 0 | 0 | 0 | 0 | 0 | 0 | 0 | 0 | 0 | 0 | 0 | 0 | 0 | 0 | 0 | 0 | 0 | 0 | 0 | 0 | 0 | 0 | 0 | 0 | 0 | 0 | 0 | 0 | 0 | 0 | 0 | 0 | 0 | 0 | 0 | 0 | 0 | 0 | 0 | 0 | 0 | 0 | 0 | 0 | 0 | 0 | 0 | 0 | 0 | 0 | 0 | 0 | 0 | 0 | 0 | 0 | 0 | 0 | 0 | 0 | 0 | 0 | 0 | 0 | 0 | 0 | 0 | 0 | 0 | 0 | 0 | 0 | 0 | 0 | 0 | 0 | 0 | 0 | 0 | 0 | 0 | 0 | 0 | 0 | 0 | 0 | 0 | 0 | 0 | 0 | 0 | 0 | 0 | 0 | 0 | 0 | 0 | 0 | 0 | 0 | 0 | 0 | 0 | 0 | 0 | 0 | 0 | 0 | 0 | 0 | 0 | 0 | 0 | 0 | 0 | 0 | 0 | 0 | 0 | 0 | 0 | 0 | 0 | 0 | 0 | 0 | 0 | 0 | 0 | 0 | 0 | 0 | 0 | 0 | 0 | 0 | 0 | 0 | 0 | 0 | 0 | 0 | 0 | 0 | 0 | 0 | 0 | 0 | 0 | 0 | 0 | 0 | 0 | 0 | 0 | 0 | 0 | 0 | 0 | 0 | 0 | 0 | 0 | 0 | 0 | 0 | 0 | 0 | 0 | 0 | 0 | 0 | 0 | 0 | 0 | 0 | 0 | 0 | 0 | 0 | 0 | 0 | 0 | 0 | 0 | 0 | 0 | 0 | 0 | 0 | 0 | 0 | 0 | 0 | 0 | 0 | 0 | 0 | 0 | 0 | 0 | 0 | 0 | 0 | 0 | 0 | 0 | 0 | 0 | 0 | 0 | 0 | 0 | 0 | 0 | 0 | 0 | 0 | 0 | 0 | 0 | 0 | 0 | 0 | 0 | 0 | 0 | 0 | 0 | 0 | 0 | 0 | 0 | 0 | 0 | 0 | 0 | 0 | 0 | 0 | 0 | 0 | 0 | 0 | 0 | 0 | 0 | 0 | 0 | 0 | 0 | 0 | 0 | 0 | 0 | 0 | 0 | 0 | 0 | 0 | 0 | 0 | 0 | 0 | 0 | 0 | 0 | 0 | 0 | 0 | 0 | 0 | 0 | 0 | 0 | 0 | 0 | 0 | 0 | 0 | 0 | 0 | 0 | 0 | 0 | 0 | 0 | 0 | 0 | 0 | 0 | 0 | 0 | 0 | 0 | 0 | 0 | 0 | 0 | 0 | 0 | 0 | 0 | 0 | 0 | 0 | 0 | 0 | 0 | 0 | 0 | 0 | 0 | 0 | 0 | 0 | 0 | 0 | 0 | 0 | 0 | 0 | 0 | 0 | 0 | 0 | 0 | 0 | 0 | 0 | 0 | 0 | 0 | 0 | 0 | 0 | 0 | 0 | 0 | 0 | 0 | 0 | 0 | 0 | 0 | 0 | 0 | 0 | 0 | 0 | 0 | 0
OR_Commercial_OR - College_New_Space Heating_Natural Gas_Advanced New Construction Designs_A | OR | Commercial | OR - College | New | Space Heating | Natural Gas | Advanced New Construction Designs | A | OCM419 | Standard new construction design. | New construction designs exceeding ASHRAE 90.1 requirements. | 3 | 0 | 0 | 0 | 1.4 | 0 | 0 | 0 | 0.28365 | 0.25 | sqft | 10% | 40% | Discretionary | LO1Slow_OR | 84.66% | Space Heating | 0% | 0 |  | 0 |  | 0 | COM_CX-HVAC-AEG-1 | COM_CX-All-AEG-5 | COM_CX-All-AEG-5 | Standard new construction design. | Standard new construction design. | Standard new construction design. | Standard new construction design. | Standard new construction design. | Standard new construction design. | Standard new construction design. | Standard new construction design. | Standard new construction design. | Standard new construction design. | Standard new construction design. | Standard new construction design. | Standard new construction design. | Standard new construction design. | Standard new construction design. | Standard new construction design. | Standard new construction design. | Standard new construction design. | Standard new construction design. | Standard new construction design. | Standard new construction design. | Standard new construction design. | Standard new construction design. | Standard new construction design. | Standard new construction design. | Standard new construction design. | Standard new construction design. | New construction designs exceeding ASHRAE 90.1 requirements. | New construction designs exceeding ASHRAE 90.1 requirements. | New construction designs exceeding ASHRAE 90.1 requirements. | New construction designs exceeding ASHRAE 90.1 requirements. | New construction designs exceeding ASHRAE 90.1 requirements. | New construction designs exceeding ASHRAE 90.1 requirements. | New construction designs exceeding ASHRAE 90.1 requirements. | New construction designs exceeding ASHRAE 90.1 requirements. | New construction designs exceeding ASHRAE 90.1 requirements. | New construction designs exceeding ASHRAE 90.1 requirements. | New construction designs exceeding ASHRAE 90.1 requirements. | New construction designs exceeding ASHRAE 90.1 requirements. | New construction designs exceeding ASHRAE 90.1 requirements. | New construction designs exceeding ASHRAE 90.1 requirements. | New construction designs exceeding ASHRAE 90.1 requirements. | New construction designs exceeding ASHRAE 90.1 requirements. | New construction designs exceeding ASHRAE 90.1 requirements. | New construction designs exceeding ASHRAE 90.1 requirements. | New construction designs exceeding ASHRAE 90.1 requirements. | New construction designs exceeding ASHRAE 90.1 requirements. | New construction designs exceeding ASHRAE 90.1 requirements. | New construction designs exceeding ASHRAE 90.1 requirements. | New construction designs exceeding ASHRAE 90.1 requirements. | New construction designs exceeding ASHRAE 90.1 requirements. | New construction designs exceeding ASHRAE 90.1 requirements. | New construction designs exceeding ASHRAE 90.1 requirements. | New construction designs exceeding ASHRAE 90.1 requirements. | 1.4 | 1.4 | 1.4 | 1.4 | 1.4 | 1.4 | 1.4 | 1.4 | 1.4 | 1.4 | 1.4 | 1.4 | 1.4 | 1.4 | 1.4 | 1.4 | 1.4 | 1.4 | 1.4 | 1.4 | 1.4 | 1.4 | 1.4 | 1.4 | 1.4 | 1.4 | 1.4 | 0 | 0 | 0 | 0 | 0 | 0 | 0 | 0 | 0 | 0 | 0 | 0 | 0 | 0 | 0 | 0 | 0 | 0 | 0 | 0 | 0 | 0 | 0 | 0 | 0 | 0 | 0 | 0 | 0 | 0 | 0 | 0 | 0 | 0 | 0 | 0 | 0 | 0 | 0 | 0 | 0 | 0 | 0 | 0 | 0 | 0 | 0 | 0 | 0 | 0 | 0 | 0 | 0 | 0 | 0 | 0 | 0 | 0 | 0 | 0 | 0 | 0 | 0 | 0 | 0 | 0 | 0 | 0 | 0 | 0 | 0 | 0 | 0 | 0 | 0 | 0 | 0 | 0 | 0 | 0 | 0 | 0 | 0 | 0 | 0 | 0 | 0 | 0 | 0 | 0 | 0 | 0 | 0 | 0 | 0 | 0 | 0 | 0 | 0 | 0 | 0 | 0 | 0 | 0 | 0 | 0 | 0 | 0 | 0 | 0 | 0 | 0 | 0 | 0 | 0 | 0 | 0 | 0 | 0 | 0 | 0 | 0 | 0 | 0 | 0 | 0 | 0 | 0 | 0 | 0 | 0 | 0 | 0 | 0 | 0 | 0 | 0 | 0 | 0 | 0 | 0 | 0 | 0 | 0 | 0 | 0 | 0 | 0 | 0 | 0 | 0 | 0 | 0 | 0 | 0 | 0 | 0 | 0 | 0 | 0 | 0 | 0 | 0 | 0 | 0 | 0 | 0 | 0 | 0 | 0 | 0 | 0 | 0 | 0 | 0 | 0 | 0 | 0 | 0 | 0 | 0 | 0 | 0 | 0 | 0 | 0 | 0 | 0 | 0 | 0 | 0 | 0 | 0 | 0 | 0 | 0 | 0 | 0 | 0 | 0 | 0 | 0 | 0 | 0 | 0 | 0 | 0 | 0 | 0 | 0 | 0 | 0 | 0 | 0 | 0 | 0 | 0 | 0 | 0 | 0 | 0 | 0 | 0 | 0 | 0 | 0 | 0 | 0 | 0 | 0 | 0 | 0 | 0 | 0 | 0 | 0 | 0 | 0 | 0 | 0 | 0 | 0 | 0 | 0 | 0 | 0 | 0 | 0 | 0 | 0 | 0 | 0 | 0 | 0 | 0 | 0 | 0 | 0 | 0 | 0 | 0 | 0 | 0 | 0 | 0 | 0 | 0 | 0 | 0 | 0 | 0 | 0 | 0 | 0 | 0 | 0 | 0 | 0 | 0 | 0 | 0 | 0 | 0 | 0 | 0 | 0 | 0 | 0 | 0 | 0 | 0 | 0 | 0 | 0 | 0 | 0 | 0 | 0 | 0 | 0 | 0 | 0 | 0 | 0 | 0 | 0 | 0 | 0 | 0 | 0 | 0 | 0 | 0 | 0 | 0 | 0 | 0 | 0 | 0 | 0 | 0 | 0 | 0 | 0 | 0 | 0 | 0 | 0 | 0 | 0 | 0 | 0 | 0 | 0 | 0 | 0 | 0 | 0 | 0 | 0 | 0 | 0 | 0 | 0 | 0 | 0 | 0 | 0 | 0 | 0 | 0 | 0 | 0 | 0 | 0 | 0 | 0 | 0 | 0 | 0 | 0 | 0 | 0 | 0 | 0 | 0 | 0 | 0 | 0 | 0 | 0 | 0 | 0 | 0 | 0 | 0 | 0 | 0 | 0 | 0 | 0 | 0 | 0 | 0 | 0 | 0 | 0 | 0 | 0 | 0 | 0 | 0 | 0 | 0 | 0 | 0 | 0 | 0 | 0 | 0 | 0 | 0 | 0 | 0 | 0 | 0 | 0 | 0 | 0 | 0 | 0 | 0 | 0 | 0 | 0 | 0 | 0 | 0 | 0 | 0 | 0 | 0 | 0 | 0 | 0 | 0 | 0 | 0 | 0 | 0 | 0 | 0 | 0 | 0 | 0 | 0 | 0 | 0 | 0 | 0 | 0 | 0 | 0 | 0 | 0 | 0 | 0 | 0 | 0 | 0 | 0 | 0 | 0 | 0 | 0 | 0 | 0 | 0 | 0 | 0 | 0 | 0 | 0 | 0 | 0 | 0 | 0 | 0 | 0 | 0 | 0 | 0 | 0 | 0 | 0 | 0 | 0
OR_Commercial_OR - College_New_Water Heating_Natural Gas_Advanced New Construction Designs_A | OR | Commercial | OR - College | New | Water Heating | Natural Gas | Advanced New Construction Designs | A | OCM420 | Standard new construction design. | New construction designs exceeding ASHRAE 90.1 requirements. | 3 | 0 | 0 | 0 | 1.4 | 0 | 0 | 0 | 0.28365 | 0.25 | sqft | 10% | 40% | Discretionary | LO1Slow_OR | 84.66% | Water Heating | 0% | 0 |  | 0 |  | 0 | COM_CX-HVAC-AEG-1 | COM_CX-All-AEG-5 | COM_CX-All-AEG-5 | Standard new construction design. | Standard new construction design. | Standard new construction design. | Standard new construction design. | Standard new construction design. | Standard new construction design. | Standard new construction design. | Standard new construction design. | Standard new construction design. | Standard new construction design. | Standard new construction design. | Standard new construction design. | Standard new construction design. | Standard new construction design. | Standard new construction design. | Standard new construction design. | Standard new construction design. | Standard new construction design. | Standard new construction design. | Standard new construction design. | Standard new construction design. | Standard new construction design. | Standard new construction design. | Standard new construction design. | Standard new construction design. | Standard new construction design. | Standard new construction design. | New construction designs exceeding ASHRAE 90.1 requirements. | New construction designs exceeding ASHRAE 90.1 requirements. | New construction designs exceeding ASHRAE 90.1 requirements. | New construction designs exceeding ASHRAE 90.1 requirements. | New construction designs exceeding ASHRAE 90.1 requirements. | New construction designs exceeding ASHRAE 90.1 requirements. | New construction designs exceeding ASHRAE 90.1 requirements. | New construction designs exceeding ASHRAE 90.1 requirements. | New construction designs exceeding ASHRAE 90.1 requirements. | New construction designs exceeding ASHRAE 90.1 requirements. | New construction designs exceeding ASHRAE 90.1 requirements. | New construction designs exceeding ASHRAE 90.1 requirements. | New construction designs exceeding ASHRAE 90.1 requirements. | New construction designs exceeding ASHRAE 90.1 requirements. | New construction designs exceeding ASHRAE 90.1 requirements. | New construction designs exceeding ASHRAE 90.1 requirements. | New construction designs exceeding ASHRAE 90.1 requirements. | New construction designs exceeding ASHRAE 90.1 requirements. | New construction designs exceeding ASHRAE 90.1 requirements. | New construction designs exceeding ASHRAE 90.1 requirements. | New construction designs exceeding ASHRAE 90.1 requirements. | New construction designs exceeding ASHRAE 90.1 requirements. | New construction designs exceeding ASHRAE 90.1 requirements. | New construction designs exceeding ASHRAE 90.1 requirements. | New construction designs exceeding ASHRAE 90.1 requirements. | New construction designs exceeding ASHRAE 90.1 requirements. | New construction designs exceeding ASHRAE 90.1 requirements. | 1.4 | 1.4 | 1.4 | 1.4 | 1.4 | 1.4 | 1.4 | 1.4 | 1.4 | 1.4 | 1.4 | 1.4 | 1.4 | 1.4 | 1.4 | 1.4 | 1.4 | 1.4 | 1.4 | 1.4 | 1.4 | 1.4 | 1.4 | 1.4 | 1.4 | 1.4 | 1.4 | 0 | 0 | 0 | 0 | 0 | 0 | 0 | 0 | 0 | 0 | 0 | 0 | 0 | 0 | 0 | 0 | 0 | 0 | 0 | 0 | 0 | 0 | 0 | 0 | 0 | 0 | 0 | 0 | 0 | 0 | 0 | 0 | 0 | 0 | 0 | 0 | 0 | 0 | 0 | 0 | 0 | 0 | 0 | 0 | 0 | 0 | 0 | 0 | 0 | 0 | 0 | 0 | 0 | 0 | 0 | 0 | 0 | 0 | 0 | 0 | 0 | 0 | 0 | 0 | 0 | 0 | 0 | 0 | 0 | 0 | 0 | 0 | 0 | 0 | 0 | 0 | 0 | 0 | 0 | 0 | 0 | 0 | 0 | 0 | 0 | 0 | 0 | 0 | 0 | 0 | 0 | 0 | 0 | 0 | 0 | 0 | 0 | 0 | 0 | 0 | 0 | 0 | 0 | 0 | 0 | 0 | 0 | 0 | 0 | 0 | 0 | 0 | 0 | 0 | 0 | 0 | 0 | 0 | 0 | 0 | 0 | 0 | 0 | 0 | 0 | 0 | 0 | 0 | 0 | 0 | 0 | 0 | 0 | 0 | 0 | 0 | 0 | 0 | 0 | 0 | 0 | 0 | 0 | 0 | 0 | 0 | 0 | 0 | 0 | 0 | 0 | 0 | 0 | 0 | 0 | 0 | 0 | 0 | 0 | 0 | 0 | 0 | 0 | 0 | 0 | 0 | 0 | 0 | 0 | 0 | 0 | 0 | 0 | 0 | 0 | 0 | 0 | 0 | 0 | 0 | 0 | 0 | 0 | 0 | 0 | 0 | 0 | 0 | 0 | 0 | 0 | 0 | 0 | 0 | 0 | 0 | 0 | 0 | 0 | 0 | 0 | 0 | 0 | 0 | 0 | 0 | 0 | 0 | 0 | 0 | 0 | 0 | 0 | 0 | 0 | 0 | 0 | 0 | 0 | 0 | 0 | 0 | 0 | 0 | 0 | 0 | 0 | 0 | 0 | 0 | 0 | 0 | 0 | 0 | 0 | 0 | 0 | 0 | 0 | 0 | 0 | 0 | 0 | 0 | 0 | 0 | 0 | 0 | 0 | 0 | 0 | 0 | 0 | 0 | 0 | 0 | 0 | 0 | 0 | 0 | 0 | 0 | 0 | 0 | 0 | 0 | 0 | 0 | 0 | 0 | 0 | 0 | 0 | 0 | 0 | 0 | 0 | 0 | 0 | 0 | 0 | 0 | 0 | 0 | 0 | 0 | 0 | 0 | 0 | 0 | 0 | 0 | 0 | 0 | 0 | 0 | 0 | 0 | 0 | 0 | 0 | 0 | 0 | 0 | 0 | 0 | 0 | 0 | 0 | 0 | 0 | 0 | 0 | 0 | 0 | 0 | 0 | 0 | 0 | 0 | 0 | 0 | 0 | 0 | 0 | 0 | 0 | 0 | 0 | 0 | 0 | 0 | 0 | 0 | 0 | 0 | 0 | 0 | 0 | 0 | 0 | 0 | 0 | 0 | 0 | 0 | 0 | 0 | 0 | 0 | 0 | 0 | 0 | 0 | 0 | 0 | 0 | 0 | 0 | 0 | 0 | 0 | 0 | 0 | 0 | 0 | 0 | 0 | 0 | 0 | 0 | 0 | 0 | 0 | 0 | 0 | 0 | 0 | 0 | 0 | 0 | 0 | 0 | 0 | 0 | 0 | 0 | 0 | 0 | 0 | 0 | 0 | 0 | 0 | 0 | 0 | 0 | 0 | 0 | 0 | 0 | 0 | 0 | 0 | 0 | 0 | 0 | 0 | 0 | 0 | 0 | 0 | 0 | 0 | 0 | 0 | 0 | 0 | 0 | 0 | 0 | 0 | 0 | 0 | 0 | 0 | 0 | 0 | 0 | 0 | 0 | 0 | 0 | 0 | 0 | 0 | 0 | 0 | 0 | 0 | 0 | 0 | 0 | 0 | 0 | 0 | 0 | 0 | 0 | 0 | 0 | 0 | 0 | 0 | 0 | 0 | 0 | 0 | 0 | 0 | 0 | 0 | 0 | 0 | 0 | 0 | 0 | 0 | 0 | 0 | 0 | 0 | 0 | 0 | 0 | 0 | 0
OR_Commercial_OR - College_New_Space Heating_Natural Gas_Strategic Energy Management_A | OR | Commercial | OR - College | New | Space Heating | Natural Gas | Strategic Energy Management | A | OCM421 | No strategic energy management. | Implementation of strategic energy management. | 3 | 0 | 0 | 0 | 0.09 | 0 | 0 | 0 | 0.28365 | 0.25 | sqft | 63% | 100% | Discretionary | RetroEven20_OR | 82.88% | Space Heating | 0% | 0 |  | 0 |  | 0 | DL20_COM_SEM-Misc-2021PLN-V4-1 | BEHAV_SEM-All-CPUC-2018_PG-2 | DL20_COM_SEM-Misc-2021PLN-V4-15 | No strategic energy management. | No strategic energy management. | No strategic energy management. | No strategic energy management. | No strategic energy management. | No strategic energy management. | No strategic energy management. | No strategic energy management. | No strategic energy management. | No strategic energy management. | No strategic energy management. | No strategic energy management. | No strategic energy management. | No strategic energy management. | No strategic energy management. | No strategic energy management. | No strategic energy management. | No strategic energy management. | No strategic energy management. | No strategic energy management. | No strategic energy management. | No strategic energy management. | No strategic energy management. | No strategic energy management. | No strategic energy management. | No strategic energy management. | No strategic energy management. | Implementation of strategic energy management. | Implementation of strategic energy management. | Implementation of strategic energy management. | Implementation of strategic energy management. | Implementation of strategic energy management. | Implementation of strategic energy management. | Implementation of strategic energy management. | Implementation of strategic energy management. | Implementation of strategic energy management. | Implementation of strategic energy management. | Implementation of strategic energy management. | Implementation of strategic energy management. | Implementation of strategic energy management. | Implementation of strategic energy management. | Implementation of strategic energy management. | Implementation of strategic energy management. | Implementation of strategic energy management. | Implementation of strategic energy management. | Implementation of strategic energy management. | Implementation of strategic energy management. | Implementation of strategic energy management. | Implementation of strategic energy management. | Implementation of strategic energy management. | Implementation of strategic energy management. | Implementation of strategic energy management. | Implementation of strategic energy management. | Implementation of strategic energy management. | 0.09 | 0.09 | 0.09 | 0.09 | 0.09 | 0.09 | 0.09 | 0.09 | 0.09 | 0.09 | 0.09 | 0.09 | 0.09 | 0.09 | 0.09 | 0.09 | 0.09 | 0.09 | 0.09 | 0.09 | 0.09 | 0.09 | 0.09 | 0.09 | 0.09 | 0.09 | 0.09 | 0 | 0 | 0 | 0 | 0 | 0 | 0 | 0 | 0 | 0 | 0 | 0 | 0 | 0 | 0 | 0 | 0 | 0 | 0 | 0 | 0 | 0 | 0 | 0 | 0 | 0 | 0 | 0 | 0 | 0 | 0 | 0 | 0 | 0 | 0 | 0 | 0 | 0 | 0 | 0 | 0 | 0 | 0 | 0 | 0 | 0 | 0 | 0 | 0 | 0 | 0 | 0 | 0 | 0 | 0 | 0 | 0 | 0 | 0 | 0 | 0 | 0 | 0 | 0 | 0 | 0 | 0 | 0 | 0 | 0 | 0 | 0 | 0 | 0 | 0 | 0 | 0 | 0 | 0 | 0 | 0 | 0 | 0 | 0 | 0 | 0 | 0 | 0 | 0 | 0 | 0 | 0 | 0 | 0 | 0 | 0 | 0 | 0 | 0 | 0 | 0 | 0 | 0 | 0 | 0 | 0 | 0 | 0 | 0 | 0 | 0 | 0 | 0 | 0 | 0 | 0 | 0 | 0 | 0 | 0 | 0 | 0 | 0 | 0 | 0 | 0 | 0 | 0 | 0 | 0 | 0 | 0 | 0 | 0 | 0 | 0 | 0 | 0 | 0 | 0 | 0 | 0 | 0 | 0 | 0 | 0 | 0 | 0 | 0 | 0 | 0 | 0 | 0 | 0 | 0 | 0 | 0 | 0 | 0 | 0 | 0 | 0 | 0 | 0 | 0 | 0 | 0 | 0 | 0 | 0 | 0 | 0 | 0 | 0 | 0 | 0 | 0 | 0 | 0 | 0 | 0 | 0 | 0 | 0 | 0 | 0 | 0 | 0 | 0 | 0 | 0 | 0 | 0 | 0 | 0 | 0 | 0 | 0 | 0 | 0 | 0 | 0 | 0 | 0 | 0 | 0 | 0 | 0 | 0 | 0 | 0 | 0 | 0 | 0 | 0 | 0 | 0 | 0 | 0 | 0 | 0 | 0 | 0 | 0 | 0 | 0 | 0 | 0 | 0 | 0 | 0 | 0 | 0 | 0 | 0 | 0 | 0 | 0 | 0 | 0 | 0 | 0 | 0 | 0 | 0 | 0 | 0 | 0 | 0 | 0 | 0 | 0 | 0 | 0 | 0 | 0 | 0 | 0 | 0 | 0 | 0 | 0 | 0 | 0 | 0 | 0 | 0 | 0 | 0 | 0 | 0 | 0 | 0 | 0 | 0 | 0 | 0 | 0 | 0 | 0 | 0 | 0 | 0 | 0 | 0 | 0 | 0 | 0 | 0 | 0 | 0 | 0 | 0 | 0 | 0 | 0 | 0 | 0 | 0 | 0 | 0 | 0 | 0 | 0 | 0 | 0 | 0 | 0 | 0 | 0 | 0 | 0 | 0 | 0 | 0 | 0 | 0 | 0 | 0 | 0 | 0 | 0 | 0 | 0 | 0 | 0 | 0 | 0 | 0 | 0 | 0 | 0 | 0 | 0 | 0 | 0 | 0 | 0 | 0 | 0 | 0 | 0 | 0 | 0 | 0 | 0 | 0 | 0 | 0 | 0 | 0 | 0 | 0 | 0 | 0 | 0 | 0 | 0 | 0 | 0 | 0 | 0 | 0 | 0 | 0 | 0 | 0 | 0 | 0 | 0 | 0 | 0 | 0 | 0 | 0 | 0 | 0 | 0 | 0 | 0 | 0 | 0 | 0 | 0 | 0 | 0 | 0 | 0 | 0 | 0 | 0 | 0 | 0 | 0 | 0 | 0 | 0 | 0 | 0 | 0 | 0 | 0 | 0 | 0 | 0 | 0 | 0 | 0 | 0 | 0 | 0 | 0 | 0 | 0 | 0 | 0 | 0 | 0 | 0 | 0 | 0 | 0 | 0 | 0 | 0 | 0 | 0 | 0 | 0 | 0 | 0 | 0 | 0 | 0 | 0 | 0 | 0 | 0 | 0 | 0 | 0 | 0 | 0 | 0 | 0 | 0 | 0 | 0 | 0 | 0 | 0 | 0 | 0 | 0 | 0 | 0 | 0 | 0 | 0 | 0 | 0 | 0 | 0 | 0 | 0 | 0 | 0 | 0 | 0 | 0 | 0 | 0 | 0 | 0 | 0 | 0 | 0
OR_Commercial_OR - College_New_Water Heating_Natural Gas_Strategic Energy Management_A | OR | Commercial | OR - College | New | Water Heating | Natural Gas | Strategic Energy Management | A | OCM422 | No strategic energy management. | Implementation of strategic energy management. | 3 | 0 | 0 | 0 | 0.09 | 0 | 0 | 0 | 0.28365 | 0.25 | sqft | 63% | 100% | Discretionary | RetroEven20_OR | 82.88% | Water Heating | 0% | 0 |  | 0 |  | 0 | DL20_COM_SEM-Misc-2021PLN-V4-1 | BEHAV_SEM-All-CPUC-2018_PG-2 | DL20_COM_SEM-Misc-2021PLN-V4-15 | No strategic energy management. | No strategic energy management. | No strategic energy management. | No strategic energy management. | No strategic energy management. | No strategic energy management. | No strategic energy management. | No strategic energy management. | No strategic energy management. | No strategic energy management. | No strategic energy management. | No strategic energy management. | No strategic energy management. | No strategic energy management. | No strategic energy management. | No strategic energy management. | No strategic energy management. | No strategic energy management. | No strategic energy management. | No strategic energy management. | No strategic energy management. | No strategic energy management. | No strategic energy management. | No strategic energy management. | No strategic energy management. | No strategic energy management. | No strategic energy management. | Implementation of strategic energy management. | Implementation of strategic energy management. | Implementation of strategic energy management. | Implementation of strategic energy management. | Implementation of strategic energy management. | Implementation of strategic energy management. | Implementation of strategic energy management. | Implementation of strategic energy management. | Implementation of strategic energy management. | Implementation of strategic energy management. | Implementation of strategic energy management. | Implementation of strategic energy management. | Implementation of strategic energy management. | Implementation of strategic energy management. | Implementation of strategic energy management. | Implementation of strategic energy management. | Implementation of strategic energy management. | Implementation of strategic energy management. | Implementation of strategic energy management. | Implementation of strategic energy management. | Implementation of strategic energy management. | Implementation of strategic energy management. | Implementation of strategic energy management. | Implementation of strategic energy management. | Implementation of strategic energy management. | Implementation of strategic energy management. | Implementation of strategic energy management. | 0.09 | 0.09 | 0.09 | 0.09 | 0.09 | 0.09 | 0.09 | 0.09 | 0.09 | 0.09 | 0.09 | 0.09 | 0.09 | 0.09 | 0.09 | 0.09 | 0.09 | 0.09 | 0.09 | 0.09 | 0.09 | 0.09 | 0.09 | 0.09 | 0.09 | 0.09 | 0.09 | 0 | 0 | 0 | 0 | 0 | 0 | 0 | 0 | 0 | 0 | 0 | 0 | 0 | 0 | 0 | 0 | 0 | 0 | 0 | 0 | 0 | 0 | 0 | 0 | 0 | 0 | 0 | 0 | 0 | 0 | 0 | 0 | 0 | 0 | 0 | 0 | 0 | 0 | 0 | 0 | 0 | 0 | 0 | 0 | 0 | 0 | 0 | 0 | 0 | 0 | 0 | 0 | 0 | 0 | 0 | 0 | 0 | 0 | 0 | 0 | 0 | 0 | 0 | 0 | 0 | 0 | 0 | 0 | 0 | 0 | 0 | 0 | 0 | 0 | 0 | 0 | 0 | 0 | 0 | 0 | 0 | 0 | 0 | 0 | 0 | 0 | 0 | 0 | 0 | 0 | 0 | 0 | 0 | 0 | 0 | 0 | 0 | 0 | 0 | 0 | 0 | 0 | 0 | 0 | 0 | 0 | 0 | 0 | 0 | 0 | 0 | 0 | 0 | 0 | 0 | 0 | 0 | 0 | 0 | 0 | 0 | 0 | 0 | 0 | 0 | 0 | 0 | 0 | 0 | 0 | 0 | 0 | 0 | 0 | 0 | 0 | 0 | 0 | 0 | 0 | 0 | 0 | 0 | 0 | 0 | 0 | 0 | 0 | 0 | 0 | 0 | 0 | 0 | 0 | 0 | 0 | 0 | 0 | 0 | 0 | 0 | 0 | 0 | 0 | 0 | 0 | 0 | 0 | 0 | 0 | 0 | 0 | 0 | 0 | 0 | 0 | 0 | 0 | 0 | 0 | 0 | 0 | 0 | 0 | 0 | 0 | 0 | 0 | 0 | 0 | 0 | 0 | 0 | 0 | 0 | 0 | 0 | 0 | 0 | 0 | 0 | 0 | 0 | 0 | 0 | 0 | 0 | 0 | 0 | 0 | 0 | 0 | 0 | 0 | 0 | 0 | 0 | 0 | 0 | 0 | 0 | 0 | 0 | 0 | 0 | 0 | 0 | 0 | 0 | 0 | 0 | 0 | 0 | 0 | 0 | 0 | 0 | 0 | 0 | 0 | 0 | 0 | 0 | 0 | 0 | 0 | 0 | 0 | 0 | 0 | 0 | 0 | 0 | 0 | 0 | 0 | 0 | 0 | 0 | 0 | 0 | 0 | 0 | 0 | 0 | 0 | 0 | 0 | 0 | 0 | 0 | 0 | 0 | 0 | 0 | 0 | 0 | 0 | 0 | 0 | 0 | 0 | 0 | 0 | 0 | 0 | 0 | 0 | 0 | 0 | 0 | 0 | 0 | 0 | 0 | 0 | 0 | 0 | 0 | 0 | 0 | 0 | 0 | 0 | 0 | 0 | 0 | 0 | 0 | 0 | 0 | 0 | 0 | 0 | 0 | 0 | 0 | 0 | 0 | 0 | 0 | 0 | 0 | 0 | 0 | 0 | 0 | 0 | 0 | 0 | 0 | 0 | 0 | 0 | 0 | 0 | 0 | 0 | 0 | 0 | 0 | 0 | 0 | 0 | 0 | 0 | 0 | 0 | 0 | 0 | 0 | 0 | 0 | 0 | 0 | 0 | 0 | 0 | 0 | 0 | 0 | 0 | 0 | 0 | 0 | 0 | 0 | 0 | 0 | 0 | 0 | 0 | 0 | 0 | 0 | 0 | 0 | 0 | 0 | 0 | 0 | 0 | 0 | 0 | 0 | 0 | 0 | 0 | 0 | 0 | 0 | 0 | 0 | 0 | 0 | 0 | 0 | 0 | 0 | 0 | 0 | 0 | 0 | 0 | 0 | 0 | 0 | 0 | 0 | 0 | 0 | 0 | 0 | 0 | 0 | 0 | 0 | 0 | 0 | 0 | 0 | 0 | 0 | 0 | 0 | 0 | 0 | 0 | 0 | 0 | 0 | 0 | 0 | 0 | 0 | 0 | 0 | 0 | 0 | 0 | 0 | 0 | 0 | 0 | 0 | 0 | 0 | 0 | 0 | 0 | 0 | 0 | 0 | 0 | 0 | 0 | 0 | 0 | 0 | 0 | 0 | 0 | 0 | 0 | 0 | 0 | 0 | 0 | 0 | 0 | 0 | 0 | 0 | 0 | 0 | 0 | 0
OR_Commercial_OR - College_New_Space Heating_Natural Gas_Retrocommissioning_A | OR | Commercial | OR - College | New | Space Heating | Natural Gas | Retrocommissioning | A | OCM423 | No retro commissioning. | Periodic recommissioning of building systems. | 3 | 0 | 0 | 0 | 1.31 | 0 | 0 | 0 | 0.28365 | 0.25 | sqft | 0% | 0% | Discretionary | RetroEven20_OR | 82.88% | Space Heating | 0% | 0 |  | 0 |  | 0 | COM_RCX-HVAC-AEG-1 | N/A | COM_RCX-HVAC-AEG-1 | No retro commissioning. | No retro commissioning. | No retro commissioning. | No retro commissioning. | No retro commissioning. | No retro commissioning. | No retro commissioning. | No retro commissioning. | No retro commissioning. | No retro commissioning. | No retro commissioning. | No retro commissioning. | No retro commissioning. | No retro commissioning. | No retro commissioning. | No retro commissioning. | No retro commissioning. | No retro commissioning. | No retro commissioning. | No retro commissioning. | No retro commissioning. | No retro commissioning. | No retro commissioning. | No retro commissioning. | No retro commissioning. | No retro commissioning. | No retro commissioning. | Periodic recommissioning of building systems. | Periodic recommissioning of building systems. | Periodic recommissioning of building systems. | Periodic recommissioning of building systems. | Periodic recommissioning of building systems. | Periodic recommissioning of building systems. | Periodic recommissioning of building systems. | Periodic recommissioning of building systems. | Periodic recommissioning of building systems. | Periodic recommissioning of building systems. | Periodic recommissioning of building systems. | Periodic recommissioning of building systems. | Periodic recommissioning of building systems. | Periodic recommissioning of building systems. | Periodic recommissioning of building systems. | Periodic recommissioning of building systems. | Periodic recommissioning of building systems. | Periodic recommissioning of building systems. | Periodic recommissioning of building systems. | Periodic recommissioning of building systems. | Periodic recommissioning of building systems. | Periodic recommissioning of building systems. | Periodic recommissioning of building systems. | Periodic recommissioning of building systems. | Periodic recommissioning of building systems. | Periodic recommissioning of building systems. | Periodic recommissioning of building systems. | 1.31 | 1.31 | 1.31 | 1.31 | 1.31 | 1.31 | 1.31 | 1.31 | 1.31 | 1.31 | 1.31 | 1.31 | 1.31 | 1.31 | 1.31 | 1.31 | 1.31 | 1.31 | 1.31 | 1.31 | 1.31 | 1.31 | 1.31 | 1.31 | 1.31 | 1.31 | 1.31 | 0 | 0 | 0 | 0 | 0 | 0 | 0 | 0 | 0 | 0 | 0 | 0 | 0 | 0 | 0 | 0 | 0 | 0 | 0 | 0 | 0 | 0 | 0 | 0 | 0 | 0 | 0 | 0 | 0 | 0 | 0 | 0 | 0 | 0 | 0 | 0 | 0 | 0 | 0 | 0 | 0 | 0 | 0 | 0 | 0 | 0 | 0 | 0 | 0 | 0 | 0 | 0 | 0 | 0 | 0 | 0 | 0 | 0 | 0 | 0 | 0 | 0 | 0 | 0 | 0 | 0 | 0 | 0 | 0 | 0 | 0 | 0 | 0 | 0 | 0 | 0 | 0 | 0 | 0 | 0 | 0 | 0 | 0 | 0 | 0 | 0 | 0 | 0 | 0 | 0 | 0 | 0 | 0 | 0 | 0 | 0 | 0 | 0 | 0 | 0 | 0 | 0 | 0 | 0 | 0 | 0 | 0 | 0 | 0 | 0 | 0 | 0 | 0 | 0 | 0 | 0 | 0 | 0 | 0 | 0 | 0 | 0 | 0 | 0 | 0 | 0 | 0 | 0 | 0 | 0 | 0 | 0 | 0 | 0 | 0 | 0 | 0 | 0 | 0 | 0 | 0 | 0 | 0 | 0 | 0 | 0 | 0 | 0 | 0 | 0 | 0 | 0 | 0 | 0 | 0 | 0 | 0 | 0 | 0 | 0 | 0 | 0 | 0 | 0 | 0 | 0 | 0 | 0 | 0 | 0 | 0 | 0 | 0 | 0 | 0 | 0 | 0 | 0 | 0 | 0 | 0 | 0 | 0 | 0 | 0 | 0 | 0 | 0 | 0 | 0 | 0 | 0 | 0 | 0 | 0 | 0 | 0 | 0 | 0 | 0 | 0 | 0 | 0 | 0 | 0 | 0 | 0 | 0 | 0 | 0 | 0 | 0 | 0 | 0 | 0 | 0 | 0 | 0 | 0 | 0 | 0 | 0 | 0 | 0 | 0 | 0 | 0 | 0 | 0 | 0 | 0 | 0 | 0 | 0 | 0 | 0 | 0 | 0 | 0 | 0 | 0 | 0 | 0 | 0 | 0 | 0 | 0 | 0 | 0 | 0 | 0 | 0 | 0 | 0 | 0 | 0 | 0 | 0 | 0 | 0 | 0 | 0 | 0 | 0 | 0 | 0 | 0 | 0 | 0 | 0 | 0 | 0 | 0 | 0 | 0 | 0 | 0 | 0 | 0 | 0 | 0 | 0 | 0 | 0 | 0 | 0 | 0 | 0 | 0 | 0 | 0 | 0 | 0 | 0 | 0 | 0 | 0 | 0 | 0 | 0 | 0 | 0 | 0 | 0 | 0 | 0 | 0 | 0 | 0 | 0 | 0 | 0 | 0 | 0 | 0 | 0 | 0 | 0 | 0 | 0 | 0 | 0 | 0 | 0 | 0 | 0 | 0 | 0 | 0 | 0 | 0 | 0 | 0 | 0 | 0 | 0 | 0 | 0 | 0 | 0 | 0 | 0 | 0 | 0 | 0 | 0 | 0 | 0 | 0 | 0 | 0 | 0 | 0 | 0 | 0 | 0 | 0 | 0 | 0 | 0 | 0 | 0 | 0 | 0 | 0 | 0 | 0 | 0 | 0 | 0 | 0 | 0 | 0 | 0 | 0 | 0 | 0 | 0 | 0 | 0 | 0 | 0 | 0 | 0 | 0 | 0 | 0 | 0 | 0 | 0 | 0 | 0 | 0 | 0 | 0 | 0 | 0 | 0 | 0 | 0 | 0 | 0 | 0 | 0 | 0 | 0 | 0 | 0 | 0 | 0 | 0 | 0 | 0 | 0 | 0 | 0 | 0 | 0 | 0 | 0 | 0 | 0 | 0 | 0 | 0 | 0 | 0 | 0 | 0 | 0 | 0 | 0 | 0 | 0 | 0 | 0 | 0 | 0 | 0 | 0 | 0 | 0 | 0 | 0 | 0 | 0 | 0 | 0 | 0 | 0 | 0 | 0 | 0 | 0 | 0 | 0 | 0 | 0 | 0 | 0 | 0 | 0 | 0 | 0 | 0 | 0 | 0 | 0 | 0 | 0 | 0 | 0 | 0 | 0 | 0 | 0 | 0
OR_Commercial_OR - College_New_Water Heating_Natural Gas_Retrocommissioning_A | OR | Commercial | OR - College | New | Water Heating | Natural Gas | Retrocommissioning | A | OCM424 | No retro commissioning. | Periodic recommissioning of building systems. | 3 | 0 | 0 | 0 | 1.31 | 0 | 0 | 0 | 0.28365 | 0.25 | sqft | 0% | 0% | Discretionary | RetroEven20_OR | 82.88% | Water Heating | 0% | 0 |  | 0 |  | 0 | COM_RCX-HVAC-AEG-1 | N/A | COM_RCX-HVAC-AEG-1 | No retro commissioning. | No retro commissioning. | No retro commissioning. | No retro commissioning. | No retro commissioning. | No retro commissioning. | No retro commissioning. | No retro commissioning. | No retro commissioning. | No retro commissioning. | No retro commissioning. | No retro commissioning. | No retro commissioning. | No retro commissioning. | No retro commissioning. | No retro commissioning. | No retro commissioning. | No retro commissioning. | No retro commissioning. | No retro commissioning. | No retro commissioning. | No retro commissioning. | No retro commissioning. | No retro commissioning. | No retro commissioning. | No retro commissioning. | No retro commissioning. | Periodic recommissioning of building systems. | Periodic recommissioning of building systems. | Periodic recommissioning of building systems. | Periodic recommissioning of building systems. | Periodic recommissioning of building systems. | Periodic recommissioning of building systems. | Periodic recommissioning of building systems. | Periodic recommissioning of building systems. | Periodic recommissioning of building systems. | Periodic recommissioning of building systems. | Periodic recommissioning of building systems. | Periodic recommissioning of building systems. | Periodic recommissioning of building systems. | Periodic recommissioning of building systems. | Periodic recommissioning of building systems. | Periodic recommissioning of building systems. | Periodic recommissioning of building systems. | Periodic recommissioning of building systems. | Periodic recommissioning of building systems. | Periodic recommissioning of building systems. | Periodic recommissioning of building systems. | Periodic recommissioning of building systems. | Periodic recommissioning of building systems. | Periodic recommissioning of building systems. | Periodic recommissioning of building systems. | Periodic recommissioning of building systems. | Periodic recommissioning of building systems. | 1.31 | 1.31 | 1.31 | 1.31 | 1.31 | 1.31 | 1.31 | 1.31 | 1.31 | 1.31 | 1.31 | 1.31 | 1.31 | 1.31 | 1.31 | 1.31 | 1.31 | 1.31 | 1.31 | 1.31 | 1.31 | 1.31 | 1.31 | 1.31 | 1.31 | 1.31 | 1.31 | 0 | 0 | 0 | 0 | 0 | 0 | 0 | 0 | 0 | 0 | 0 | 0 | 0 | 0 | 0 | 0 | 0 | 0 | 0 | 0 | 0 | 0 | 0 | 0 | 0 | 0 | 0 | 0 | 0 | 0 | 0 | 0 | 0 | 0 | 0 | 0 | 0 | 0 | 0 | 0 | 0 | 0 | 0 | 0 | 0 | 0 | 0 | 0 | 0 | 0 | 0 | 0 | 0 | 0 | 0 | 0 | 0 | 0 | 0 | 0 | 0 | 0 | 0 | 0 | 0 | 0 | 0 | 0 | 0 | 0 | 0 | 0 | 0 | 0 | 0 | 0 | 0 | 0 | 0 | 0 | 0 | 0 | 0 | 0 | 0 | 0 | 0 | 0 | 0 | 0 | 0 | 0 | 0 | 0 | 0 | 0 | 0 | 0 | 0 | 0 | 0 | 0 | 0 | 0 | 0 | 0 | 0 | 0 | 0 | 0 | 0 | 0 | 0 | 0 | 0 | 0 | 0 | 0 | 0 | 0 | 0 | 0 | 0 | 0 | 0 | 0 | 0 | 0 | 0 | 0 | 0 | 0 | 0 | 0 | 0 | 0 | 0 | 0 | 0 | 0 | 0 | 0 | 0 | 0 | 0 | 0 | 0 | 0 | 0 | 0 | 0 | 0 | 0 | 0 | 0 | 0 | 0 | 0 | 0 | 0 | 0 | 0 | 0 | 0 | 0 | 0 | 0 | 0 | 0 | 0 | 0 | 0 | 0 | 0 | 0 | 0 | 0 | 0 | 0 | 0 | 0 | 0 | 0 | 0 | 0 | 0 | 0 | 0 | 0 | 0 | 0 | 0 | 0 | 0 | 0 | 0 | 0 | 0 | 0 | 0 | 0 | 0 | 0 | 0 | 0 | 0 | 0 | 0 | 0 | 0 | 0 | 0 | 0 | 0 | 0 | 0 | 0 | 0 | 0 | 0 | 0 | 0 | 0 | 0 | 0 | 0 | 0 | 0 | 0 | 0 | 0 | 0 | 0 | 0 | 0 | 0 | 0 | 0 | 0 | 0 | 0 | 0 | 0 | 0 | 0 | 0 | 0 | 0 | 0 | 0 | 0 | 0 | 0 | 0 | 0 | 0 | 0 | 0 | 0 | 0 | 0 | 0 | 0 | 0 | 0 | 0 | 0 | 0 | 0 | 0 | 0 | 0 | 0 | 0 | 0 | 0 | 0 | 0 | 0 | 0 | 0 | 0 | 0 | 0 | 0 | 0 | 0 | 0 | 0 | 0 | 0 | 0 | 0 | 0 | 0 | 0 | 0 | 0 | 0 | 0 | 0 | 0 | 0 | 0 | 0 | 0 | 0 | 0 | 0 | 0 | 0 | 0 | 0 | 0 | 0 | 0 | 0 | 0 | 0 | 0 | 0 | 0 | 0 | 0 | 0 | 0 | 0 | 0 | 0 | 0 | 0 | 0 | 0 | 0 | 0 | 0 | 0 | 0 | 0 | 0 | 0 | 0 | 0 | 0 | 0 | 0 | 0 | 0 | 0 | 0 | 0 | 0 | 0 | 0 | 0 | 0 | 0 | 0 | 0 | 0 | 0 | 0 | 0 | 0 | 0 | 0 | 0 | 0 | 0 | 0 | 0 | 0 | 0 | 0 | 0 | 0 | 0 | 0 | 0 | 0 | 0 | 0 | 0 | 0 | 0 | 0 | 0 | 0 | 0 | 0 | 0 | 0 | 0 | 0 | 0 | 0 | 0 | 0 | 0 | 0 | 0 | 0 | 0 | 0 | 0 | 0 | 0 | 0 | 0 | 0 | 0 | 0 | 0 | 0 | 0 | 0 | 0 | 0 | 0 | 0 | 0 | 0 | 0 | 0 | 0 | 0 | 0 | 0 | 0 | 0 | 0 | 0 | 0 | 0 | 0 | 0 | 0 | 0 | 0 | 0 | 0 | 0 | 0 | 0 | 0 | 0 | 0 | 0 | 0 | 0 | 0 | 0 | 0 | 0 | 0 | 0 | 0 | 0 | 0 | 0 | 0 | 0 | 0 | 0 | 0 | 0 | 0 | 0 | 0 | 0 | 0 | 0 | 0 | 0 | 0 | 0 | 0
OR_Commercial_OR - Health_Existing_Space Heating_Natural Gas_Insulation - Ceiling_A | OR | Commercial | OR - Health | Existing | Space Heating | Natural Gas | Insulation - Ceiling | A | OCM425 | R-13 | R-38 | 22 | 0.11792 | 0 | 0 | 1.57 | 0.04 | 0 | 0 | 0.24319 | 0.25 | sqft roof | 15% | 46.67% | Discretionary | Retro1Slow_OR | 84.23% | Space Heating | 0% | 1081.0061 |  | 566.9724 |  | 0 | Avista TRM | Avista TRM | Avista TRM | R-13 | R-13 | R-13 | R-13 | R-13 | R-13 | R-13 | R-13 | R-13 | R-13 | R-13 | R-13 | R-13 | R-13 | R-13 | R-13 | R-13 | R-13 | R-13 | R-13 | R-13 | R-13 | R-13 | R-13 | R-13 | R-13 | R-13 | R-38 | R-38 | R-38 | R-38 | R-38 | R-38 | R-38 | R-38 | R-38 | R-38 | R-38 | R-38 | R-38 | R-38 | R-38 | R-38 | R-38 | R-38 | R-38 | R-38 | R-38 | R-38 | R-38 | R-38 | R-38 | R-38 | R-38 | 1.57 | 1.57 | 1.57 | 1.57 | 1.57 | 1.57 | 1.57 | 1.57 | 1.57 | 1.57 | 1.57 | 1.57 | 1.57 | 1.57 | 1.57 | 1.57 | 1.57 | 1.57 | 1.57 | 1.57 | 1.57 | 1.57 | 1.57 | 1.57 | 1.57 | 1.57 | 1.57 | 0 | 0 | 0.46853 | 0.45851 | 0.44819 | 0.43767 | 0.42688 | 0.41575 | 0.40428 | 0.3925 | 0.38048 | 0.36833 | 0.35646 | 0.3448 | 0.33341 | 0.32251 | 0.31224 | 0.30324 | 0.29549 | 0.28828 | 0.28176 | 0.27541 | 0.2702 | 0.26507 | 0.26 | 0.25499 | 0.25003 | 0.22927 | 0.12073 | 0.39923 | 0.63416 | 0.93884 | 1.3096 | 1.7322 | 2.1801 | 2.6139 | 2.984 | 3.2399 | 3.3339 | 3.2373 | 2.9519 | 2.5127 | 1.9864 | 1.4468 | 1.0342 | 0.5515 | 0.43126 | 0 | 0 | 0 | 0 | 0 | 0.22927 | 0.3451 | 0.73657 | 1.3534 | 2.2589 | 3.5096 | 5.1449 | 7.1751 | 9.5692 | 12.2478 | 15.0927 | 17.9329 | 20.5781 | 22.8569 | 24.6423 | 25.9181 | 26.7023 | 27.0851 | 27.0236 | 26.846 | 26.3385 | 25.838 | 25.3437 | 24.8558 | 24.3726 | 489.3445 | 263.3122 | 890.7591 | 1448.9418 | 2199.2912 | 3149.8549 | 4284.6677 | 5554.4769 | 6869.9306 | 8101.2802 | 9089.1099 | 9669.1016 | 9709.4688 | 9152.8118 | 8047.3687 | 6550.7143 | 4896.3384 | 3587.3685 | 1957.3779 | 1565.9024 | 0 | 0 | 0 | 0 | 0 | 489.3445 | 752.6567 | 1643.4158 | 3092.3575 | 5291.6487 | 8441.5037 | 12726.1714 | 18280.6483 | 25150.5789 | 33251.8591 | 42340.969 | 52010.0706 | 61719.5394 | 70872.3512 | 78919.7199 | 85470.4342 | 90366.7726 | 93954.1411 | 95911.519 | 97477.4214 | 97477.4214 | 97477.4214 | 97477.4214 | 97477.4214 | 97477.4214 | 0.19721 | 0.10514 | 0.35171 | 0.56511 | 0.84635 | 1.1945 | 1.5991 | 2.0376 | 2.474 | 2.861 | 3.1472 | 3.2819 | 3.2302 | 2.9859 | 2.5769 | 2.0647 | 1.5238 | 1.1037 | 0.59636 | 0.47262 | 0 | 0 | 0 | 0 | 0 | 0.19721 | 0.30054 | 0.64889 | 1.2061 | 2.0364 | 3.2013 | 4.7497 | 6.706 | 9.0571 | 11.7429 | 14.6612 | 17.6535 | 20.5333 | 23.1208 | 25.2711 | 26.9397 | 28.1227 | 28.905 | 29.2216 | 29.4206 | 29.2419 | 29.0679 | 28.8979 | 28.7316 | 28.5684 | 415.9428 | 223.8154 | 757.1452 | 1231.6005 | 1869.3975 | 2677.3767 | 3641.9676 | 4721.3054 | 5839.441 | 6886.0881 | 7725.7434 | 8218.7364 | 8253.0485 | 7779.8901 | 6840.2634 | 5568.1071 | 4161.8876 | 3049.2632 | 1663.7712 | 1331.017 | 0 | 0 | 0 | 0 | 0 | 415.9428 | 639.7582 | 1396.9034 | 2628.5039 | 4497.9014 | 7175.2781 | 10817.2457 | 15538.5511 | 21377.9921 | 28264.0802 | 35989.8236 | 44208.56 | 52461.6085 | 60241.4986 | 67081.7619 | 72649.8691 | 76811.7567 | 79861.0199 | 81524.7912 | 82855.8082 | 82855.8082 | 82855.8082 | 82855.8082 | 82855.8082 | 82855.8082 | 0.19724 | 0.10516 | 0.35185 | 0.56543 | 0.84696 | 1.1955 | 1.6006 | 2.0396 | 2.4764 | 2.8639 | 3.1503 | 3.285 | 3.2331 | 2.9883 | 2.5787 | 2.066 | 1.5246 | 1.1041 | 0.59654 | 0.47272 | 0 | 0 | 0 | 0 | 0 | 0.19724 | 0.3006 | 0.64915 | 1.2068 | 2.0379 | 3.204 | 4.7541 | 6.7126 | 9.0662 | 11.7548 | 14.6757 | 17.6702 | 20.5514 | 23.1395 | 25.2894 | 26.9565 | 28.1374 | 28.9171 | 29.2307 | 29.4268 | 29.2487 | 29.0751 | 28.9056 | 28.7398 | 28.5771 | 415.9428 | 223.8154 | 757.1452 | 1231.6005 | 1869.3975 | 2677.3767 | 3641.9676 | 4721.3054 | 5839.441 | 6886.0881 | 7725.7434 | 8218.7364 | 8253.0485 | 7779.8901 | 6840.2634 | 5568.1071 | 4161.8876 | 3049.2632 | 1663.7712 | 1331.017 | 0 | 0 | 0 | 0 | 0 | 415.9428 | 639.7582 | 1396.9034 | 2628.5039 | 4497.9014 | 7175.2781 | 10817.2457 | 15538.5511 | 21377.9921 | 28264.0802 | 35989.8236 | 44208.56 | 52461.6085 | 60241.4986 | 67081.7619 | 72649.8691 | 76811.7567 | 79861.0199 | 81524.7912 | 82855.8082 | 82855.8082 | 82855.8082 | 82855.8082 | 82855.8082 | 82855.8082 | 0.1972 | 0.10512 | 0.35158 | 0.56481 | 0.84578 | 1.1935 | 1.5976 | 2.0353 | 2.4708 | 2.8569 | 3.1423 | 3.2763 | 3.2242 | 2.9799 | 2.5713 | 2.06 | 1.52 | 1.1008 | 0.59471 | 0.47124 | 0 | 0 | 0 | 0 | 0 | 0.1972 | 0.30047 | 0.64865 | 1.2054 | 2.035 | 3.1986 | 4.7451 | 6.6985 | 9.0455 | 11.7262 | 14.6381 | 17.6231 | 20.4948 | 23.074 | 25.2163 | 26.8772 | 28.0533 | 28.8293 | 29.1407 | 29.3347 | 29.1566 | 28.9831 | 28.8136 | 28.6477 | 28.4851 | 415.9428 | 223.8154 | 757.1452 | 1231.6005 | 1869.3975 | 2677.3767 | 3641.9676 | 4721.3054 | 5839.441 | 6886.0881 | 7725.7434 | 8218.7364 | 8253.0485 | 7779.8901 | 6840.2634 | 5568.1071 | 4161.8876 | 3049.2632 | 1663.7712 | 1331.017 | 0 | 0 | 0 | 0 | 0 | 415.9428 | 639.7582 | 1396.9034 | 2628.5039 | 4497.9014 | 7175.2781 | 10817.2457 | 15538.5511 | 21377.9921 | 28264.0802 | 35989.8236 | 44208.56 | 52461.6085 | 60241.4986 | 67081.7619 | 72649.8691 | 76811.7567 | 79861.0199 | 81524.7912 | 82855.8082 | 82855.8082 | 82855.8082 | 82855.8082 | 82855.8082 | 82855.8082 | 1054.5315 | 1057.6908 | 1060.8202 | 1063.9124 | 1066.9606 | 1069.9581 | 1072.8988 | 1075.7767 | 1078.5842 | 1081.3145 | 1083.9607 | 1086.5167 | 1088.9766 | 1091.3349 | 1093.5864 | 1095.7261 | 1097.7497 | 1099.6326 | 1101.3737 | 1102.9652 | 1104.4195 | 1105.7482 | 1106.962 | 1108.0705 | 1109.0827 | 553.0868 | 554.7438 | 556.3851 | 558.007 | 559.6057 | 561.1778 | 562.7202 | 564.2296 | 565.7021 | 567.1341 | 568.522 | 569.8626 | 571.1528 | 572.3896 | 573.5705 | 574.6928 | 575.7541 | 576.7417 | 577.6549 | 578.4896 | 579.2524 | 579.9492 | 580.5858 | 581.1672 | 581.6981
OR_Commercial_OR - Health_Existing_Space Heating_Natural Gas_Insulation - Ducting_A | OR | Commercial | OR - Health | Existing | Space Heating | Natural Gas | Insulation - Ducting | A | OCM426 | R-4 | R-8 | 20 | 0 | 0 | 0 | 0.96 | 0 | 0 | 0 | 0.24319 | 0.25 | sqft duct | 15% | 46.67% | Discretionary | Retro1Slow_OR | 84.23% | Central Systems | 0% | 0 |  | 0 |  | 0 | INS_DCT-All-DEER-1 | INS_DCT-All-DEER-1 | Building Energy Simulation Tool | R-4 | R-4 | R-4 | R-4 | R-4 | R-4 | R-4 | R-4 | R-4 | R-4 | R-4 | R-4 | R-4 | R-4 | R-4 | R-4 | R-4 | R-4 | R-4 | R-4 | R-4 | R-4 | R-4 | R-4 | R-4 | R-4 | R-4 | R-8 | R-8 | R-8 | R-8 | R-8 | R-8 | R-8 | R-8 | R-8 | R-8 | R-8 | R-8 | R-8 | R-8 | R-8 | R-8 | R-8 | R-8 | R-8 | R-8 | R-8 | R-8 | R-8 | R-8 | R-8 | R-8 | R-8 | 0.96 | 0.96 | 0.96 | 0.96 | 0.96 | 0.96 | 0.96 | 0.96 | 0.96 | 0.96 | 0.96 | 0.96 | 0.96 | 0.96 | 0.96 | 0.96 | 0.96 | 0.96 | 0.96 | 0.96 | 0.96 | 0.96 | 0.96 | 0.96 | 0.96 | 0.96 | 0.96 | 0 | 0 | 0 | 0 | 0 | 0 | 0 | 0 | 0 | 0 | 0 | 0 | 0 | 0 | 0 | 0 | 0 | 0 | 0 | 0 | 0 | 0 | 0 | 0 | 0 | 0 | 0 | 0 | 0 | 0 | 0 | 0 | 0 | 0 | 0 | 0 | 0 | 0 | 0 | 0 | 0 | 0 | 0 | 0 | 0 | 0 | 0 | 0 | 0 | 0 | 0 | 0 | 0 | 0 | 0 | 0 | 0 | 0 | 0 | 0 | 0 | 0 | 0 | 0 | 0 | 0 | 0 | 0 | 0 | 0 | 0 | 0 | 0 | 0 | 0 | 0 | 0 | 244.6722 | 131.6561 | 445.3795 | 724.4709 | 1099.6456 | 1574.9275 | 2142.3339 | 2777.2384 | 3434.9653 | 4050.6401 | 4544.5549 | 4834.5508 | 4854.7344 | 4576.4059 | 4023.6843 | 3275.3571 | 2448.1692 | 1793.6843 | 978.689 | 782.9512 | 0 | 0 | 0 | 0 | 0 | 244.6722 | 376.3284 | 821.7079 | 1546.1788 | 2645.8244 | 4220.7518 | 6363.0857 | 9140.3242 | 12575.2895 | 16625.9296 | 21170.4845 | 26005.0353 | 30859.7697 | 35436.1756 | 39459.86 | 42735.2171 | 45183.3863 | 46977.0705 | 47955.7595 | 48738.7107 | 48738.7107 | 48738.7107 | 48738.7107 | 48738.7107 | 48738.7107 | 0 | 0 | 0 | 0 | 0 | 0 | 0 | 0 | 0 | 0 | 0 | 0 | 0 | 0 | 0 | 0 | 0 | 0 | 0 | 0 | 0 | 0 | 0 | 0 | 0 | 0 | 0 | 0 | 0 | 0 | 0 | 0 | 0 | 0 | 0 | 0 | 0 | 0 | 0 | 0 | 0 | 0 | 0 | 0 | 0 | 0 | 0 | 0 | 0 | 0 | 207.9714 | 111.9077 | 378.5726 | 615.8002 | 934.6988 | 1338.6883 | 1820.9838 | 2360.6527 | 2919.7205 | 3443.0441 | 3862.8717 | 4109.3682 | 4126.5243 | 3889.945 | 3420.1317 | 2784.0536 | 2080.9438 | 1524.6316 | 831.8856 | 665.5085 | 0 | 0 | 0 | 0 | 0 | 207.9714 | 319.8791 | 698.4517 | 1314.252 | 2248.9507 | 3587.6391 | 5408.6229 | 7769.2755 | 10688.996 | 14132.0401 | 17994.9118 | 22104.28 | 26230.8042 | 30120.7493 | 33540.881 | 36324.9345 | 38405.8783 | 39930.51 | 40762.3956 | 41427.9041 | 41427.9041 | 41427.9041 | 41427.9041 | 41427.9041 | 41427.9041 | 0 | 0 | 0 | 0 | 0 | 0 | 0 | 0 | 0 | 0 | 0 | 0 | 0 | 0 | 0 | 0 | 0 | 0 | 0 | 0 | 0 | 0 | 0 | 0 | 0 | 0 | 0 | 0 | 0 | 0 | 0 | 0 | 0 | 0 | 0 | 0 | 0 | 0 | 0 | 0 | 0 | 0 | 0 | 0 | 0 | 0 | 0 | 0 | 0 | 0 | 0 | 0 | 0 | 0 | 0 | 0 | 0 | 0 | 0 | 0 | 0 | 0 | 0 | 0 | 0 | 0 | 0 | 0 | 0 | 0 | 0 | 0 | 0 | 0 | 0 | 0 | 0 | 0 | 0 | 0 | 0 | 0 | 0 | 0 | 0 | 0 | 0 | 0 | 0 | 0 | 0 | 0 | 0 | 0 | 0 | 0 | 0 | 0 | 0 | 0 | 0 | 0 | 0 | 0 | 0 | 0 | 0 | 0 | 0 | 0 | 0 | 0 | 0 | 0 | 0 | 0 | 0 | 0 | 0 | 0 | 0 | 0 | 0 | 0 | 0 | 0 | 0 | 0 | 0 | 0 | 0 | 0 | 0 | 0 | 0 | 0 | 0 | 0 | 0 | 0 | 0 | 0 | 0 | 0 | 0 | 0 | 0 | 0 | 0 | 0 | 0 | 0 | 0 | 0 | 0 | 0 | 0 | 0 | 0 | 0 | 0 | 0 | 0 | 0 | 0 | 0 | 0 | 0 | 0 | 0 | 0 | 0 | 0 | 0 | 0 | 0 | 0 | 0 | 0 | 0 | 0 | 0 | 0 | 0 | 0 | 0 | 0 | 0 | 0 | 0 | 0 | 0 | 0 | 0 | 0 | 0 | 0 | 0 | 0 | 0 | 0 | 0 | 0 | 0 | 0 | 0 | 0 | 0 | 0 | 0 | 0 | 0 | 0 | 0 | 0 | 0 | 0 | 0 | 0 | 0 | 0 | 0 | 0 | 0 | 0 | 0 | 0 | 0 | 0 | 0 | 0 | 0 | 0 | 0 | 0 | 0 | 0 | 0 | 0 | 0 | 0 | 0 | 0 | 0 | 0 | 0 | 0 | 0 | 0 | 0
OR_Commercial_OR - Health_Existing_Space Heating_Natural Gas_Insulation - Wall Cavity_A | OR | Commercial | OR - Health | Existing | Space Heating | Natural Gas | Insulation - Wall Cavity | A | OCM427 | R-9 | R-23 | 22 | 0.18869 | 0 | 0 | 0.68 | 0.07 | 0 | 0 | 0.24319 | 0.25 | sqft wall | 15% | 46.67% | Discretionary | Retro1Slow_OR | 84.23% | Space Heating | 0% | 32.9855 |  | 153.4704 |  | 0 | Avista TRM | Avista TRM | Avista TRM | R-9 | R-9 | R-9 | R-9 | R-9 | R-9 | R-9 | R-9 | R-9 | R-9 | R-9 | R-9 | R-9 | R-9 | R-9 | R-9 | R-9 | R-9 | R-9 | R-9 | R-9 | R-9 | R-9 | R-9 | R-9 | R-9 | R-9 | R-23 | R-23 | R-23 | R-23 | R-23 | R-23 | R-23 | R-23 | R-23 | R-23 | R-23 | R-23 | R-23 | R-23 | R-23 | R-23 | R-23 | R-23 | R-23 | R-23 | R-23 | R-23 | R-23 | R-23 | R-23 | R-23 | R-23 | 0.68 | 0.68 | 0.68 | 0.68 | 0.68 | 0.68 | 0.68 | 0.68 | 0.68 | 0.68 | 0.68 | 0.68 | 0.68 | 0.68 | 0.68 | 0.68 | 0.68 | 0.68 | 0.68 | 0.68 | 0.68 | 0.68 | 0.68 | 0.68 | 0.68 | 0.68 | 0.68 | 0 | 0 | 0.75239 | 0.74082 | 0.7292 | 0.71757 | 0.70593 | 0.6943 | 0.68269 | 0.6711 | 0.65955 | 0.64804 | 0.63659 | 0.62519 | 0.61387 | 0.60262 | 0.59145 | 0.58037 | 0.56939 | 0.5585 | 0.54773 | 0.53706 | 0.52691 | 0.5169 | 0.50702 | 0.49726 | 0.48759 | 0.27612 | 0.14629 | 0.48713 | 0.77974 | 1.1643 | 1.6401 | 2.1937 | 2.7955 | 3.3981 | 3.9372 | 4.3392 | 4.5335 | 4.47 | 4.1365 | 3.5695 | 2.8512 | 2.0908 | 1.5026 | 0.80403 | 0.6307 | 0 | 0 | 0 | 0 | 0 | 0.27612 | 0.41816 | 0.89873 | 1.6641 | 2.8015 | 4.3955 | 6.5156 | 9.2006 | 12.4403 | 16.1604 | 20.214 | 24.3858 | 28.414 | 32.0299 | 35.0059 | 37.2013 | 38.5878 | 39.3529 | 39.3977 | 39.261 | 38.519 | 37.7874 | 37.0647 | 36.3514 | 35.6448 | 366.9861 | 197.4722 | 668.0287 | 1086.6403 | 1649.3681 | 2362.2476 | 3213.3055 | 4165.6045 | 5152.1348 | 6075.5908 | 6816.418 | 7251.3854 | 7281.659 | 6864.1916 | 6035.1597 | 4912.7371 | 3672.0306 | 2690.3628 | 1467.9442 | 1174.3554 | 0 | 0 | 0 | 0 | 0 | 366.9861 | 564.4582 | 1232.4869 | 2319.1272 | 3968.4953 | 6330.7429 | 9544.0484 | 13709.6529 | 18861.7876 | 24937.3784 | 31753.7965 | 39005.1819 | 46286.8409 | 53151.0325 | 59186.1921 | 64098.9292 | 67770.9598 | 70461.3226 | 71929.2668 | 73103.6222 | 73103.6222 | 73103.6222 | 73103.6222 | 73103.6222 | 73103.6222 | 0.23738 | 0.12722 | 0.42807 | 0.69229 | 1.0444 | 1.4864 | 2.0088 | 2.5868 | 3.1776 | 3.7212 | 4.1458 | 4.3792 | 4.3664 | 4.0869 | 3.568 | 2.884 | 2.1406 | 1.5575 | 0.84402 | 0.67066 | 0 | 0 | 0 | 0 | 0 | 0.23738 | 0.36364 | 0.78977 | 1.4775 | 2.513 | 3.9836 | 5.9666 | 8.5135 | 11.6332 | 15.2739 | 19.3128 | 23.5558 | 27.7556 | 31.646 | 34.9905 | 37.6287 | 39.5068 | 40.7915 | 41.3571 | 41.7486 | 41.4954 | 41.2486 | 41.0077 | 40.7718 | 40.5405 | 311.9381 | 167.8513 | 567.8244 | 923.6442 | 1401.9629 | 2007.9105 | 2731.3097 | 3540.7638 | 4379.3146 | 5164.2522 | 5793.9553 | 6163.6776 | 6189.4101 | 5834.5629 | 5129.8857 | 4175.8265 | 3121.226 | 2286.8084 | 1247.7526 | 998.2021 | 0 | 0 | 0 | 0 | 0 | 311.9381 | 479.7895 | 1047.6139 | 1971.2581 | 3373.221 | 5381.1315 | 8112.4411 | 11653.2049 | 16032.5195 | 21196.7717 | 26990.727 | 33154.4046 | 39343.8147 | 45178.3776 | 50308.2633 | 54484.0898 | 57605.3158 | 59892.1242 | 61139.8768 | 62138.0789 | 62138.0789 | 62138.0789 | 62138.0789 | 62138.0789 | 62138.0789 | 0.23742 | 0.12724 | 0.42824 | 0.6927 | 1.0452 | 1.4877 | 2.0107 | 2.5893 | 3.1808 | 3.725 | 4.1499 | 4.3834 | 4.3703 | 4.0902 | 3.5705 | 2.8858 | 2.1417 | 1.5582 | 0.84428 | 0.6708 | 0 | 0 | 0 | 0 | 0 | 0.23742 | 0.36371 | 0.79009 | 1.4784 | 2.5148 | 3.987 | 5.9721 | 8.5219 | 11.6448 | 15.2893 | 19.3318 | 23.5781 | 27.7801 | 31.6716 | 35.0158 | 37.6522 | 39.5273 | 40.8086 | 41.3699 | 41.7574 | 41.5049 | 41.2589 | 41.0186 | 40.7834 | 40.5528 | 311.9381 | 167.8513 | 567.8244 | 923.6442 | 1401.9629 | 2007.9105 | 2731.3097 | 3540.7638 | 4379.3146 | 5164.2522 | 5793.9553 | 6163.6776 | 6189.4101 | 5834.5629 | 5129.8857 | 4175.8265 | 3121.226 | 2286.8084 | 1247.7526 | 998.2021 | 0 | 0 | 0 | 0 | 0 | 311.9381 | 479.7895 | 1047.6139 | 1971.2581 | 3373.221 | 5381.1315 | 8112.4411 | 11653.2049 | 16032.5195 | 21196.7717 | 26990.727 | 33154.4046 | 39343.8147 | 45178.3776 | 50308.2633 | 54484.0898 | 57605.3158 | 59892.1242 | 61139.8768 | 62138.0789 | 62138.0789 | 62138.0789 | 62138.0789 | 62138.0789 | 62138.0789 | 0.23736 | 0.12719 | 0.42791 | 0.69193 | 1.0437 | 1.4852 | 2.0069 | 2.5839 | 3.1736 | 3.7159 | 4.1392 | 4.3717 | 4.3582 | 4.0787 | 3.5602 | 2.8773 | 2.1353 | 1.5534 | 0.84169 | 0.6687 | 0 | 0 | 0 | 0 | 0 | 0.23736 | 0.36356 | 0.78948 | 1.4767 | 2.5113 | 3.9803 | 5.9607 | 8.504 | 11.6183 | 15.2522 | 19.2824 | 23.5153 | 27.7036 | 31.5821 | 34.9146 | 37.5413 | 39.4092 | 40.6846 | 41.2426 | 41.6268 | 41.3743 | 41.1283 | 40.888 | 40.6528 | 40.4222 | 311.9381 | 167.8513 | 567.8244 | 923.6442 | 1401.9629 | 2007.9105 | 2731.3097 | 3540.7638 | 4379.3146 | 5164.2522 | 5793.9553 | 6163.6776 | 6189.4101 | 5834.5629 | 5129.8857 | 4175.8265 | 3121.226 | 2286.8084 | 1247.7526 | 998.2021 | 0 | 0 | 0 | 0 | 0 | 311.9381 | 479.7895 | 1047.6139 | 1971.2581 | 3373.221 | 5381.1315 | 8112.4411 | 11653.2049 | 16032.5195 | 21196.7717 | 26990.727 | 33154.4046 | 39343.8147 | 45178.3776 | 50308.2633 | 54484.0898 | 57605.3158 | 59892.1242 | 61139.8768 | 62138.0789 | 62138.0789 | 62138.0789 | 62138.0789 | 62138.0789 | 62138.0789 | 32.1777 | 32.2741 | 32.3696 | 32.4639 | 32.5569 | 32.6484 | 32.7381 | 32.8259 | 32.9116 | 32.9949 | 33.0757 | 33.1537 | 33.2287 | 33.3007 | 33.3694 | 33.4347 | 33.4964 | 33.5539 | 33.607 | 33.6556 | 33.6999 | 33.7405 | 33.7775 | 33.8113 | 33.8422 | 149.7119 | 150.1604 | 150.6047 | 151.0437 | 151.4764 | 151.902 | 152.3194 | 152.728 | 153.1266 | 153.5142 | 153.8899 | 154.2528 | 154.602 | 154.9368 | 155.2565 | 155.5602 | 155.8475 | 156.1148 | 156.362 | 156.588 | 156.7944 | 156.9831 | 157.1554 | 157.3128 | 157.4565
OR_Commercial_OR - Health_Existing_Space Heating_Natural Gas_Green Roof - Vegetated Rooftop_A | OR | Commercial | OR - Health | Existing | Space Heating | Natural Gas | Green Roof - Vegetated Rooftop | A | OCM428 | No vegetation on roof | Green roof | 25 | 0.0067242 | 0 | 0 | 30.55 | 0 | 2.29 | 0 | 0.28365 | 0.25 | sqft roof | 0% | 0% | Discretionary | Retro1Slow_OR | 84.23% | Space Heating | 0% | 793045.7732 |  | 198580.3113 |  | 0 | Measure Cost Research v1.1 - Sep 2020.xlsx | Measure Cost Research v1.1 - Sep 2020.xlsx | Measure Cost Research v1.1 - Sep 2020.xlsx | No vegetation on roof | No vegetation on roof | No vegetation on roof | No vegetation on roof | No vegetation on roof | No vegetation on roof | No vegetation on roof | No vegetation on roof | No vegetation on roof | No vegetation on roof | No vegetation on roof | No vegetation on roof | No vegetation on roof | No vegetation on roof | No vegetation on roof | No vegetation on roof | No vegetation on roof | No vegetation on roof | No vegetation on roof | No vegetation on roof | No vegetation on roof | No vegetation on roof | No vegetation on roof | No vegetation on roof | No vegetation on roof | No vegetation on roof | No vegetation on roof | Green roof | Green roof | Green roof | Green roof | Green roof | Green roof | Green roof | Green roof | Green roof | Green roof | Green roof | Green roof | Green roof | Green roof | Green roof | Green roof | Green roof | Green roof | Green roof | Green roof | Green roof | Green roof | Green roof | Green roof | Green roof | Green roof | Green roof | 30.55 | 30.55 | 30.55 | 30.55 | 30.55 | 30.55 | 30.55 | 30.55 | 30.55 | 30.55 | 30.55 | 30.55 | 30.55 | 30.55 | 30.55 | 30.55 | 30.55 | 30.55 | 30.55 | 30.55 | 30.55 | 30.55 | 30.55 | 30.55 | 30.55 | 30.55 | 30.55 | 0 | 0 | 0.026631 | 0.025943 | 0.025217 | 0.024465 | 0.023678 | 0.022859 | 0.021998 | 0.021101 | 0.020178 | 0.019246 | 0.018328 | 0.01744 | 0.016597 | 0.015812 | 0.015103 | 0.014503 | 0.01401 | 0.013574 | 0.013207 | 0.012859 | 0.012615 | 0.012376 | 0.012139 | 0.011905 | 0.011673 | 0 | 0 | 0 | 0 | 0 | 0 | 0 | 0 | 0 | 0 | 0 | 0 | 0 | 0 | 0 | 0 | 0 | 0 | 0 | 0 | 0 | 0 | 0 | 0 | 0 | 0 | 0 | 0 | 0 | 0 | 0 | 0 | 0 | 0 | 0 | 0 | 0 | 0 | 0 | 0 | 0 | 0 | 0 | 0 | 0 | 0 | 0 | 0 | 0 | 0 | 0 | 0 | 0 | 0 | 0 | 0 | 0 | 0 | 0 | 0 | 0 | 0 | 0 | 0 | 0 | 0 | 0 | 0 | 0 | 0 | 0 | 0 | 0 | 0 | 0 | 0 | 0 | 0 | 0 | 0 | 0 | 0 | 0 | 0 | 0 | 0 | 0 | 0 | 0 | 0 | 0 | 0 | 0 | 0 | 0 | 0 | 0 | 0 | 0 | 0 | 0 | 0 | 0 | 0 | 0 | 0 | 0 | 0 | 0 | 0 | 0 | 0 | 0 | 0 | 0 | 0 | 0 | 0 | 0 | 0 | 0 | 0 | 0 | 0 | 0 | 0 | 0 | 0 | 0 | 0 | 0 | 0 | 0 | 0 | 0 | 0 | 0 | 0 | 0 | 0 | 0 | 0 | 0 | 0 | 0 | 0 | 0 | 0 | 0 | 0 | 0 | 0 | 0 | 0 | 0 | 0 | 0 | 0 | 0 | 0 | 0 | 0 | 0 | 0 | 0 | 0 | 0 | 0 | 0 | 0 | 0 | 0 | 0 | 0 | 0 | 0 | 0 | 0 | 0 | 0 | 0 | 0 | 0 | 0 | 0 | 0 | 0 | 0 | 0 | 0 | 0 | 0 | 0 | 0 | 0 | 0 | 0 | 0 | 0 | 0 | 0 | 0 | 0 | 0 | 0 | 0 | 0 | 0 | 0 | 0 | 0 | 0 | 0 | 0 | 0 | 0 | 0 | 0 | 0 | 0 | 0 | 0 | 0 | 0 | 0 | 0 | 0 | 0 | 0 | 0 | 0 | 0 | 0 | 0 | 0 | 0 | 0 | 0 | 0 | 0 | 0 | 0 | 0 | 0 | 0 | 0 | 0 | 0 | 0 | 0 | 0 | 0 | 0 | 0 | 0 | 0 | 0 | 0 | 0 | 0 | 0 | 0 | 0 | 0 | 0 | 0 | 0 | 0 | 0 | 0 | 0 | 0 | 0 | 0 | 0 | 0 | 0 | 0 | 0 | 0 | 0 | 0 | 0 | 0 | 0 | 0 | 0 | 0 | 0 | 0 | 0 | 0 | 0 | 0 | 0 | 0 | 0 | 0 | 0 | 0 | 0 | 0 | 0 | 0 | 0 | 0 | 0 | 0 | 0 | 0 | 0 | 0 | 0 | 0 | 0 | 0 | 0 | 0 | 0 | 0 | 0 | 0 | 0 | 0 | 0 | 0 | 0 | 0 | 0 | 0 | 0 | 0 | 0 | 0 | 0 | 0 | 0 | 0 | 0 | 0 | 0 | 0 | 0 | 0 | 0 | 0 | 0 | 0 | 0 | 0 | 0 | 0 | 0 | 0 | 0 | 0 | 0 | 0 | 0 | 0 | 0 | 0 | 0 | 0 | 0 | 0 | 0 | 0 | 0 | 0 | 0 | 0 | 0 | 0 | 0 | 0 | 0 | 0 | 0 | 0 | 0 | 0 | 0 | 0 | 0 | 0 | 0 | 0 | 0 | 0 | 0 | 0 | 0 | 0 | 0 | 0 | 0 | 0 | 0 | 0 | 773623.535 | 775941.2473 | 778237.0226 | 780505.5281 | 782741.7048 | 784940.7452 | 787098.0739 | 789209.3301 | 791269.0169 | 793271.9607 | 795213.2921 | 797088.4286 | 798893.0606 | 800623.1368 | 802274.853 | 803844.6409 | 805329.1585 | 806710.4862 | 807987.8233 | 809155.3543 | 810222.2697 | 811197.0353 | 812087.4418 | 812900.6522 | 813643.2464 | 193716.9424 | 194297.3024 | 194872.1693 | 195440.2078 | 196000.1511 | 196550.7954 | 197090.995 | 197619.6579 | 198135.4078 | 198636.9491 | 199123.0625 | 199592.6006 | 200044.4842 | 200477.6989 | 200891.292 | 201284.3702 | 201656.0965 | 202001.9838 | 202321.8317 | 202614.1839 | 202881.3417 | 203125.425 | 203348.3847 | 203552.0143 | 203737.9614
OR_Commercial_OR - Health_Existing_Space Heating_Natural Gas_Ducting - Repair and Sealing_A | OR | Commercial | OR - Health | Existing | Space Heating | Natural Gas | Ducting - Repair and Sealing | A | OCM429 | 20% Leakage | Sealed | 18 | 0.19212 | 0 | 0 | 0.65 | 0.07 | 0 | 0 | 0.19525 | 0.25 | sqft duct | 15% | 66.67% | Discretionary | Retro1Slow_OR | 84.23% | Central Systems | 0% | 45.9612 |  | 143.1719 |  | 0 | DCT_RPR-All-DEER-1 | DCT_RPR-Cooling-RTF-1 | Building Energy Simulation Tool | 20% Leakage | 20% Leakage | 20% Leakage | 20% Leakage | 20% Leakage | 20% Leakage | 20% Leakage | 20% Leakage | 20% Leakage | 20% Leakage | 20% Leakage | 20% Leakage | 20% Leakage | 20% Leakage | 20% Leakage | 20% Leakage | 20% Leakage | 20% Leakage | 20% Leakage | 20% Leakage | 20% Leakage | 20% Leakage | 20% Leakage | 20% Leakage | 20% Leakage | 20% Leakage | 20% Leakage | Sealed | Sealed | Sealed | Sealed | Sealed | Sealed | Sealed | Sealed | Sealed | Sealed | Sealed | Sealed | Sealed | Sealed | Sealed | Sealed | Sealed | Sealed | Sealed | Sealed | Sealed | Sealed | Sealed | Sealed | Sealed | Sealed | Sealed | 0.65 | 0.65 | 0.65 | 0.65 | 0.65 | 0.65 | 0.65 | 0.65 | 0.65 | 0.65 | 0.65 | 0.65 | 0.65 | 0.65 | 0.65 | 0.65 | 0.65 | 0.65 | 0.65 | 0.65 | 0.65 | 0.65 | 0.65 | 0.65 | 0.65 | 0.65 | 0.65 | 0 | 0 | 0.76573 | 0.75354 | 0.7411 | 0.72847 | 0.71561 | 0.70246 | 0.689 | 0.67521 | 0.66111 | 0.64675 | 0.63224 | 0.61773 | 0.60339 | 0.58941 | 0.57594 | 0.56319 | 0.55117 | 0.53967 | 0.52873 | 0.51803 | 0.50824 | 0.49858 | 0.48905 | 0.47964 | 0.47031 | 0.30568 | 0.16187 | 0.53854 | 0.86108 | 1.2839 | 1.8051 | 2.4083 | 3.0596 | 3.7051 | 4.2743 | 4.6879 | 4.8726 | 4.7794 | 4.401 | 3.781 | 3.0097 | 2.2016 | 1.5794 | 0.63321 | 0.55048 | 0 | 0 | 0 | 0 | 0 | 0.30568 | 0.46268 | 0.99358 | 1.8377 | 3.0892 | 4.8375 | 7.1531 | 10.0695 | 13.5643 | 17.5441 | 21.8384 | 26.2099 | 30.381 | 34.0781 | 37.0802 | 39.2687 | 40.6325 | 41.3637 | 41.1589 | 40.876 | 40.1035 | 39.3417 | 38.5893 | 37.8466 | 37.111 | 399.2021 | 214.8073 | 726.6719 | 1182.0314 | 1794.1586 | 2569.6185 | 3495.3868 | 4531.2838 | 5604.4171 | 6608.9391 | 7414.8001 | 7887.9513 | 7920.8825 | 7466.7676 | 6564.9587 | 5344.0038 | 3994.3813 | 2926.5375 | 1197.6062 | 1062.6393 | 0 | 0 | 0 | 0 | 0 | 399.2021 | 614.0094 | 1340.6813 | 2522.7127 | 4316.8713 | 6886.4898 | 10381.8767 | 14913.1605 | 20517.5776 | 27126.5166 | 34541.3168 | 42429.2681 | 50350.1506 | 57816.9181 | 64381.8768 | 69725.8805 | 73720.2618 | 76646.7993 | 77844.4055 | 78907.0449 | 78907.0449 | 78907.0449 | 78907.0449 | 78907.0449 | 78907.0449 | 0.26281 | 0.14078 | 0.47338 | 0.76485 | 1.1525 | 1.6375 | 2.2083 | 2.8362 | 3.4729 | 4.0521 | 4.4958 | 4.7282 | 4.6937 | 4.3749 | 3.8051 | 3.0666 | 2.2715 | 1.6502 | 0.67014 | 0.59021 | 0 | 0 | 0 | 0 | 0 | 0.26281 | 0.40242 | 0.87336 | 1.6324 | 2.7729 | 4.3884 | 6.559 | 9.3343 | 12.7142 | 16.6318 | 20.9433 | 25.4332 | 29.8359 | 33.8759 | 37.3163 | 40.0119 | 41.922 | 43.2196 | 43.5591 | 43.8266 | 43.5607 | 43.3017 | 43.0487 | 42.8011 | 42.5583 | 339.3218 | 182.5862 | 617.6711 | 1004.7267 | 1525.0348 | 2184.1757 | 2971.0788 | 3851.5912 | 4763.7545 | 5617.5982 | 6302.5801 | 6704.7586 | 6732.7501 | 6346.7524 | 5580.2149 | 4542.4032 | 3395.2241 | 2487.5569 | 1017.9653 | 903.2434 | 0 | 0 | 0 | 0 | 0 | 339.3218 | 521.908 | 1139.5791 | 2144.3058 | 3669.3406 | 5853.5164 | 8824.5952 | 12676.1864 | 17439.9409 | 23057.5391 | 29360.1193 | 36064.8779 | 42797.628 | 49144.3804 | 54724.5953 | 59266.9985 | 62662.2226 | 65149.7794 | 66167.7447 | 67070.9881 | 67070.9881 | 67070.9881 | 67070.9881 | 67070.9881 | 67070.9881 | 0.26286 | 0.14081 | 0.47357 | 0.76529 | 1.1533 | 1.6389 | 2.2103 | 2.839 | 3.4764 | 4.0561 | 4.5002 | 4.7327 | 4.6978 | 4.3784 | 3.8079 | 3.0685 | 2.2726 | 1.6509 | 0.67035 | 0.59034 | 0 | 0 | 0 | 0 | 0 | 0.26286 | 0.4025 | 0.87371 | 1.6333 | 2.7749 | 4.3921 | 6.5651 | 9.3434 | 12.727 | 16.6485 | 20.964 | 25.4572 | 29.8623 | 33.9032 | 37.3432 | 40.0368 | 41.9439 | 43.2377 | 43.5726 | 43.8358 | 43.5708 | 43.3125 | 43.0602 | 42.8133 | 42.5712 | 339.3218 | 182.5862 | 617.6711 | 1004.7267 | 1525.0348 | 2184.1757 | 2971.0788 | 3851.5912 | 4763.7545 | 5617.5982 | 6302.5801 | 6704.7586 | 6732.7501 | 6346.7524 | 5580.2149 | 4542.4032 | 3395.2241 | 2487.5569 | 1017.9653 | 903.2434 | 0 | 0 | 0 | 0 | 0 | 339.3218 | 521.908 | 1139.5791 | 2144.3058 | 3669.3406 | 5853.5164 | 8824.5952 | 12676.1864 | 17439.9409 | 23057.5391 | 29360.1193 | 36064.8779 | 42797.628 | 49144.3804 | 54724.5953 | 59266.9985 | 62662.2226 | 65149.7794 | 66167.7447 | 67070.9881 | 67070.9881 | 67070.9881 | 67070.9881 | 67070.9881 | 67070.9881 | 0.26279 | 0.14075 | 0.4732 | 0.76445 | 1.1517 | 1.6361 | 2.2061 | 2.833 | 3.4685 | 4.0463 | 4.4887 | 4.7201 | 4.6849 | 4.3661 | 3.7968 | 3.0595 | 2.2658 | 1.6459 | 0.66828 | 0.58849 | 0 | 0 | 0 | 0 | 0 | 0.26279 | 0.40233 | 0.87304 | 1.6315 | 2.771 | 4.3848 | 6.5526 | 9.3238 | 12.698 | 16.6081 | 20.9104 | 25.3894 | 29.7801 | 33.8074 | 37.2353 | 39.919 | 41.8185 | 43.1063 | 43.4385 | 43.6987 | 43.4336 | 43.1753 | 42.9231 | 42.6762 | 42.4341 | 339.3218 | 182.5862 | 617.6711 | 1004.7267 | 1525.0348 | 2184.1757 | 2971.0788 | 3851.5912 | 4763.7545 | 5617.5982 | 6302.5801 | 6704.7586 | 6732.7501 | 6346.7524 | 5580.2149 | 4542.4032 | 3395.2241 | 2487.5569 | 1017.9653 | 903.2434 | 0 | 0 | 0 | 0 | 0 | 339.3218 | 521.908 | 1139.5791 | 2144.3058 | 3669.3406 | 5853.5164 | 8824.5952 | 12676.1864 | 17439.9409 | 23057.5391 | 29360.1193 | 36064.8779 | 42797.628 | 49144.3804 | 54724.5953 | 59266.9985 | 62662.2226 | 65149.7794 | 66167.7447 | 67070.9881 | 67070.9881 | 67070.9881 | 67070.9881 | 67070.9881 | 67070.9881 | 44.8356 | 44.9699 | 45.103 | 45.2344 | 45.364 | 45.4915 | 45.6165 | 45.7389 | 45.8582 | 45.9743 | 46.0868 | 46.1955 | 46.3001 | 46.4004 | 46.4961 | 46.5871 | 46.6731 | 46.7532 | 46.8272 | 46.8949 | 46.9567 | 47.0132 | 47.0648 | 47.1119 | 47.155 | 139.6655 | 140.0839 | 140.4984 | 140.908 | 141.3117 | 141.7087 | 142.0981 | 142.4793 | 142.8511 | 143.2127 | 143.5632 | 143.9017 | 144.2275 | 144.5399 | 144.8381 | 145.1215 | 145.3895 | 145.6388 | 145.8695 | 146.0802 | 146.2728 | 146.4488 | 146.6096 | 146.7564 | 146.8904
OR_Commercial_OR - Health_Existing_Space Heating_Natural Gas_Windows - High Efficiency Glazing_A | OR | Commercial | OR - Health | Existing | Space Heating | Natural Gas | Windows - High Efficiency Glazing | A | OCM430 | Single Glaze | High Efficiency Glaze | 45 | 3.8426 | 0 | 0 | 111.95 | 0 | 0 | 0 | 0.28365 | 0.25 | sqft window | 47.83% | 63.78% | Discretionary | Retro1Slow_OR | 84.23% | Space Heating | 0% | 2547.4801 |  | 1087.5602 |  | 0 | WND_HE-Heating-RTF-v2.1-1 | WND_HE-Heating-RTF-v2.1-1 | Building Energy Simulation Tool | Single Glaze | Single Glaze | Single Glaze | Single Glaze | Single Glaze | Single Glaze | Single Glaze | Single Glaze | Single Glaze | Single Glaze | Single Glaze | Single Glaze | Single Glaze | Single Glaze | Single Glaze | Single Glaze | Single Glaze | Single Glaze | Single Glaze | Single Glaze | Single Glaze | Single Glaze | Single Glaze | Single Glaze | Single Glaze | Single Glaze | Single Glaze | High Efficiency Glaze | High Efficiency Glaze | High Efficiency Glaze | High Efficiency Glaze | High Efficiency Glaze | High Efficiency Glaze | High Efficiency Glaze | High Efficiency Glaze | High Efficiency Glaze | High Efficiency Glaze | High Efficiency Glaze | High Efficiency Glaze | High Efficiency Glaze | High Efficiency Glaze | High Efficiency Glaze | High Efficiency Glaze | High Efficiency Glaze | High Efficiency Glaze | High Efficiency Glaze | High Efficiency Glaze | High Efficiency Glaze | High Efficiency Glaze | High Efficiency Glaze | High Efficiency Glaze | High Efficiency Glaze | High Efficiency Glaze | High Efficiency Glaze | 111.95 | 111.95 | 111.95 | 111.95 | 111.95 | 111.95 | 111.95 | 111.95 | 111.95 | 111.95 | 111.95 | 111.95 | 111.95 | 111.95 | 111.95 | 111.95 | 111.95 | 111.95 | 111.95 | 111.95 | 111.95 | 111.95 | 111.95 | 111.95 | 111.95 | 111.95 | 111.95 | 0 | 0 | 15.2334 | 14.8565 | 14.4609 | 14.0517 | 13.6249 | 13.1759 | 12.7044 | 12.2121 | 11.7035 | 11.1862 | 10.6769 | 10.1841 | 9.715 | 9.2771 | 8.879 | 8.5403 | 8.2596 | 8.0101 | 7.7975 | 7.5947 | 7.4511 | 7.3094 | 7.1695 | 7.0315 | 6.8947 | 0.14074 | 0.073859 | 0.24321 | 0.38441 | 0.56576 | 0.78359 | 1.0277 | 1.2807 | 1.518 | 1.711 | 1.8323 | 1.8592 | 1.781 | 1.6032 | 1.3491 | 1.0563 | 0.76357 | 0.54254 | 0.28817 | 0.22454 | 0 | 0 | 0 | 0 | 0 | 0.14074 | 0.21112 | 0.4487 | 0.82042 | 1.3613 | 2.1 | 3.0526 | 4.215 | 5.5575 | 7.0229 | 8.5354 | 10.0006 | 11.321 | 12.4138 | 13.2302 | 13.7818 | 14.0925 | 14.2092 | 14.1203 | 13.9776 | 13.7132 | 13.4526 | 13.1951 | 12.941 | 12.6893 | 9.2391 | 4.9715 | 16.8181 | 27.357 | 41.524 | 59.4713 | 80.8973 | 104.8721 | 129.7088 | 152.9574 | 171.6083 | 182.5589 | 183.3211 | 172.811 | 151.9396 | 123.6817 | 92.4461 | 67.7318 | 36.9566 | 29.5653 | 0 | 0 | 0 | 0 | 0 | 9.2391 | 14.2106 | 31.0288 | 58.3857 | 99.9098 | 159.3811 | 240.2784 | 345.1505 | 474.8593 | 627.8167 | 799.425 | 981.9839 | 1165.305 | 1338.1161 | 1490.0556 | 1613.7373 | 1706.1834 | 1773.9152 | 1810.8718 | 1840.4371 | 1840.4371 | 1840.4371 | 1840.4371 | 1840.4371 | 1840.4371 | 0.1211 | 0.064378 | 0.21457 | 0.34332 | 0.51161 | 0.71775 | 0.954 | 1.2053 | 1.4493 | 1.658 | 1.8027 | 1.8577 | 1.8075 | 1.6527 | 1.4125 | 1.1226 | 0.82323 | 0.59325 | 0.31948 | 0.25243 | 0 | 0 | 0 | 0 | 0 | 0.1211 | 0.18402 | 0.39588 | 0.73271 | 1.231 | 1.9235 | 2.8335 | 3.9669 | 5.306 | 6.8053 | 8.3976 | 9.9923 | 11.4896 | 12.7974 | 13.8521 | 14.647 | 15.1935 | 15.5375 | 15.6546 | 15.7138 | 15.6183 | 15.5252 | 15.4344 | 15.3454 | 15.2582 | 7.8533 | 4.2258 | 14.2954 | 23.2534 | 35.2954 | 50.5506 | 68.7627 | 89.1413 | 110.2524 | 130.0138 | 145.8671 | 155.1751 | 155.8229 | 146.8894 | 129.1486 | 105.1295 | 78.5791 | 57.5721 | 31.4131 | 25.1305 | 0 | 0 | 0 | 0 | 0 | 7.8533 | 12.0791 | 26.3744 | 49.6279 | 84.9233 | 135.4739 | 204.2366 | 293.3779 | 403.6304 | 533.6442 | 679.5113 | 834.6863 | 990.5093 | 1137.3986 | 1266.5473 | 1371.6767 | 1450.2559 | 1507.828 | 1539.241 | 1564.3715 | 1564.3715 | 1564.3715 | 1564.3715 | 1564.3715 | 1564.3715 | 0 | 0 | 0 | 0 | 0 | 0 | 0 | 0 | 0 | 0 | 0 | 0 | 0 | 0 | 0 | 0 | 0 | 0 | 0 | 0 | 0 | 0 | 0 | 0 | 0 | 0 | 0 | 0 | 0 | 0 | 0 | 0 | 0 | 0 | 0 | 0 | 0 | 0 | 0 | 0 | 0 | 0 | 0 | 0 | 0 | 0 | 0 | 0 | 0 | 0 | 0 | 0 | 0 | 0 | 0 | 0 | 0 | 0 | 0 | 0 | 0 | 0 | 0 | 0 | 0 | 0 | 0 | 0 | 0 | 0 | 0 | 0 | 0 | 0 | 0 | 0 | 0 | 0 | 0 | 0 | 0 | 0 | 0 | 0 | 0 | 0 | 0 | 0 | 0 | 0 | 0 | 0 | 0 | 0 | 0 | 0 | 0 | 0 | 0 | 0 | 0.12109 | 0.064363 | 0.21449 | 0.34314 | 0.51127 | 0.71716 | 0.95307 | 1.204 | 1.4475 | 1.6556 | 1.7998 | 1.8545 | 1.8041 | 1.6494 | 1.4094 | 1.12 | 0.82119 | 0.5917 | 0.3186 | 0.25169 | 0 | 0 | 0 | 0 | 0 | 0.12109 | 0.18398 | 0.39573 | 0.73233 | 1.2301 | 1.922 | 2.8308 | 3.9625 | 5.2992 | 6.7956 | 8.3844 | 9.9751 | 11.4681 | 12.7715 | 13.822 | 14.613 | 15.1559 | 15.4968 | 15.6112 | 15.668 | 15.5727 | 15.4799 | 15.3893 | 15.3006 | 15.2137 | 7.8533 | 4.2258 | 14.2954 | 23.2534 | 35.2954 | 50.5506 | 68.7627 | 89.1413 | 110.2524 | 130.0138 | 145.8671 | 155.1751 | 155.8229 | 146.8894 | 129.1486 | 105.1295 | 78.5791 | 57.5721 | 31.4131 | 25.1305 | 0 | 0 | 0 | 0 | 0 | 7.8533 | 12.0791 | 26.3744 | 49.6279 | 84.9233 | 135.4739 | 204.2366 | 293.3779 | 403.6304 | 533.6442 | 679.5113 | 834.6863 | 990.5093 | 1137.3986 | 1266.5473 | 1371.6767 | 1450.2559 | 1507.828 | 1539.241 | 1564.3715 | 1564.3715 | 1564.3715 | 1564.3715 | 1564.3715 | 1564.3715 | 2485.0905 | 2492.5356 | 2499.9103 | 2507.1974 | 2514.3806 | 2521.4445 | 2528.3744 | 2535.1564 | 2541.7726 | 2548.2066 | 2554.4427 | 2560.4662 | 2566.2632 | 2571.8206 | 2577.1264 | 2582.169 | 2586.9377 | 2591.3749 | 2595.478 | 2599.2285 | 2602.6557 | 2605.7869 | 2608.6471 | 2611.2594 | 2613.6448 | 1060.9251 | 1064.1036 | 1067.2519 | 1070.3629 | 1073.4295 | 1076.4452 | 1079.4037 | 1082.299 | 1085.1236 | 1087.8704 | 1090.5327 | 1093.1042 | 1095.579 | 1097.9516 | 1100.2167 | 1102.3695 | 1104.4053 | 1106.2996 | 1108.0513 | 1109.6524 | 1111.1156 | 1112.4523 | 1113.6734 | 1114.7886 | 1115.807
OR_Commercial_OR - Health_Existing_Space Heating_Natural Gas_Windows - Secondary Glazing Systems_A | OR | Commercial | OR - Health | Existing | Space Heating | Natural Gas | Windows - Secondary Glazing Systems | A | OCM431 | Windows rated to U-Factor 0.62 and SHGC 0.27. | Windows rated to U-Factor 0.4 and SHGC 0.2. | 30 | 10.3519 | 0 | 0 | 191.49 | 3.83 | 0 | 0 | 0.28365 | 0.25 | sqft window | 47.83% | 63.78% | Discretionary | Retro1Slow_OR | 84.23% | Space Heating | 0% | 1420.909 |  | 758.5848 |  | 0 | RTF - ComSecondaryGlazingSystems_v1_1 | RTF - ComSecondaryGlazingSystems_v1_1 | RTF - ComSecondaryGlazingSystems_v1_1 | Windows rated to U-Factor 0.62 and SHGC 0.27. | Windows rated to U-Factor 0.62 and SHGC 0.27. | Windows rated to U-Factor 0.62 and SHGC 0.27. | Windows rated to U-Factor 0.62 and SHGC 0.27. | Windows rated to U-Factor 0.62 and SHGC 0.27. | Windows rated to U-Factor 0.62 and SHGC 0.27. | Windows rated to U-Factor 0.62 and SHGC 0.27. | Windows rated to U-Factor 0.62 and SHGC 0.27. | Windows rated to U-Factor 0.62 and SHGC 0.27. | Windows rated to U-Factor 0.62 and SHGC 0.27. | Windows rated to U-Factor 0.62 and SHGC 0.27. | Windows rated to U-Factor 0.62 and SHGC 0.27. | Windows rated to U-Factor 0.62 and SHGC 0.27. | Windows rated to U-Factor 0.62 and SHGC 0.27. | Windows rated to U-Factor 0.62 and SHGC 0.27. | Windows rated to U-Factor 0.62 and SHGC 0.27. | Windows rated to U-Factor 0.62 and SHGC 0.27. | Windows rated to U-Factor 0.62 and SHGC 0.27. | Windows rated to U-Factor 0.62 and SHGC 0.27. | Windows rated to U-Factor 0.62 and SHGC 0.27. | Windows rated to U-Factor 0.62 and SHGC 0.27. | Windows rated to U-Factor 0.62 and SHGC 0.27. | Windows rated to U-Factor 0.62 and SHGC 0.27. | Windows rated to U-Factor 0.62 and SHGC 0.27. | Windows rated to U-Factor 0.62 and SHGC 0.27. | Windows rated to U-Factor 0.62 and SHGC 0.27. | Windows rated to U-Factor 0.62 and SHGC 0.27. | Windows rated to U-Factor 0.4 and SHGC 0.2. | Windows rated to U-Factor 0.4 and SHGC 0.2. | Windows rated to U-Factor 0.4 and SHGC 0.2. | Windows rated to U-Factor 0.4 and SHGC 0.2. | Windows rated to U-Factor 0.4 and SHGC 0.2. | Windows rated to U-Factor 0.4 and SHGC 0.2. | Windows rated to U-Factor 0.4 and SHGC 0.2. | Windows rated to U-Factor 0.4 and SHGC 0.2. | Windows rated to U-Factor 0.4 and SHGC 0.2. | Windows rated to U-Factor 0.4 and SHGC 0.2. | Windows rated to U-Factor 0.4 and SHGC 0.2. | Windows rated to U-Factor 0.4 and SHGC 0.2. | Windows rated to U-Factor 0.4 and SHGC 0.2. | Windows rated to U-Factor 0.4 and SHGC 0.2. | Windows rated to U-Factor 0.4 and SHGC 0.2. | Windows rated to U-Factor 0.4 and SHGC 0.2. | Windows rated to U-Factor 0.4 and SHGC 0.2. | Windows rated to U-Factor 0.4 and SHGC 0.2. | Windows rated to U-Factor 0.4 and SHGC 0.2. | Windows rated to U-Factor 0.4 and SHGC 0.2. | Windows rated to U-Factor 0.4 and SHGC 0.2. | Windows rated to U-Factor 0.4 and SHGC 0.2. | Windows rated to U-Factor 0.4 and SHGC 0.2. | Windows rated to U-Factor 0.4 and SHGC 0.2. | Windows rated to U-Factor 0.4 and SHGC 0.2. | Windows rated to U-Factor 0.4 and SHGC 0.2. | Windows rated to U-Factor 0.4 and SHGC 0.2. | 191.49 | 191.49 | 191.49 | 191.49 | 191.49 | 191.49 | 191.49 | 191.49 | 191.49 | 191.49 | 191.49 | 191.49 | 191.49 | 191.49 | 191.49 | 191.49 | 191.49 | 191.49 | 191.49 | 191.49 | 191.49 | 191.49 | 191.49 | 191.49 | 191.49 | 191.49 | 191.49 | 0 | 0 | 41.0517 | 40.0428 | 38.9997 | 37.9324 | 36.834 | 35.695 | 34.5161 | 33.3022 | 32.0629 | 30.8138 | 29.5932 | 28.4144 | 27.2875 | 26.2232 | 25.239 | 24.388 | 23.6678 | 23.0109 | 22.4312 | 21.8721 | 21.4584 | 21.0505 | 20.6476 | 20.25 | 19.8561 | 0.37928 | 0.19907 | 0.6559 | 1.0377 | 1.5295 | 2.1228 | 2.7923 | 3.4925 | 4.1588 | 4.7132 | 5.0784 | 5.1873 | 5.0024 | 4.5317 | 3.8348 | 3.0163 | 2.188 | 1.5586 | 0.82898 | 0.64665 | 0 | 0 | 0 | 0 | 0 | 0.37928 | 0.56903 | 1.2101 | 2.2147 | 3.6801 | 5.6891 | 8.2935 | 11.4943 | 15.2254 | 19.3454 | 23.6576 | 27.9025 | 31.7983 | 35.0897 | 37.6075 | 39.3558 | 40.3816 | 40.8194 | 40.6201 | 40.2542 | 39.4928 | 38.7421 | 38.0006 | 37.2688 | 36.544 | 9.2391 | 4.9715 | 16.8181 | 27.357 | 41.524 | 59.4713 | 80.8973 | 104.8721 | 129.7088 | 152.9574 | 171.6083 | 182.5589 | 183.3211 | 172.811 | 151.9396 | 123.6817 | 92.4461 | 67.7318 | 36.9566 | 29.5653 | 0 | 0 | 0 | 0 | 0 | 9.2391 | 14.2106 | 31.0288 | 58.3857 | 99.9098 | 159.3811 | 240.2784 | 345.1505 | 474.8593 | 627.8167 | 799.425 | 981.9839 | 1165.305 | 1338.1161 | 1490.0556 | 1613.7373 | 1706.1834 | 1773.9152 | 1810.8718 | 1840.4371 | 1840.4371 | 1840.4371 | 1840.4371 | 1840.4371 | 1840.4371 | 0.32634 | 0.1735 | 0.57859 | 0.92649 | 1.3824 | 1.9428 | 2.5886 | 3.2809 | 3.9606 | 4.5518 | 4.9749 | 5.1554 | 5.0446 | 4.6374 | 3.9821 | 3.1771 | 2.3366 | 1.6875 | 0.9098 | 0.71953 | 0 | 0 | 0 | 0 | 0 | 0.32634 | 0.49595 | 1.0675 | 1.9773 | 3.3261 | 5.2067 | 7.6885 | 10.7979 | 14.4994 | 18.6831 | 23.1754 | 27.731 | 32.0668 | 35.9085 | 39.0521 | 41.4534 | 43.1247 | 44.1952 | 44.5802 | 44.7906 | 44.5183 | 44.2531 | 43.994 | 43.7405 | 43.4919 | 7.8533 | 4.2258 | 14.2954 | 23.2534 | 35.2954 | 50.5506 | 68.7627 | 89.1413 | 110.2524 | 130.0138 | 145.8671 | 155.1751 | 155.8229 | 146.8894 | 129.1486 | 105.1295 | 78.5791 | 57.5721 | 31.4131 | 25.1305 | 0 | 0 | 0 | 0 | 0 | 7.8533 | 12.0791 | 26.3744 | 49.6279 | 84.9233 | 135.4739 | 204.2366 | 293.3779 | 403.6304 | 533.6442 | 679.5113 | 834.6863 | 990.5093 | 1137.3986 | 1266.5473 | 1371.6767 | 1450.2559 | 1507.828 | 1539.241 | 1564.3715 | 1564.3715 | 1564.3715 | 1564.3715 | 1564.3715 | 1564.3715 | 0.32677 | 0.17403 | 0.58145 | 0.93282 | 1.3944 | 1.9632 | 2.6204 | 3.3271 | 4.0232 | 4.6317 | 5.0708 | 5.2619 | 5.1573 | 4.7487 | 4.0843 | 3.2635 | 2.4034 | 1.738 | 0.93826 | 0.74304 | 0 | 0 | 0 | 0 | 0 | 0.32677 | 0.49746 | 1.0728 | 1.9908 | 3.355 | 5.2614 | 7.7831 | 10.9499 | 14.7289 | 19.0111 | 23.622 | 28.3035 | 32.7828 | 36.7705 | 40.0547 | 42.5807 | 44.3566 | 45.5185 | 45.9749 | 46.2541 | 45.974 | 45.7011 | 45.4346 | 45.1737 | 44.9179 | 7.8533 | 4.2258 | 14.2954 | 23.2534 | 35.2954 | 50.5506 | 68.7627 | 89.1413 | 110.2524 | 130.0138 | 145.8671 | 155.1751 | 155.8229 | 146.8894 | 129.1486 | 105.1295 | 78.5791 | 57.5721 | 31.4131 | 25.1305 | 0 | 0 | 0 | 0 | 0 | 7.8533 | 12.0791 | 26.3744 | 49.6279 | 84.9233 | 135.4739 | 204.2366 | 293.3779 | 403.6304 | 533.6442 | 679.5113 | 834.6863 | 990.5093 | 1137.3986 | 1266.5473 | 1371.6767 | 1450.2559 | 1507.828 | 1539.241 | 1564.3715 | 1564.3715 | 1564.3715 | 1564.3715 | 1564.3715 | 1564.3715 | 0.32631 | 0.17347 | 0.57837 | 0.92601 | 1.3814 | 1.9412 | 2.5861 | 3.2772 | 3.9555 | 4.5454 | 4.9671 | 5.1465 | 5.0352 | 4.628 | 3.9735 | 3.1697 | 2.3309 | 1.683 | 0.90728 | 0.71743 | 0 | 0 | 0 | 0 | 0 | 0.32631 | 0.49584 | 1.0671 | 1.9763 | 3.3239 | 5.2024 | 7.681 | 10.7858 | 14.481 | 18.6565 | 23.1389 | 27.6832 | 32.0068 | 35.8359 | 38.9673 | 41.3572 | 43.0182 | 44.0794 | 44.4567 | 44.6599 | 44.3884 | 44.1239 | 43.8656 | 43.6129 | 43.365 | 7.8533 | 4.2258 | 14.2954 | 23.2534 | 35.2954 | 50.5506 | 68.7627 | 89.1413 | 110.2524 | 130.0138 | 145.8671 | 155.1751 | 155.8229 | 146.8894 | 129.1486 | 105.1295 | 78.5791 | 57.5721 | 31.4131 | 25.1305 | 0 | 0 | 0 | 0 | 0 | 7.8533 | 12.0791 | 26.3744 | 49.6279 | 84.9233 | 135.4739 | 204.2366 | 293.3779 | 403.6304 | 533.6442 | 679.5113 | 834.6863 | 990.5093 | 1137.3986 | 1266.5473 | 1371.6767 | 1450.2559 | 1507.828 | 1539.241 | 1564.3715 | 1564.3715 | 1564.3715 | 1564.3715 | 1564.3715 | 1564.3715 | 1386.11 | 1390.2626 | 1394.376 | 1398.4405 | 1402.4471 | 1406.3871 | 1410.2524 | 1414.0352 | 1417.7256 | 1421.3143 | 1424.7926 | 1428.1523 | 1431.3857 | 1434.4855 | 1437.4449 | 1440.2575 | 1442.9173 | 1445.3922 | 1447.6808 | 1449.7727 | 1451.6843 | 1453.4308 | 1455.0262 | 1456.4832 | 1457.8137 | 740.0065 | 742.2235 | 744.4195 | 746.5895 | 748.7285 | 750.8319 | 752.8955 | 754.915 | 756.8852 | 758.8011 | 760.6581 | 762.4518 | 764.178 | 765.8329 | 767.4128 | 768.9144 | 770.3344 | 771.6557 | 772.8775 | 773.9943 | 775.0149 | 775.9473 | 776.799 | 777.5769 | 778.2872
OR_Commercial_OR - Health_Existing_Space Heating_Natural Gas_HVAC - Energy Recovery Ventilator_A | OR | Commercial | OR - Health | Existing | Space Heating | Natural Gas | HVAC - Energy Recovery Ventilator | A | OCM432 | No ERV | ERV | 20 | 0.14409 | 0 | 0 | 1.09 | 0 | 0 | 0 | 0.28365 | 0.25 | sqft | 5% | 15% | Discretionary | RetroEven20_OR | 82.88% | Space Heating | 0% | 852.9044 |  | 364.1186 |  | 0 | HRV-Cooling/Heating-E3T-1 | HRV-Cooling/Heating-E3T-1 | HRV-Cooling/Heating-E3T-1 | No ERV | No ERV | No ERV | No ERV | No ERV | No ERV | No ERV | No ERV | No ERV | No ERV | No ERV | No ERV | No ERV | No ERV | No ERV | No ERV | No ERV | No ERV | No ERV | No ERV | No ERV | No ERV | No ERV | No ERV | No ERV | No ERV | No ERV | ERV | ERV | ERV | ERV | ERV | ERV | ERV | ERV | ERV | ERV | ERV | ERV | ERV | ERV | ERV | ERV | ERV | ERV | ERV | ERV | ERV | ERV | ERV | ERV | ERV | ERV | ERV | 1.09 | 1.09 | 1.09 | 1.09 | 1.09 | 1.09 | 1.09 | 1.09 | 1.09 | 1.09 | 1.09 | 1.09 | 1.09 | 1.09 | 1.09 | 1.09 | 1.09 | 1.09 | 1.09 | 1.09 | 1.09 | 1.09 | 1.09 | 1.09 | 1.09 | 1.09 | 1.09 | 0 | 0 | 0.57328 | 0.56234 | 0.55108 | 0.53959 | 0.52779 | 0.51562 | 0.50302 | 0.48997 | 0.4765 | 0.46268 | 0.44869 | 0.43473 | 0.42108 | 0.40798 | 0.39564 | 0.38485 | 0.37561 | 0.36703 | 0.3593 | 0.35177 | 0.34512 | 0.33856 | 0.33208 | 0.32569 | 0.31936 | 0.8859 | 1.7837 | 1.748 | 1.7115 | 1.6741 | 1.6355 | 1.5955 | 1.5542 | 1.5114 | 1.4676 | 1.4232 | 1.3789 | 1.3356 | 1.2941 | 1.2549 | 1.2207 | 1.1914 | 1.1642 | 1.1397 | 1.1158 | 0 | 0 | 0 | 0 | 0 | 0.8859 | 2.6527 | 4.3475 | 5.9684 | 7.5121 | 8.9743 | 10.3506 | 11.6363 | 12.8276 | 13.9233 | 14.9253 | 15.8401 | 16.6782 | 17.4534 | 18.1807 | 18.9057 | 19.6432 | 20.3587 | 21.0694 | 21.7433 | 21.3323 | 20.9269 | 20.5265 | 20.1314 | 19.74 | 1545.2984 | 3171.9282 | 3171.9282 | 3171.9282 | 3171.9282 | 3171.9282 | 3171.9282 | 3171.9282 | 3171.9282 | 3171.9282 | 3171.9282 | 3171.9282 | 3171.9282 | 3171.9282 | 3171.9282 | 3171.9282 | 3171.9282 | 3171.9282 | 3171.9282 | 3171.9282 | 0 | 0 | 0 | 0 | 0 | 1545.2984 | 4717.2266 | 7889.1549 | 11061.0831 | 14233.0113 | 17404.9396 | 20576.8678 | 23748.796 | 26920.7243 | 30092.6525 | 33264.5808 | 36436.509 | 39608.4372 | 42780.3655 | 45952.2937 | 49124.222 | 52296.1502 | 55468.0784 | 58640.0067 | 61811.9349 | 61811.9349 | 61811.9349 | 61811.9349 | 61811.9349 | 61811.9349 | 0.76185 | 1.5525 | 1.5385 | 1.5231 | 1.5065 | 1.4885 | 1.469 | 1.4479 | 1.4252 | 1.4012 | 1.3763 | 1.351 | 1.3261 | 1.3022 | 1.2799 | 1.2616 | 1.2473 | 1.2347 | 1.2244 | 1.2146 | 0 | 0 | 0 | 0 | 0 | 0.76185 | 2.3089 | 3.8264 | 5.3114 | 6.76 | 8.1676 | 9.5294 | 10.8404 | 12.0961 | 13.2938 | 14.4337 | 15.5196 | 16.559 | 17.5626 | 18.5425 | 19.5384 | 20.5647 | 21.5918 | 22.6361 | 23.669 | 23.5252 | 23.3852 | 23.2485 | 23.1147 | 22.9834 | 1313.5036 | 2696.139 | 2696.139 | 2696.139 | 2696.139 | 2696.139 | 2696.139 | 2696.139 | 2696.139 | 2696.139 | 2696.139 | 2696.139 | 2696.139 | 2696.139 | 2696.139 | 2696.139 | 2696.139 | 2696.139 | 2696.139 | 2696.139 | 0 | 0 | 0 | 0 | 0 | 1313.5036 | 4009.6426 | 6705.7816 | 9401.9206 | 12098.0596 | 14794.1986 | 17490.3376 | 20186.4766 | 22882.6156 | 25578.7546 | 28274.8937 | 30971.0327 | 33667.1717 | 36363.3107 | 39059.4497 | 41755.5887 | 44451.7277 | 47147.8667 | 49844.0057 | 52540.1447 | 52540.1447 | 52540.1447 | 52540.1447 | 52540.1447 | 52540.1447 | 0.76199 | 1.5528 | 1.5391 | 1.524 | 1.5076 | 1.4897 | 1.4703 | 1.4493 | 1.4266 | 1.4026 | 1.3777 | 1.3523 | 1.3273 | 1.3032 | 1.2808 | 1.2624 | 1.248 | 1.2352 | 1.2248 | 1.2148 | 0 | 0 | 0 | 0 | 0 | 0.76199 | 2.3093 | 3.8279 | 5.3144 | 6.7649 | 8.1745 | 9.5383 | 10.851 | 12.1082 | 13.3072 | 14.448 | 15.5342 | 16.5736 | 17.5768 | 18.5559 | 19.5506 | 20.5754 | 21.6008 | 22.6431 | 23.674 | 23.5307 | 23.391 | 23.2547 | 23.1213 | 22.9904 | 1313.5036 | 2696.139 | 2696.139 | 2696.139 | 2696.139 | 2696.139 | 2696.139 | 2696.139 | 2696.139 | 2696.139 | 2696.139 | 2696.139 | 2696.139 | 2696.139 | 2696.139 | 2696.139 | 2696.139 | 2696.139 | 2696.139 | 2696.139 | 0 | 0 | 0 | 0 | 0 | 1313.5036 | 4009.6426 | 6705.7816 | 9401.9206 | 12098.0596 | 14794.1986 | 17490.3376 | 20186.4766 | 22882.6156 | 25578.7546 | 28274.8937 | 30971.0327 | 33667.1717 | 36363.3107 | 39059.4497 | 41755.5887 | 44451.7277 | 47147.8667 | 49844.0057 | 52540.1447 | 52540.1447 | 52540.1447 | 52540.1447 | 52540.1447 | 52540.1447 | 0.7618 | 1.5522 | 1.5379 | 1.5223 | 1.5055 | 1.4873 | 1.4675 | 1.4462 | 1.4234 | 1.3992 | 1.3742 | 1.3487 | 1.3236 | 1.2995 | 1.2771 | 1.2587 | 1.2442 | 1.2315 | 1.221 | 1.211 | 0 | 0 | 0 | 0 | 0 | 0.7618 | 2.3084 | 3.825 | 5.3086 | 6.7554 | 8.1609 | 9.5202 | 10.8282 | 12.0807 | 13.2749 | 14.411 | 15.4928 | 16.528 | 17.5271 | 18.5022 | 19.4931 | 20.5139 | 21.5352 | 22.5734 | 23.5999 | 23.4566 | 23.317 | 23.1806 | 23.0472 | 22.9163 | 1313.5036 | 2696.139 | 2696.139 | 2696.139 | 2696.139 | 2696.139 | 2696.139 | 2696.139 | 2696.139 | 2696.139 | 2696.139 | 2696.139 | 2696.139 | 2696.139 | 2696.139 | 2696.139 | 2696.139 | 2696.139 | 2696.139 | 2696.139 | 0 | 0 | 0 | 0 | 0 | 1313.5036 | 4009.6426 | 6705.7816 | 9401.9206 | 12098.0596 | 14794.1986 | 17490.3376 | 20186.4766 | 22882.6156 | 25578.7546 | 28274.8937 | 30971.0327 | 33667.1717 | 36363.3107 | 39059.4497 | 41755.5887 | 44451.7277 | 47147.8667 | 49844.0057 | 52540.1447 | 52540.1447 | 52540.1447 | 52540.1447 | 52540.1447 | 52540.1447 | 832.0162 | 834.5089 | 836.9779 | 839.4177 | 841.8226 | 844.1876 | 846.5078 | 848.7784 | 850.9936 | 853.1477 | 855.2356 | 857.2522 | 859.1931 | 861.0537 | 862.8301 | 864.5184 | 866.115 | 867.6006 | 868.9743 | 870.23 | 871.3774 | 872.4257 | 873.3834 | 874.258 | 875.0566 | 355.2011 | 356.2653 | 357.3193 | 358.3609 | 359.3876 | 360.3973 | 361.3878 | 362.3572 | 363.3028 | 364.2225 | 365.1138 | 365.9748 | 366.8033 | 367.5977 | 368.3561 | 369.0768 | 369.7584 | 370.3926 | 370.9791 | 371.5152 | 372.005 | 372.4526 | 372.8614 | 373.2348 | 373.5757
OR_Commercial_OR - Health_Existing_Space Heating_Natural Gas_Building Shell - Air Sealing (Infiltration Control)_A | OR | Commercial | OR - Health | Existing | Space Heating | Natural Gas | Building Shell - Air Sealing (Infiltration Control) | A | OCM433 | Building with air infiltration. | Air sealing to reduce air infiltration. | 10 | 7.7796 | 0 | 0 | 43.52 | 9.01 | 0 | 0 | 0.28365 | 0.25 | foot door | 45% | 66.67% | Discretionary | Retro1Slow_OR | 84.23% | Space Heating | 0% | -160.2929 |  | 407.3001 |  | 0 | IL TRM - CI-MSC-WTST-V01-200101 | IL TRM - CI-MSC-WTST-V01-200101 | IL TRM - CI-MSC-WTST-V01-200101 | Building with air infiltration. | Building with air infiltration. | Building with air infiltration. | Building with air infiltration. | Building with air infiltration. | Building with air infiltration. | Building with air infiltration. | Building with air infiltration. | Building with air infiltration. | Building with air infiltration. | Building with air infiltration. | Building with air infiltration. | Building with air infiltration. | Building with air infiltration. | Building with air infiltration. | Building with air infiltration. | Building with air infiltration. | Building with air infiltration. | Building with air infiltration. | Building with air infiltration. | Building with air infiltration. | Building with air infiltration. | Building with air infiltration. | Building with air infiltration. | Building with air infiltration. | Building with air infiltration. | Building with air infiltration. | Air sealing to reduce air infiltration. | Air sealing to reduce air infiltration. | Air sealing to reduce air infiltration. | Air sealing to reduce air infiltration. | Air sealing to reduce air infiltration. | Air sealing to reduce air infiltration. | Air sealing to reduce air infiltration. | Air sealing to reduce air infiltration. | Air sealing to reduce air infiltration. | Air sealing to reduce air infiltration. | Air sealing to reduce air infiltration. | Air sealing to reduce air infiltration. | Air sealing to reduce air infiltration. | Air sealing to reduce air infiltration. | Air sealing to reduce air infiltration. | Air sealing to reduce air infiltration. | Air sealing to reduce air infiltration. | Air sealing to reduce air infiltration. | Air sealing to reduce air infiltration. | Air sealing to reduce air infiltration. | Air sealing to reduce air infiltration. | Air sealing to reduce air infiltration. | Air sealing to reduce air infiltration. | Air sealing to reduce air infiltration. | Air sealing to reduce air infiltration. | Air sealing to reduce air infiltration. | Air sealing to reduce air infiltration. | 43.52 | 43.52 | 43.52 | 43.52 | 43.52 | 43.52 | 43.52 | 43.52 | 43.52 | 43.52 | 43.52 | 43.52 | 43.52 | 43.52 | 43.52 | 43.52 | 43.52 | 43.52 | 43.52 | 43.52 | 43.52 | 43.52 | 43.52 | 43.52 | 43.52 | 43.52 | 43.52 | 0 | 0 | 30.9293 | 30.2916 | 29.639 | 28.976 | 28.2984 | 27.6025 | 26.886 | 26.1478 | 25.3887 | 24.6139 | 23.8318 | 23.0543 | 22.295 | 21.5673 | 20.8821 | 20.2806 | 19.7622 | 19.2801 | 18.8438 | 18.4192 | 18.071 | 17.7276 | 17.3884 | 17.0537 | 16.7222 | 0.0053301 | 0.0028089 | 0.0092976 | 0.014786 | 0.021918 | 0.030619 | 0.040569 | 0.051148 | 0.061425 | 0.070224 | 0.072176 | 0.076365 | 0.069241 | 0.058513 | 0.043007 | 0.024289 | 0.004257 | 0 | 0 | 0 | 0 | 0 | 0 | 0 | 0 | 0.0053301 | 0.0080291 | 0.017154 | 0.031556 | 0.052735 | 0.082057 | 0.1205 | 0.16834 | 0.22487 | 0.28823 | 0.35125 | 0.41616 | 0.47169 | 0.51481 | 0.54146 | 0.55015 | 0.54035 | 0.52717 | 0.51524 | 0.50363 | 0.49411 | 0.48472 | 0.47544 | 0.46629 | 0.45723 | 0.17233 | 0.09273 | 0.3137 | 0.51027 | 0.77452 | 1.1093 | 1.5089 | 1.9561 | 2.4194 | 2.853 | 3.0286 | 3.3124 | 3.1057 | 2.7131 | 2.0595 | 1.1977 | 0.21541 | 0 | 0 | 0 | 0 | 0 | 0 | 0 | 0 | 0.17233 | 0.26506 | 0.57876 | 1.089 | 1.8635 | 2.9728 | 4.4817 | 6.4378 | 8.8572 | 11.7102 | 14.7388 | 18.0512 | 21.1568 | 23.8699 | 25.9294 | 27.1271 | 27.3425 | 27.3425 | 27.3425 | 27.3425 | 27.3425 | 27.3425 | 27.3425 | 27.3425 | 27.3425 | 0.0045843 | 0.0024457 | 0.008188 | 0.013169 | 0.019744 | 0.027902 | 0.037407 | 0.047733 | 0.058037 | 0.067199 | 0.069971 | 0.075023 | 0.068949 | 0.059068 | 0.044014 | 0.025195 | 0.0044742 | 0 | 0 | 0 | 0 | 0 | 0 | 0 | 0 | 0.0045843 | 0.006991 | 0.015106 | 0.028105 | 0.047505 | 0.074777 | 0.11111 | 0.1571 | 0.21247 | 0.27582 | 0.34052 | 0.40884 | 0.46971 | 0.51969 | 0.55414 | 0.57066 | 0.56792 | 0.56143 | 0.556 | 0.55079 | 0.54744 | 0.54419 | 0.541 | 0.53789 | 0.53484 | 0.14648 | 0.07882 | 0.26664 | 0.43373 | 0.65834 | 0.94288 | 1.2826 | 1.6627 | 2.0565 | 2.4251 | 2.5743 | 2.8155 | 2.6398 | 2.3061 | 1.7506 | 1.018 | 0.1831 | 0 | 0 | 0 | 0 | 0 | 0 | 0 | 0 | 0.14648 | 0.2253 | 0.49194 | 0.92567 | 1.584 | 2.5269 | 3.8095 | 5.4722 | 7.5286 | 9.9537 | 12.528 | 15.3435 | 17.9833 | 20.2894 | 22.04 | 23.058 | 23.2411 | 23.2411 | 23.2411 | 23.2411 | 23.2411 | 23.2411 | 23.2411 | 23.2411 | 23.2411 | 0.0045851 | 0.0024462 | 0.0081912 | 0.013176 | 0.019758 | 0.027926 | 0.037442 | 0.04778 | 0.058096 | 0.067266 | 0.070041 | 0.075094 | 0.06901 | 0.059115 | 0.044045 | 0.025211 | 0.0044765 | 0 | 0 | 0 | 0 | 0 | 0 | 0 | 0 | 0.0045851 | 0.0069924 | 0.015112 | 0.028121 | 0.04754 | 0.074841 | 0.11121 | 0.15725 | 0.21269 | 0.2761 | 0.34086 | 0.40923 | 0.47012 | 0.52011 | 0.55454 | 0.57102 | 0.56821 | 0.56166 | 0.55617 | 0.5509 | 0.54757 | 0.54432 | 0.54115 | 0.53804 | 0.535 | 0.14648 | 0.07882 | 0.26664 | 0.43373 | 0.65834 | 0.94288 | 1.2826 | 1.6627 | 2.0565 | 2.4251 | 2.5743 | 2.8155 | 2.6398 | 2.3061 | 1.7506 | 1.018 | 0.1831 | 0 | 0 | 0 | 0 | 0 | 0 | 0 | 0 | 0.14648 | 0.2253 | 0.49194 | 0.92567 | 1.584 | 2.5269 | 3.8095 | 5.4722 | 7.5286 | 9.9537 | 12.528 | 15.3435 | 17.9833 | 20.2894 | 22.04 | 23.058 | 23.2411 | 23.2411 | 23.2411 | 23.2411 | 23.2411 | 23.2411 | 23.2411 | 23.2411 | 23.2411 | 0.0045839 | 0.0024452 | 0.0081849 | 0.013162 | 0.019731 | 0.027879 | 0.037371 | 0.04768 | 0.057963 | 0.067103 | 0.069861 | 0.074894 | 0.06882 | 0.058948 | 0.043918 | 0.025136 | 0.0044631 | 0 | 0 | 0 | 0 | 0 | 0 | 0 | 0 | 0.0045839 | 0.0069894 | 0.015101 | 0.02809 | 0.047473 | 0.074716 | 0.111 | 0.15692 | 0.2122 | 0.27543 | 0.33999 | 0.40814 | 0.46883 | 0.51864 | 0.55293 | 0.56934 | 0.56652 | 0.55996 | 0.55446 | 0.54918 | 0.54585 | 0.5426 | 0.53942 | 0.53632 | 0.53327 | 0.14648 | 0.07882 | 0.26664 | 0.43373 | 0.65834 | 0.94288 | 1.2826 | 1.6627 | 2.0565 | 2.4251 | 2.5743 | 2.8155 | 2.6398 | 2.3061 | 1.7506 | 1.018 | 0.1831 | 0 | 0 | 0 | 0 | 0 | 0 | 0 | 0 | 0.14648 | 0.2253 | 0.49194 | 0.92567 | 1.584 | 2.5269 | 3.8095 | 5.4722 | 7.5286 | 9.9537 | 12.528 | 15.3435 | 17.9833 | 20.2894 | 22.04 | 23.058 | 23.2411 | 23.2411 | 23.2411 | 23.2411 | 23.2411 | 23.2411 | 23.2411 | 23.2411 | 23.2411 | -156.3672 | -156.8357 | -157.2997 | -157.7582 | -158.2102 | -158.6547 | -159.0907 | -159.5175 | -159.9338 | -160.3386 | -160.731 | -161.11 | -161.4748 | -161.8245 | -162.1583 | -162.4756 | -162.7757 | -163.0549 | -163.313 | -163.549 | -163.7647 | -163.9617 | -164.1417 | -164.306 | -164.4561 | 397.325 | 398.5154 | 399.6945 | 400.8596 | 402.008 | 403.1374 | 404.2454 | 405.3298 | 406.3876 | 407.4163 | 408.4133 | 409.3764 | 410.3032 | 411.1918 | 412.0401 | 412.8463 | 413.6087 | 414.3182 | 414.9742 | 415.5738 | 416.1218 | 416.6224 | 417.0797 | 417.4974 | 417.8788
OR_Commercial_OR - Health_Existing_Space Heating_Natural Gas_Ventilation - Demand Controlled_A | OR | Commercial | OR - Health | Existing | Space Heating | Natural Gas | Ventilation - Demand Controlled | A | OCM434 | No occupancy based outdoor air controls. | Outdoor air controlled based on occupancy to meet ASHRAE 62.1 | 10 | 0.035459 | 0 | 0 | 0.25 | 0.01 | 0 | 0 | 0.28365 | 0.25 | sqft | 55% | 75% | Discretionary | Retro5Med_OR | 81.34% | Central Systems | 0% | 846.4372 |  | 513.3335 |  | 0 | IL TRM - CI-HVC-DCV-V05-190101 | VENT_DCV-Heating-7PLN-v5-8 | IL TRM - CI-HVC-DCV-V05-190101 | No occupancy based outdoor air controls. | No occupancy based outdoor air controls. | No occupancy based outdoor air controls. | No occupancy based outdoor air controls. | No occupancy based outdoor air controls. | No occupancy based outdoor air controls. | No occupancy based outdoor air controls. | No occupancy based outdoor air controls. | No occupancy based outdoor air controls. | No occupancy based outdoor air controls. | No occupancy based outdoor air controls. | No occupancy based outdoor air controls. | No occupancy based outdoor air controls. | No occupancy based outdoor air controls. | No occupancy based outdoor air controls. | No occupancy based outdoor air controls. | No occupancy based outdoor air controls. | No occupancy based outdoor air controls. | No occupancy based outdoor air controls. | No occupancy based outdoor air controls. | No occupancy based outdoor air controls. | No occupancy based outdoor air controls. | No occupancy based outdoor air controls. | No occupancy based outdoor air controls. | No occupancy based outdoor air controls. | No occupancy based outdoor air controls. | No occupancy based outdoor air controls. | Outdoor air controlled based on occupancy to meet ASHRAE 62.1 | Outdoor air controlled based on occupancy to meet ASHRAE 62.1 | Outdoor air controlled based on occupancy to meet ASHRAE 62.1 | Outdoor air controlled based on occupancy to meet ASHRAE 62.1 | Outdoor air controlled based on occupancy to meet ASHRAE 62.1 | Outdoor air controlled based on occupancy to meet ASHRAE 62.1 | Outdoor air controlled based on occupancy to meet ASHRAE 62.1 | Outdoor air controlled based on occupancy to meet ASHRAE 62.1 | Outdoor air controlled based on occupancy to meet ASHRAE 62.1 | Outdoor air controlled based on occupancy to meet ASHRAE 62.1 | Outdoor air controlled based on occupancy to meet ASHRAE 62.1 | Outdoor air controlled based on occupancy to meet ASHRAE 62.1 | Outdoor air controlled based on occupancy to meet ASHRAE 62.1 | Outdoor air controlled based on occupancy to meet ASHRAE 62.1 | Outdoor air controlled based on occupancy to meet ASHRAE 62.1 | Outdoor air controlled based on occupancy to meet ASHRAE 62.1 | Outdoor air controlled based on occupancy to meet ASHRAE 62.1 | Outdoor air controlled based on occupancy to meet ASHRAE 62.1 | Outdoor air controlled based on occupancy to meet ASHRAE 62.1 | Outdoor air controlled based on occupancy to meet ASHRAE 62.1 | Outdoor air controlled based on occupancy to meet ASHRAE 62.1 | Outdoor air controlled based on occupancy to meet ASHRAE 62.1 | Outdoor air controlled based on occupancy to meet ASHRAE 62.1 | Outdoor air controlled based on occupancy to meet ASHRAE 62.1 | Outdoor air controlled based on occupancy to meet ASHRAE 62.1 | Outdoor air controlled based on occupancy to meet ASHRAE 62.1 | Outdoor air controlled based on occupancy to meet ASHRAE 62.1 | 0.25 | 0.25 | 0.25 | 0.25 | 0.25 | 0.25 | 0.25 | 0.25 | 0.25 | 0.25 | 0.25 | 0.25 | 0.25 | 0.25 | 0.25 | 0.25 | 0.25 | 0.25 | 0.25 | 0.25 | 0.25 | 0.25 | 0.25 | 0.25 | 0.25 | 0.25 | 0.25 | 0 | 0 | 0.14097 | 0.13807 | 0.13509 | 0.13207 | 0.12898 | 0.1258 | 0.12253 | 0.11916 | 0.11569 | 0.11215 | 0.10858 | 0.10503 | 0.10156 | 0.09824 | 0.095114 | 0.092371 | 0.09001 | 0.087814 | 0.085827 | 0.083893 | 0.082307 | 0.080743 | 0.079198 | 0.077673 | 0.076163 | 0.74938 | 0.90115 | 1.079 | 1.2245 | 1.364 | 1.5554 | 1.662 | 1.6511 | 1.5107 | 1.2589 | 0.36593 | 0 | 0 | 0 | 0 | 0 | 0 | 0 | 0 | 0 | 0 | 0 | 0 | 0 | 0 | 0.74938 | 1.6351 | 2.6788 | 3.8434 | 5.1174 | 6.5468 | 8.0386 | 9.4686 | 10.7038 | 11.6352 | 11.6306 | 11.2501 | 10.8787 | 10.5229 | 10.188 | 9.8942 | 9.6413 | 9.4061 | 9.1932 | 8.9861 | 8.8162 | 8.6487 | 8.4832 | 8.3199 | 8.1581 | 5315.8264 | 6526.987 | 7987.1221 | 9271.7902 | 10575.6509 | 12364.2071 | 13563.7272 | 13856.3054 | 13057.905 | 11224.3754 | 3370.0691 | 0 | 0 | 0 | 0 | 0 | 0 | 0 | 0 | 0 | 0 | 0 | 0 | 0 | 0 | 5315.8264 | 11842.8134 | 19829.9355 | 29101.7258 | 39677.3766 | 52041.5837 | 65605.3109 | 79461.6164 | 92519.5214 | 103743.8967 | 107113.9659 | 107113.9659 | 107113.9659 | 107113.9659 | 107113.9659 | 107113.9659 | 107113.9659 | 107113.9659 | 107113.9659 | 107113.9659 | 107113.9659 | 107113.9659 | 107113.9659 | 107113.9659 | 107113.9659 | 0.64453 | 0.78463 | 0.95021 | 1.0906 | 1.2287 | 1.4174 | 1.5325 | 1.5409 | 1.4274 | 1.2047 | 0.35477 | 0 | 0 | 0 | 0 | 0 | 0 | 0 | 0 | 0 | 0 | 0 | 0 | 0 | 0 | 0.64453 | 1.4237 | 2.3591 | 3.423 | 4.6099 | 5.9661 | 7.4123 | 8.8367 | 10.1139 | 11.1345 | 11.276 | 11.0532 | 10.8338 | 10.6236 | 10.4276 | 10.2642 | 10.1343 | 10.0185 | 9.9215 | 9.8286 | 9.769 | 9.7108 | 9.654 | 9.5985 | 9.544 | 4518.4524 | 5547.939 | 6789.0538 | 7881.0217 | 8989.3032 | 10509.576 | 11529.1681 | 11777.8596 | 11099.2192 | 9540.7191 | 2864.5588 | 0 | 0 | 0 | 0 | 0 | 0 | 0 | 0 | 0 | 0 | 0 | 0 | 0 | 0 | 4518.4524 | 10066.3914 | 16855.4452 | 24736.4669 | 33725.7701 | 44235.3462 | 55764.5143 | 67542.3739 | 78641.5931 | 88182.3122 | 91046.871 | 91046.871 | 91046.871 | 91046.871 | 91046.871 | 91046.871 | 91046.871 | 91046.871 | 91046.871 | 91046.871 | 91046.871 | 91046.871 | 91046.871 | 91046.871 | 91046.871 | 0.64464 | 0.78479 | 0.95058 | 1.0912 | 1.2296 | 1.4186 | 1.5339 | 1.5424 | 1.4289 | 1.2059 | 0.35512 | 0 | 0 | 0 | 0 | 0 | 0 | 0 | 0 | 0 | 0 | 0 | 0 | 0 | 0 | 0.64464 | 1.424 | 2.36 | 3.425 | 4.6133 | 5.9711 | 7.4191 | 8.8454 | 10.1241 | 11.1457 | 11.2871 | 11.0637 | 10.8434 | 10.6322 | 10.4351 | 10.2706 | 10.1396 | 10.0227 | 9.9246 | 9.8307 | 9.7712 | 9.7132 | 9.6566 | 9.6012 | 9.5468 | 4518.4524 | 5547.939 | 6789.0538 | 7881.0217 | 8989.3032 | 10509.576 | 11529.1681 | 11777.8596 | 11099.2192 | 9540.7191 | 2864.5588 | 0 | 0 | 0 | 0 | 0 | 0 | 0 | 0 | 0 | 0 | 0 | 0 | 0 | 0 | 4518.4524 | 10066.3914 | 16855.4452 | 24736.4669 | 33725.7701 | 44235.3462 | 55764.5143 | 67542.3739 | 78641.5931 | 88182.3122 | 91046.871 | 91046.871 | 91046.871 | 91046.871 | 91046.871 | 91046.871 | 91046.871 | 91046.871 | 91046.871 | 91046.871 | 91046.871 | 91046.871 | 91046.871 | 91046.871 | 91046.871 | 0.64448 | 0.78446 | 0.94985 | 1.09 | 1.2279 | 1.4163 | 1.531 | 1.5392 | 1.4256 | 1.203 | 0.35421 | 0 | 0 | 0 | 0 | 0 | 0 | 0 | 0 | 0 | 0 | 0 | 0 | 0 | 0 | 0.64448 | 1.4234 | 2.3582 | 3.4212 | 4.6068 | 5.9612 | 7.4051 | 8.8268 | 10.101 | 11.1187 | 11.2582 | 11.0342 | 10.8135 | 10.6021 | 10.405 | 10.2403 | 10.1093 | 9.9923 | 9.8941 | 9.7999 | 9.7404 | 9.6825 | 9.6259 | 9.5704 | 9.5161 | 4518.4524 | 5547.939 | 6789.0538 | 7881.0217 | 8989.3032 | 10509.576 | 11529.1681 | 11777.8596 | 11099.2192 | 9540.7191 | 2864.5588 | 0 | 0 | 0 | 0 | 0 | 0 | 0 | 0 | 0 | 0 | 0 | 0 | 0 | 0 | 4518.4524 | 10066.3914 | 16855.4452 | 24736.4669 | 33725.7701 | 44235.3462 | 55764.5143 | 67542.3739 | 78641.5931 | 88182.3122 | 91046.871 | 91046.871 | 91046.871 | 91046.871 | 91046.871 | 91046.871 | 91046.871 | 91046.871 | 91046.871 | 91046.871 | 91046.871 | 91046.871 | 91046.871 | 91046.871 | 91046.871 | 825.7073 | 828.1811 | 830.6314 | 833.0526 | 835.4394 | 837.7865 | 840.089 | 842.3424 | 844.5408 | 846.6786 | 848.7506 | 850.752 | 852.6781 | 854.5247 | 856.2876 | 857.9631 | 859.5475 | 861.0218 | 862.3852 | 863.6313 | 864.7701 | 865.8104 | 866.7608 | 867.6288 | 868.4213 | 500.7616 | 502.2619 | 503.7479 | 505.2163 | 506.6638 | 508.0872 | 509.4836 | 510.8502 | 512.1834 | 513.4799 | 514.7365 | 515.9503 | 517.1184 | 518.2383 | 519.3074 | 520.3235 | 521.2845 | 522.1786 | 523.0054 | 523.7611 | 524.4517 | 525.0827 | 525.6591 | 526.1854 | 526.6661
OR_Commercial_OR - Health_Existing_Space Heating_Natural Gas_HVAC - Dedicated Outdoor Air System (DOAS)_A | OR | Commercial | OR - Health | Existing | Space Heating | Natural Gas | HVAC - Dedicated Outdoor Air System (DOAS) | A | OCM435 | No DOAS. | Outdoor air supplied by a DOAS. | 20 | -0.03069 | 0 | 0 | 10.85 | 0 | 0 | 0 | 0.28365 | 0.25 | sqft | 3.406% | 8.762% | Discretionary | RetroEven20_OR | 82.88% | Central Systems | 0% | 9999 |  | 9999 |  | 0 | 2021P_Com-VRF-DOAS-2021P_V2 | 2021P_Com-VRF-DOAS-2021P_V2 | 2021P_Com-VRF-DOAS-2021P_V2 | No DOAS. | No DOAS. | No DOAS. | No DOAS. | No DOAS. | No DOAS. | No DOAS. | No DOAS. | No DOAS. | No DOAS. | No DOAS. | No DOAS. | No DOAS. | No DOAS. | No DOAS. | No DOAS. | No DOAS. | No DOAS. | No DOAS. | No DOAS. | No DOAS. | No DOAS. | No DOAS. | No DOAS. | No DOAS. | No DOAS. | No DOAS. | Outdoor air supplied by a DOAS. | Outdoor air supplied by a DOAS. | Outdoor air supplied by a DOAS. | Outdoor air supplied by a DOAS. | Outdoor air supplied by a DOAS. | Outdoor air supplied by a DOAS. | Outdoor air supplied by a DOAS. | Outdoor air supplied by a DOAS. | Outdoor air supplied by a DOAS. | Outdoor air supplied by a DOAS. | Outdoor air supplied by a DOAS. | Outdoor air supplied by a DOAS. | Outdoor air supplied by a DOAS. | Outdoor air supplied by a DOAS. | Outdoor air supplied by a DOAS. | Outdoor air supplied by a DOAS. | Outdoor air supplied by a DOAS. | Outdoor air supplied by a DOAS. | Outdoor air supplied by a DOAS. | Outdoor air supplied by a DOAS. | Outdoor air supplied by a DOAS. | Outdoor air supplied by a DOAS. | Outdoor air supplied by a DOAS. | Outdoor air supplied by a DOAS. | Outdoor air supplied by a DOAS. | Outdoor air supplied by a DOAS. | Outdoor air supplied by a DOAS. | 10.85 | 10.85 | 10.85 | 10.85 | 10.85 | 10.85 | 10.85 | 10.85 | 10.85 | 10.85 | 10.85 | 10.85 | 10.85 | 10.85 | 10.85 | 10.85 | 10.85 | 10.85 | 10.85 | 10.85 | 10.85 | 10.85 | 10.85 | 10.85 | 10.85 | 10.85 | 10.85 | 0 | 0 | -0.12241 | -0.12061 | -0.11879 | -0.11697 | -0.11515 | -0.11332 | -0.1115 | -0.10968 | -0.10786 | -0.10604 | -0.10424 | -0.10244 | -0.10065 | -0.098866 | -0.097097 | -0.09534 | -0.093596 | -0.091867 | -0.090154 | -0.088455 | -0.086784 | -0.085136 | -0.083508 | -0.081901 | -0.080309 | -0.10132 | -0.20491 | -0.20182 | -0.19873 | -0.19563 | -0.19253 | -0.18943 | -0.18634 | -0.18325 | -0.18017 | -0.17709 | -0.17404 | -0.171 | -0.16797 | -0.16497 | -0.16198 | -0.15902 | -0.15608 | -0.15317 | -0.15028 | 0 | 0 | 0 | 0 | 0 | -0.10132 | -0.30473 | -0.50197 | -0.69301 | -0.87784 | -1.0565 | -1.2289 | -1.3951 | -1.5553 | -1.7093 | -1.8572 | -1.9992 | -2.1353 | -2.2655 | -2.3899 | -2.5086 | -2.6218 | -2.7294 | -2.8317 | -2.9286 | -2.8733 | -2.8187 | -2.7648 | -2.7116 | -2.6589 | 827.7066 | 1698.9767 | 1698.9767 | 1698.9767 | 1698.9767 | 1698.9767 | 1698.9767 | 1698.9767 | 1698.9767 | 1698.9767 | 1698.9767 | 1698.9767 | 1698.9767 | 1698.9767 | 1698.9767 | 1698.9767 | 1698.9767 | 1698.9767 | 1698.9767 | 1698.9767 | 0 | 0 | 0 | 0 | 0 | 827.7066 | 2526.6833 | 4225.66 | 5924.6366 | 7623.6133 | 9322.59 | 11021.5667 | 12720.5434 | 14419.52 | 16118.4967 | 17817.4734 | 19516.4501 | 21215.4268 | 22914.4035 | 24613.3801 | 26312.3568 | 28011.3335 | 29710.3102 | 31409.2869 | 33108.2636 | 33108.2636 | 33108.2636 | 33108.2636 | 33108.2636 | 33108.2636 | -0.087102 | -0.17817 | -0.17731 | -0.17638 | -0.17541 | -0.1744 | -0.17336 | -0.1723 | -0.17122 | -0.17013 | -0.16903 | -0.16793 | -0.16683 | -0.16574 | -0.16466 | -0.1636 | -0.16254 | -0.16151 | -0.1605 | -0.1595 | 0 | 0 | 0 | 0 | 0 | -0.087102 | -0.26496 | -0.44101 | -0.61508 | -0.7871 | -0.95697 | -1.1246 | -1.29 | -1.4532 | -1.614 | -1.7726 | -1.929 | -2.0833 | -2.2354 | -2.3855 | -2.5336 | -2.6799 | -2.8244 | -2.9671 | -3.1082 | -3.0894 | -3.071 | -3.0531 | -3.0355 | -3.0183 | 703.5506 | 1444.1302 | 1444.1302 | 1444.1302 | 1444.1302 | 1444.1302 | 1444.1302 | 1444.1302 | 1444.1302 | 1444.1302 | 1444.1302 | 1444.1302 | 1444.1302 | 1444.1302 | 1444.1302 | 1444.1302 | 1444.1302 | 1444.1302 | 1444.1302 | 1444.1302 | 0 | 0 | 0 | 0 | 0 | 703.5506 | 2147.6808 | 3591.811 | 5035.9411 | 6480.0713 | 7924.2015 | 9368.3317 | 10812.4619 | 12256.592 | 13700.7222 | 15144.8524 | 16588.9826 | 18033.1128 | 19477.2429 | 20921.3731 | 22365.5033 | 23809.6335 | 25253.7637 | 26697.8938 | 28142.024 | 28142.024 | 28142.024 | 28142.024 | 28142.024 | 28142.024 | 0 | 0 | 0 | 0 | 0 | 0 | 0 | 0 | 0 | 0 | 0 | 0 | 0 | 0 | 0 | 0 | 0 | 0 | 0 | 0 | 0 | 0 | 0 | 0 | 0 | 0 | 0 | 0 | 0 | 0 | 0 | 0 | 0 | 0 | 0 | 0 | 0 | 0 | 0 | 0 | 0 | 0 | 0 | 0 | 0 | 0 | 0 | 0 | 0 | 0 | 0 | 0 | 0 | 0 | 0 | 0 | 0 | 0 | 0 | 0 | 0 | 0 | 0 | 0 | 0 | 0 | 0 | 0 | 0 | 0 | 0 | 0 | 0 | 0 | 0 | 0 | 0 | 0 | 0 | 0 | 0 | 0 | 0 | 0 | 0 | 0 | 0 | 0 | 0 | 0 | 0 | 0 | 0 | 0 | 0 | 0 | 0 | 0 | 0 | 0 | 0 | 0 | 0 | 0 | 0 | 0 | 0 | 0 | 0 | 0 | 0 | 0 | 0 | 0 | 0 | 0 | 0 | 0 | 0 | 0 | 0 | 0 | 0 | 0 | 0 | 0 | 0 | 0 | 0 | 0 | 0 | 0 | 0 | 0 | 0 | 0 | 0 | 0 | 0 | 0 | 0 | 0 | 0 | 0 | 0 | 0 | 0 | 0 | 0 | 0 | 0 | 0 | 0 | 0 | 0 | 0 | 0 | 0 | 0 | 0 | 0 | 0 | 0 | 0 | 0 | 0 | 0 | 0 | 0 | 0 | 0 | 0 | 0 | 0 | 0 | 0 | 0 | 0 | 0 | 0 | 0 | 0 | 0 | 0 | 0 | 0 | 0 | 0 | 0 | 0 | 0 | 0 | 0 | 0 | 0 | 0 | 0 | 0 | 0 | 0 | 9999 | 9999 | 9999 | 9999 | 9999 | 9999 | 9999 | 9999 | 9999 | 9999 | 9999 | 9999 | 9999 | 9999 | 9999 | 9999 | 9999 | 9999 | 9999 | 9999 | 9999 | 9999 | 9999 | 9999 | 9999 | 9999 | 9999 | 9999 | 9999 | 9999 | 9999 | 9999 | 9999 | 9999 | 9999 | 9999 | 9999 | 9999 | 9999 | 9999 | 9999 | 9999 | 9999 | 9999 | 9999 | 9999 | 9999 | 9999 | 9999 | 9999
OR_Commercial_OR - Health_Existing_Space Heating_Natural Gas_Destratification Fans (HVLS)_A | OR | Commercial | OR - Health | Existing | Space Heating | Natural Gas | Destratification Fans (HVLS) | A | OCM436 | No destratification fans. | High volume low speed destratification fans. | 15 | 718.9258 | 0 | 0 | 9799.26 | 0 | 0 | 0 | 0.28365 | 0.25 | Strat Fan | 15% | 20% | Discretionary | RetroEven20_OR | 82.88% | Space Heating | 0% | 1789.8966 |  | 764.1356 |  | 0 | DL20_IHVLS-Ag-2021PLN-v2-8 | DL20_IHVLS-Ag-2021PLN-v2-8 | HVLS-Heating-AEG-v5.0-121 | No destratification fans. | No destratification fans. | No destratification fans. | No destratification fans. | No destratification fans. | No destratification fans. | No destratification fans. | No destratification fans. | No destratification fans. | No destratification fans. | No destratification fans. | No destratification fans. | No destratification fans. | No destratification fans. | No destratification fans. | No destratification fans. | No destratification fans. | No destratification fans. | No destratification fans. | No destratification fans. | No destratification fans. | No destratification fans. | No destratification fans. | No destratification fans. | No destratification fans. | No destratification fans. | No destratification fans. | High volume low speed destratification fans. | High volume low speed destratification fans. | High volume low speed destratification fans. | High volume low speed destratification fans. | High volume low speed destratification fans. | High volume low speed destratification fans. | High volume low speed destratification fans. | High volume low speed destratification fans. | High volume low speed destratification fans. | High volume low speed destratification fans. | High volume low speed destratification fans. | High volume low speed destratification fans. | High volume low speed destratification fans. | High volume low speed destratification fans. | High volume low speed destratification fans. | High volume low speed destratification fans. | High volume low speed destratification fans. | High volume low speed destratification fans. | High volume low speed destratification fans. | High volume low speed destratification fans. | High volume low speed destratification fans. | High volume low speed destratification fans. | High volume low speed destratification fans. | High volume low speed destratification fans. | High volume low speed destratification fans. | High volume low speed destratification fans. | High volume low speed destratification fans. | 9799.26 | 9799.26 | 9799.26 | 9799.26 | 9799.26 | 9799.26 | 9799.26 | 9799.26 | 9799.26 | 9799.26 | 9799.26 | 9799.26 | 9799.26 | 9799.26 | 9799.26 | 9799.26 | 9799.26 | 9799.26 | 9799.26 | 9799.26 | 9799.26 | 9799.26 | 9799.26 | 9799.26 | 9799.26 | 9799.26 | 9799.26 | 0 | 0 | 2853.7413 | 2789.1285 | 2721.8658 | 2652.6452 | 2580.9592 | 2506.1374 | 2428.2077 | 2347.4979 | 2264.6732 | 2180.8157 | 2098.6456 | 2019.1059 | 1942.9457 | 1870.9394 | 1804.3708 | 1746.783 | 1698.0829 | 1653.7628 | 1614.8511 | 1577.2856 | 1547.4615 | 1518.0532 | 1489.0041 | 1460.3362 | 1431.941 | 0.19008 | 0.38133 | 0.37214 | 0.36267 | 0.35287 | 0.34264 | 0.33199 | 0.32095 | 0.30963 | 0.29816 | 0.28693 | 0.27605 | 0.26564 | 0.2558 | 0.2467 | 0.12247 | 0 | 4.1311e-16 | 4.4821e-17 | 0 | 0 | 0 | 0 | 0 | 0 | 0.19008 | 0.56711 | 0.92557 | 1.2647 | 1.5834 | 1.8801 | 2.1537 | 2.403 | 2.6279 | 2.8287 | 3.0091 | 3.1711 | 3.3171 | 3.45 | 3.5739 | 3.5823 | 3.4825 | 3.3916 | 3.3118 | 3.2347 | 3.1736 | 3.1132 | 3.0537 | 2.9949 | 2.9366 | 0.066608 | 0.13672 | 0.13672 | 0.13672 | 0.13672 | 0.13672 | 0.13672 | 0.13672 | 0.13672 | 0.13672 | 0.13672 | 0.13672 | 0.13672 | 0.13672 | 0.13672 | 0.070113 | 0 | 2.498e-16 | 2.7756e-17 | 0 | 0 | 0 | 0 | 0 | 0 | 0.066608 | 0.20333 | 0.34005 | 0.47677 | 0.61349 | 0.75021 | 0.88693 | 1.0237 | 1.1604 | 1.2971 | 1.4338 | 1.5705 | 1.7073 | 1.844 | 1.9807 | 2.0508 | 2.0508 | 2.0508 | 2.0508 | 2.0508 | 2.0508 | 2.0508 | 2.0508 | 2.0508 | 2.0508 | 0.16352 | 0.33221 | 0.32803 | 0.32347 | 0.3185 | 0.31307 | 0.30717 | 0.30083 | 0.29412 | 0.28714 | 0.28019 | 0.27341 | 0.26688 | 0.2607 | 0.25505 | 0.1284 | 0 | 4.6532e-16 | 2.8778e-17 | 0 | 0 | 0 | 0 | 0 | 0 | 0.16352 | 0.49405 | 0.81587 | 1.128 | 1.4292 | 1.7179 | 1.9927 | 2.2524 | 2.4962 | 2.7241 | 2.9385 | 3.1407 | 3.3325 | 3.5161 | 3.695 | 3.7557 | 3.7007 | 3.653 | 3.6148 | 3.5787 | 3.557 | 3.5358 | 3.5151 | 3.4949 | 3.475 | 0.056617 | 0.11621 | 0.11621 | 0.11621 | 0.11621 | 0.11621 | 0.11621 | 0.11621 | 0.11621 | 0.11621 | 0.11621 | 0.11621 | 0.11621 | 0.11621 | 0.11621 | 0.059596 | 0 | 2.2204e-16 | 1.3878e-17 | 0 | 0 | 0 | 0 | 0 | 0 | 0.056617 | 0.17283 | 0.28904 | 0.40526 | 0.52147 | 0.63768 | 0.75389 | 0.87011 | 0.98632 | 1.1025 | 1.2187 | 1.335 | 1.4512 | 1.5674 | 1.6836 | 1.7432 | 1.7432 | 1.7432 | 1.7432 | 1.7432 | 1.7432 | 1.7432 | 1.7432 | 1.7432 | 1.7432 | 0 | 0 | 0 | 0 | 0 | 0 | 0 | 0 | 0 | 0 | 0 | 0 | 0 | 0 | 0 | 0 | 0 | 0 | 0 | 0 | 0 | 0 | 0 | 0 | 0 | 0 | 0 | 0 | 0 | 0 | 0 | 0 | 0 | 0 | 0 | 0 | 0 | 0 | 0 | 0 | 0 | 0 | 0 | 0 | 0 | 0 | 0 | 0 | 0 | 0 | 0 | 0 | 0 | 0 | 0 | 0 | 0 | 0 | 0 | 0 | 0 | 0 | 0 | 0 | 0 | 0 | 0 | 0 | 0 | 0 | 0 | 0 | 0 | 0 | 0 | 0 | 0 | 0 | 0 | 0 | 0 | 0 | 0 | 0 | 0 | 0 | 0 | 0 | 0 | 0 | 0 | 0 | 0 | 0 | 0 | 0 | 0 | 0 | 0 | 0 | 0.16351 | 0.33213 | 0.32791 | 0.3233 | 0.31829 | 0.31282 | 0.30687 | 0.30049 | 0.29374 | 0.28673 | 0.27975 | 0.27294 | 0.26638 | 0.26017 | 0.2545 | 0.1281 | 0 | 4.641e-16 | 2.8699e-17 | 0 | 0 | 0 | 0 | 0 | 0 | 0.16351 | 0.49394 | 0.81556 | 1.1274 | 1.4282 | 1.7165 | 1.9908 | 2.2499 | 2.493 | 2.7202 | 2.9338 | 3.1353 | 3.3263 | 3.509 | 3.6869 | 3.747 | 3.6916 | 3.6435 | 3.6048 | 3.5683 | 3.5466 | 3.5255 | 3.5049 | 3.4847 | 3.4649 | 0.056617 | 0.11621 | 0.11621 | 0.11621 | 0.11621 | 0.11621 | 0.11621 | 0.11621 | 0.11621 | 0.11621 | 0.11621 | 0.11621 | 0.11621 | 0.11621 | 0.11621 | 0.059596 | 0 | 2.2204e-16 | 1.3878e-17 | 0 | 0 | 0 | 0 | 0 | 0 | 0.056617 | 0.17283 | 0.28904 | 0.40526 | 0.52147 | 0.63768 | 0.75389 | 0.87011 | 0.98632 | 1.1025 | 1.2187 | 1.335 | 1.4512 | 1.5674 | 1.6836 | 1.7432 | 1.7432 | 1.7432 | 1.7432 | 1.7432 | 1.7432 | 1.7432 | 1.7432 | 1.7432 | 1.7432 | 1746.0608 | 1751.2918 | 1756.4734 | 1761.5934 | 1766.6404 | 1771.6036 | 1776.4727 | 1781.2378 | 1785.8865 | 1790.4071 | 1794.7887 | 1799.0208 | 1803.0939 | 1806.9986 | 1810.7265 | 1814.2695 | 1817.6201 | 1820.7377 | 1823.6207 | 1826.2558 | 1828.6638 | 1830.8638 | 1832.8735 | 1834.7089 | 1836.3849 | 745.4214 | 747.6547 | 749.8667 | 752.0525 | 754.2072 | 756.3261 | 758.4048 | 760.4391 | 762.4237 | 764.3536 | 766.2241 | 768.0309 | 769.7698 | 771.4368 | 773.0283 | 774.5408 | 775.9712 | 777.3022 | 778.533 | 779.658 | 780.686 | 781.6252 | 782.4832 | 783.2667 | 783.9822
OR_Commercial_OR - Health_Existing_Space Heating_Natural Gas_Gas Boiler - Maintenance_A | OR | Commercial | OR - Health | Existing | Space Heating | Natural Gas | Gas Boiler - Maintenance | A | OCM437 | Degrade performance | General cleaning and maintenance | 3 | 0.16138 | 0 | 0 | 1.05 | 0 | 0 | 0 | 0.28365 | 0.25 | kBtuh Heat | 20% | 30% | Discretionary | Retro12Med_OR | 75.44% | Boiler | 0% | 2976.0678 |  | 1270.5312 |  | 0 | GBLR_MNT-Heating-ILTRM-v4.0-43 | GBLR_MNT-Heating-ILTRM-v4.0-43 | GBLR_MNT-Heating-ILTRM-v4.0-1 | Degrade performance | Degrade performance | Degrade performance | Degrade performance | Degrade performance | Degrade performance | Degrade performance | Degrade performance | Degrade performance | Degrade performance | Degrade performance | Degrade performance | Degrade performance | Degrade performance | Degrade performance | Degrade performance | Degrade performance | Degrade performance | Degrade performance | Degrade performance | Degrade performance | Degrade performance | Degrade performance | Degrade performance | Degrade performance | Degrade performance | Degrade performance | General cleaning and maintenance | General cleaning and maintenance | General cleaning and maintenance | General cleaning and maintenance | General cleaning and maintenance | General cleaning and maintenance | General cleaning and maintenance | General cleaning and maintenance | General cleaning and maintenance | General cleaning and maintenance | General cleaning and maintenance | General cleaning and maintenance | General cleaning and maintenance | General cleaning and maintenance | General cleaning and maintenance | General cleaning and maintenance | General cleaning and maintenance | General cleaning and maintenance | General cleaning and maintenance | General cleaning and maintenance | General cleaning and maintenance | General cleaning and maintenance | General cleaning and maintenance | General cleaning and maintenance | General cleaning and maintenance | General cleaning and maintenance | General cleaning and maintenance | 1.05 | 1.05 | 1.05 | 1.05 | 1.05 | 1.05 | 1.05 | 1.05 | 1.05 | 1.05 | 1.05 | 1.05 | 1.05 | 1.05 | 1.05 | 1.05 | 1.05 | 1.05 | 1.05 | 1.05 | 1.05 | 1.05 | 1.05 | 1.05 | 1.05 | 1.05 | 1.05 | 0 | 0 | 0.63911 | 0.62272 | 0.60539 | 0.58735 | 0.56845 | 0.54882 | 0.52818 | 0.50667 | 0.48456 | 0.46222 | 0.44024 | 0.41897 | 0.39877 | 0.37999 | 0.36301 | 0.34866 | 0.33685 | 0.32644 | 0.31767 | 0.30934 | 0.30354 | 0.29781 | 0.29215 | 0.28656 | 0.28102 | 0.22783 | 0.22198 | 0.2158 | 0 | 6.4625e-17 | 0 | 0 | 0 | 0 | 0 | 0 | 0 | 0 | 0 | 0 | 0 | 0 | 0 | 0 | 0 | 0 | 0 | 0 | 0 | 0 | 0.22783 | 0.44397 | 0.64741 | 0.62812 | 0.60791 | 0.58691 | 0.56484 | 0.54184 | 0.51819 | 0.49431 | 0.4708 | 0.44805 | 0.42645 | 0.40636 | 0.38821 | 0.37286 | 0.36023 | 0.3491 | 0.33973 | 0.33081 | 0.32461 | 0.31848 | 0.31243 | 0.30645 | 0.30053 | 356.4709 | 356.4709 | 356.4709 | 0 | 1.1369e-13 | 0 | 0 | 0 | 0 | 0 | 0 | 0 | 0 | 0 | 0 | 0 | 0 | 0 | 0 | 0 | 0 | 0 | 0 | 0 | 0 | 356.4709 | 712.9418 | 1069.4127 | 1069.4127 | 1069.4127 | 1069.4127 | 1069.4127 | 1069.4127 | 1069.4127 | 1069.4127 | 1069.4127 | 1069.4127 | 1069.4127 | 1069.4127 | 1069.4127 | 1069.4127 | 1069.4127 | 1069.4127 | 1069.4127 | 1069.4127 | 1069.4127 | 1069.4127 | 1069.4127 | 1069.4127 | 1069.4127 | 0.19606 | 0.19354 | 0.19048 | 0 | 3.4409e-17 | 0 | 0 | 0 | 0 | 0 | 0 | 0 | 0 | 0 | 0 | 0 | 0 | 0 | 0 | 0 | 0 | 0 | 0 | 0 | 0 | 0.19606 | 0.38707 | 0.57144 | 0.56135 | 0.55025 | 0.53825 | 0.52509 | 0.51088 | 0.4958 | 0.48018 | 0.4645 | 0.4491 | 0.43433 | 0.42055 | 0.40816 | 0.39803 | 0.39018 | 0.38355 | 0.37847 | 0.37373 | 0.37152 | 0.36936 | 0.36725 | 0.36518 | 0.36314 | 303.0003 | 303.0003 | 303.0003 | 0 | 5.6843e-14 | 0 | 0 | 0 | 0 | 0 | 0 | 0 | 0 | 0 | 0 | 0 | 0 | 0 | 0 | 0 | 0 | 0 | 0 | 0 | 0 | 303.0003 | 606.0005 | 909.0008 | 909.0008 | 909.0008 | 909.0008 | 909.0008 | 909.0008 | 909.0008 | 909.0008 | 909.0008 | 909.0008 | 909.0008 | 909.0008 | 909.0008 | 909.0008 | 909.0008 | 909.0008 | 909.0008 | 909.0008 | 909.0008 | 909.0008 | 909.0008 | 909.0008 | 909.0008 | 0 | 0 | 0 | 0 | 0 | 0 | 0 | 0 | 0 | 0 | 0 | 0 | 0 | 0 | 0 | 0 | 0 | 0 | 0 | 0 | 0 | 0 | 0 | 0 | 0 | 0 | 0 | 0 | 0 | 0 | 0 | 0 | 0 | 0 | 0 | 0 | 0 | 0 | 0 | 0 | 0 | 0 | 0 | 0 | 0 | 0 | 0 | 0 | 0 | 0 | 0 | 0 | 0 | 0 | 0 | 0 | 0 | 0 | 0 | 0 | 0 | 0 | 0 | 0 | 0 | 0 | 0 | 0 | 0 | 0 | 0 | 0 | 0 | 0 | 0 | 0 | 0 | 0 | 0 | 0 | 0 | 0 | 0 | 0 | 0 | 0 | 0 | 0 | 0 | 0 | 0 | 0 | 0 | 0 | 0 | 0 | 0 | 0 | 0 | 0 | 0 | 0.19349 | 0.19041 | 0.18702 | 3.4386e-17 | 0 | 0 | 0 | 0 | 0 | 0 | 0 | 0 | 0 | 0 | 0 | 0 | 0 | 0 | 0 | 0 | 0 | 0 | 0 | 0 | 0 | 0.19349 | 0.38082 | 0.56105 | 0.54988 | 0.5378 | 0.52458 | 0.51031 | 0.49517 | 0.47949 | 0.46377 | 0.44833 | 0.43352 | 0.4197 | 0.40728 | 0.39711 | 0.38921 | 0.38255 | 0.37742 | 0.37264 | 0.37044 | 0.36828 | 0.36617 | 0.36411 | 0.36208 | 0 | 303.0003 | 303.0003 | 303.0003 | 5.6843e-14 | 0 | 0 | 0 | 0 | 0 | 0 | 0 | 0 | 0 | 0 | 0 | 0 | 0 | 0 | 0 | 0 | 0 | 0 | 0 | 0 | 0 | 303.0003 | 606.0005 | 909.0008 | 909.0008 | 909.0008 | 909.0008 | 909.0008 | 909.0008 | 909.0008 | 909.0008 | 909.0008 | 909.0008 | 909.0008 | 909.0008 | 909.0008 | 909.0008 | 909.0008 | 909.0008 | 909.0008 | 909.0008 | 909.0008 | 909.0008 | 909.0008 | 909.0008 | 2905.0109 | 2913.811 | 2922.4813 | 2930.9989 | 2939.3424 | 2947.4913 | 2955.4266 | 2963.1306 | 2970.5862 | 2977.7777 | 2984.6903 | 2991.3101 | 2997.6239 | 3003.6195 | 3009.2855 | 3014.6112 | 3019.5867 | 3024.2028 | 3028.4509 | 3032.3232 | 3035.8521 | 3039.0673 | 3041.9962 | 3044.6636 | 3047.0927 | 1240.1959 | 1243.9528 | 1247.6543 | 1251.2906 | 1254.8525 | 1258.3314 | 1261.7192 | 1265.0081 | 1268.191 | 1271.2612 | 1274.2123 | 1277.0384 | 1279.7338 | 1282.2935 | 1284.7124 | 1286.986 | 1289.1101 | 1291.0808 | 1292.8944 | 1294.5476 | 1296.0541 | 1297.4267 | 1298.6771 | 1299.8159 | 1300.8529
OR_Commercial_OR - Health_Existing_Space Heating_Natural Gas_Gas Furnace - Maintenance_A | OR | Commercial | OR - Health | Existing | Space Heating | Natural Gas | Gas Furnace - Maintenance | A | OCM438 | Degrade performance | General cleaning and maintenance | 3 | 0.064331 | 0 | 0 | 1.05 | 0 | 0 | 0 | 0.28365 | 0.25 | kBtuh Heat | 20% | 30% | Discretionary | Retro12Med_OR | 75.44% | Furnace | 0% | 7524.0813 |  | 3212.1513 |  | 0 | IL TRM - CI-HVC-FTUN-V03-200101 | GBLR_MNT-Heating-ILTRM-v4.0-43 | IL TRM - CI-HVC-FTUN-V03-200101 | Degrade performance | Degrade performance | Degrade performance | Degrade performance | Degrade performance | Degrade performance | Degrade performance | Degrade performance | Degrade performance | Degrade performance | Degrade performance | Degrade performance | Degrade performance | Degrade performance | Degrade performance | Degrade performance | Degrade performance | Degrade performance | Degrade performance | Degrade performance | Degrade performance | Degrade performance | Degrade performance | Degrade performance | Degrade performance | Degrade performance | Degrade performance | General cleaning and maintenance | General cleaning and maintenance | General cleaning and maintenance | General cleaning and maintenance | General cleaning and maintenance | General cleaning and maintenance | General cleaning and maintenance | General cleaning and maintenance | General cleaning and maintenance | General cleaning and maintenance | General cleaning and maintenance | General cleaning and maintenance | General cleaning and maintenance | General cleaning and maintenance | General cleaning and maintenance | General cleaning and maintenance | General cleaning and maintenance | General cleaning and maintenance | General cleaning and maintenance | General cleaning and maintenance | General cleaning and maintenance | General cleaning and maintenance | General cleaning and maintenance | General cleaning and maintenance | General cleaning and maintenance | General cleaning and maintenance | General cleaning and maintenance | 1.05 | 1.05 | 1.05 | 1.05 | 1.05 | 1.05 | 1.05 | 1.05 | 1.05 | 1.05 | 1.05 | 1.05 | 1.05 | 1.05 | 1.05 | 1.05 | 1.05 | 1.05 | 1.05 | 1.05 | 1.05 | 1.05 | 1.05 | 1.05 | 1.05 | 1.05 | 1.05 | 0 | 0 | 0.25573 | 0.24904 | 0.24184 | 0.2343 | 0.22631 | 0.21792 | 0.20905 | 0.19981 | 0.19035 | 0.18087 | 0.17161 | 0.16271 | 0.1543 | 0.14651 | 0.13946 | 0.13344 | 0.12841 | 0.12397 | 0.1202 | 0.11665 | 0.11409 | 0.11161 | 0.10918 | 0.10682 | 0.1045 | 0.010688 | 0.010408 | 0.010107 | 0 | 1.608e-18 | 0 | 0 | 0 | 0 | 0 | 0 | 0 | 0 | 0 | 0 | 0 | 0 | 0 | 0 | 0 | 0 | 0 | 0 | 0 | 0 | 0.010688 | 0.020816 | 0.030322 | 0.029377 | 0.028375 | 0.027323 | 0.026211 | 0.025053 | 0.023867 | 0.022677 | 0.021516 | 0.0204 | 0.019346 | 0.018369 | 0.017486 | 0.016731 | 0.0161 | 0.015543 | 0.015071 | 0.014625 | 0.014305 | 0.013993 | 0.013689 | 0.013393 | 0.013102 | 41.7932 | 41.7932 | 41.7932 | 0 | 7.1054e-15 | 0 | 0 | 0 | 0 | 0 | 0 | 0 | 0 | 0 | 0 | 0 | 0 | 0 | 0 | 0 | 0 | 0 | 0 | 0 | 0 | 41.7932 | 83.5863 | 125.3795 | 125.3795 | 125.3795 | 125.3795 | 125.3795 | 125.3795 | 125.3795 | 125.3795 | 125.3795 | 125.3795 | 125.3795 | 125.3795 | 125.3795 | 125.3795 | 125.3795 | 125.3795 | 125.3795 | 125.3795 | 125.3795 | 125.3795 | 125.3795 | 125.3795 | 125.3795 | 0.0091988 | 0.0090773 | 0.0089262 | 0 | 1.7141e-18 | 0 | 0 | 0 | 0 | 0 | 0 | 0 | 0 | 0 | 0 | 0 | 0 | 0 | 0 | 0 | 0 | 0 | 0 | 0 | 0 | 0.0091988 | 0.018155 | 0.026779 | 0.026274 | 0.025709 | 0.025089 | 0.024406 | 0.023667 | 0.022886 | 0.022084 | 0.021285 | 0.020506 | 0.019761 | 0.019066 | 0.018439 | 0.017913 | 0.01749 | 0.017128 | 0.016839 | 0.016572 | 0.016421 | 0.016277 | 0.016139 | 0.016006 | 0.015879 | 35.5242 | 35.5242 | 35.5242 | 0 | 7.1054e-15 | 0 | 0 | 0 | 0 | 0 | 0 | 0 | 0 | 0 | 0 | 0 | 0 | 0 | 0 | 0 | 0 | 0 | 0 | 0 | 0 | 35.5242 | 71.0484 | 106.5726 | 106.5726 | 106.5726 | 106.5726 | 106.5726 | 106.5726 | 106.5726 | 106.5726 | 106.5726 | 106.5726 | 106.5726 | 106.5726 | 106.5726 | 106.5726 | 106.5726 | 106.5726 | 106.5726 | 106.5726 | 106.5726 | 106.5726 | 106.5726 | 106.5726 | 106.5726 | 0 | 0 | 0 | 0 | 0 | 0 | 0 | 0 | 0 | 0 | 0 | 0 | 0 | 0 | 0 | 0 | 0 | 0 | 0 | 0 | 0 | 0 | 0 | 0 | 0 | 0 | 0 | 0 | 0 | 0 | 0 | 0 | 0 | 0 | 0 | 0 | 0 | 0 | 0 | 0 | 0 | 0 | 0 | 0 | 0 | 0 | 0 | 0 | 0 | 0 | 0 | 0 | 0 | 0 | 0 | 0 | 0 | 0 | 0 | 0 | 0 | 0 | 0 | 0 | 0 | 0 | 0 | 0 | 0 | 0 | 0 | 0 | 0 | 0 | 0 | 0 | 0 | 0 | 0 | 0 | 0 | 0 | 0 | 0 | 0 | 0 | 0 | 0 | 0 | 0 | 0 | 0 | 0 | 0 | 0 | 0 | 0 | 0 | 0 | 0 | 0 | 0 | 0 | 0 | 0 | 0 | 0 | 0 | 0 | 0 | 0 | 0 | 0 | 0 | 0 | 0 | 0 | 0 | 0 | 0 | 0 | 0 | 0 | 0 | 0 | 0 | 0 | 0 | 0 | 0 | 0 | 0 | 0 | 0 | 0 | 0 | 0 | 0 | 0 | 0 | 0 | 0 | 0 | 0 | 0 | 0 | 0 | 0 | 0 | 0 | 0 | 0 | 0 | 0 | 0 | 0 | 0 | 0 | 0 | 0 | 0 | 0 | 0 | 0 | 0 | 0 | 0 | 0 | 0 | 0 | 0 | 0 | 0 | 0 | 0 | 0 | 0 | 0 | 0 | 0 | 0 | 0 | 0 | 0 | 0 | 0 | 0 | 0 | 0 | 0 | 0 | 0 | 0 | 0 | 0 | 0 | 0 | 0 | 0 | 0 | 7252.7806 | 7269.9621 | 7289.1621 | 7310.4643 | 7333.9423 | 7359.6604 | 7387.6749 | 7418.0349 | 7450.5328 | 7484.9765 | 7521.1878 | 7559.0006 | 7598.2593 | 7638.8179 | 7680.5387 | 7723.2914 | 7766.9521 | 7808.4714 | 7848.0913 | 7885.0221 | 7919.4219 | 7951.443 | 7981.2316 | 8008.9276 | 8034.6643 | 3096.3287 | 3103.6637 | 3111.8605 | 3120.9548 | 3130.9779 | 3141.9574 | 3153.9172 | 3166.8784 | 3180.7523 | 3195.4569 | 3210.916 | 3227.0589 | 3243.8191 | 3261.1342 | 3278.9455 | 3297.1973 | 3315.8368 | 3333.562 | 3350.4764 | 3366.2427 | 3380.9286 | 3394.5989 | 3407.3161 | 3419.14 | 3430.1274
OR_Commercial_OR - Health_Existing_Space Heating_Natural Gas_Gas Boiler - Hot Water Reset_A | OR | Commercial | OR - Health | Existing | Space Heating | Natural Gas | Gas Boiler - Hot Water Reset | A | OCM439 | No control | Reset control installed | 20 | 286.9026 | 0 | 0 | 879.32 | 0 | 0 | 0 | 0.28365 | 0.25 | BoilerCtrl | 35% | 55% | Discretionary | RetroEven20_OR | 82.88% | Boiler | 0% | 345.4214 |  | 147.466 |  | 0 | GBLR_HWRST-Heating-ILTRM-v4.0-43 | GBLR_HWRST-Heating-ILTRM-v4.0-1 | GBLR_HWRST-Heating-ILTRM-v4.0-1 | No control | No control | No control | No control | No control | No control | No control | No control | No control | No control | No control | No control | No control | No control | No control | No control | No control | No control | No control | No control | No control | No control | No control | No control | No control | No control | No control | Reset control installed | Reset control installed | Reset control installed | Reset control installed | Reset control installed | Reset control installed | Reset control installed | Reset control installed | Reset control installed | Reset control installed | Reset control installed | Reset control installed | Reset control installed | Reset control installed | Reset control installed | Reset control installed | Reset control installed | Reset control installed | Reset control installed | Reset control installed | Reset control installed | Reset control installed | Reset control installed | Reset control installed | Reset control installed | Reset control installed | Reset control installed | 879.32 | 879.32 | 879.32 | 879.32 | 879.32 | 879.32 | 879.32 | 879.32 | 879.32 | 879.32 | 879.32 | 879.32 | 879.32 | 879.32 | 879.32 | 879.32 | 879.32 | 879.32 | 879.32 | 879.32 | 879.32 | 879.32 | 879.32 | 879.32 | 879.32 | 879.32 | 879.32 | 0 | 0 | 1144.1872 | 1127.4633 | 1110.6674 | 1093.8418 | 1077.0026 | 1060.1649 | 1043.3425 | 1026.5486 | 1009.797 | 993.1003 | 976.47 | 959.9167 | 943.4501 | 927.0789 | 910.8112 | 894.6545 | 878.6156 | 862.6985 | 846.9062 | 831.2378 | 815.6574 | 800.2815 | 785.0815 | 770.0703 | 755.1917 | 0.46614 | 0.94282 | 0.92878 | 0.91471 | 0.90063 | 0.88655 | 0.87248 | 0.85844 | 0.84443 | 0.83047 | 0.81656 | 0.80272 | 0.78895 | 0.77526 | 0.76165 | 0.74814 | 0.73473 | 0.72142 | 0.70821 | 0.69511 | 0 | 0 | 0 | 0 | 0 | 0.46614 | 1.4021 | 2.31 | 3.1898 | 4.0413 | 4.8646 | 5.6599 | 6.4273 | 7.1668 | 7.8788 | 8.5634 | 9.2209 | 9.8517 | 10.456 | 11.0342 | 11.5866 | 12.1136 | 12.6156 | 13.0929 | 13.5457 | 13.2918 | 13.0413 | 12.7936 | 12.549 | 12.3065 | 0.4074 | 0.83624 | 0.83624 | 0.83624 | 0.83624 | 0.83624 | 0.83624 | 0.83624 | 0.83624 | 0.83624 | 0.83624 | 0.83624 | 0.83624 | 0.83624 | 0.83624 | 0.83624 | 0.83624 | 0.83624 | 0.83624 | 0.83624 | 0 | 0 | 0 | 0 | 0 | 0.4074 | 1.2436 | 2.0799 | 2.9161 | 3.7523 | 4.5886 | 5.4248 | 6.261 | 7.0973 | 7.9335 | 8.7698 | 9.606 | 10.4422 | 11.2785 | 12.1147 | 12.9509 | 13.7872 | 14.6234 | 15.4596 | 16.2959 | 16.2959 | 16.2959 | 16.2959 | 16.2959 | 16.2959 | 0.40071 | 0.81975 | 0.81593 | 0.81178 | 0.80744 | 0.80294 | 0.79832 | 0.7936 | 0.78882 | 0.78399 | 0.77915 | 0.7743 | 0.76948 | 0.76469 | 0.75996 | 0.75529 | 0.7507 | 0.74617 | 0.74174 | 0.73737 | 0 | 0 | 0 | 0 | 0 | 0.40071 | 1.2191 | 2.0294 | 2.8308 | 3.6231 | 4.4059 | 5.1788 | 5.9419 | 6.6949 | 7.4379 | 8.1711 | 8.8945 | 9.6086 | 10.3136 | 11.0097 | 11.6973 | 12.3768 | 13.0485 | 13.7126 | 14.3693 | 14.2843 | 14.2015 | 14.1204 | 14.041 | 13.9629 | 0.34629 | 0.7108 | 0.7108 | 0.7108 | 0.7108 | 0.7108 | 0.7108 | 0.7108 | 0.7108 | 0.7108 | 0.7108 | 0.7108 | 0.7108 | 0.7108 | 0.7108 | 0.7108 | 0.7108 | 0.7108 | 0.7108 | 0.7108 | 0 | 0 | 0 | 0 | 0 | 0.34629 | 1.0571 | 1.7679 | 2.4787 | 3.1895 | 3.9003 | 4.6111 | 5.3219 | 6.0327 | 6.7435 | 7.4543 | 8.1651 | 8.8759 | 9.5867 | 10.2975 | 11.0083 | 11.7191 | 12.4299 | 13.1407 | 13.8515 | 13.8515 | 13.8515 | 13.8515 | 13.8515 | 13.8515 | 0.40078 | 0.81991 | 0.81625 | 0.81225 | 0.80803 | 0.80362 | 0.79906 | 0.79438 | 0.78961 | 0.78478 | 0.77992 | 0.77503 | 0.77016 | 0.76531 | 0.76051 | 0.75576 | 0.75109 | 0.74649 | 0.74197 | 0.73753 | 0 | 0 | 0 | 0 | 0 | 0.40078 | 1.2194 | 2.0302 | 2.8325 | 3.6258 | 4.4096 | 5.1836 | 5.9477 | 6.7016 | 7.4454 | 8.1791 | 8.903 | 9.6171 | 10.3219 | 11.0176 | 11.7046 | 12.3833 | 13.0539 | 13.7168 | 14.3723 | 14.2876 | 14.205 | 14.1242 | 14.045 | 13.9672 | 0.34629 | 0.7108 | 0.7108 | 0.7108 | 0.7108 | 0.7108 | 0.7108 | 0.7108 | 0.7108 | 0.7108 | 0.7108 | 0.7108 | 0.7108 | 0.7108 | 0.7108 | 0.7108 | 0.7108 | 0.7108 | 0.7108 | 0.7108 | 0 | 0 | 0 | 0 | 0 | 0.34629 | 1.0571 | 1.7679 | 2.4787 | 3.1895 | 3.9003 | 4.6111 | 5.3219 | 6.0327 | 6.7435 | 7.4543 | 8.1651 | 8.8759 | 9.5867 | 10.2975 | 11.0083 | 11.7191 | 12.4299 | 13.1407 | 13.8515 | 13.8515 | 13.8515 | 13.8515 | 13.8515 | 13.8515 | 0.40068 | 0.81957 | 0.81563 | 0.81136 | 0.8069 | 0.80228 | 0.79754 | 0.79271 | 0.78782 | 0.78288 | 0.77792 | 0.77297 | 0.76804 | 0.76315 | 0.75831 | 0.75354 | 0.74884 | 0.74422 | 0.73968 | 0.73522 | 0 | 0 | 0 | 0 | 0 | 0.40068 | 1.2188 | 2.0286 | 2.8293 | 3.6207 | 4.4023 | 5.1738 | 5.9352 | 6.6863 | 7.4273 | 8.1582 | 8.8792 | 9.5906 | 10.2927 | 10.9858 | 11.6702 | 12.3463 | 13.0143 | 13.6746 | 14.3273 | 14.2426 | 14.16 | 14.0792 | 14 | 13.9222 | 0.34629 | 0.7108 | 0.7108 | 0.7108 | 0.7108 | 0.7108 | 0.7108 | 0.7108 | 0.7108 | 0.7108 | 0.7108 | 0.7108 | 0.7108 | 0.7108 | 0.7108 | 0.7108 | 0.7108 | 0.7108 | 0.7108 | 0.7108 | 0 | 0 | 0 | 0 | 0 | 0.34629 | 1.0571 | 1.7679 | 2.4787 | 3.1895 | 3.9003 | 4.6111 | 5.3219 | 6.0327 | 6.7435 | 7.4543 | 8.1651 | 8.8759 | 9.5867 | 10.2975 | 11.0083 | 11.7191 | 12.4299 | 13.1407 | 13.8515 | 13.8515 | 13.8515 | 13.8515 | 13.8515 | 13.8515 | 337.1741 | 338.1955 | 339.2018 | 340.1904 | 341.1588 | 342.1046 | 343.0257 | 343.9198 | 344.7852 | 345.6199 | 346.4222 | 347.1905 | 347.9233 | 348.6192 | 349.2769 | 349.895 | 350.4725 | 351.0083 | 351.5013 | 351.9508 | 352.3604 | 352.7335 | 353.0735 | 353.3831 | 353.665 | 143.945 | 144.3811 | 144.8107 | 145.2328 | 145.6462 | 146.05 | 146.4432 | 146.8249 | 147.1943 | 147.5507 | 147.8932 | 148.2212 | 148.5341 | 148.8312 | 149.1119 | 149.3758 | 149.6223 | 149.8511 | 150.0616 | 150.2534 | 150.4283 | 150.5876 | 150.7327 | 150.8649 | 150.9853
OR_Commercial_OR - Health_Existing_Space Heating_Natural Gas_Gas Boiler - Steam Trap Replacement_A | OR | Commercial | OR - Health | Existing | Space Heating | Natural Gas | Gas Boiler - Steam Trap Replacement | A | OCM440 | Degrade performance | Cleaning and maintenance | 6 | 74.7764 | 0 | 0 | 183.27 | 0 | 0 | 0 | 0.28365 | 0.25 | perBLDg | 73% | 100% | Discretionary | RetroEven20_OR | 82.88% | Boiler | 0% | 616.5344 |  | 263.2085 |  | 0 | IL TRM v9, Section 4.4.16 | IL TRM v9, Section 4.4.16 | IL TRM - CI-HVC-STRE-V06-200101 | Degrade performance | Degrade performance | Degrade performance | Degrade performance | Degrade performance | Degrade performance | Degrade performance | Degrade performance | Degrade performance | Degrade performance | Degrade performance | Degrade performance | Degrade performance | Degrade performance | Degrade performance | Degrade performance | Degrade performance | Degrade performance | Degrade performance | Degrade performance | Degrade performance | Degrade performance | Degrade performance | Degrade performance | Degrade performance | Degrade performance | Degrade performance | Cleaning and maintenance | Cleaning and maintenance | Cleaning and maintenance | Cleaning and maintenance | Cleaning and maintenance | Cleaning and maintenance | Cleaning and maintenance | Cleaning and maintenance | Cleaning and maintenance | Cleaning and maintenance | Cleaning and maintenance | Cleaning and maintenance | Cleaning and maintenance | Cleaning and maintenance | Cleaning and maintenance | Cleaning and maintenance | Cleaning and maintenance | Cleaning and maintenance | Cleaning and maintenance | Cleaning and maintenance | Cleaning and maintenance | Cleaning and maintenance | Cleaning and maintenance | Cleaning and maintenance | Cleaning and maintenance | Cleaning and maintenance | Cleaning and maintenance | 183.27 | 183.27 | 183.27 | 183.27 | 183.27 | 183.27 | 183.27 | 183.27 | 183.27 | 183.27 | 183.27 | 183.27 | 183.27 | 183.27 | 183.27 | 183.27 | 183.27 | 183.27 | 183.27 | 183.27 | 183.27 | 183.27 | 183.27 | 183.27 | 183.27 | 183.27 | 183.27 | 0 | 0 | 297.446 | 291.7696 | 285.9369 | 279.9891 | 273.8864 | 267.591 | 261.0737 | 254.3221 | 247.3503 | 240.2049 | 232.9681 | 225.7544 | 218.697 | 211.9287 | 205.5572 | 199.99 | 195.2266 | 190.8025 | 186.8155 | 182.9281 | 179.4976 | 176.1123 | 172.7659 | 169.4612 | 166.1858 | 0.027226 | 0.054818 | 0.053722 | 0.052604 | 0.051458 | 0.050275 | 0.025154 | 0 | 0 | 1.3334e-17 | 0 | 1.2532e-17 | 1.214e-17 | 8.2351e-17 | 0 | 7.2161e-17 | 0 | 7.9437e-17 | 0 | 0 | 0 | 0 | 0 | 0 | 0 | 0.027226 | 0.081524 | 0.13362 | 0.18344 | 0.2309 | 0.27587 | 0.2943 | 0.28669 | 0.27883 | 0.27078 | 0.26262 | 0.25449 | 0.24653 | 0.2389 | 0.23172 | 0.22544 | 0.22007 | 0.21509 | 0.21059 | 0.20621 | 0.20234 | 0.19853 | 0.19476 | 0.19103 | 0.18734 | 0.091531 | 0.18788 | 0.18788 | 0.18788 | 0.18788 | 0.18788 | 0.096349 | 0 | 0 | 5.5511e-17 | 0 | 5.5511e-17 | 5.5511e-17 | 3.8858e-16 | 0 | 3.6082e-16 | 0 | 4.1633e-16 | 0 | 0 | 0 | 0 | 0 | 0 | 0 | 0.091531 | 0.27941 | 0.46729 | 0.65517 | 0.84305 | 1.0309 | 1.1273 | 1.1273 | 1.1273 | 1.1273 | 1.1273 | 1.1273 | 1.1273 | 1.1273 | 1.1273 | 1.1273 | 1.1273 | 1.1273 | 1.1273 | 1.1273 | 1.1273 | 1.1273 | 1.1273 | 1.1273 | 1.1273 | 0.023413 | 0.047713 | 0.047282 | 0.046812 | 0.046304 | 0.045754 | 0.023158 | 0 | 0 | 1.4977e-17 | 0 | 1.4444e-17 | 1.418e-17 | 7.6596e-17 | 0 | 6.7487e-17 | 0 | 7.929e-17 | 0 | 0 | 0 | 0 | 0 | 0 | 0 | 0.023413 | 0.070957 | 0.1176 | 0.16324 | 0.20778 | 0.25106 | 0.27094 | 0.26707 | 0.26292 | 0.25852 | 0.25396 | 0.24933 | 0.24476 | 0.24039 | 0.23632 | 0.23298 | 0.23039 | 0.22811 | 0.22624 | 0.22446 | 0.22314 | 0.22184 | 0.22057 | 0.21933 | 0.21811 | 0.077801 | 0.1597 | 0.1597 | 0.1597 | 0.1597 | 0.1597 | 0.081896 | 0 | 0 | 5.5511e-17 | 0 | 5.5511e-17 | 5.5511e-17 | 3.0531e-16 | 0 | 2.7756e-16 | 0 | 3.3307e-16 | 0 | 0 | 0 | 0 | 0 | 0 | 0 | 0.077801 | 0.2375 | 0.3972 | 0.55689 | 0.71659 | 0.87629 | 0.95819 | 0.95819 | 0.95819 | 0.95819 | 0.95819 | 0.95819 | 0.95819 | 0.95819 | 0.95819 | 0.95819 | 0.95819 | 0.95819 | 0.95819 | 0.95819 | 0.95819 | 0.95819 | 0.95819 | 0.95819 | 0.95819 | 0.023417 | 0.047722 | 0.0473 | 0.046839 | 0.046338 | 0.045793 | 0.023179 | 0 | 0 | 1.4992e-17 | 0 | 1.4458e-17 | 1.4192e-17 | 7.6657e-17 | 0 | 6.7529e-17 | 0 | 7.9323e-17 | 0 | 0 | 0 | 0 | 0 | 0 | 0 | 0.023417 | 0.070972 | 0.11764 | 0.16334 | 0.20793 | 0.25127 | 0.27119 | 0.26733 | 0.26318 | 0.25878 | 0.25421 | 0.24956 | 0.24498 | 0.24058 | 0.23649 | 0.23312 | 0.23051 | 0.2282 | 0.22631 | 0.22451 | 0.22319 | 0.22189 | 0.22063 | 0.21939 | 0.21818 | 0.077801 | 0.1597 | 0.1597 | 0.1597 | 0.1597 | 0.1597 | 0.081896 | 0 | 0 | 5.5511e-17 | 0 | 5.5511e-17 | 5.5511e-17 | 3.0531e-16 | 0 | 2.7756e-16 | 0 | 3.3307e-16 | 0 | 0 | 0 | 0 | 0 | 0 | 0 | 0.077801 | 0.2375 | 0.3972 | 0.55689 | 0.71659 | 0.87629 | 0.95819 | 0.95819 | 0.95819 | 0.95819 | 0.95819 | 0.95819 | 0.95819 | 0.95819 | 0.95819 | 0.95819 | 0.95819 | 0.95819 | 0.95819 | 0.95819 | 0.95819 | 0.95819 | 0.95819 | 0.95819 | 0.95819 | 0.023412 | 0.047702 | 0.047264 | 0.046787 | 0.046273 | 0.045716 | 0.023135 | 0 | 0 | 1.4956e-17 | 0 | 1.442e-17 | 1.4153e-17 | 7.6441e-17 | 0 | 6.733e-17 | 0 | 7.9082e-17 | 0 | 0 | 0 | 0 | 0 | 0 | 0 | 0.023412 | 0.070942 | 0.11755 | 0.16316 | 0.20764 | 0.25085 | 0.27068 | 0.26677 | 0.26258 | 0.25816 | 0.25356 | 0.2489 | 0.2443 | 0.2399 | 0.23581 | 0.23244 | 0.22982 | 0.22751 | 0.22562 | 0.22381 | 0.22248 | 0.22119 | 0.21993 | 0.21869 | 0.21747 | 0.077801 | 0.1597 | 0.1597 | 0.1597 | 0.1597 | 0.1597 | 0.081896 | 0 | 0 | 5.5511e-17 | 0 | 5.5511e-17 | 5.5511e-17 | 3.0531e-16 | 0 | 2.7756e-16 | 0 | 3.3307e-16 | 0 | 0 | 0 | 0 | 0 | 0 | 0 | 0.077801 | 0.2375 | 0.3972 | 0.55689 | 0.71659 | 0.87629 | 0.95819 | 0.95819 | 0.95819 | 0.95819 | 0.95819 | 0.95819 | 0.95819 | 0.95819 | 0.95819 | 0.95819 | 0.95819 | 0.95819 | 0.95819 | 0.95819 | 0.95819 | 0.95819 | 0.95819 | 0.95819 | 0.95819 | 601.814 | 603.637 | 605.4332 | 607.1977 | 608.9262 | 610.6144 | 612.2583 | 613.8543 | 615.3988 | 616.8886 | 618.3207 | 619.692 | 621 | 622.2421 | 623.4159 | 624.5192 | 625.55 | 626.5062 | 627.3863 | 628.1885 | 628.9196 | 629.5856 | 630.1924 | 630.745 | 631.2482 | 256.9241 | 257.7023 | 258.4692 | 259.2225 | 259.9604 | 260.6811 | 261.3829 | 262.0643 | 262.7236 | 263.3597 | 263.971 | 264.5565 | 265.1149 | 265.6452 | 266.1463 | 266.6173 | 267.0573 | 267.4656 | 267.8413 | 268.1838 | 268.4959 | 268.7802 | 269.0393 | 269.2752 | 269.49
OR_Commercial_OR - Health_Existing_Space Heating_Natural Gas_Gas Boiler - High Turndown Burner_A | OR | Commercial | OR - Health | Existing | Space Heating | Natural Gas | Gas Boiler - High Turndown Burner | A | OCM441 | No control | Turndown control installed | 15 | 0.26897 | 0 | 0 | 3.08 | 0 | 0 | 0 | 0.28365 | 0.25 | kbtuh heat | 25% | 50% | Discretionary | Retro5Med_OR | 81.34% | Boiler | 0% | 1503.1236 |  | 641.7076 |  | 0 | GBLR_TRN-Heating-MNTRM-v2.1-1 | GBLR_TRN-Heating-MNTRM-v2.1-1 | GBLR_TRN-Heating-MNTRM-v2.1-1 | No control | No control | No control | No control | No control | No control | No control | No control | No control | No control | No control | No control | No control | No control | No control | No control | No control | No control | No control | No control | No control | No control | No control | No control | No control | No control | No control | Turndown control installed | Turndown control installed | Turndown control installed | Turndown control installed | Turndown control installed | Turndown control installed | Turndown control installed | Turndown control installed | Turndown control installed | Turndown control installed | Turndown control installed | Turndown control installed | Turndown control installed | Turndown control installed | Turndown control installed | Turndown control installed | Turndown control installed | Turndown control installed | Turndown control installed | Turndown control installed | Turndown control installed | Turndown control installed | Turndown control installed | Turndown control installed | Turndown control installed | Turndown control installed | Turndown control installed | 3.08 | 3.08 | 3.08 | 3.08 | 3.08 | 3.08 | 3.08 | 3.08 | 3.08 | 3.08 | 3.08 | 3.08 | 3.08 | 3.08 | 3.08 | 3.08 | 3.08 | 3.08 | 3.08 | 3.08 | 3.08 | 3.08 | 3.08 | 3.08 | 3.08 | 3.08 | 3.08 | 0 | 0 | 1.0682 | 1.0452 | 1.0213 | 0.99675 | 0.97135 | 0.94486 | 0.91726 | 0.88861 | 0.85909 | 0.82904 | 0.79946 | 0.77037 | 0.7421 | 0.71525 | 0.69032 | 0.66873 | 0.65044 | 0.63375 | 0.61901 | 0.60477 | 0.59343 | 0.58224 | 0.57117 | 0.56025 | 0.54942 | 0.37425 | 0.44963 | 0.53764 | 0.60911 | 0.67706 | 0.76998 | 0.82 | 0.81153 | 0.73936 | 0.61332 | 0.45767 | 0.30266 | 0.17447 | 0.078541 | 0 | 0 | 0 | 0 | 0 | 0 | 0 | 0 | 0 | 0 | 0 | 0.37425 | 0.81583 | 1.3348 | 1.9118 | 2.5402 | 3.2409 | 3.9662 | 4.6539 | 5.2386 | 5.6687 | 5.9241 | 6.0112 | 5.9651 | 5.8278 | 5.6247 | 5.4488 | 5.2998 | 5.1637 | 5.0437 | 4.9276 | 4.8352 | 4.744 | 4.6539 | 4.5649 | 4.4766 | 350.3613 | 430.1878 | 526.4239 | 611.0952 | 697.0315 | 814.9136 | 893.9729 | 913.2564 | 860.6346 | 739.7883 | 572.4794 | 392.8801 | 235.1025 | 109.8088 | 0 | 0 | 0 | 0 | 0 | 0 | 0 | 0 | 0 | 0 | 0 | 350.3613 | 780.549 | 1306.9729 | 1918.0682 | 2615.0996 | 3430.0132 | 4323.9861 | 5237.2425 | 6097.8771 | 6837.6655 | 7410.1449 | 7803.025 | 8038.1275 | 8147.9363 | 8147.9363 | 8147.9363 | 8147.9363 | 8147.9363 | 8147.9363 | 8147.9363 | 8147.9363 | 8147.9363 | 8147.9363 | 8147.9363 | 8147.9363 | 0.32193 | 0.3916 | 0.47369 | 0.54288 | 0.61055 | 0.7027 | 0.7576 | 0.75931 | 0.70086 | 0.58922 | 0.44573 | 0.2989 | 0.17475 | 0.079795 | 0 | 0 | 0 | 0 | 0 | 0 | 0 | 0 | 0 | 0 | 0 | 0.32193 | 0.71053 | 1.176 | 1.704 | 2.2906 | 2.9577 | 3.6644 | 4.3544 | 4.9658 | 5.446 | 5.7696 | 5.9364 | 5.9747 | 5.9209 | 5.7964 | 5.6936 | 5.613 | 5.5429 | 5.4865 | 5.433 | 5.4009 | 5.3695 | 5.3388 | 5.3088 | 5.2792 | 297.8071 | 365.6596 | 447.4603 | 519.4309 | 592.4768 | 692.6766 | 759.8769 | 776.268 | 731.5394 | 628.8201 | 486.6075 | 333.9481 | 199.8371 | 93.3375 | 0 | 0 | 0 | 0 | 0 | 0 | 0 | 0 | 0 | 0 | 0 | 297.8071 | 663.4667 | 1110.927 | 1630.3579 | 2222.8347 | 2915.5113 | 3675.3882 | 4451.6562 | 5183.1956 | 5812.0156 | 6298.6232 | 6632.5713 | 6832.4084 | 6925.7459 | 6925.7459 | 6925.7459 | 6925.7459 | 6925.7459 | 6925.7459 | 6925.7459 | 6925.7459 | 6925.7459 | 6925.7459 | 6925.7459 | 6925.7459 | 0.32198 | 0.39167 | 0.47388 | 0.5432 | 0.61099 | 0.70329 | 0.7583 | 0.76005 | 0.70156 | 0.58982 | 0.44617 | 0.29918 | 0.1749 | 0.07986 | 0 | 0 | 0 | 0 | 0 | 0 | 0 | 0 | 0 | 0 | 0 | 0.32198 | 0.71067 | 1.1765 | 1.705 | 2.2923 | 2.9602 | 3.6678 | 4.3586 | 4.9708 | 5.4515 | 5.7753 | 5.942 | 5.98 | 5.9257 | 5.8006 | 5.6971 | 5.616 | 5.5453 | 5.4882 | 5.4342 | 5.4021 | 5.3708 | 5.3403 | 5.3103 | 5.2808 | 297.8071 | 365.6596 | 447.4603 | 519.4309 | 592.4768 | 692.6766 | 759.8769 | 776.268 | 731.5394 | 628.8201 | 486.6075 | 333.9481 | 199.8371 | 93.3375 | 0 | 0 | 0 | 0 | 0 | 0 | 0 | 0 | 0 | 0 | 0 | 297.8071 | 663.4667 | 1110.927 | 1630.3579 | 2222.8347 | 2915.5113 | 3675.3882 | 4451.6562 | 5183.1956 | 5812.0156 | 6298.6232 | 6632.5713 | 6832.4084 | 6925.7459 | 6925.7459 | 6925.7459 | 6925.7459 | 6925.7459 | 6925.7459 | 6925.7459 | 6925.7459 | 6925.7459 | 6925.7459 | 6925.7459 | 6925.7459 | 0.3219 | 0.39151 | 0.47351 | 0.5426 | 0.61014 | 0.70212 | 0.75686 | 0.75845 | 0.69997 | 0.58839 | 0.44503 | 0.29838 | 0.17442 | 0.079634 | 0 | 0 | 0 | 0 | 0 | 0 | 0 | 0 | 0 | 0 | 0 | 0.3219 | 0.71037 | 1.1756 | 1.7031 | 2.2891 | 2.9552 | 3.6608 | 4.3495 | 4.9595 | 5.4383 | 5.7605 | 5.9262 | 5.9635 | 5.9089 | 5.7838 | 5.6804 | 5.5992 | 5.5284 | 5.4713 | 5.4172 | 5.3851 | 5.3538 | 5.3232 | 5.2933 | 5.2638 | 297.8071 | 365.6596 | 447.4603 | 519.4309 | 592.4768 | 692.6766 | 759.8769 | 776.268 | 731.5394 | 628.8201 | 486.6075 | 333.9481 | 199.8371 | 93.3375 | 0 | 0 | 0 | 0 | 0 | 0 | 0 | 0 | 0 | 0 | 0 | 297.8071 | 663.4667 | 1110.927 | 1630.3579 | 2222.8347 | 2915.5113 | 3675.3882 | 4451.6562 | 5183.1956 | 5812.0156 | 6298.6232 | 6632.5713 | 6832.4084 | 6925.7459 | 6925.7459 | 6925.7459 | 6925.7459 | 6925.7459 | 6925.7459 | 6925.7459 | 6925.7459 | 6925.7459 | 6925.7459 | 6925.7459 | 6925.7459 | 1467.2349 | 1471.6795 | 1476.0586 | 1480.3607 | 1484.5747 | 1488.6904 | 1492.6984 | 1496.5894 | 1500.355 | 1503.9872 | 1507.4786 | 1510.822 | 1514.0109 | 1517.0391 | 1519.9009 | 1522.5907 | 1525.1037 | 1527.4352 | 1529.5808 | 1531.5366 | 1533.3189 | 1534.9428 | 1536.4221 | 1537.7693 | 1538.9962 | 626.3862 | 628.2837 | 630.1532 | 631.9898 | 633.7888 | 635.5459 | 637.2569 | 638.9181 | 640.5257 | 642.0763 | 643.5669 | 644.9942 | 646.3556 | 647.6484 | 648.8701 | 650.0185 | 651.0913 | 652.0866 | 653.0026 | 653.8376 | 654.5985 | 655.2918 | 655.9233 | 656.4985 | 657.0222
OR_Commercial_OR - Health_Existing_Space Heating_Natural Gas_Gas Boiler - Burner Control Optimization_A | OR | Commercial | OR - Health | Existing | Space Heating | Natural Gas | Gas Boiler - Burner Control Optimization | A | OCM442 | Average performance | Optimized burner controls | 18 | 0.078002 | 0 | 0 | 1.03 | 0 | 0 | 0 | 0.28365 | 0.25 | kBtuh heat | 5% | 85% | Discretionary | Retro1Slow_OR | 84.23% | Boiler | 0% | 1568.159 |  | 669.4723 |  | 0 | GBLR_O2TRM-Heating-ILTRM-v4.0-1 | GBLR_O2TRM-Heating-MEMD-2018-1 | GBLR_O2TRM-Heating-ILTRM-v4.0-1 | Average performance | Average performance | Average performance | Average performance | Average performance | Average performance | Average performance | Average performance | Average performance | Average performance | Average performance | Average performance | Average performance | Average performance | Average performance | Average performance | Average performance | Average performance | Average performance | Average performance | Average performance | Average performance | Average performance | Average performance | Average performance | Average performance | Average performance | Optimized burner controls | Optimized burner controls | Optimized burner controls | Optimized burner controls | Optimized burner controls | Optimized burner controls | Optimized burner controls | Optimized burner controls | Optimized burner controls | Optimized burner controls | Optimized burner controls | Optimized burner controls | Optimized burner controls | Optimized burner controls | Optimized burner controls | Optimized burner controls | Optimized burner controls | Optimized burner controls | Optimized burner controls | Optimized burner controls | Optimized burner controls | Optimized burner controls | Optimized burner controls | Optimized burner controls | Optimized burner controls | Optimized burner controls | Optimized burner controls | 1.03 | 1.03 | 1.03 | 1.03 | 1.03 | 1.03 | 1.03 | 1.03 | 1.03 | 1.03 | 1.03 | 1.03 | 1.03 | 1.03 | 1.03 | 1.03 | 1.03 | 1.03 | 1.03 | 1.03 | 1.03 | 1.03 | 1.03 | 1.03 | 1.03 | 1.03 | 1.03 | 0 | 0 | 0.30956 | 0.30255 | 0.29526 | 0.28778 | 0.28006 | 0.27201 | 0.26364 | 0.255 | 0.24614 | 0.23719 | 0.22843 | 0.21995 | 0.21184 | 0.20415 | 0.19703 | 0.19087 | 0.18565 | 0.18088 | 0.17668 | 0.17261 | 0.16938 | 0.16618 | 0.16302 | 0.1599 | 0.15681 | 0.040356 | 0.021223 | 0.070069 | 0.11109 | 0.16409 | 0.22826 | 0.30095 | 0.37734 | 0.4505 | 0.51193 | 0.55313 | 0.56659 | 0.54796 | 0.4978 | 0.42242 | 0.3331 | 0.24217 | 0.17287 | 0.069099 | 0.059901 | 0 | 0 | 0 | 0 | 0 | 0.040356 | 0.060666 | 0.12927 | 0.23709 | 0.39481 | 0.61172 | 0.89386 | 1.2419 | 1.6493 | 2.1012 | 2.5767 | 3.0477 | 3.4832 | 3.8546 | 4.1427 | 4.3462 | 4.4695 | 4.5276 | 4.4914 | 4.448 | 4.3646 | 4.2822 | 4.2009 | 4.1205 | 4.0409 | 130.367 | 70.1494 | 237.3084 | 386.0147 | 585.9164 | 839.1575 | 1141.4846 | 1479.7763 | 1830.2283 | 2158.2739 | 2421.4431 | 2575.9595 | 2586.7138 | 2438.414 | 2143.9113 | 1745.1854 | 1304.4407 | 955.7161 | 391.1009 | 347.0249 | 0 | 0 | 0 | 0 | 0 | 130.367 | 200.5164 | 437.8248 | 823.8395 | 1409.7559 | 2248.9134 | 3390.398 | 4870.1743 | 6700.4026 | 8858.6765 | 11280.1196 | 13856.0791 | 16442.7929 | 18881.2069 | 21025.1182 | 22770.3036 | 24074.7443 | 25030.4604 | 25421.5613 | 25768.5863 | 25768.5863 | 25768.5863 | 25768.5863 | 25768.5863 | 25768.5863 | 0.034718 | 0.018489 | 0.061763 | 0.099076 | 0.1481 | 0.20854 | 0.27841 | 0.35362 | 0.42782 | 0.49282 | 0.53991 | 0.56085 | 0.55014 | 0.50697 | 0.43636 | 0.3489 | 0.2571 | 0.18601 | 0.075346 | 0.066203 | 0 | 0 | 0 | 0 | 0 | 0.034718 | 0.05285 | 0.11395 | 0.21145 | 0.35634 | 0.55888 | 0.82694 | 1.1638 | 1.5662 | 2.0228 | 2.5151 | 3.0168 | 3.4971 | 3.9256 | 4.2794 | 4.5523 | 4.745 | 4.8718 | 4.8975 | 4.916 | 4.8869 | 4.8585 | 4.8307 | 4.8035 | 4.7768 | 110.8119 | 59.627 | 201.7122 | 328.1125 | 498.0289 | 713.2838 | 970.2619 | 1257.8099 | 1555.694 | 1834.5328 | 2058.2266 | 2189.5656 | 2198.7067 | 2072.6519 | 1822.3246 | 1483.4076 | 1108.7746 | 812.3587 | 332.4358 | 294.9712 | 0 | 0 | 0 | 0 | 0 | 110.8119 | 170.4389 | 372.1511 | 700.2636 | 1198.2925 | 1911.5764 | 2881.8383 | 4139.6482 | 5695.3422 | 7529.875 | 9588.1016 | 11777.6672 | 13976.374 | 16049.0259 | 17871.3505 | 19354.7581 | 20463.5326 | 21275.8913 | 21608.3271 | 21903.2983 | 21903.2983 | 21903.2983 | 21903.2983 | 21903.2983 | 21903.2983 | 0 | 0.018499 | 0.061807 | 0.099165 | 0.14825 | 0.20878 | 0.27876 | 0.35408 | 0.42838 | 0.49347 | 0.54061 | 0.56138 | 0.55063 | 0.50738 | 0.43668 | 0.34912 | 0.25723 | 0.18609 | 0.10049 | 0.066217 | 0 | 0 | 0 | 0 | 0 | 0 | 0.018499 | 0.080077 | 0.17815 | 0.32372 | 0.5271 | 0.79613 | 1.1341 | 1.5378 | 1.9957 | 2.4893 | 2.9913 | 3.4724 | 3.9016 | 4.2559 | 4.5291 | 4.7218 | 4.8484 | 4.899 | 4.917 | 4.888 | 4.8597 | 4.832 | 4.8049 | 4.7782 | 0 | 59.627 | 201.7122 | 328.1125 | 498.0289 | 713.2838 | 970.2619 | 1257.8099 | 1555.694 | 1834.5328 | 2058.2266 | 2189.5656 | 2198.7067 | 2072.6519 | 1822.3246 | 1483.4076 | 1108.7746 | 812.3587 | 443.2477 | 294.9712 | 0 | 0 | 0 | 0 | 0 | 0 | 59.627 | 261.3392 | 589.4516 | 1087.4806 | 1800.7644 | 2771.0263 | 4028.8362 | 5584.5303 | 7419.0631 | 9477.2897 | 11666.8553 | 13865.562 | 15938.214 | 17760.5385 | 19243.9461 | 20352.7207 | 21165.0794 | 21608.3271 | 21903.2983 | 21903.2983 | 21903.2983 | 21903.2983 | 21903.2983 | 21903.2983 | 0.034715 | 0.018485 | 0.06174 | 0.099024 | 0.148 | 0.20837 | 0.27814 | 0.35322 | 0.42727 | 0.49212 | 0.53906 | 0.55989 | 0.54911 | 0.50594 | 0.43542 | 0.3481 | 0.25646 | 0.18553 | 0.075138 | 0.06601 | 0 | 0 | 0 | 0 | 0 | 0.034715 | 0.052838 | 0.11391 | 0.21134 | 0.3561 | 0.55842 | 0.82613 | 1.1625 | 1.5642 | 2.0199 | 2.5112 | 3.0116 | 3.4905 | 3.9176 | 4.2701 | 4.5418 | 4.7333 | 4.859 | 4.8839 | 4.9016 | 4.8726 | 4.8443 | 4.8166 | 4.7895 | 4.7628 | 110.8119 | 59.627 | 201.7122 | 328.1125 | 498.0289 | 713.2838 | 970.2619 | 1257.8099 | 1555.694 | 1834.5328 | 2058.2266 | 2189.5656 | 2198.7067 | 2072.6519 | 1822.3246 | 1483.4076 | 1108.7746 | 812.3587 | 332.4358 | 294.9712 | 0 | 0 | 0 | 0 | 0 | 110.8119 | 170.4389 | 372.1511 | 700.2636 | 1198.2925 | 1911.5764 | 2881.8383 | 4139.6482 | 5695.3422 | 7529.875 | 9588.1016 | 11777.6672 | 13976.374 | 16049.0259 | 17871.3505 | 19354.7581 | 20463.5326 | 21275.8913 | 21608.3271 | 21903.2983 | 21903.2983 | 21903.2983 | 21903.2983 | 21903.2983 | 21903.2983 | 1530.7175 | 1535.3544 | 1539.923 | 1544.4111 | 1548.8075 | 1553.1013 | 1557.2827 | 1561.342 | 1565.2706 | 1569.06 | 1572.7024 | 1576.1905 | 1579.5174 | 1582.6766 | 1585.6621 | 1588.4684 | 1591.0901 | 1593.5224 | 1595.7609 | 1597.8013 | 1599.6607 | 1601.3549 | 1602.8981 | 1604.3037 | 1605.5836 | 653.4879 | 655.4675 | 657.4179 | 659.334 | 661.2108 | 663.0439 | 664.829 | 666.562 | 668.2392 | 669.8569 | 671.4119 | 672.9011 | 674.3214 | 675.6701 | 676.9447 | 678.1427 | 679.262 | 680.3004 | 681.256 | 682.1271 | 682.9209 | 683.6442 | 684.303 | 684.9031 | 685.4495
OR_Commercial_OR - Health_Existing_Space Heating_Natural Gas_Gas Boiler - Stack Economizer_A | OR | Commercial | OR - Health | Existing | Space Heating | Natural Gas | Gas Boiler - Stack Economizer | A | OCM443 | None | Economizer installed | 15 | 0.25821 | 0 | 0 | 11.38 | 0 | 0 | 0 | 0.28365 | 0.25 | kBtuh Heat | 15% | 55% | Discretionary | Retro5Med_OR | 81.34% | Boiler | 0% | 5785.1552 |  | 2469.7758 |  | 0 | IL TRM - CI-HVC-BECO-V01-150601 | IL TRM - CI-HVC-BECO-V01-150601 | IL TRM - CI-HVC-BECO-V01-150601 | None | None | None | None | None | None | None | None | None | None | None | None | None | None | None | None | None | None | None | None | None | None | None | None | None | None | None | Economizer installed | Economizer installed | Economizer installed | Economizer installed | Economizer installed | Economizer installed | Economizer installed | Economizer installed | Economizer installed | Economizer installed | Economizer installed | Economizer installed | Economizer installed | Economizer installed | Economizer installed | Economizer installed | Economizer installed | Economizer installed | Economizer installed | Economizer installed | Economizer installed | Economizer installed | Economizer installed | Economizer installed | Economizer installed | Economizer installed | Economizer installed | 11.38 | 11.38 | 11.38 | 11.38 | 11.38 | 11.38 | 11.38 | 11.38 | 11.38 | 11.38 | 11.38 | 11.38 | 11.38 | 11.38 | 11.38 | 11.38 | 11.38 | 11.38 | 11.38 | 11.38 | 11.38 | 11.38 | 11.38 | 11.38 | 11.38 | 11.38 | 11.38 | 0 | 0 | 1.0221 | 0.99525 | 0.96688 | 0.93755 | 0.90678 | 0.87481 | 0.8412 | 0.80627 | 0.77046 | 0.73444 | 0.69915 | 0.66512 | 0.63291 | 0.60304 | 0.5761 | 0.55332 | 0.53458 | 0.51806 | 0.50415 | 0.49092 | 0.48171 | 0.47263 | 0.46364 | 0.45477 | 0.44598 | 0.57294 | 0.68503 | 0.81438 | 0.91669 | 1.0113 | 1.1406 | 1.2032 | 1.1781 | 1.0609 | 0.86933 | 0.64039 | 0.4181 | 0.23808 | 0.10595 | 0 | 0 | 0 | 0 | 0 | 0 | 0 | 0 | 0 | 0 | 0 | 0.57294 | 1.2429 | 2.0219 | 2.8772 | 3.7941 | 4.801 | 5.8198 | 6.7562 | 7.5171 | 8.035 | 8.2892 | 8.3039 | 8.1399 | 7.8616 | 7.5104 | 7.2134 | 6.9691 | 6.7537 | 6.5724 | 6.4 | 6.28 | 6.1615 | 6.0443 | 5.9287 | 5.8141 | 560.578 | 688.3004 | 842.2783 | 977.7524 | 1115.2504 | 1303.8618 | 1430.3566 | 1461.2103 | 1377.0153 | 1183.6613 | 915.9671 | 628.6082 | 376.1639 | 175.6941 | 0 | 0 | 0 | 0 | 0 | 0 | 0 | 0 | 0 | 0 | 0 | 560.578 | 1248.8784 | 2091.1567 | 3068.9091 | 4184.1594 | 5488.0212 | 6918.3778 | 8379.5881 | 9756.6034 | 10940.2647 | 11856.2318 | 12484.84 | 12861.004 | 13036.6981 | 13036.6981 | 13036.6981 | 13036.6981 | 13036.6981 | 13036.6981 | 13036.6981 | 13036.6981 | 13036.6981 | 13036.6981 | 13036.6981 | 13036.6981 | 0.49308 | 0.59734 | 0.71902 | 0.81953 | 0.91579 | 1.0466 | 1.1193 | 1.1117 | 1.0161 | 0.84536 | 0.63254 | 0.41957 | 0.24277 | 0.10978 | 0 | 0 | 0 | 0 | 0 | 0 | 0 | 0 | 0 | 0 | 0 | 0.49308 | 1.0838 | 1.7851 | 2.5723 | 3.4358 | 4.4054 | 5.414 | 6.3754 | 7.1991 | 7.8135 | 8.1875 | 8.3332 | 8.3004 | 8.146 | 7.9061 | 7.7099 | 7.5577 | 7.4295 | 7.3309 | 7.2393 | 7.1964 | 7.1545 | 7.1136 | 7.0735 | 7.0341 | 476.4913 | 585.0553 | 715.9365 | 831.0895 | 947.9628 | 1108.2825 | 1215.8031 | 1242.0287 | 1170.463 | 1006.1121 | 778.572 | 534.317 | 319.7394 | 149.34 | 0 | 0 | 0 | 0 | 0 | 0 | 0 | 0 | 0 | 0 | 0 | 476.4913 | 1061.5467 | 1777.4832 | 2608.5727 | 3556.5355 | 4664.818 | 5880.6211 | 7122.6499 | 8293.1129 | 9299.225 | 10077.7971 | 10612.114 | 10931.8534 | 11081.1934 | 11081.1934 | 11081.1934 | 11081.1934 | 11081.1934 | 11081.1934 | 11081.1934 | 11081.1934 | 11081.1934 | 11081.1934 | 11081.1934 | 11081.1934 | 0 | 0 | 0 | 0 | 0 | 0 | 0 | 0 | 0 | 0 | 0 | 0 | 0 | 0 | 0 | 0 | 0 | 0 | 0 | 0 | 0 | 0 | 0 | 0 | 0 | 0 | 0 | 0 | 0 | 0 | 0 | 0 | 0 | 0 | 0 | 0 | 0 | 0 | 0 | 0 | 0 | 0 | 0 | 0 | 0 | 0 | 0 | 0 | 0 | 0 | 0 | 0 | 0 | 0 | 0 | 0 | 0 | 0 | 0 | 0 | 0 | 0 | 0 | 0 | 0 | 0 | 0 | 0 | 0 | 0 | 0 | 0 | 0 | 0 | 0 | 0 | 0 | 0 | 0 | 0 | 0 | 0 | 0 | 0 | 0 | 0 | 0 | 0 | 0 | 0 | 0 | 0 | 0 | 0 | 0 | 0 | 0 | 0 | 0 | 0 | 0 | 0 | 0 | 0 | 0 | 0 | 0 | 0 | 0 | 0 | 0 | 0 | 0 | 0 | 0 | 0 | 0 | 0 | 0 | 0 | 0 | 0 | 0 | 0 | 0 | 0 | 0 | 0 | 0 | 0 | 0 | 0 | 0 | 0 | 0 | 0 | 0 | 0 | 0 | 0 | 0 | 0 | 0 | 0 | 0 | 0 | 0 | 0 | 0 | 0 | 0 | 0 | 0 | 0 | 0 | 0 | 0 | 0 | 0 | 0 | 0 | 0 | 0 | 0 | 0 | 0 | 0 | 0 | 0 | 0 | 0 | 0 | 0 | 0 | 0 | 0 | 0 | 0 | 0 | 0 | 0 | 0 | 0 | 0 | 0 | 0 | 0 | 0 | 0 | 0 | 0 | 0 | 0 | 0 | 0 | 0 | 0 | 0 | 0 | 0 | 5647.0282 | 5664.1345 | 5680.9887 | 5697.5461 | 5713.7648 | 5729.6054 | 5745.0309 | 5760.0065 | 5774.4995 | 5788.479 | 5801.9164 | 5814.7844 | 5827.0578 | 5838.7126 | 5849.7267 | 5860.0794 | 5869.7512 | 5878.7244 | 5886.9823 | 5894.5096 | 5901.3694 | 5907.6194 | 5913.3127 | 5918.498 | 5923.2198 | 2410.8072 | 2418.1101 | 2425.3054 | 2432.3741 | 2439.2981 | 2446.0607 | 2452.6461 | 2459.0394 | 2465.2267 | 2471.1948 | 2476.9314 | 2482.425 | 2487.6647 | 2492.6403 | 2497.3424 | 2501.7621 | 2505.8912 | 2509.722 | 2513.2474 | 2516.461 | 2519.3895 | 2522.0577 | 2524.4883 | 2526.702 | 2528.7178
OR_Commercial_OR - Health_Existing_Space Heating_Natural Gas_Gas Boiler - Thermostatic Radiator Valves_A | OR | Commercial | OR - Health | Existing | Space Heating | Natural Gas | Gas Boiler - Thermostatic Radiator Valves | A | OCM444 | TBD | TBD | 15 | 15.75 | 0 | 0 | 58.69 | 0 | 0 | 0 | 0.28365 | 0.25 | radiator | 25% | 50% | Discretionary | RetroEven20_OR | 82.88% | Boiler | 0% | 489.1402 |  | 208.8218 |  | 0 | IL TRM - 5.3.19 - RS-HVC-TRVS-V01-210101 | AEG Cost Characterization, 2021 | IL TRM - 5.3.19 - RS-HVC-TRVS-V01-210101 | TBD | TBD | TBD | TBD | TBD | TBD | TBD | TBD | TBD | TBD | TBD | TBD | TBD | TBD | TBD | TBD | TBD | TBD | TBD | TBD | TBD | TBD | TBD | TBD | TBD | TBD | TBD | TBD | TBD | TBD | TBD | TBD | TBD | TBD | TBD | TBD | TBD | TBD | TBD | TBD | TBD | TBD | TBD | TBD | TBD | TBD | TBD | TBD | TBD | TBD | TBD | TBD | TBD | TBD | 58.69 | 58.69 | 58.69 | 58.69 | 58.69 | 58.69 | 58.69 | 58.69 | 58.69 | 58.69 | 58.69 | 58.69 | 58.69 | 58.69 | 58.69 | 58.69 | 58.69 | 58.69 | 58.69 | 58.69 | 58.69 | 58.69 | 58.69 | 58.69 | 58.69 | 58.69 | 58.69 | 0 | 0 | 62.7086 | 61.6295 | 60.513 | 59.3679 | 58.1856 | 56.9576 | 55.6776 | 54.3426 | 52.9554 | 51.5255 | 50.0705 | 48.6148 | 47.1872 | 45.8165 | 44.5264 | 43.3643 | 42.3317 | 41.3726 | 40.5083 | 39.6656 | 38.9219 | 38.188 | 37.4625 | 36.7461 | 36.036 | 1.0907 | 2.2003 | 2.1604 | 2.1196 | 2.0773 | 2.0335 | 1.9878 | 1.9401 | 1.8906 | 1.8396 | 1.7876 | 1.7356 | 1.6847 | 1.6357 | 1.5897 | 0.79395 | 3.0078e-16 | 2.9397e-15 | 2.8783e-16 | 0 | 0 | 0 | 0 | 0 | 0 | 1.0907 | 3.2722 | 5.3734 | 7.3913 | 9.3214 | 11.1582 | 12.8953 | 14.5262 | 16.046 | 17.4523 | 18.7471 | 19.9377 | 21.0369 | 22.0616 | 23.0301 | 23.223 | 22.67 | 22.1564 | 21.6935 | 21.2422 | 20.8439 | 20.4509 | 20.0624 | 19.6787 | 19.2984 | 17.3933 | 35.7021 | 35.7021 | 35.7021 | 35.7021 | 35.7021 | 35.7021 | 35.7021 | 35.7021 | 35.7021 | 35.7021 | 35.7021 | 35.7021 | 35.7021 | 35.7021 | 18.3088 | 7.1054e-15 | 7.1054e-14 | 7.1054e-15 | 0 | 0 | 0 | 0 | 0 | 0 | 17.3933 | 53.0954 | 88.7976 | 124.4997 | 160.2018 | 195.9039 | 231.606 | 267.3081 | 303.0102 | 338.7123 | 374.4144 | 410.1165 | 445.8186 | 481.5208 | 517.2229 | 535.5316 | 535.5316 | 535.5316 | 535.5316 | 535.5316 | 535.5316 | 535.5316 | 535.5316 | 535.5316 | 535.5316 | 0.93786 | 1.9143 | 1.9001 | 1.8843 | 1.8669 | 1.8477 | 1.8266 | 1.8035 | 1.7783 | 1.7515 | 1.7234 | 1.6948 | 1.6665 | 1.6394 | 1.6144 | 0.81687 | 0 | 2.9213e-15 | 1.8109e-16 | 0 | 0 | 0 | 0 | 0 | 0 | 0.93786 | 2.8469 | 4.7259 | 6.5708 | 8.3771 | 10.1388 | 11.8495 | 13.5028 | 15.093 | 16.6166 | 18.0735 | 19.4681 | 20.8096 | 22.1111 | 23.3877 | 23.8936 | 23.628 | 23.3939 | 23.203 | 23.0207 | 22.8845 | 22.7517 | 22.6217 | 22.4944 | 22.3693 | 14.7843 | 30.3468 | 30.3468 | 30.3468 | 30.3468 | 30.3468 | 30.3468 | 30.3468 | 30.3468 | 30.3468 | 30.3468 | 30.3468 | 30.3468 | 30.3468 | 30.3468 | 15.5625 | 0 | 5.6843e-14 | 3.5527e-15 | 0 | 0 | 0 | 0 | 0 | 0 | 14.7843 | 45.1311 | 75.4779 | 105.8247 | 136.1715 | 166.5183 | 196.8651 | 227.2119 | 257.5587 | 287.9055 | 318.2523 | 348.5991 | 378.9458 | 409.2926 | 439.6394 | 455.2019 | 455.2019 | 455.2019 | 455.2019 | 455.2019 | 455.2019 | 455.2019 | 455.2019 | 455.2019 | 455.2019 | 0.93802 | 1.9147 | 1.9009 | 1.8854 | 1.8683 | 1.8493 | 1.8283 | 1.8052 | 1.7801 | 1.7532 | 1.7251 | 1.6964 | 1.6679 | 1.6407 | 1.6155 | 0.81738 | 0 | 2.9225e-15 | 1.8115e-16 | 0 | 0 | 0 | 0 | 0 | 0 | 0.93802 | 2.8475 | 4.7278 | 6.5746 | 8.3832 | 10.1473 | 11.8605 | 13.516 | 15.1082 | 16.6334 | 18.0914 | 19.4865 | 20.828 | 22.129 | 23.4046 | 23.9085 | 23.6403 | 23.4037 | 23.2102 | 23.0255 | 22.8898 | 22.7573 | 22.6278 | 22.5008 | 22.3761 | 14.7843 | 30.3468 | 30.3468 | 30.3468 | 30.3468 | 30.3468 | 30.3468 | 30.3468 | 30.3468 | 30.3468 | 30.3468 | 30.3468 | 30.3468 | 30.3468 | 30.3468 | 15.5625 | 0 | 5.6843e-14 | 3.5527e-15 | 0 | 0 | 0 | 0 | 0 | 0 | 14.7843 | 45.1311 | 75.4779 | 105.8247 | 136.1715 | 166.5183 | 196.8651 | 227.2119 | 257.5587 | 287.9055 | 318.2523 | 348.5991 | 378.9458 | 409.2926 | 439.6394 | 455.2019 | 455.2019 | 455.2019 | 455.2019 | 455.2019 | 455.2019 | 455.2019 | 455.2019 | 455.2019 | 455.2019 | 0.93779 | 1.9139 | 1.8994 | 1.8833 | 1.8656 | 1.8462 | 1.8248 | 1.8014 | 1.7761 | 1.749 | 1.7207 | 1.6918 | 1.6634 | 1.6361 | 1.6109 | 0.81498 | 0 | 2.9137e-15 | 1.8059e-16 | 0 | 0 | 0 | 0 | 0 | 0 | 0.93779 | 2.8463 | 4.7241 | 6.5674 | 8.3714 | 10.1304 | 11.838 | 13.4876 | 15.0738 | 16.593 | 18.0451 | 19.4345 | 20.7706 | 22.0664 | 23.3369 | 23.8381 | 23.5696 | 23.3326 | 23.1387 | 22.9535 | 22.8177 | 22.6853 | 22.5557 | 22.4287 | 22.304 | 14.7843 | 30.3468 | 30.3468 | 30.3468 | 30.3468 | 30.3468 | 30.3468 | 30.3468 | 30.3468 | 30.3468 | 30.3468 | 30.3468 | 30.3468 | 30.3468 | 30.3468 | 15.5625 | 0 | 5.6843e-14 | 3.5527e-15 | 0 | 0 | 0 | 0 | 0 | 0 | 14.7843 | 45.1311 | 75.4779 | 105.8247 | 136.1715 | 166.5183 | 196.8651 | 227.2119 | 257.5587 | 287.9055 | 318.2523 | 348.5991 | 378.9458 | 409.2926 | 439.6394 | 455.2019 | 455.2019 | 455.2019 | 455.2019 | 455.2019 | 455.2019 | 455.2019 | 455.2019 | 455.2019 | 455.2019 | 477.4614 | 478.9078 | 480.3328 | 481.7327 | 483.104 | 484.4434 | 485.7476 | 487.0138 | 488.2392 | 489.4212 | 490.5573 | 491.6453 | 492.6831 | 493.6685 | 494.5997 | 495.4751 | 496.2928 | 497.0515 | 497.7497 | 498.3862 | 498.9662 | 499.4946 | 499.976 | 500.4144 | 500.8136 | 203.836 | 204.4534 | 205.0618 | 205.6595 | 206.2449 | 206.8167 | 207.3735 | 207.914 | 208.4372 | 208.9418 | 209.4268 | 209.8913 | 210.3343 | 210.755 | 211.1526 | 211.5263 | 211.8754 | 212.1993 | 212.4974 | 212.7691 | 213.0167 | 213.2423 | 213.4478 | 213.635 | 213.8054
OR_Commercial_OR - Health_Existing_Space Heating_Natural Gas_HVAC - Shut Off Damper_A | OR | Commercial | OR - Health | Existing | Space Heating | Natural Gas | HVAC - Shut Off Damper | A | OCM445 | No damper | Damper installed | 15 | 32.6128 | 0 | 0 | 1823.43 | 0 | 124.08 | 0 | 0.28365 | 0.25 | BoilerCtrl | 0% | 75% | Discretionary | Retro5Med_OR | 81.34% | Central Systems | 0% | 11003.3496 |  | 3134.4549 |  | 0 | HVAC_DMPROFF-Heating-ILTRM-v4.0-1 | HVAC_DMPROFF-Heating-ILTRM-v4.0-1 | HVAC_DMPROFF-Heating-ILTRM-v4.0-1 | No damper | No damper | No damper | No damper | No damper | No damper | No damper | No damper | No damper | No damper | No damper | No damper | No damper | No damper | No damper | No damper | No damper | No damper | No damper | No damper | No damper | No damper | No damper | No damper | No damper | No damper | No damper | Damper installed | Damper installed | Damper installed | Damper installed | Damper installed | Damper installed | Damper installed | Damper installed | Damper installed | Damper installed | Damper installed | Damper installed | Damper installed | Damper installed | Damper installed | Damper installed | Damper installed | Damper installed | Damper installed | Damper installed | Damper installed | Damper installed | Damper installed | Damper installed | Damper installed | Damper installed | Damper installed | 1823.43 | 1823.43 | 1823.43 | 1823.43 | 1823.43 | 1823.43 | 1823.43 | 1823.43 | 1823.43 | 1823.43 | 1823.43 | 1823.43 | 1823.43 | 1823.43 | 1823.43 | 1823.43 | 1823.43 | 1823.43 | 1823.43 | 1823.43 | 1823.43 | 1823.43 | 1823.43 | 1823.43 | 1823.43 | 1823.43 | 1823.43 | 0 | 0 | 129.1606 | 125.8276 | 122.3028 | 118.6594 | 114.8383 | 110.8685 | 106.6923 | 102.3409 | 97.865 | 93.3439 | 88.8939 | 84.5867 | 80.4959 | 76.6916 | 73.2527 | 70.3428 | 67.9474 | 65.8351 | 64.0563 | 62.3657 | 61.1861 | 60.023 | 58.8742 | 57.7404 | 56.6175 | 0.37919 | 0.45357 | 0.53949 | 0.6076 | 0.67073 | 0.75706 | 0.79922 | 0.78316 | 0.70576 | 0.57863 | 0.42642 | 0.27846 | 0.15858 | 0.070566 | 0 | 0 | 0 | 0 | 0 | 0 | 0 | 0 | 0 | 0 | 0 | 0.37919 | 0.82297 | 1.3394 | 1.9071 | 2.5164 | 3.1865 | 3.8657 | 4.4912 | 5.0005 | 5.3481 | 5.5196 | 5.5306 | 5.4217 | 5.236 | 5.0013 | 4.8026 | 4.639 | 4.4948 | 4.3734 | 4.258 | 4.1774 | 4.098 | 4.0196 | 3.9422 | 3.8655 | 2.9358 | 3.6047 | 4.4111 | 5.1206 | 5.8406 | 6.8284 | 7.4909 | 7.6525 | 7.2115 | 6.1989 | 4.797 | 3.2921 | 1.97 | 0.92012 | 0 | 0 | 0 | 0 | 0 | 0 | 0 | 0 | 0 | 0 | 0 | 2.9358 | 6.5405 | 10.9515 | 16.0721 | 21.9127 | 28.7411 | 36.232 | 43.8845 | 51.096 | 57.2949 | 62.0919 | 65.384 | 67.354 | 68.2741 | 68.2741 | 68.2741 | 68.2741 | 68.2741 | 68.2741 | 68.2741 | 68.2741 | 68.2741 | 68.2741 | 68.2741 | 68.2741 | 0.32632 | 0.39547 | 0.47623 | 0.54306 | 0.60717 | 0.69434 | 0.74304 | 0.73847 | 0.67532 | 0.56214 | 0.42075 | 0.27914 | 0.16152 | 0.073035 | 0 | 0 | 0 | 0 | 0 | 0 | 0 | 0 | 0 | 0 | 0 | 0.32632 | 0.71755 | 1.1823 | 1.7045 | 2.2779 | 2.9225 | 3.594 | 4.2349 | 4.7849 | 5.1957 | 5.4462 | 5.5441 | 5.5224 | 5.4193 | 5.2588 | 5.1273 | 5.0251 | 4.9389 | 4.8725 | 4.8108 | 4.7816 | 4.7531 | 4.7253 | 4.698 | 4.6713 | 2.4954 | 3.064 | 3.7494 | 4.3525 | 4.9645 | 5.8042 | 6.3672 | 6.5046 | 6.1298 | 5.2691 | 4.0774 | 2.7983 | 1.6745 | 0.7821 | 0 | 0 | 0 | 0 | 0 | 0 | 0 | 0 | 0 | 0 | 0 | 2.4954 | 5.5594 | 9.3088 | 13.6613 | 18.6258 | 24.43 | 30.7972 | 37.3018 | 43.4316 | 48.7007 | 52.7781 | 55.5764 | 57.2509 | 58.033 | 58.033 | 58.033 | 58.033 | 58.033 | 58.033 | 58.033 | 58.033 | 58.033 | 58.033 | 58.033 | 58.033 | 0 | 0 | 0 | 0 | 0 | 0 | 0 | 0 | 0 | 0 | 0 | 0 | 0 | 0 | 0 | 0 | 0 | 0 | 0 | 0 | 0 | 0 | 0 | 0 | 0 | 0 | 0 | 0 | 0 | 0 | 0 | 0 | 0 | 0 | 0 | 0 | 0 | 0 | 0 | 0 | 0 | 0 | 0 | 0 | 0 | 0 | 0 | 0 | 0 | 0 | 0 | 0 | 0 | 0 | 0 | 0 | 0 | 0 | 0 | 0 | 0 | 0 | 0 | 0 | 0 | 0 | 0 | 0 | 0 | 0 | 0 | 0 | 0 | 0 | 0 | 0 | 0 | 0 | 0 | 0 | 0 | 0 | 0 | 0 | 0 | 0 | 0 | 0 | 0 | 0 | 0 | 0 | 0 | 0 | 0 | 0 | 0 | 0 | 0 | 0 | 0 | 0 | 0 | 0 | 0 | 0 | 0 | 0 | 0 | 0 | 0 | 0 | 0 | 0 | 0 | 0 | 0 | 0 | 0 | 0 | 0 | 0 | 0 | 0 | 0 | 0 | 0 | 0 | 0 | 0 | 0 | 0 | 0 | 0 | 0 | 0 | 0 | 0 | 0 | 0 | 0 | 0 | 0 | 0 | 0 | 0 | 0 | 0 | 0 | 0 | 0 | 0 | 0 | 0 | 0 | 0 | 0 | 0 | 0 | 0 | 0 | 0 | 0 | 0 | 0 | 0 | 0 | 0 | 0 | 0 | 0 | 0 | 0 | 0 | 0 | 0 | 0 | 0 | 0 | 0 | 0 | 0 | 0 | 0 | 0 | 0 | 0 | 0 | 0 | 0 | 0 | 0 | 0 | 0 | 0 | 0 | 0 | 0 | 0 | 0 | 10733.87 | 10766.0278 | 10797.8812 | 10829.3563 | 10860.3828 | 10890.894 | 10920.8265 | 10950.1198 | 10978.6975 | 11006.4879 | 11033.4235 | 11059.4407 | 11084.4796 | 11108.484 | 11131.4012 | 11153.1817 | 11173.7791 | 11192.9448 | 11210.6675 | 11226.8668 | 11241.67 | 11255.1947 | 11267.5489 | 11278.8321 | 11289.1354 | 3057.6899 | 3066.8505 | 3075.9244 | 3084.8905 | 3093.7288 | 3102.4204 | 3110.9471 | 3119.2916 | 3127.4324 | 3135.3489 | 3143.0219 | 3150.4332 | 3157.5659 | 3164.4039 | 3170.9321 | 3177.1366 | 3183.0041 | 3188.4637 | 3193.5122 | 3198.1268 | 3202.3437 | 3206.1964 | 3209.7157 | 3212.9298 | 3215.8649
OR_Commercial_OR - Health_Existing_Space Heating_Natural Gas_Gas Furnace - Tube Inserts_A | OR | Commercial | OR - Health | Existing | Space Heating | Natural Gas | Gas Furnace - Tube Inserts | A | OCM446 | None | Tube inserts installed | 5 | 0 | 0 | 0 | 1 | 0 | 0 | 0 | 0.28365 | 0.25 | sqft | 73% | 100% | Discretionary | Retro1Slow_OR | 84.23% | Furnace | 0% | 0 |  | 0 |  | 0 | n/a | n/a | n/a | None | None | None | None | None | None | None | None | None | None | None | None | None | None | None | None | None | None | None | None | None | None | None | None | None | None | None | Tube inserts installed | Tube inserts installed | Tube inserts installed | Tube inserts installed | Tube inserts installed | Tube inserts installed | Tube inserts installed | Tube inserts installed | Tube inserts installed | Tube inserts installed | Tube inserts installed | Tube inserts installed | Tube inserts installed | Tube inserts installed | Tube inserts installed | Tube inserts installed | Tube inserts installed | Tube inserts installed | Tube inserts installed | Tube inserts installed | Tube inserts installed | Tube inserts installed | Tube inserts installed | Tube inserts installed | Tube inserts installed | Tube inserts installed | Tube inserts installed | 1 | 1 | 1 | 1 | 1 | 1 | 1 | 1 | 1 | 1 | 1 | 1 | 1 | 1 | 1 | 1 | 1 | 1 | 1 | 1 | 1 | 1 | 1 | 1 | 1 | 1 | 1 | 0 | 0 | 0 | 0 | 0 | 0 | 0 | 0 | 0 | 0 | 0 | 0 | 0 | 0 | 0 | 0 | 0 | 0 | 0 | 0 | 0 | 0 | 0 | 0 | 0 | 0 | 0 | 0 | 0 | 0 | 0 | 0 | 0 | 0 | 0 | 0 | 0 | 0 | 0 | 0 | 0 | 0 | 0 | 0 | 0 | 0 | 0 | 0 | 0 | 0 | 0 | 0 | 0 | 0 | 0 | 0 | 0 | 0 | 0 | 0 | 0 | 0 | 0 | 0 | 0 | 0 | 0 | 0 | 0 | 0 | 0 | 0 | 0 | 0 | 0 | 0 | 0 | 87.567 | 47.1191 | 159.3991 | 259.2845 | 393.5576 | 476.0916 | 719.6114 | 834.5605 | 970.0723 | 1056.146 | 1062.8147 | 963.5308 | 743.5253 | 408.5158 | 0 | 0 | 0 | 0 | 0 | 0 | 0 | 0 | 0 | 0 | 0 | 87.567 | 134.686 | 294.0851 | 553.3696 | 946.9272 | 1423.0188 | 2142.6302 | 2977.1907 | 3947.263 | 5003.409 | 6066.2236 | 7029.7545 | 7773.2798 | 8181.7956 | 8181.7956 | 8181.7956 | 8181.7956 | 8181.7956 | 8181.7956 | 8181.7956 | 8181.7956 | 8181.7956 | 8181.7956 | 8181.7956 | 8181.7956 | 0 | 0 | 0 | 0 | 0 | 0 | 0 | 0 | 0 | 0 | 0 | 0 | 0 | 0 | 0 | 0 | 0 | 0 | 0 | 0 | 0 | 0 | 0 | 0 | 0 | 0 | 0 | 0 | 0 | 0 | 0 | 0 | 0 | 0 | 0 | 0 | 0 | 0 | 0 | 0 | 0 | 0 | 0 | 0 | 0 | 0 | 0 | 0 | 0 | 0 | 74.4319 | 40.0512 | 135.4892 | 220.3918 | 334.524 | 404.6779 | 611.6697 | 709.3764 | 824.5614 | 897.7241 | 903.3925 | 819.0012 | 631.9965 | 347.2385 | 0 | 0 | 0 | 0 | 0 | 0 | 0 | 0 | 0 | 0 | 0 | 74.4319 | 114.4831 | 249.9723 | 470.3641 | 804.8881 | 1209.566 | 1821.2357 | 2530.6121 | 3355.1735 | 4252.8976 | 5156.2901 | 5975.2913 | 6607.2878 | 6954.5263 | 6954.5263 | 6954.5263 | 6954.5263 | 6954.5263 | 6954.5263 | 6954.5263 | 6954.5263 | 6954.5263 | 6954.5263 | 6954.5263 | 6954.5263 | 0 | 0 | 0 | 0 | 0 | 0 | 0 | 0 | 0 | 0 | 0 | 0 | 0 | 0 | 0 | 0 | 0 | 0 | 0 | 0 | 0 | 0 | 0 | 0 | 0 | 0 | 0 | 0 | 0 | 0 | 0 | 0 | 0 | 0 | 0 | 0 | 0 | 0 | 0 | 0 | 0 | 0 | 0 | 0 | 0 | 0 | 0 | 0 | 0 | 0 | 0 | 0 | 0 | 0 | 0 | 0 | 0 | 0 | 0 | 0 | 0 | 0 | 0 | 0 | 0 | 0 | 0 | 0 | 0 | 0 | 0 | 0 | 0 | 0 | 0 | 0 | 0 | 0 | 0 | 0 | 0 | 0 | 0 | 0 | 0 | 0 | 0 | 0 | 0 | 0 | 0 | 0 | 0 | 0 | 0 | 0 | 0 | 0 | 0 | 0 | 0 | 0 | 0 | 0 | 0 | 0 | 0 | 0 | 0 | 0 | 0 | 0 | 0 | 0 | 0 | 0 | 0 | 0 | 0 | 0 | 0 | 0 | 0 | 0 | 0 | 0 | 0 | 0 | 0 | 0 | 0 | 0 | 0 | 0 | 0 | 0 | 0 | 0 | 0 | 0 | 0 | 0 | 0 | 0 | 0 | 0 | 0 | 0 | 0 | 0 | 0 | 0 | 0 | 0 | 0 | 0 | 0 | 0 | 0 | 0 | 0 | 0 | 0 | 0 | 0 | 0 | 0 | 0 | 0 | 0 | 0 | 0 | 0 | 0 | 0 | 0 | 0 | 0 | 0 | 0 | 0 | 0 | 0 | 0 | 0 | 0 | 0 | 0 | 0 | 0 | 0 | 0 | 0 | 0 | 0 | 0 | 0 | 0 | 0 | 0 | 0 | 0 | 0 | 0 | 0 | 0 | 0 | 0 | 0 | 0 | 0 | 0 | 0 | 0 | 0 | 0 | 0 | 0 | 0 | 0 | 0 | 0 | 0 | 0 | 0 | 0 | 0 | 0 | 0 | 0 | 0 | 0 | 0 | 0 | 0 | 0 | 0 | 0 | 0 | 0 | 0 | 0 | 0 | 0 | 0 | 0 | 0 | 0 | 0 | 0
OR_Commercial_OR - Health_Existing_Space Heating_Natural Gas_Gas Boiler - Insulate Steam Lines/Condensate Tank_A | OR | Commercial | OR - Health | Existing | Space Heating | Natural Gas | Gas Boiler - Insulate Steam Lines/Condensate Tank | A | OCM447 | No insulation | Lines and condenstate tank insulated | 15 | 5.99 | 0 | 0 | 19.94 | 0 | 0 | 0 | 0.28365 | 0.25 | boiler pipe | 30% | 40% | Discretionary | RetroEven20_OR | 82.88% | Boiler | 0% | 436.9665 |  | 186.548 |  | 0 | GBLR_PINS-Heating-ILTRM-v4.0-1 | GBLR_PINS_STM-Heating-PGE-R7-1 | GBLR_PINS_STM-Heating-PGE-R7-1 | No insulation | No insulation | No insulation | No insulation | No insulation | No insulation | No insulation | No insulation | No insulation | No insulation | No insulation | No insulation | No insulation | No insulation | No insulation | No insulation | No insulation | No insulation | No insulation | No insulation | No insulation | No insulation | No insulation | No insulation | No insulation | No insulation | No insulation | Lines and condenstate tank insulated | Lines and condenstate tank insulated | Lines and condenstate tank insulated | Lines and condenstate tank insulated | Lines and condenstate tank insulated | Lines and condenstate tank insulated | Lines and condenstate tank insulated | Lines and condenstate tank insulated | Lines and condenstate tank insulated | Lines and condenstate tank insulated | Lines and condenstate tank insulated | Lines and condenstate tank insulated | Lines and condenstate tank insulated | Lines and condenstate tank insulated | Lines and condenstate tank insulated | Lines and condenstate tank insulated | Lines and condenstate tank insulated | Lines and condenstate tank insulated | Lines and condenstate tank insulated | Lines and condenstate tank insulated | Lines and condenstate tank insulated | Lines and condenstate tank insulated | Lines and condenstate tank insulated | Lines and condenstate tank insulated | Lines and condenstate tank insulated | Lines and condenstate tank insulated | Lines and condenstate tank insulated | 19.94 | 19.94 | 19.94 | 19.94 | 19.94 | 19.94 | 19.94 | 19.94 | 19.94 | 19.94 | 19.94 | 19.94 | 19.94 | 19.94 | 19.94 | 19.94 | 19.94 | 19.94 | 19.94 | 19.94 | 19.94 | 19.94 | 19.94 | 19.94 | 19.94 | 19.94 | 19.94 | 0 | 0 | 23.8625 | 23.4786 | 23.0797 | 22.6689 | 22.2429 | 21.7984 | 21.3331 | 20.8456 | 20.3368 | 19.8106 | 19.2734 | 18.7347 | 18.2057 | 17.6974 | 17.2191 | 16.7798 | 16.3803 | 16.0092 | 15.6748 | 15.3487 | 15.061 | 14.7771 | 14.4964 | 14.2192 | 13.9444 | 0.6536 | 1.32 | 1.2976 | 1.2745 | 1.2505 | 1.2256 | 1.1994 | 1.172 | 1.1434 | 1.1138 | 1.0836 | 1.0533 | 1.0236 | 0.99498 | 0.96809 | 0.48379 | 0 | 1.7063e-15 | 1.1138e-16 | 0 | 0 | 0 | 0 | 0 | 0 | 0.6536 | 1.9631 | 3.2273 | 4.4444 | 5.6114 | 6.7248 | 7.7806 | 8.7748 | 9.704 | 10.5667 | 11.3638 | 12.0995 | 12.7814 | 13.4195 | 14.0249 | 14.1509 | 13.814 | 13.501 | 13.219 | 12.9441 | 12.7014 | 12.4619 | 12.2252 | 11.9914 | 11.7597 | 27.3902 | 56.222 | 56.222 | 56.222 | 56.222 | 56.222 | 56.222 | 56.222 | 56.222 | 56.222 | 56.222 | 56.222 | 56.222 | 56.222 | 56.222 | 28.8318 | 0 | 1.0658e-13 | 7.1054e-15 | 0 | 0 | 0 | 0 | 0 | 0 | 27.3902 | 83.6122 | 139.8342 | 196.0562 | 252.2782 | 308.5002 | 364.7221 | 420.9441 | 477.1661 | 533.3881 | 589.6101 | 645.8321 | 702.0541 | 758.2761 | 814.4981 | 843.3299 | 843.3299 | 843.3299 | 843.3299 | 843.3299 | 843.3299 | 843.3299 | 843.3299 | 843.3299 | 843.3299 | 0.56195 | 1.1481 | 1.1407 | 1.1323 | 1.123 | 1.1125 | 1.1009 | 1.088 | 1.0739 | 1.0587 | 1.0428 | 1.0264 | 1.0103 | 0.99488 | 0.98065 | 0.49646 | 1.4234e-16 | 1.8321e-15 | 2.7956e-16 | 0 | 0 | 0 | 0 | 0 | 0 | 0.56195 | 1.7075 | 2.8372 | 3.9487 | 5.039 | 6.1047 | 7.1417 | 8.1461 | 9.1144 | 10.0443 | 10.9356 | 11.791 | 12.6159 | 13.4181 | 14.2069 | 14.5215 | 14.3601 | 14.2179 | 14.1019 | 13.9912 | 13.9084 | 13.8277 | 13.7488 | 13.6714 | 13.5954 | 23.2817 | 47.7887 | 47.7887 | 47.7887 | 47.7887 | 47.7887 | 47.7887 | 47.7887 | 47.7887 | 47.7887 | 47.7887 | 47.7887 | 47.7887 | 47.7887 | 47.7887 | 24.507 | 7.1054e-15 | 9.2371e-14 | 1.4211e-14 | 0 | 0 | 0 | 0 | 0 | 0 | 23.2817 | 71.0704 | 118.8591 | 166.6477 | 214.4364 | 262.2251 | 310.0138 | 357.8025 | 405.5912 | 453.3799 | 501.1686 | 548.9573 | 596.746 | 644.5347 | 692.3234 | 716.8304 | 716.8304 | 716.8304 | 716.8304 | 716.8304 | 716.8304 | 716.8304 | 716.8304 | 716.8304 | 716.8304 | 0.56205 | 1.1484 | 1.1412 | 1.133 | 1.1238 | 1.1135 | 1.1019 | 1.0891 | 1.075 | 1.0598 | 1.0438 | 1.0274 | 1.0112 | 0.99569 | 0.98136 | 0.49677 | 1.4242e-16 | 1.8329e-15 | 2.7965e-16 | 0 | 0 | 0 | 0 | 0 | 0 | 0.56205 | 1.7078 | 2.8383 | 3.951 | 5.0427 | 6.1098 | 7.1483 | 8.154 | 9.1235 | 10.0544 | 10.9464 | 11.8021 | 12.627 | 13.429 | 14.2171 | 14.5306 | 14.3676 | 14.2239 | 14.1063 | 13.9941 | 13.9116 | 13.8312 | 13.7525 | 13.6753 | 13.5995 | 23.2817 | 47.7887 | 47.7887 | 47.7887 | 47.7887 | 47.7887 | 47.7887 | 47.7887 | 47.7887 | 47.7887 | 47.7887 | 47.7887 | 47.7887 | 47.7887 | 47.7887 | 24.507 | 7.1054e-15 | 9.2371e-14 | 1.4211e-14 | 0 | 0 | 0 | 0 | 0 | 0 | 23.2817 | 71.0704 | 118.8591 | 166.6477 | 214.4364 | 262.2251 | 310.0138 | 357.8025 | 405.5912 | 453.3799 | 501.1686 | 548.9573 | 596.746 | 644.5347 | 692.3234 | 716.8304 | 716.8304 | 716.8304 | 716.8304 | 716.8304 | 716.8304 | 716.8304 | 716.8304 | 716.8304 | 716.8304 | 0.56191 | 1.1479 | 1.1403 | 1.1317 | 1.1222 | 1.1116 | 1.0998 | 1.0868 | 1.0725 | 1.0572 | 1.0411 | 1.0247 | 1.0084 | 0.99287 | 0.97852 | 0.49531 | 1.4199e-16 | 1.8273e-15 | 2.7879e-16 | 0 | 0 | 0 | 0 | 0 | 0 | 0.56191 | 1.7071 | 2.8361 | 3.9466 | 5.0356 | 6.0996 | 7.1347 | 8.1369 | 9.1027 | 10.03 | 10.9184 | 11.7707 | 12.5923 | 13.391 | 14.176 | 14.4878 | 14.3247 | 14.1807 | 14.0629 | 13.9503 | 13.8679 | 13.7874 | 13.7087 | 13.6315 | 13.5557 | 23.2817 | 47.7887 | 47.7887 | 47.7887 | 47.7887 | 47.7887 | 47.7887 | 47.7887 | 47.7887 | 47.7887 | 47.7887 | 47.7887 | 47.7887 | 47.7887 | 47.7887 | 24.507 | 7.1054e-15 | 9.2371e-14 | 1.4211e-14 | 0 | 0 | 0 | 0 | 0 | 0 | 23.2817 | 71.0704 | 118.8591 | 166.6477 | 214.4364 | 262.2251 | 310.0138 | 357.8025 | 405.5912 | 453.3799 | 501.1686 | 548.9573 | 596.746 | 644.5347 | 692.3234 | 716.8304 | 716.8304 | 716.8304 | 716.8304 | 716.8304 | 716.8304 | 716.8304 | 716.8304 | 716.8304 | 716.8304 | 426.5334 | 427.8255 | 429.0985 | 430.3491 | 431.5742 | 432.7707 | 433.9358 | 435.0669 | 436.1616 | 437.2175 | 438.2325 | 439.2044 | 440.1315 | 441.0118 | 441.8437 | 442.6257 | 443.3562 | 444.034 | 444.6577 | 445.2263 | 445.7444 | 446.2165 | 446.6465 | 447.0382 | 447.3948 | 182.094 | 182.6456 | 183.1891 | 183.723 | 184.246 | 184.7568 | 185.2542 | 185.7371 | 186.2044 | 186.6552 | 187.0885 | 187.5034 | 187.8992 | 188.275 | 188.6302 | 188.964 | 189.2759 | 189.5652 | 189.8315 | 190.0743 | 190.2954 | 190.497 | 190.6806 | 190.8478 | 191
OR_Commercial_OR - Health_Existing_Space Heating_Natural Gas_Gas Boiler - Insulate Hot Water Lines_A | OR | Commercial | OR - Health | Existing | Space Heating | Natural Gas | Gas Boiler - Insulate Hot Water Lines | A | OCM448 | No insulation | Insulated water lines | 11 | 4.01 | 0 | 0 | 37.25 | 0 | 0 | 0 | 0.28365 | 0.25 | boiler pipe | 30% | 40% | Discretionary | RetroEven20_OR | 82.88% | Boiler | 0% | 1482.8234 |  | 633.0412 |  | 0 | GBLR_PINS_HW-Heating-PGE-R7-1 | GBLR_PINS_HW-Heating-PGE-R7-1 | GBLR_PINS_HW-Heating-PGE-R7-1 | No insulation | No insulation | No insulation | No insulation | No insulation | No insulation | No insulation | No insulation | No insulation | No insulation | No insulation | No insulation | No insulation | No insulation | No insulation | No insulation | No insulation | No insulation | No insulation | No insulation | No insulation | No insulation | No insulation | No insulation | No insulation | No insulation | No insulation | Insulated water lines | Insulated water lines | Insulated water lines | Insulated water lines | Insulated water lines | Insulated water lines | Insulated water lines | Insulated water lines | Insulated water lines | Insulated water lines | Insulated water lines | Insulated water lines | Insulated water lines | Insulated water lines | Insulated water lines | Insulated water lines | Insulated water lines | Insulated water lines | Insulated water lines | Insulated water lines | Insulated water lines | Insulated water lines | Insulated water lines | Insulated water lines | Insulated water lines | Insulated water lines | Insulated water lines | 37.25 | 37.25 | 37.25 | 37.25 | 37.25 | 37.25 | 37.25 | 37.25 | 37.25 | 37.25 | 37.25 | 37.25 | 37.25 | 37.25 | 37.25 | 37.25 | 37.25 | 37.25 | 37.25 | 37.25 | 37.25 | 37.25 | 37.25 | 37.25 | 37.25 | 37.25 | 37.25 | 0 | 0 | 15.9201 | 15.5714 | 15.2082 | 14.8343 | 14.4469 | 14.0425 | 13.6212 | 13.1847 | 12.7367 | 12.2829 | 11.8383 | 11.4035 | 10.9826 | 10.5842 | 10.2153 | 9.8957 | 9.6251 | 9.378 | 9.16 | 8.9492 | 8.7814 | 8.6158 | 8.4521 | 8.2904 | 8.1301 | 0.43606 | 0.87545 | 0.85503 | 0.83401 | 0.81224 | 0.7895 | 0.76581 | 0.74127 | 0.71608 | 0.69057 | 0.66557 | 0.32878 | 0 | 1.1281e-15 | 0 | 1.125e-15 | 2.0517e-16 | 1.2661e-15 | 6.5086e-17 | 0 | 0 | 0 | 0 | 0 | 0 | 0.43606 | 1.302 | 2.1266 | 2.9084 | 3.6447 | 4.3321 | 4.968 | 5.55 | 6.0775 | 6.5515 | 6.98 | 7.0524 | 6.7921 | 6.5457 | 6.3176 | 6.1199 | 5.9526 | 5.7998 | 5.6649 | 5.5346 | 5.4308 | 5.3284 | 5.2271 | 5.1271 | 5.028 | 27.3902 | 56.222 | 56.222 | 56.222 | 56.222 | 56.222 | 56.222 | 56.222 | 56.222 | 56.222 | 56.222 | 28.8318 | 0 | 1.0658e-13 | 0 | 1.1369e-13 | 2.1316e-14 | 1.35e-13 | 7.1054e-15 | 0 | 0 | 0 | 0 | 0 | 0 | 27.3902 | 83.6122 | 139.8342 | 196.0562 | 252.2782 | 308.5002 | 364.7221 | 420.9441 | 477.1661 | 533.3881 | 589.6101 | 618.4419 | 618.4419 | 618.4419 | 618.4419 | 618.4419 | 618.4419 | 618.4419 | 618.4419 | 618.4419 | 618.4419 | 618.4419 | 618.4419 | 618.4419 | 618.4419 | 0.37511 | 0.76254 | 0.75346 | 0.74353 | 0.73271 | 0.72085 | 0.70795 | 0.69407 | 0.67936 | 0.66407 | 0.64887 | 0.32504 | 0 | 1.1699e-15 | 0 | 1.125e-15 | 2.5593e-16 | 1.3479e-15 | 1.6678e-16 | 0 | 0 | 0 | 0 | 0 | 0 | 0.37511 | 1.134 | 1.874 | 2.5928 | 3.2878 | 3.9554 | 4.5926 | 5.1966 | 5.7658 | 6.3001 | 6.8048 | 6.9721 | 6.8106 | 6.6577 | 6.5177 | 6.4021 | 6.3115 | 6.2327 | 6.1692 | 6.1091 | 6.0729 | 6.0377 | 6.0032 | 5.9693 | 5.9361 | 23.2817 | 47.7887 | 47.7887 | 47.7887 | 47.7887 | 47.7887 | 47.7887 | 47.7887 | 47.7887 | 47.7887 | 47.7887 | 24.507 | 0 | 9.2371e-14 | 0 | 9.2371e-14 | 2.1316e-14 | 1.1369e-13 | 1.4211e-14 | 0 | 0 | 0 | 0 | 0 | 0 | 23.2817 | 71.0704 | 118.8591 | 166.6477 | 214.4364 | 262.2251 | 310.0138 | 357.8025 | 405.5912 | 453.3799 | 501.1686 | 525.6756 | 525.6756 | 525.6756 | 525.6756 | 525.6756 | 525.6756 | 525.6756 | 525.6756 | 525.6756 | 525.6756 | 525.6756 | 525.6756 | 525.6756 | 525.6756 | 0 | 0.76269 | 0.75376 | 0.74396 | 0.73324 | 0.72146 | 0.7086 | 0.69475 | 0.68004 | 0.66473 | 0.64951 | 0.63443 | 0 | 1.1708e-15 | 0 | 1.1257e-15 | 2.5607e-16 | 1.3485e-15 | 1.6683e-16 | 0 | 0 | 0 | 0 | 0 | 0 | 0 | 0.76269 | 1.5075 | 2.2319 | 2.933 | 3.6073 | 4.2516 | 4.8632 | 5.4403 | 5.9826 | 6.4951 | 6.9787 | 6.8166 | 6.6631 | 6.5224 | 6.4061 | 6.3148 | 6.2353 | 6.1711 | 6.1104 | 6.0743 | 6.0392 | 6.0048 | 5.971 | 5.9379 | 0 | 47.7887 | 47.7887 | 47.7887 | 47.7887 | 47.7887 | 47.7887 | 47.7887 | 47.7887 | 47.7887 | 47.7887 | 47.7887 | 0 | 9.2371e-14 | 0 | 9.2371e-14 | 2.1316e-14 | 1.1369e-13 | 1.4211e-14 | 0 | 0 | 0 | 0 | 0 | 0 | 0 | 47.7887 | 95.5774 | 143.3661 | 191.1548 | 238.9435 | 286.7322 | 334.5208 | 382.3095 | 430.0982 | 477.8869 | 525.6756 | 525.6756 | 525.6756 | 525.6756 | 525.6756 | 525.6756 | 525.6756 | 525.6756 | 525.6756 | 525.6756 | 525.6756 | 525.6756 | 525.6756 | 525.6756 | 0.37508 | 0.76237 | 0.75318 | 0.74314 | 0.73222 | 0.72026 | 0.70726 | 0.69329 | 0.67849 | 0.66312 | 0.64785 | 0.32448 | 0 | 1.1675e-15 | 0 | 1.1224e-15 | 2.553e-16 | 1.3444e-15 | 1.6631e-16 | 0 | 0 | 0 | 0 | 0 | 0 | 0.37508 | 1.1338 | 1.8733 | 2.5915 | 3.2856 | 3.9522 | 4.5881 | 5.1908 | 5.7585 | 6.2911 | 6.7941 | 6.9601 | 6.7978 | 6.6443 | 6.5036 | 6.3872 | 6.2959 | 6.2164 | 6.1521 | 6.0913 | 6.0552 | 6.02 | 5.9856 | 5.9519 | 5.9188 | 23.2817 | 47.7887 | 47.7887 | 47.7887 | 47.7887 | 47.7887 | 47.7887 | 47.7887 | 47.7887 | 47.7887 | 47.7887 | 24.507 | 0 | 9.2371e-14 | 0 | 9.2371e-14 | 2.1316e-14 | 1.1369e-13 | 1.4211e-14 | 0 | 0 | 0 | 0 | 0 | 0 | 23.2817 | 71.0704 | 118.8591 | 166.6477 | 214.4364 | 262.2251 | 310.0138 | 357.8025 | 405.5912 | 453.3799 | 501.1686 | 525.6756 | 525.6756 | 525.6756 | 525.6756 | 525.6756 | 525.6756 | 525.6756 | 525.6756 | 525.6756 | 525.6756 | 525.6756 | 525.6756 | 525.6756 | 525.6756 | 1447.4194 | 1451.804 | 1456.124 | 1460.3679 | 1464.525 | 1468.5852 | 1472.539 | 1476.3774 | 1480.0922 | 1483.6754 | 1487.1196 | 1490.4179 | 1493.5637 | 1496.551 | 1499.3741 | 1502.0276 | 1504.5067 | 1506.8066 | 1508.9233 | 1510.8526 | 1512.6109 | 1514.2129 | 1515.6722 | 1517.0012 | 1518.2115 | 617.9266 | 619.7985 | 621.6427 | 623.4545 | 625.2293 | 626.9626 | 628.6506 | 630.2893 | 631.8752 | 633.4049 | 634.8753 | 636.2834 | 637.6264 | 638.9017 | 640.1069 | 641.2398 | 642.2981 | 643.28 | 644.1836 | 645.0073 | 645.7579 | 646.4418 | 647.0648 | 647.6322 | 648.1489
OR_Commercial_OR - Health_Existing_Space Heating_Natural Gas_Condensing RTU_A | OR | Commercial | OR - Health | Existing | Space Heating | Natural Gas | Condensing RTU | A | OCM449 | TBD | TBD | 5 | 0.025011 | 0 | 0 | 4.32 | 0 | 0 | 0 | 0.28365 | 0.25 | sqft cond | 5% | 15% | Discretionary | RetroEven20_OR | 82.88% | Furnace | 0% | 50924.5639 |  | 21740.5153 |  | 0 | NEEA Condensing Rooftop Unit Field Study - October 28, 2019 | NEEA Condensing Rooftop Unit Field Study - October 28, 2019 | NEEA Condensing Rooftop Unit Field Study - October 28, 2019 | TBD | TBD | TBD | TBD | TBD | TBD | TBD | TBD | TBD | TBD | TBD | TBD | TBD | TBD | TBD | TBD | TBD | TBD | TBD | TBD | TBD | TBD | TBD | TBD | TBD | TBD | TBD | TBD | TBD | TBD | TBD | TBD | TBD | TBD | TBD | TBD | TBD | TBD | TBD | TBD | TBD | TBD | TBD | TBD | TBD | TBD | TBD | TBD | TBD | TBD | TBD | TBD | TBD | TBD | 4.32 | 4.32 | 4.32 | 4.32 | 4.32 | 4.32 | 4.32 | 4.32 | 4.32 | 4.32 | 4.32 | 4.32 | 4.32 | 4.32 | 4.32 | 4.32 | 4.32 | 4.32 | 4.32 | 4.32 | 4.32 | 4.32 | 4.32 | 4.32 | 4.32 | 4.32 | 4.32 | 0 | 0 | 0.099383 | 0.096706 | 0.093837 | 0.090875 | 0.087775 | 0.084521 | 0.081082 | 0.077499 | 0.07383 | 0.07015 | 0.066558 | 0.063106 | 0.059846 | 0.056823 | 0.054091 | 0.051756 | 0.049804 | 0.048082 | 0.04662 | 0.045242 | 0.044252 | 0.043288 | 0.042347 | 0.041429 | 0.040531 | 0.016116 | 0.032189 | 0.031234 | 0.030248 | 0.029217 | 0.014427 | 0 | 0 | 0 | 0 | 0 | 0 | 0 | 3.876e-17 | 0 | 0 | 0 | 0 | 0 | 0 | 0 | 0 | 0 | 0 | 0 | 0.016116 | 0.047871 | 0.077685 | 0.10548 | 0.1311 | 0.14067 | 0.13494 | 0.12898 | 0.12287 | 0.11675 | 0.11077 | 0.10503 | 0.099601 | 0.094569 | 0.090023 | 0.086137 | 0.082888 | 0.080022 | 0.077589 | 0.075296 | 0.073648 | 0.072043 | 0.070478 | 0.06895 | 0.067454 | 162.161 | 332.8569 | 332.8569 | 332.8569 | 332.8569 | 170.6958 | 0 | 0 | 0 | 0 | 0 | 0 | 0 | 6.8212e-13 | 0 | 0 | 0 | 0 | 0 | 0 | 0 | 0 | 0 | 0 | 0 | 162.161 | 495.0179 | 827.8748 | 1160.7316 | 1493.5885 | 1664.2843 | 1664.2843 | 1664.2843 | 1664.2843 | 1664.2843 | 1664.2843 | 1664.2843 | 1664.2843 | 1664.2843 | 1664.2843 | 1664.2843 | 1664.2843 | 1664.2843 | 1664.2843 | 1664.2843 | 1664.2843 | 1664.2843 | 1664.2843 | 1664.2843 | 1664.2843 | 0.013872 | 0.028078 | 0.027592 | 0.027063 | 0.026481 | 0.013253 | 0 | 0 | 4.7362e-18 | 0 | 0 | 0 | 0 | 3.5511e-17 | 0 | 0 | 0 | 0 | 0 | 0 | 0 | 0 | 0 | 0 | 0 | 0.013872 | 0.041757 | 0.068627 | 0.094373 | 0.11883 | 0.12922 | 0.12569 | 0.12189 | 0.11787 | 0.11374 | 0.10962 | 0.10561 | 0.10177 | 0.098196 | 0.094965 | 0.092257 | 0.090077 | 0.088212 | 0.086724 | 0.085347 | 0.084571 | 0.083829 | 0.083119 | 0.082436 | 0.08178 | 137.8369 | 282.9283 | 282.9283 | 282.9283 | 282.9283 | 145.0915 | 0 | 0 | 5.6843e-14 | 0 | 0 | 0 | 0 | 5.1159e-13 | 0 | 0 | 0 | 0 | 0 | 0 | 0 | 0 | 0 | 0 | 0 | 137.8369 | 420.7652 | 703.6935 | 986.6219 | 1269.5502 | 1414.6417 | 1414.6417 | 1414.6417 | 1414.6417 | 1414.6417 | 1414.6417 | 1414.6417 | 1414.6417 | 1414.6417 | 1414.6417 | 1414.6417 | 1414.6417 | 1414.6417 | 1414.6417 | 1414.6417 | 1414.6417 | 1414.6417 | 1414.6417 | 1414.6417 | 1414.6417 | 0 | 0 | 0 | 0 | 0 | 0 | 0 | 0 | 0 | 0 | 0 | 0 | 0 | 0 | 0 | 0 | 0 | 0 | 0 | 0 | 0 | 0 | 0 | 0 | 0 | 0 | 0 | 0 | 0 | 0 | 0 | 0 | 0 | 0 | 0 | 0 | 0 | 0 | 0 | 0 | 0 | 0 | 0 | 0 | 0 | 0 | 0 | 0 | 0 | 0 | 0 | 0 | 0 | 0 | 0 | 0 | 0 | 0 | 0 | 0 | 0 | 0 | 0 | 0 | 0 | 0 | 0 | 0 | 0 | 0 | 0 | 0 | 0 | 0 | 0 | 0 | 0 | 0 | 0 | 0 | 0 | 0 | 0 | 0 | 0 | 0 | 0 | 0 | 0 | 0 | 0 | 0 | 0 | 0 | 0 | 0 | 0 | 0 | 0 | 0 | 0 | 0 | 0 | 0 | 0 | 0 | 0 | 0 | 0 | 0 | 0 | 0 | 0 | 0 | 0 | 0 | 0 | 0 | 0 | 0 | 0 | 0 | 0 | 0 | 0 | 0 | 0 | 0 | 0 | 0 | 0 | 0 | 0 | 0 | 0 | 0 | 0 | 0 | 0 | 0 | 0 | 0 | 0 | 0 | 0 | 0 | 0 | 0 | 0 | 0 | 0 | 0 | 0 | 0 | 0 | 0 | 0 | 0 | 0 | 0 | 0 | 0 | 0 | 0 | 0 | 0 | 0 | 0 | 0 | 0 | 0 | 0 | 0 | 0 | 0 | 0 | 0 | 0 | 0 | 0 | 0 | 0 | 0 | 0 | 0 | 0 | 0 | 0 | 0 | 0 | 0 | 0 | 0 | 0 | 0 | 0 | 0 | 0 | 0 | 0 | 49088.3442 | 49204.632 | 49334.5817 | 49478.7597 | 49637.6633 | 49811.7287 | 50001.3369 | 50206.8202 | 50426.7727 | 50659.8949 | 50904.9806 | 51160.9053 | 51426.6166 | 51701.1259 | 51983.5011 | 52272.86 | 52568.3651 | 52849.3762 | 53117.5321 | 53367.4873 | 53600.3122 | 53817.0379 | 54018.6538 | 54206.1062 | 54380.2976 | 20956.6036 | 21006.2487 | 21061.7264 | 21123.2782 | 21191.1168 | 21265.4281 | 21346.3749 | 21434.099 | 21528.0002 | 21627.5239 | 21732.1549 | 21841.4133 | 21954.8497 | 22072.0421 | 22192.5926 | 22316.1246 | 22442.2805 | 22562.2487 | 22676.7287 | 22783.4386 | 22882.8353 | 22975.359 | 23061.4321 | 23141.4585 | 23215.8236
OR_Commercial_OR - Health_Existing_Space Heating_Natural Gas_Hydronic Heating Radiator Replacement_A | OR | Commercial | OR - Health | Existing | Space Heating | Natural Gas | Hydronic Heating Radiator Replacement | A | OCM450 | TBD | TBD | 25 | 34 | 0 | 0 | 599.2 | 0 | 0 | 0 | 0.28365 | 0.25 | radiator | 30% | 40% | Discretionary | RetroEven20_OR | 82.88% | Boiler | 0% | 1803.6201 |  | 769.9944 |  | 0 | IL TRM - 4.4.52 - CI-HVC-HHRR-V01-210101 | IL TRM - 4.4.52 - CI-HVC-HHRR-V01-210101 | IL TRM - 4.4.52 - CI-HVC-HHRR-V01-210101 | TBD | TBD | TBD | TBD | TBD | TBD | TBD | TBD | TBD | TBD | TBD | TBD | TBD | TBD | TBD | TBD | TBD | TBD | TBD | TBD | TBD | TBD | TBD | TBD | TBD | TBD | TBD | TBD | TBD | TBD | TBD | TBD | TBD | TBD | TBD | TBD | TBD | TBD | TBD | TBD | TBD | TBD | TBD | TBD | TBD | TBD | TBD | TBD | TBD | TBD | TBD | TBD | TBD | TBD | 599.2 | 599.2 | 599.2 | 599.2 | 599.2 | 599.2 | 599.2 | 599.2 | 599.2 | 599.2 | 599.2 | 599.2 | 599.2 | 599.2 | 599.2 | 599.2 | 599.2 | 599.2 | 599.2 | 599.2 | 599.2 | 599.2 | 599.2 | 599.2 | 599.2 | 599.2 | 599.2 | 0 | 0 | 134.907 | 131.8042 | 128.5805 | 125.2689 | 121.8451 | 118.2778 | 114.568 | 110.7313 | 106.7988 | 102.8212 | 98.9264 | 95.1585 | 91.5525 | 88.1446 | 84.9949 | 82.2835 | 80.0051 | 77.9315 | 76.1114 | 74.3532 | 72.9586 | 71.5824 | 70.222 | 68.8785 | 67.5471 | 0.93859 | 1.8823 | 1.8362 | 1.7889 | 1.7401 | 1.6891 | 1.6361 | 1.5813 | 1.5252 | 1.4684 | 1.4128 | 1.3589 | 1.3074 | 1.2588 | 1.2138 | 1.1751 | 1.1425 | 1.1129 | 1.0869 | 1.0618 | 0 | 0 | 0 | 0 | 0 | 0.93859 | 2.7993 | 4.5671 | 6.2384 | 7.8079 | 9.2684 | 10.6139 | 11.8398 | 12.9445 | 13.9307 | 14.8158 | 15.6104 | 16.3263 | 16.9774 | 17.5845 | 18.1986 | 18.8373 | 19.462 | 20.0944 | 20.692 | 20.3039 | 19.9209 | 19.5423 | 19.1684 | 18.7979 | 6.9573 | 14.2808 | 14.2808 | 14.2808 | 14.2808 | 14.2808 | 14.2808 | 14.2808 | 14.2808 | 14.2808 | 14.2808 | 14.2808 | 14.2808 | 14.2808 | 14.2808 | 14.2808 | 14.2808 | 14.2808 | 14.2808 | 14.2808 | 0 | 0 | 0 | 0 | 0 | 6.9573 | 21.2382 | 35.519 | 49.7999 | 64.0807 | 78.3616 | 92.6424 | 106.9232 | 121.2041 | 135.4849 | 149.7658 | 164.0466 | 178.3275 | 192.6083 | 206.8891 | 221.17 | 235.4508 | 249.7317 | 264.0125 | 278.2934 | 278.2934 | 278.2934 | 278.2934 | 278.2934 | 278.2934 | 0.80747 | 1.6399 | 1.6188 | 1.5958 | 1.5709 | 1.5438 | 1.5143 | 1.4828 | 1.4494 | 1.4147 | 1.3803 | 1.3467 | 1.3144 | 1.2838 | 1.2558 | 1.2329 | 1.2151 | 1.1996 | 1.1873 | 1.1756 | 0 | 0 | 0 | 0 | 0 | 0.80747 | 2.4388 | 4.0263 | 5.5649 | 7.049 | 8.4709 | 9.8237 | 11.1017 | 12.3011 | 13.4218 | 14.4757 | 15.4698 | 16.4125 | 17.3146 | 18.1933 | 19.0936 | 20.033 | 20.9781 | 21.9499 | 22.9098 | 22.7742 | 22.6418 | 22.5124 | 22.3855 | 22.2609 | 5.9137 | 12.1387 | 12.1387 | 12.1387 | 12.1387 | 12.1387 | 12.1387 | 12.1387 | 12.1387 | 12.1387 | 12.1387 | 12.1387 | 12.1387 | 12.1387 | 12.1387 | 12.1387 | 12.1387 | 12.1387 | 12.1387 | 12.1387 | 0 | 0 | 0 | 0 | 0 | 5.9137 | 18.0525 | 30.1912 | 42.3299 | 54.4686 | 66.6073 | 78.746 | 90.8848 | 103.0235 | 115.1622 | 127.3009 | 139.4396 | 151.5783 | 163.7171 | 175.8558 | 187.9945 | 200.1332 | 212.2719 | 224.4106 | 236.5494 | 236.5494 | 236.5494 | 236.5494 | 236.5494 | 236.5494 | 0 | 0 | 0 | 0 | 0 | 0 | 0 | 0 | 0 | 0 | 0 | 0 | 0 | 0 | 0 | 0 | 0 | 0 | 0 | 0 | 0 | 0 | 0 | 0 | 0 | 0 | 0 | 0 | 0 | 0 | 0 | 0 | 0 | 0 | 0 | 0 | 0 | 0 | 0 | 0 | 0 | 0 | 0 | 0 | 0 | 0 | 0 | 0 | 0 | 0 | 0 | 0 | 0 | 0 | 0 | 0 | 0 | 0 | 0 | 0 | 0 | 0 | 0 | 0 | 0 | 0 | 0 | 0 | 0 | 0 | 0 | 0 | 0 | 0 | 0 | 0 | 0 | 0 | 0 | 0 | 0 | 0 | 0 | 0 | 0 | 0 | 0 | 0 | 0 | 0 | 0 | 0 | 0 | 0 | 0 | 0 | 0 | 0 | 0 | 0 | 0.80741 | 1.6395 | 1.6182 | 1.595 | 1.5699 | 1.5425 | 1.5129 | 1.4811 | 1.4475 | 1.4127 | 1.3781 | 1.3444 | 1.3119 | 1.2812 | 1.2531 | 1.23 | 1.2121 | 1.1965 | 1.184 | 1.1722 | 0 | 0 | 0 | 0 | 0 | 0.80741 | 2.4383 | 4.0248 | 5.562 | 7.0443 | 8.464 | 9.8142 | 11.0892 | 12.2855 | 13.4027 | 14.4529 | 15.4431 | 16.3818 | 17.2796 | 18.1538 | 19.0493 | 19.9835 | 20.9232 | 21.8891 | 22.843 | 22.7077 | 22.5758 | 22.4467 | 22.3202 | 22.196 | 5.9137 | 12.1387 | 12.1387 | 12.1387 | 12.1387 | 12.1387 | 12.1387 | 12.1387 | 12.1387 | 12.1387 | 12.1387 | 12.1387 | 12.1387 | 12.1387 | 12.1387 | 12.1387 | 12.1387 | 12.1387 | 12.1387 | 12.1387 | 0 | 0 | 0 | 0 | 0 | 5.9137 | 18.0525 | 30.1912 | 42.3299 | 54.4686 | 66.6073 | 78.746 | 90.8848 | 103.0235 | 115.1622 | 127.3009 | 139.4396 | 151.5783 | 163.7171 | 175.8558 | 187.9945 | 200.1332 | 212.2719 | 224.4106 | 236.5494 | 236.5494 | 236.5494 | 236.5494 | 236.5494 | 236.5494 | 1760.5567 | 1765.8899 | 1771.1444 | 1776.3065 | 1781.3629 | 1786.3015 | 1791.1107 | 1795.7796 | 1800.298 | 1804.6564 | 1808.8457 | 1812.8575 | 1816.6839 | 1820.3175 | 1823.7514 | 1826.979 | 1829.9943 | 1832.7919 | 1835.3664 | 1837.7132 | 1839.8518 | 1841.8004 | 1843.5754 | 1845.192 | 1846.6641 | 751.61 | 753.8868 | 756.13 | 758.3338 | 760.4925 | 762.6008 | 764.654 | 766.6472 | 768.5762 | 770.4368 | 772.2253 | 773.938 | 775.5716 | 777.1228 | 778.5888 | 779.9667 | 781.254 | 782.4483 | 783.5474 | 784.5493 | 785.4623 | 786.2942 | 787.052 | 787.7421 | 788.3706
OR_Commercial_OR - Health_Existing_Space Heating_Natural Gas_Thermostat - Connected_A | OR | Commercial | OR - Health | Existing | Space Heating | Natural Gas | Thermostat - Connected | A | OCM451 | Standard thermostat. | Thermostat connected to building management control system. | 5 | 32.0215 | 0 | 0 | 222.91 | 11.85 | 0 | 0 | 0.28365 | 0.25 | Stat Unit | 30% | 53.33% | Discretionary | Retro5Med_OR | 81.34% | Space Heating | 0% | 1681.2752 |  | 869.7393 |  | 0 | DL20_CSTAT_SMRT-Cool-RTF-v1.1-5 | IL TRM - CI-HVC-THST-V01-200101 | DL20_CSTAT_SMRT-Heat-RTF-v1.1-1 | Standard thermostat. | Standard thermostat. | Standard thermostat. | Standard thermostat. | Standard thermostat. | Standard thermostat. | Standard thermostat. | Standard thermostat. | Standard thermostat. | Standard thermostat. | Standard thermostat. | Standard thermostat. | Standard thermostat. | Standard thermostat. | Standard thermostat. | Standard thermostat. | Standard thermostat. | Standard thermostat. | Standard thermostat. | Standard thermostat. | Standard thermostat. | Standard thermostat. | Standard thermostat. | Standard thermostat. | Standard thermostat. | Standard thermostat. | Standard thermostat. | Thermostat connected to building management control system. | Thermostat connected to building management control system. | Thermostat connected to building management control system. | Thermostat connected to building management control system. | Thermostat connected to building management control system. | Thermostat connected to building management control system. | Thermostat connected to building management control system. | Thermostat connected to building management control system. | Thermostat connected to building management control system. | Thermostat connected to building management control system. | Thermostat connected to building management control system. | Thermostat connected to building management control system. | Thermostat connected to building management control system. | Thermostat connected to building management control system. | Thermostat connected to building management control system. | Thermostat connected to building management control system. | Thermostat connected to building management control system. | Thermostat connected to building management control system. | Thermostat connected to building management control system. | Thermostat connected to building management control system. | Thermostat connected to building management control system. | Thermostat connected to building management control system. | Thermostat connected to building management control system. | Thermostat connected to building management control system. | Thermostat connected to building management control system. | Thermostat connected to building management control system. | Thermostat connected to building management control system. | 222.91 | 222.91 | 222.91 | 222.91 | 222.91 | 222.91 | 222.91 | 222.91 | 222.91 | 222.91 | 222.91 | 222.91 | 222.91 | 222.91 | 222.91 | 222.91 | 222.91 | 222.91 | 222.91 | 222.91 | 222.91 | 222.91 | 222.91 | 222.91 | 222.91 | 222.91 | 222.91 | 0 | 0 | 126.9287 | 123.7798 | 120.4577 | 117.0071 | 113.3915 | 109.57 | 105.5373 | 101.3088 | 96.9249 | 92.4549 | 88.0473 | 83.7811 | 79.7293 | 75.9612 | 72.555 | 69.6729 | 67.3003 | 65.2081 | 63.4463 | 61.7718 | 60.6034 | 59.4514 | 58.3135 | 57.1906 | 56.0783 | 0.78719 | 0.94256 | 1.1225 | 1.2657 | 1.3991 | 0.90101 | 0.86641 | 0.6937 | 0.42813 | 0.069974 | 0 | 0 | 0 | 0 | 0 | 0 | 0 | 0 | 0 | 0 | 0 | 0 | 0 | 0 | 0 | 0.78719 | 1.7102 | 2.7868 | 3.9726 | 5.2489 | 5.973 | 6.6196 | 7.0481 | 7.1712 | 6.9105 | 6.581 | 6.2622 | 5.9593 | 5.6777 | 5.4231 | 5.2076 | 5.0303 | 4.8739 | 4.7422 | 4.6171 | 4.5298 | 4.4437 | 4.3586 | 4.2747 | 4.1915 | 6.2018 | 7.6148 | 9.3183 | 10.8171 | 12.3383 | 8.2231 | 8.2095 | 6.8474 | 4.4171 | 0.75685 | 0 | 0 | 0 | 0 | 0 | 0 | 0 | 0 | 0 | 0 | 0 | 0 | 0 | 0 | 0 | 6.2018 | 13.8166 | 23.1349 | 33.952 | 46.2903 | 54.5134 | 62.7229 | 69.5703 | 73.9874 | 74.7443 | 74.7443 | 74.7443 | 74.7443 | 74.7443 | 74.7443 | 74.7443 | 74.7443 | 74.7443 | 74.7443 | 74.7443 | 74.7443 | 74.7443 | 74.7443 | 74.7443 | 74.7443 | 0.67734 | 0.82158 | 0.99038 | 1.1305 | 1.2654 | 0.82556 | 0.80461 | 0.65331 | 0.40914 | 0.06789 | 0 | 0 | 0 | 0 | 0 | 0 | 0 | 0 | 0 | 0 | 0 | 0 | 0 | 0 | 0 | 0.67734 | 1.4907 | 2.4589 | 3.5483 | 4.7475 | 5.4729 | 6.1475 | 6.6378 | 6.8531 | 6.7047 | 6.485 | 6.2691 | 6.062 | 5.8687 | 5.6948 | 5.5524 | 5.4418 | 5.3484 | 5.2766 | 5.2097 | 5.178 | 5.1472 | 5.1171 | 5.0876 | 5.0587 | 5.2715 | 6.4726 | 7.9206 | 9.1945 | 10.4875 | 6.9896 | 6.9781 | 5.8203 | 3.7546 | 0.64332 | 0 | 0 | 0 | 0 | 0 | 0 | 0 | 0 | 0 | 0 | 0 | 0 | 0 | 0 | 0 | 5.2715 | 11.7441 | 19.6647 | 28.8592 | 39.3467 | 46.3364 | 53.3145 | 59.1348 | 62.8893 | 63.5326 | 63.5326 | 63.5326 | 63.5326 | 63.5326 | 63.5326 | 63.5326 | 63.5326 | 63.5326 | 63.5326 | 63.5326 | 63.5326 | 63.5326 | 63.5326 | 63.5326 | 63.5326 | 0 | 0 | 0 | 1.139 | 1.2778 | 1.466 | 1.5742 | 1.5701 | 0.4178 | 0.069566 | 0 | 0 | 0 | 0 | 0 | 0 | 0 | 0 | 0 | 0 | 0 | 0 | 0 | 0 | 0 | 0 | 0 | 0 | 1.139 | 2.3981 | 3.8192 | 5.3127 | 6.757 | 6.9983 | 6.8701 | 6.669 | 6.4689 | 6.2784 | 6.0999 | 5.939 | 5.8071 | 5.705 | 5.6189 | 5.553 | 5.4918 | 5.4586 | 5.4262 | 5.3945 | 5.3635 | 5.3332 | 0 | 0 | 0 | 9.1945 | 10.4875 | 12.2612 | 13.4507 | 13.7408 | 3.7546 | 0.64332 | 0 | 0 | 0 | 0 | 0 | 0 | 0 | 0 | 0 | 0 | 0 | 0 | 0 | 0 | 0 | 0 | 0 | 0 | 9.1945 | 19.682 | 31.9432 | 45.3939 | 59.1348 | 62.8893 | 63.5326 | 63.5326 | 63.5326 | 63.5326 | 63.5326 | 63.5326 | 63.5326 | 63.5326 | 63.5326 | 63.5326 | 63.5326 | 63.5326 | 63.5326 | 63.5326 | 63.5326 | 63.5326 | 0.67729 | 0.8214 | 0.99001 | 1.1299 | 1.2645 | 0.82488 | 0.80383 | 0.65258 | 0.40861 | 0.067794 | 0 | 0 | 0 | 0 | 0 | 0 | 0 | 0 | 0 | 0 | 0 | 0 | 0 | 0 | 0 | 0.67729 | 1.4904 | 2.4579 | 3.5465 | 4.7443 | 5.4684 | 6.1415 | 6.6303 | 6.8443 | 6.6952 | 6.4748 | 6.2583 | 6.0507 | 5.8568 | 5.6825 | 5.5395 | 5.4284 | 5.3344 | 5.262 | 5.1945 | 5.1629 | 5.1322 | 5.1021 | 5.0727 | 5.0439 | 5.2715 | 6.4726 | 7.9206 | 9.1945 | 10.4875 | 6.9896 | 6.9781 | 5.8203 | 3.7546 | 0.64332 | 0 | 0 | 0 | 0 | 0 | 0 | 0 | 0 | 0 | 0 | 0 | 0 | 0 | 0 | 0 | 5.2715 | 11.7441 | 19.6647 | 28.8592 | 39.3467 | 46.3364 | 53.3145 | 59.1348 | 62.8893 | 63.5326 | 63.5326 | 63.5326 | 63.5326 | 63.5326 | 63.5326 | 63.5326 | 63.5326 | 63.5326 | 63.5326 | 63.5326 | 63.5326 | 63.5326 | 63.5326 | 63.5326 | 63.5326 | 1640.0996 | 1645.0132 | 1649.8803 | 1654.6896 | 1659.4303 | 1664.0923 | 1668.6659 | 1673.1418 | 1677.5084 | 1681.7547 | 1685.8704 | 1689.8457 | 1693.6716 | 1697.3394 | 1700.841 | 1704.169 | 1707.3162 | 1710.2447 | 1712.9527 | 1715.4279 | 1717.6897 | 1719.7563 | 1721.6439 | 1723.368 | 1724.9423 | 848.4388 | 850.9806 | 853.4984 | 855.9863 | 858.4387 | 860.8504 | 863.2164 | 865.5318 | 867.7907 | 869.9873 | 872.1164 | 874.1729 | 876.152 | 878.0494 | 879.8609 | 881.5825 | 883.2106 | 884.7255 | 886.1263 | 887.4068 | 888.5769 | 889.6459 | 890.6224 | 891.5143 | 892.3287
OR_Commercial_OR - Health_Existing_Water Heating_Natural Gas_Water Heater - Thermostatic Shower Restriction Valve_A | OR | Commercial | OR - Health | Existing | Water Heating | Natural Gas | Water Heater - Thermostatic Shower Restriction Valve | A | OCM452 | No thermostatic control on shower. | Thermostatic shower restriction valve. | 10 | 5.7017 | 0 | 0 | 49.91 | 13.96 | 0 | 0 | 0.28365 | 0.25 | showerhead | 86.67% | 86.67% | Discretionary | Retro5Med_OR | 81.34% | Water Heater | 0% | -1002.0572 |  | 739.6173 |  | 0 | ThermostaticShowerRestrictionValve_v4_2 | ThermostaticShowerRestrictionValve_v4_2 | ThermostaticShowerRestrictionValve_v4_2 | No thermostatic control on shower. | No thermostatic control on shower. | No thermostatic control on shower. | No thermostatic control on shower. | No thermostatic control on shower. | No thermostatic control on shower. | No thermostatic control on shower. | No thermostatic control on shower. | No thermostatic control on shower. | No thermostatic control on shower. | No thermostatic control on shower. | No thermostatic control on shower. | No thermostatic control on shower. | No thermostatic control on shower. | No thermostatic control on shower. | No thermostatic control on shower. | No thermostatic control on shower. | No thermostatic control on shower. | No thermostatic control on shower. | No thermostatic control on shower. | No thermostatic control on shower. | No thermostatic control on shower. | No thermostatic control on shower. | No thermostatic control on shower. | No thermostatic control on shower. | No thermostatic control on shower. | No thermostatic control on shower. | Thermostatic shower restriction valve. | Thermostatic shower restriction valve. | Thermostatic shower restriction valve. | Thermostatic shower restriction valve. | Thermostatic shower restriction valve. | Thermostatic shower restriction valve. | Thermostatic shower restriction valve. | Thermostatic shower restriction valve. | Thermostatic shower restriction valve. | Thermostatic shower restriction valve. | Thermostatic shower restriction valve. | Thermostatic shower restriction valve. | Thermostatic shower restriction valve. | Thermostatic shower restriction valve. | Thermostatic shower restriction valve. | Thermostatic shower restriction valve. | Thermostatic shower restriction valve. | Thermostatic shower restriction valve. | Thermostatic shower restriction valve. | Thermostatic shower restriction valve. | Thermostatic shower restriction valve. | Thermostatic shower restriction valve. | Thermostatic shower restriction valve. | Thermostatic shower restriction valve. | Thermostatic shower restriction valve. | Thermostatic shower restriction valve. | Thermostatic shower restriction valve. | 49.91 | 49.91 | 49.91 | 49.91 | 49.91 | 49.91 | 49.91 | 49.91 | 49.91 | 49.91 | 49.91 | 49.91 | 49.91 | 49.91 | 49.91 | 49.91 | 49.91 | 49.91 | 49.91 | 49.91 | 49.91 | 49.91 | 49.91 | 49.91 | 49.91 | 49.91 | 49.91 | 0 | 0 | 36.6643 | 34.9376 | 33.2751 | 31.6286 | 30.0002 | 28.3415 | 26.7515 | 25.2551 | 23.8732 | 22.6832 | 21.9792 | 21.4951 | 21.3324 | 21.1488 | 21.0542 | 20.9786 | 20.9181 | 20.8663 | 20.8363 | 20.8191 | 20.8108 | 20.8042 | 20.7838 | 20.7796 | 20.7762 | 0 | 0 | 0 | 0 | 0 | 0 | 0 | 0 | 0 | 0 | 0 | 0 | 0 | 0 | 0 | 0 | 0 | 0 | 0 | 0 | 0 | 0 | 0 | 0 | 0 | 0 | 0 | 0 | 0 | 0 | 0 | 0 | 0 | 0 | 0 | 0 | 0 | 0 | 0 | 0 | 0 | 0 | 0 | 0 | 0 | 0 | 0 | 0 | 0 | 0 | 0 | 0 | 0 | 0 | 0 | 0 | 0 | 0 | 0 | 0 | 0 | 0 | 0 | 0 | 0 | 0 | 0 | 0 | 0 | 0 | 0 | 0 | 0 | 0 | 0 | 0 | 0 | 0 | 0 | 0 | 0 | 0 | 0 | 0 | 0 | 0 | 0 | 0 | 0 | 0 | 0 | 0 | 0 | 0 | 0 | 0 | 0 | 0 | 0 | 0 | 0 | 0 | 0 | 0 | 0 | 0 | 0 | 0 | 0 | 0 | 0 | 0 | 0 | 0 | 0 | 0 | 0 | 0 | 0 | 0 | 0 | 0 | 0 | 0 | 0 | 0 | 0 | 0 | 0 | 0 | 0 | 0 | 0 | 0 | 0 | 0 | 0 | 0 | 0 | 0 | 0 | 0 | 0 | 0 | 0 | 0 | 0 | 0 | 0 | 0 | 0 | 0 | 0 | 0 | 0 | 0 | 0 | 0 | 0 | 0 | 0 | 0 | 0 | 0 | 0 | 0 | 0 | 0 | 0 | 0 | 0 | 0 | 0 | 0 | 0 | 0 | 0 | 0 | 0 | 0 | 0 | 0 | 0 | 0 | 0 | 0 | 0 | 0 | 0 | 0 | 0 | 0 | 0 | 0 | 0 | 0 | 0 | 0 | 0 | 0 | 0 | 0 | 0 | 0 | 0 | 0 | 0 | 0 | 0 | 0 | 0 | 0 | 0 | 0 | 0 | 0 | 0 | 0 | 0 | 0 | 0 | 0 | 0 | 0 | 0 | 0 | 0 | 0 | 0 | 0 | 0 | 0 | 0 | 0 | 0 | 0 | 0 | 0 | 0 | 0 | 0 | 0 | 0 | 0 | 0 | 0 | 0 | 0 | 0 | 0 | 0 | 0 | 0 | 0 | 0 | 0 | 0 | 0 | 0 | 0 | 0 | 0 | 0 | 0 | 0 | 0 | 0 | 0 | 0 | 0 | 0 | 0 | 0 | 0 | 0 | 0 | 0 | 0 | 0 | 0 | 0 | 0 | 0 | 0 | 0 | 0 | 0 | 0 | 0 | 0 | 0 | 0 | 0 | 0 | 0 | 0 | 0 | 0 | 0 | 0 | 0 | 0 | 0 | 0 | 0 | 0 | 0 | 0 | 0 | 0 | 0 | 0 | 0 | 0 | 0 | 0 | 0 | 0 | 0 | 0 | 0 | 0 | 0 | 0 | 0 | 0 | 0 | 0 | 0 | 0 | 0 | 0 | 0 | 0 | 0 | 0 | 0 | 0 | 0 | 0 | 0 | 0 | 0 | 0 | 0 | 0 | 0 | 0 | 0 | 0 | 0 | 0 | 0 | 0 | 0 | 0 | 0 | 0 | 0 | 0 | 0 | 0 | 0 | 0 | 0 | 0 | 0 | 0 | 0 | 0 | 0 | 0 | 0 | 0 | 0 | 0 | 0 | 0 | 0 | 0 | 0 | 0 | 0 | 0 | 0 | 0 | 0 | 0 | 0 | 0 | 0 | 0 | 0 | 0 | 0 | 0 | 0 | 0 | 0 | 0 | -931.2441 | -946.0629 | -959.4685 | -971.4595 | -982.0291 | -991.1674 | -998.8631 | -1005.1063 | -1010.1573 | -1014.2349 | -1017.5207 | -1020.1647 | -1022.2898 | -1023.9963 | -1025.3655 | -1026.4636 | -1027.3438 | -1028.049 | -1028.6138 | -1029.0662 | -1029.4283 | -1029.7182 | -1029.9503 | -1030.136 | -1030.2846 | 687.3503 | 698.288 | 708.1827 | 717.0332 | 724.8347 | 731.5796 | 737.2598 | 741.8679 | 745.5961 | 748.6057 | 751.0309 | 752.9825 | 754.551 | 755.8105 | 756.8212 | 757.6317 | 758.2813 | 758.8019 | 759.2188 | 759.5527 | 759.82 | 760.0339 | 760.2052 | 760.3423 | 760.452
OR_Commercial_OR - Health_Existing_Water Heating_Natural Gas_Water Heater - Pre-Rinse Spray Valve_A | OR | Commercial | OR - Health | Existing | Water Heating | Natural Gas | Water Heater - Pre-Rinse Spray Valve | A | OCM453 | Standard pre-rinse spray valve. | Low flow pre-rinse spray valve. | 4 | 16.81 | 0 | 0 | 228.88 | 0 | 0 | 0 | 0.28365 | 0.25 | KitchenFaucet | 25% | 53.33% | Discretionary | Retro5Med_OR | 81.34% | Water Heater | 0% | 5599.6826 |  | 2390.5946 |  | 0 | Avista TRM | Avista TRM | Avista TRM | Standard pre-rinse spray valve. | Standard pre-rinse spray valve. | Standard pre-rinse spray valve. | Standard pre-rinse spray valve. | Standard pre-rinse spray valve. | Standard pre-rinse spray valve. | Standard pre-rinse spray valve. | Standard pre-rinse spray valve. | Standard pre-rinse spray valve. | Standard pre-rinse spray valve. | Standard pre-rinse spray valve. | Standard pre-rinse spray valve. | Standard pre-rinse spray valve. | Standard pre-rinse spray valve. | Standard pre-rinse spray valve. | Standard pre-rinse spray valve. | Standard pre-rinse spray valve. | Standard pre-rinse spray valve. | Standard pre-rinse spray valve. | Standard pre-rinse spray valve. | Standard pre-rinse spray valve. | Standard pre-rinse spray valve. | Standard pre-rinse spray valve. | Standard pre-rinse spray valve. | Standard pre-rinse spray valve. | Standard pre-rinse spray valve. | Standard pre-rinse spray valve. | Low flow pre-rinse spray valve. | Low flow pre-rinse spray valve. | Low flow pre-rinse spray valve. | Low flow pre-rinse spray valve. | Low flow pre-rinse spray valve. | Low flow pre-rinse spray valve. | Low flow pre-rinse spray valve. | Low flow pre-rinse spray valve. | Low flow pre-rinse spray valve. | Low flow pre-rinse spray valve. | Low flow pre-rinse spray valve. | Low flow pre-rinse spray valve. | Low flow pre-rinse spray valve. | Low flow pre-rinse spray valve. | Low flow pre-rinse spray valve. | Low flow pre-rinse spray valve. | Low flow pre-rinse spray valve. | Low flow pre-rinse spray valve. | Low flow pre-rinse spray valve. | Low flow pre-rinse spray valve. | Low flow pre-rinse spray valve. | Low flow pre-rinse spray valve. | Low flow pre-rinse spray valve. | Low flow pre-rinse spray valve. | Low flow pre-rinse spray valve. | Low flow pre-rinse spray valve. | Low flow pre-rinse spray valve. | 228.88 | 228.88 | 228.88 | 228.88 | 228.88 | 228.88 | 228.88 | 228.88 | 228.88 | 228.88 | 228.88 | 228.88 | 228.88 | 228.88 | 228.88 | 228.88 | 228.88 | 228.88 | 228.88 | 228.88 | 228.88 | 228.88 | 228.88 | 228.88 | 228.88 | 228.88 | 228.88 | 0 | 0 | 108.0325 | 102.8709 | 97.89 | 92.9516 | 88.0633 | 83.0812 | 78.3031 | 73.8101 | 69.6707 | 66.1153 | 64.0397 | 62.6291 | 62.155 | 61.6201 | 61.3445 | 61.1241 | 60.9478 | 60.797 | 60.7094 | 60.6595 | 60.6354 | 60.6161 | 60.5567 | 60.5444 | 60.5345 | 0.022462 | 0.026262 | 0.030581 | 0.033709 | 0.018117 | 0.018969 | 0.017079 | 0.013235 | 0.0067643 | 0 | 0 | 0 | 0 | 0 | 0 | 0 | 0 | 0 | 0 | 0 | 0 | 0 | 0 | 0 | 0 | 0.022462 | 0.047651 | 0.075925 | 0.1058 | 0.11836 | 0.13063 | 0.1402 | 0.14539 | 0.144 | 0.13665 | 0.13236 | 0.12944 | 0.12846 | 0.12736 | 0.12679 | 0.12633 | 0.12597 | 0.12566 | 0.12548 | 0.12537 | 0.12532 | 0.12528 | 0.12516 | 0.12514 | 0.12511 | 0.20792 | 0.25529 | 0.3124 | 0.36265 | 0.20573 | 0.22831 | 0.21812 | 0.17932 | 0.097089 | 0 | 0 | 0 | 0 | 0 | 0 | 0 | 0 | 0 | 0 | 0 | 0 | 0 | 0 | 0 | 0 | 0.20792 | 0.46321 | 0.77561 | 1.1383 | 1.344 | 1.5723 | 1.7904 | 1.9697 | 2.0668 | 2.0668 | 2.0668 | 2.0668 | 2.0668 | 2.0668 | 2.0668 | 2.0668 | 2.0668 | 2.0668 | 2.0668 | 2.0668 | 2.0668 | 2.0668 | 2.0668 | 2.0668 | 2.0668 | 0.019342 | 0.022912 | 0.027029 | 0.030189 | 0.016445 | 0.017461 | 0.015947 | 0.012536 | 0.0065012 | 0 | 0 | 0 | 0 | 0 | 0 | 0 | 0 | 0 | 0 | 0 | 0 | 0 | 0 | 0 | 0 | 0.019342 | 0.041572 | 0.067106 | 0.094756 | 0.10743 | 0.12025 | 0.1309 | 0.13771 | 0.1384 | 0.1332 | 0.12924 | 0.12646 | 0.1253 | 0.12432 | 0.12379 | 0.12337 | 0.12303 | 0.12277 | 0.12258 | 0.12245 | 0.12235 | 0.12228 | 0.12219 | 0.12217 | 0.12215 | 0.17673 | 0.217 | 0.26554 | 0.30825 | 0.17487 | 0.19407 | 0.1854 | 0.15242 | 0.082526 | 0 | 0 | 0 | 0 | 0 | 0 | 0 | 0 | 0 | 0 | 0 | 0 | 0 | 0 | 0 | 0 | 0.17673 | 0.39373 | 0.65927 | 0.96753 | 1.1424 | 1.3365 | 1.5219 | 1.6743 | 1.7568 | 1.7568 | 1.7568 | 1.7568 | 1.7568 | 1.7568 | 1.7568 | 1.7568 | 1.7568 | 1.7568 | 1.7568 | 1.7568 | 1.7568 | 1.7568 | 1.7568 | 1.7568 | 1.7568 | 0 | 0 | 0 | 0 | 0 | 0 | 0 | 0 | 0 | 0 | 0 | 0 | 0 | 0 | 0 | 0 | 0 | 0 | 0 | 0 | 0 | 0 | 0 | 0 | 0 | 0 | 0 | 0 | 0 | 0 | 0 | 0 | 0 | 0 | 0 | 0 | 0 | 0 | 0 | 0 | 0 | 0 | 0 | 0 | 0 | 0 | 0 | 0 | 0 | 0 | 0 | 0 | 0 | 0 | 0 | 0 | 0 | 0 | 0 | 0 | 0 | 0 | 0 | 0 | 0 | 0 | 0 | 0 | 0 | 0 | 0 | 0 | 0 | 0 | 0 | 0 | 0 | 0 | 0 | 0 | 0 | 0 | 0 | 0 | 0 | 0 | 0 | 0 | 0 | 0 | 0 | 0 | 0 | 0 | 0 | 0 | 0 | 0 | 0 | 0 | 0 | 0 | 0 | 0 | 0 | 0 | 0 | 0 | 0 | 0 | 0 | 0 | 0 | 0 | 0 | 0 | 0 | 0 | 0 | 0 | 0 | 0 | 0 | 0 | 0 | 0 | 0 | 0 | 0 | 0 | 0 | 0 | 0 | 0 | 0 | 0 | 0 | 0 | 0 | 0 | 0 | 0 | 0 | 0 | 0 | 0 | 0 | 0 | 0 | 0 | 0 | 0 | 0 | 0 | 0 | 0 | 0 | 0 | 0 | 0 | 0 | 0 | 0 | 0 | 0 | 0 | 0 | 0 | 0 | 0 | 0 | 0 | 0 | 0 | 0 | 0 | 0 | 0 | 0 | 0 | 0 | 0 | 0 | 0 | 0 | 0 | 0 | 0 | 0 | 0 | 0 | 0 | 0 | 0 | 0 | 0 | 0 | 0 | 0 | 0 | 5203.9661 | 5286.776 | 5361.6891 | 5428.6972 | 5487.7622 | 5538.8282 | 5581.8336 | 5616.7217 | 5644.9478 | 5667.7337 | 5686.0953 | 5700.8705 | 5712.7461 | 5722.2822 | 5729.9341 | 5736.0703 | 5740.9887 | 5744.9296 | 5748.0862 | 5750.6139 | 5752.6377 | 5754.2578 | 5755.5545 | 5756.5923 | 5757.4228 | 2221.6568 | 2257.0097 | 2288.9913 | 2317.5981 | 2342.8139 | 2364.6148 | 2382.9745 | 2397.8688 | 2409.919 | 2419.6467 | 2427.4856 | 2433.7933 | 2438.8632 | 2442.9343 | 2446.201 | 2448.8207 | 2450.9204 | 2452.6028 | 2453.9504 | 2455.0296 | 2455.8936 | 2456.5852 | 2457.1388 | 2457.5818 | 2457.9364
OR_Commercial_OR - Health_Existing_Water Heating_Natural Gas_Water Heater - Temperature Setback_A | OR | Commercial | OR - Health | Existing | Water Heating | Natural Gas | Water Heater - Temperature Setback | A | OCM454 | No water heater temperature setback. | Water heater temperature setback. | 2 | 103.9223 | 0 | 0 | 2.25 | 0 | 0 | 0 | 0.28365 | 0.25 | WHunits | 15% | 100% | Discretionary | Retro5Med_OR | 81.34% | Water Heater | 0% | 16.6947 |  | 7.1272 |  | 0 | IL TRM - RS-HWE-TMPS-V08-210101 | IL TRM - RS-HWE-TMPS-V08-210101 | IL TRM - RS-HWE-TMPS-V08-210101 | No water heater temperature setback. | No water heater temperature setback. | No water heater temperature setback. | No water heater temperature setback. | No water heater temperature setback. | No water heater temperature setback. | No water heater temperature setback. | No water heater temperature setback. | No water heater temperature setback. | No water heater temperature setback. | No water heater temperature setback. | No water heater temperature setback. | No water heater temperature setback. | No water heater temperature setback. | No water heater temperature setback. | No water heater temperature setback. | No water heater temperature setback. | No water heater temperature setback. | No water heater temperature setback. | No water heater temperature setback. | No water heater temperature setback. | No water heater temperature setback. | No water heater temperature setback. | No water heater temperature setback. | No water heater temperature setback. | No water heater temperature setback. | No water heater temperature setback. | Water heater temperature setback. | Water heater temperature setback. | Water heater temperature setback. | Water heater temperature setback. | Water heater temperature setback. | Water heater temperature setback. | Water heater temperature setback. | Water heater temperature setback. | Water heater temperature setback. | Water heater temperature setback. | Water heater temperature setback. | Water heater temperature setback. | Water heater temperature setback. | Water heater temperature setback. | Water heater temperature setback. | Water heater temperature setback. | Water heater temperature setback. | Water heater temperature setback. | Water heater temperature setback. | Water heater temperature setback. | Water heater temperature setback. | Water heater temperature setback. | Water heater temperature setback. | Water heater temperature setback. | Water heater temperature setback. | Water heater temperature setback. | Water heater temperature setback. | 2.25 | 2.25 | 2.25 | 2.25 | 2.25 | 2.25 | 2.25 | 2.25 | 2.25 | 2.25 | 2.25 | 2.25 | 2.25 | 2.25 | 2.25 | 2.25 | 2.25 | 2.25 | 2.25 | 2.25 | 2.25 | 2.25 | 2.25 | 2.25 | 2.25 | 2.25 | 2.25 | 0 | 0 | 679.4643 | 660.6632 | 643.2626 | 627.1501 | 612.2074 | 598.2644 | 585.3425 | 573.519 | 562.3077 | 551.8548 | 548.5797 | 546.1129 | 544.3209 | 541.0504 | 538.6312 | 536.6958 | 535.1475 | 533.8236 | 533.0544 | 532.6162 | 532.4044 | 532.235 | 531.7137 | 531.6052 | 531.5185 | 2.4776 | 2.9579 | 1.1787 | 1.1808 | 1.087 | 1.2691 | 0 | 0 | 0 | 0 | 0 | 0 | 0 | 0 | 0 | 0 | 0 | 0 | 0 | 0 | 0 | 0 | 0 | 0 | 0 | 2.4776 | 5.3669 | 6.4042 | 7.4246 | 8.3347 | 9.4139 | 9.2106 | 9.0246 | 8.8481 | 8.6837 | 8.6321 | 8.5933 | 8.5651 | 8.5137 | 8.4756 | 8.4451 | 8.4208 | 8.3999 | 8.3878 | 8.3809 | 8.3776 | 8.3749 | 8.3667 | 8.365 | 8.3637 | 3.6464 | 4.4771 | 1.8324 | 1.8828 | 1.7756 | 2.1212 | 0 | 0 | 0 | 0 | 0 | 0 | 0 | 0 | 0 | 0 | 0 | 0 | 0 | 0 | 0 | 0 | 0 | 0 | 0 | 3.6464 | 8.1235 | 9.9558 | 11.8386 | 13.6142 | 15.7354 | 15.7354 | 15.7354 | 15.7354 | 15.7354 | 15.7354 | 15.7354 | 15.7354 | 15.7354 | 15.7354 | 15.7354 | 15.7354 | 15.7354 | 15.7354 | 15.7354 | 15.7354 | 15.7354 | 15.7354 | 15.7354 | 15.7354 | 2.1279 | 2.5657 | 1.0322 | 1.0435 | 0.96912 | 1.141 | 0 | 0 | 0 | 0 | 0 | 0 | 0 | 0 | 0 | 0 | 0 | 0 | 0 | 0 | 0 | 0 | 0 | 0 | 0 | 2.1279 | 4.6554 | 5.6083 | 6.5614 | 7.4307 | 8.4644 | 8.3502 | 8.2474 | 8.154 | 8.0704 | 8.001 | 7.9449 | 7.9003 | 7.8555 | 7.822 | 7.7954 | 7.7746 | 7.7578 | 7.7458 | 7.7374 | 7.7314 | 7.7271 | 7.7213 | 7.7199 | 7.7187 | 3.0994 | 3.8056 | 1.5575 | 1.6004 | 1.5092 | 1.803 | 0 | 0 | 0 | 0 | 0 | 0 | 0 | 0 | 0 | 0 | 0 | 0 | 0 | 0 | 0 | 0 | 0 | 0 | 0 | 3.0994 | 6.905 | 8.4625 | 10.0628 | 11.5721 | 13.3751 | 13.3751 | 13.3751 | 13.3751 | 13.3751 | 13.3751 | 13.3751 | 13.3751 | 13.3751 | 13.3751 | 13.3751 | 13.3751 | 13.3751 | 13.3751 | 13.3751 | 13.3751 | 13.3751 | 13.3751 | 13.3751 | 13.3751 | 2.1279 | 2.5657 | 1.0322 | 1.0435 | 0.96912 | 1.141 | 0 | 0 | 0 | 0 | 0 | 0 | 0 | 0 | 0 | 0 | 0 | 0 | 0 | 0 | 0 | 0 | 0 | 0 | 0 | 2.1279 | 4.6554 | 5.6083 | 6.5614 | 7.4307 | 8.4644 | 8.3502 | 8.2474 | 8.154 | 8.0704 | 8.001 | 7.9449 | 7.9003 | 7.8555 | 7.822 | 7.7954 | 7.7746 | 7.7578 | 7.7458 | 7.7374 | 7.7314 | 7.7271 | 7.7213 | 7.7199 | 7.7187 | 3.0994 | 3.8056 | 1.5575 | 1.6004 | 1.5092 | 1.803 | 0 | 0 | 0 | 0 | 0 | 0 | 0 | 0 | 0 | 0 | 0 | 0 | 0 | 0 | 0 | 0 | 0 | 0 | 0 | 3.0994 | 6.905 | 8.4625 | 10.0628 | 11.5721 | 13.3751 | 13.3751 | 13.3751 | 13.3751 | 13.3751 | 13.3751 | 13.3751 | 13.3751 | 13.3751 | 13.3751 | 13.3751 | 13.3751 | 13.3751 | 13.3751 | 13.3751 | 13.3751 | 13.3751 | 13.3751 | 13.3751 | 13.3751 | 2.1279 | 2.5657 | 1.0322 | 1.0435 | 0.96912 | 1.141 | 0 | 0 | 0 | 0 | 0 | 0 | 0 | 0 | 0 | 0 | 0 | 0 | 0 | 0 | 0 | 0 | 0 | 0 | 0 | 2.1279 | 4.6554 | 5.6083 | 6.5614 | 7.4307 | 8.4644 | 8.3502 | 8.2474 | 8.154 | 8.0704 | 8.001 | 7.9449 | 7.9003 | 7.8555 | 7.822 | 7.7954 | 7.7746 | 7.7578 | 7.7458 | 7.7374 | 7.7314 | 7.7271 | 7.7213 | 7.7199 | 7.7187 | 3.0994 | 3.8056 | 1.5575 | 1.6004 | 1.5092 | 1.803 | 0 | 0 | 0 | 0 | 0 | 0 | 0 | 0 | 0 | 0 | 0 | 0 | 0 | 0 | 0 | 0 | 0 | 0 | 0 | 3.0994 | 6.905 | 8.4625 | 10.0628 | 11.5721 | 13.3751 | 13.3751 | 13.3751 | 13.3751 | 13.3751 | 13.3751 | 13.3751 | 13.3751 | 13.3751 | 13.3751 | 13.3751 | 13.3751 | 13.3751 | 13.3751 | 13.3751 | 13.3751 | 13.3751 | 13.3751 | 13.3751 | 13.3751 | 15.5149 | 15.7618 | 15.9851 | 16.1849 | 16.361 | 16.5132 | 16.6414 | 16.7455 | 16.8296 | 16.8975 | 16.9523 | 16.9963 | 17.0317 | 17.0602 | 17.083 | 17.1013 | 17.1159 | 17.1277 | 17.1371 | 17.1446 | 17.1507 | 17.1555 | 17.1594 | 17.1625 | 17.1649 | 6.6236 | 6.729 | 6.8243 | 6.9096 | 6.9848 | 7.0498 | 7.1045 | 7.1489 | 7.1848 | 7.2138 | 7.2372 | 7.256 | 7.2711 | 7.2833 | 7.293 | 7.3008 | 7.3071 | 7.3121 | 7.3161 | 7.3193 | 7.3219 | 7.324 | 7.3256 | 7.3269 | 7.328
OR_Commercial_OR - Health_Existing_Water Heating_Natural Gas_Water Heater - Faucet Aerators_A | OR | Commercial | OR - Health | Existing | Water Heating | Natural Gas | Water Heater - Faucet Aerators | A | OCM455 | 0 | 0 | 10 | 24.4071 | 0 | 0 | 15.18 | 30.36 | 0 | 0 | 0.28365 | 0.25 | faucet | 86.67% | 86.67% | Discretionary | Retro5Med_OR | 81.34% | Water Heater | 0% | -1266.074 |  | 52.5508 |  | 0 | DHW_AER-Water Heating-XCELCO-2017-18-6 | DHW_AER-Water Heating-XCELCO-2017-18-6 | DHW_AER-Water Heating-ILTRM-v5.0-24 | 0 | 0 | 0 | 0 | 0 | 0 | 0 | 0 | 0 | 0 | 0 | 0 | 0 | 0 | 0 | 0 | 0 | 0 | 0 | 0 | 0 | 0 | 0 | 0 | 0 | 0 | 0 | 0 | 0 | 0 | 0 | 0 | 0 | 0 | 0 | 0 | 0 | 0 | 0 | 0 | 0 | 0 | 0 | 0 | 0 | 0 | 0 | 0 | 0 | 0 | 0 | 0 | 0 | 0 | 15.18 | 15.18 | 15.18 | 15.18 | 15.18 | 15.18 | 15.18 | 15.18 | 15.18 | 15.18 | 15.18 | 15.18 | 15.18 | 15.18 | 15.18 | 15.18 | 15.18 | 15.18 | 15.18 | 15.18 | 15.18 | 15.18 | 15.18 | 15.18 | 15.18 | 15.18 | 15.18 | 0 | 0 | 157.9401 | 151.6222 | 145.6811 | 139.8564 | 134.1418 | 128.3675 | 122.8796 | 117.6797 | 112.8681 | 108.6515 | 106.3772 | 104.7855 | 104.4416 | 103.8141 | 103.3499 | 102.9786 | 102.6815 | 102.4275 | 102.2799 | 102.1958 | 102.1552 | 102.1226 | 102.0226 | 102.0018 | 101.9852 | 0 | 0 | 0 | 0 | 0 | 0 | 0 | 0 | 0 | 0 | 0 | 0 | 0 | 0 | 0 | 0 | 0 | 0 | 0 | 0 | 0 | 0 | 0 | 0 | 0 | 0 | 0 | 0 | 0 | 0 | 0 | 0 | 0 | 0 | 0 | 0 | 0 | 0 | 0 | 0 | 0 | 0 | 0 | 0 | 0 | 0 | 0 | 0 | 0 | 0 | 0 | 0 | 0 | 0 | 0 | 0 | 0 | 0 | 0 | 0 | 0 | 0 | 0 | 0 | 0 | 0 | 0 | 0 | 0 | 0 | 0 | 0 | 0 | 0 | 0 | 0 | 0 | 0 | 0 | 0 | 0 | 0 | 0 | 0 | 0 | 0 | 0 | 0 | 0 | 0 | 0 | 0 | 0 | 0 | 0 | 0 | 0 | 0 | 0 | 0 | 0 | 0 | 0 | 0 | 0 | 0 | 0 | 0 | 0 | 0 | 0 | 0 | 0 | 0 | 0 | 0 | 0 | 0 | 0 | 0 | 0 | 0 | 0 | 0 | 0 | 0 | 0 | 0 | 0 | 0 | 0 | 0 | 0 | 0 | 0 | 0 | 0 | 0 | 0 | 0 | 0 | 0 | 0 | 0 | 0 | 0 | 0 | 0 | 0 | 0 | 0 | 0 | 0 | 0 | 0 | 0 | 0 | 0 | 0 | 0 | 0 | 0 | 0 | 0 | 0 | 0 | 0 | 0 | 0 | 0 | 0 | 0 | 0 | 0 | 0 | 0 | 0 | 0 | 0 | 0 | 0 | 0 | 0 | 0 | 0 | 0 | 0 | 0 | 0 | 0 | 0 | 0 | 0 | 0 | 0 | 0 | 0 | 0 | 0 | 0 | 0 | 0 | 0 | 0 | 0 | 0 | 0 | 0 | 0 | 0 | 0 | 0 | 0 | 0 | 0 | 0 | 0 | 0 | 0 | 0 | 0 | 0 | 0 | 0 | 0 | 0 | 0 | 0 | 0 | 0 | 0 | 0 | 0 | 0 | 0 | 0 | 0 | 0 | 0 | 0 | 0 | 0 | 0 | 0 | 0 | 0 | 0 | 0 | 0 | 0 | 0 | 0 | 0 | 0 | 0 | 0 | 0 | 0 | 0 | 0 | 0 | 0 | 0 | 0 | 0 | 0 | 0 | 0 | 0 | 0 | 0 | 0 | 0 | 0 | 0 | 0 | 0 | 0 | 0 | 0 | 0 | 0 | 0 | 0 | 0 | 0 | 0 | 0 | 0 | 0 | 0 | 0 | 0 | 0 | 0 | 0 | 0 | 0 | 0 | 0 | 0 | 0 | 0 | 0 | 0 | 0 | 0 | 0 | 0 | 0 | 0 | 0 | 0 | 0 | 0 | 0 | 0 | 0 | 0 | 0 | 0 | 0 | 0 | 0 | 0 | 0 | 0 | 0 | 0 | 0 | 0 | 0 | 0 | 0 | 0 | 0 | 0 | 0 | 0 | 0 | 0 | 0 | 0 | 0 | 0 | 0 | 0 | 0 | 0 | 0 | 0 | 0 | 0 | 0 | 0 | 0 | 0 | 0 | 0 | 0 | 0 | 0 | 0 | 0 | 0 | 0 | 0 | 0 | 0 | 0 | 0 | 0 | 0 | 0 | 0 | 0 | 0 | 0 | 0 | 0 | 0 | 0 | 0 | 0 | 0 | 0 | 0 | 0 | 0 | 0 | 0 | 0 | 0 | 0 | 0 | 0 | 0 | 0 | 0 | 0 | -1176.6035 | -1195.3266 | -1212.2643 | -1227.4146 | -1240.7691 | -1252.315 | -1262.0384 | -1269.9265 | -1276.3083 | -1281.4602 | -1285.6117 | -1288.9523 | -1291.6374 | -1293.7935 | -1295.5235 | -1296.9109 | -1298.023 | -1298.914 | -1299.6277 | -1300.1992 | -1300.6568 | -1301.0231 | -1301.3162 | -1301.5509 | -1301.7387 | 48.8372 | 49.6143 | 50.3174 | 50.9462 | 51.5005 | 51.9797 | 52.3833 | 52.7107 | 52.9756 | 53.1895 | 53.3618 | 53.5004 | 53.6119 | 53.7014 | 53.7732 | 53.8308 | 53.8769 | 53.9139 | 53.9435 | 53.9673 | 53.9863 | 54.0015 | 54.0136 | 54.0234 | 54.0312
OR_Commercial_OR - Health_Existing_Water Heating_Natural Gas_Water Heater - Low-Flow Showerheads_A | OR | Commercial | OR - Health | Existing | Water Heating | Natural Gas | Water Heater - Low-Flow Showerheads | A | OCM456 | 0 | 0 | 10 | 12.562 | 0 | 0 | 40.29 | 58.7 | 0 | 0 | 0.28365 | 0.25 | Showerhead | 86.67% | 86.67% | Discretionary | Retro5Med_OR | 81.34% | Water Heater | 0% | -4583.3583 |  | 270.9949 |  | 0 | Com-Showerheads-2021P_V2 | Com-Showerheads-2021P_V2 | Com-Showerheads-2021P_V2 | 0 | 0 | 0 | 0 | 0 | 0 | 0 | 0 | 0 | 0 | 0 | 0 | 0 | 0 | 0 | 0 | 0 | 0 | 0 | 0 | 0 | 0 | 0 | 0 | 0 | 0 | 0 | 0 | 0 | 0 | 0 | 0 | 0 | 0 | 0 | 0 | 0 | 0 | 0 | 0 | 0 | 0 | 0 | 0 | 0 | 0 | 0 | 0 | 0 | 0 | 0 | 0 | 0 | 0 | 40.29 | 40.29 | 40.29 | 40.29 | 40.29 | 40.29 | 40.29 | 40.29 | 40.29 | 40.29 | 40.29 | 40.29 | 40.29 | 40.29 | 40.29 | 40.29 | 40.29 | 40.29 | 40.29 | 40.29 | 40.29 | 40.29 | 40.29 | 40.29 | 40.29 | 40.29 | 40.29 | 0 | 0 | 80.7873 | 76.992 | 73.3395 | 69.7229 | 66.1464 | 62.5038 | 59.0125 | 55.7263 | 52.6901 | 50.0742 | 48.5282 | 47.4647 | 47.1086 | 46.7046 | 46.4958 | 46.3287 | 46.1951 | 46.0808 | 46.0144 | 45.9766 | 45.9583 | 45.9437 | 45.8987 | 45.8893 | 45.8818 | 0 | 0 | 0 | 0 | 0 | 0 | 0 | 0 | 0 | 0 | 0 | 0 | 0 | 0 | 0 | 0 | 0 | 0 | 0 | 0 | 0 | 0 | 0 | 0 | 0 | 0 | 0 | 0 | 0 | 0 | 0 | 0 | 0 | 0 | 0 | 0 | 0 | 0 | 0 | 0 | 0 | 0 | 0 | 0 | 0 | 0 | 0 | 0 | 0 | 0 | 0 | 0 | 0 | 0 | 0 | 0 | 0 | 0 | 0 | 0 | 0 | 0 | 0 | 0 | 0 | 0 | 0 | 0 | 0 | 0 | 0 | 0 | 0 | 0 | 0 | 0 | 0 | 0 | 0 | 0 | 0 | 0 | 0 | 0 | 0 | 0 | 0 | 0 | 0 | 0 | 0 | 0 | 0 | 0 | 0 | 0 | 0 | 0 | 0 | 0 | 0 | 0 | 0 | 0 | 0 | 0 | 0 | 0 | 0 | 0 | 0 | 0 | 0 | 0 | 0 | 0 | 0 | 0 | 0 | 0 | 0 | 0 | 0 | 0 | 0 | 0 | 0 | 0 | 0 | 0 | 0 | 0 | 0 | 0 | 0 | 0 | 0 | 0 | 0 | 0 | 0 | 0 | 0 | 0 | 0 | 0 | 0 | 0 | 0 | 0 | 0 | 0 | 0 | 0 | 0 | 0 | 0 | 0 | 0 | 0 | 0 | 0 | 0 | 0 | 0 | 0 | 0 | 0 | 0 | 0 | 0 | 0 | 0 | 0 | 0 | 0 | 0 | 0 | 0 | 0 | 0 | 0 | 0 | 0 | 0 | 0 | 0 | 0 | 0 | 0 | 0 | 0 | 0 | 0 | 0 | 0 | 0 | 0 | 0 | 0 | 0 | 0 | 0 | 0 | 0 | 0 | 0 | 0 | 0 | 0 | 0 | 0 | 0 | 0 | 0 | 0 | 0 | 0 | 0 | 0 | 0 | 0 | 0 | 0 | 0 | 0 | 0 | 0 | 0 | 0 | 0 | 0 | 0 | 0 | 0 | 0 | 0 | 0 | 0 | 0 | 0 | 0 | 0 | 0 | 0 | 0 | 0 | 0 | 0 | 0 | 0 | 0 | 0 | 0 | 0 | 0 | 0 | 0 | 0 | 0 | 0 | 0 | 0 | 0 | 0 | 0 | 0 | 0 | 0 | 0 | 0 | 0 | 0 | 0 | 0 | 0 | 0 | 0 | 0 | 0 | 0 | 0 | 0 | 0 | 0 | 0 | 0 | 0 | 0 | 0 | 0 | 0 | 0 | 0 | 0 | 0 | 0 | 0 | 0 | 0 | 0 | 0 | 0 | 0 | 0 | 0 | 0 | 0 | 0 | 0 | 0 | 0 | 0 | 0 | 0 | 0 | 0 | 0 | 0 | 0 | 0 | 0 | 0 | 0 | 0 | 0 | 0 | 0 | 0 | 0 | 0 | 0 | 0 | 0 | 0 | 0 | 0 | 0 | 0 | 0 | 0 | 0 | 0 | 0 | 0 | 0 | 0 | 0 | 0 | 0 | 0 | 0 | 0 | 0 | 0 | 0 | 0 | 0 | 0 | 0 | 0 | 0 | 0 | 0 | 0 | 0 | 0 | 0 | 0 | 0 | 0 | 0 | 0 | 0 | 0 | 0 | 0 | 0 | 0 | 0 | 0 | 0 | 0 | 0 | 0 | 0 | 0 | 0 | 0 | 0 | 0 | 0 | 0 | 0 | 0 | 0 | 0 | 0 | 0 | 0 | -4259.463 | -4327.2432 | -4388.5598 | -4443.4062 | -4491.751 | -4533.5488 | -4568.7488 | -4597.3048 | -4620.408 | -4639.0583 | -4654.0874 | -4666.1809 | -4675.9011 | -4683.7065 | -4689.9695 | -4694.9921 | -4699.0178 | -4702.2434 | -4704.8271 | -4706.8961 | -4708.5525 | -4709.8786 | -4710.9399 | -4711.7894 | -4712.4692 | 251.8443 | 255.8519 | 259.4773 | 262.7201 | 265.5785 | 268.0499 | 270.1311 | 271.8195 | 273.1855 | 274.2882 | 275.1768 | 275.8918 | 276.4666 | 276.9281 | 277.2984 | 277.5953 | 277.8334 | 278.0241 | 278.1768 | 278.2992 | 278.3971 | 278.4755 | 278.5383 | 278.5885 | 278.6287
OR_Commercial_OR - Health_Existing_Water Heating_Natural Gas_Water Heater - Tank Blanket/Insulation_A | OR | Commercial | OR - Health | Existing | Water Heating | Natural Gas | Water Heater - Tank Blanket/Insulation | A | OCM457 | 0 | 0 | 15 | 200.7769 | 0 | 0 | 0.66 | 0 | 0 | 0 | 0.28365 | 0.25 | WHUnits | 75% | 100% | Discretionary | Retro5Med_OR | 81.34% | Water Heater | 0% | 0.50094 |  | 0.21386 |  | 0 | IL TRM - 4.3.12 Tank Insulation - CI-HWE-TKIN-V01-210101 / PA TRM - 2.3.4 - State of Pennsylvania TRM, Volume 2: Residential Measures, 2021 Final Order. August 8, 2019. | IL TRM - 4.3.12 Tank Insulation - CI-HWE-TKIN-V01-210101 / PA TRM - 2.3.4 - State of Pennsylvania TRM, Volume 2: Residential Measures, 2021 Final Order. August 8, 2019. | IL TRM - 4.3.12 Tank Insulation - CI-HWE-TKIN-V01-210101 / PA TRM - 2.3.4 - State of Pennsylvania TRM, Volume 2: Residential Measures, 2021 Final Order. August 8, 2019. | 0 | 0 | 0 | 0 | 0 | 0 | 0 | 0 | 0 | 0 | 0 | 0 | 0 | 0 | 0 | 0 | 0 | 0 | 0 | 0 | 0 | 0 | 0 | 0 | 0 | 0 | 0 | 0 | 0 | 0 | 0 | 0 | 0 | 0 | 0 | 0 | 0 | 0 | 0 | 0 | 0 | 0 | 0 | 0 | 0 | 0 | 0 | 0 | 0 | 0 | 0 | 0 | 0 | 0 | 0.66 | 0.66 | 0.66 | 0.66 | 0.66 | 0.66 | 0.66 | 0.66 | 0.66 | 0.66 | 0.66 | 0.66 | 0.66 | 0.66 | 0.66 | 0.66 | 0.66 | 0.66 | 0.66 | 0.66 | 0.66 | 0.66 | 0.66 | 0.66 | 0.66 | 0.66 | 0.66 | 0 | 0 | 1314.5568 | 1280.384 | 1249.2942 | 1220.9956 | 1195.2547 | 1171.8848 | 1150.7363 | 1131.6898 | 1113.4738 | 1096.0924 | 1092.1531 | 1089.0017 | 1086.4805 | 1080.4418 | 1075.6108 | 1071.746 | 1068.6541 | 1066.0105 | 1064.4742 | 1063.5993 | 1063.1764 | 1062.838 | 1061.797 | 1061.5804 | 1061.4072 | 1.4098 | 1.686 | 2.0131 | 2.2839 | 2.5502 | 2.9232 | 3.1489 | 3.1636 | 2.9333 | 2.4821 | 1.9138 | 1.3096 | 0.78188 | 0.36316 | 0 | 0 | 0 | 0 | 0 | 0 | 0 | 0 | 0 | 0 | 0 | 1.4098 | 3.0592 | 4.998 | 7.1687 | 9.5678 | 12.3039 | 15.2308 | 18.1423 | 20.7837 | 22.9413 | 24.7727 | 26.0109 | 26.7325 | 26.9471 | 26.8266 | 26.7302 | 26.6531 | 26.5872 | 26.5489 | 26.5271 | 26.5165 | 26.5081 | 26.4821 | 26.4767 | 26.4724 | 1.0725 | 1.3168 | 1.6114 | 1.8706 | 2.1336 | 2.4945 | 2.7365 | 2.7955 | 2.6344 | 2.2645 | 1.7524 | 1.2026 | 0.71965 | 0.33612 | 0 | 0 | 0 | 0 | 0 | 0 | 0 | 0 | 0 | 0 | 0 | 1.0725 | 2.3893 | 4.0006 | 5.8712 | 8.0048 | 10.4993 | 13.2357 | 16.0312 | 18.6656 | 20.9301 | 22.6825 | 23.8851 | 24.6047 | 24.9408 | 24.9408 | 24.9408 | 24.9408 | 24.9408 | 24.9408 | 24.9408 | 24.9408 | 24.9408 | 24.9408 | 24.9408 | 24.9408 | 1.2106 | 1.4618 | 1.7615 | 2.0161 | 2.27 | 2.6229 | 2.8473 | 2.882 | 2.6931 | 2.2971 | 1.7658 | 1.205 | 0.71763 | 0.33341 | 0 | 0 | 0 | 0 | 0 | 0 | 0 | 0 | 0 | 0 | 0 | 1.2106 | 2.6524 | 4.3734 | 6.328 | 8.5165 | 11.0399 | 13.7717 | 16.5271 | 19.0817 | 21.2317 | 22.857 | 23.9327 | 24.5357 | 24.7393 | 24.6338 | 24.55 | 24.4843 | 24.4314 | 24.3939 | 24.3672 | 24.3484 | 24.3348 | 24.3166 | 24.3121 | 24.3084 | 0.91159 | 1.1193 | 1.3697 | 1.59 | 1.8136 | 2.1203 | 2.326 | 2.3762 | 2.2392 | 1.9248 | 1.4895 | 1.0222 | 0.6117 | 0.28571 | 0 | 0 | 0 | 0 | 0 | 0 | 0 | 0 | 0 | 0 | 0 | 0.91159 | 2.0309 | 3.4005 | 4.9905 | 6.8041 | 8.9244 | 11.2504 | 13.6265 | 15.8658 | 17.7906 | 19.2801 | 20.3023 | 20.914 | 21.1997 | 21.1997 | 21.1997 | 21.1997 | 21.1997 | 21.1997 | 21.1997 | 21.1997 | 21.1997 | 21.1997 | 21.1997 | 21.1997 | 1.2106 | 1.4618 | 1.7615 | 2.0161 | 2.27 | 2.6229 | 2.8473 | 2.882 | 2.6931 | 2.2971 | 1.7658 | 1.205 | 0.71763 | 0.33341 | 0 | 0 | 0 | 0 | 0 | 0 | 0 | 0 | 0 | 0 | 0 | 1.2106 | 2.6524 | 4.3734 | 6.328 | 8.5165 | 11.0399 | 13.7717 | 16.5271 | 19.0817 | 21.2317 | 22.857 | 23.9327 | 24.5357 | 24.7393 | 24.6338 | 24.55 | 24.4843 | 24.4314 | 24.3939 | 24.3672 | 24.3484 | 24.3348 | 24.3166 | 24.3121 | 24.3084 | 0.91159 | 1.1193 | 1.3697 | 1.59 | 1.8136 | 2.1203 | 2.326 | 2.3762 | 2.2392 | 1.9248 | 1.4895 | 1.0222 | 0.6117 | 0.28571 | 0 | 0 | 0 | 0 | 0 | 0 | 0 | 0 | 0 | 0 | 0 | 0.91159 | 2.0309 | 3.4005 | 4.9905 | 6.8041 | 8.9244 | 11.2504 | 13.6265 | 15.8658 | 17.7906 | 19.2801 | 20.3023 | 20.914 | 21.1997 | 21.1997 | 21.1997 | 21.1997 | 21.1997 | 21.1997 | 21.1997 | 21.1997 | 21.1997 | 21.1997 | 21.1997 | 21.1997 | 1.2106 | 1.4618 | 1.7615 | 2.0161 | 2.27 | 2.6229 | 2.8473 | 2.882 | 2.6931 | 2.2971 | 1.7658 | 1.205 | 0.71763 | 0.33341 | 0 | 0 | 0 | 0 | 0 | 0 | 0 | 0 | 0 | 0 | 0 | 1.2106 | 2.6524 | 4.3734 | 6.328 | 8.5165 | 11.0399 | 13.7717 | 16.5271 | 19.0817 | 21.2317 | 22.857 | 23.9327 | 24.5357 | 24.7393 | 24.6338 | 24.55 | 24.4843 | 24.4314 | 24.3939 | 24.3672 | 24.3484 | 24.3348 | 24.3166 | 24.3121 | 24.3084 | 0.91159 | 1.1193 | 1.3697 | 1.59 | 1.8136 | 2.1203 | 2.326 | 2.3762 | 2.2392 | 1.9248 | 1.4895 | 1.0222 | 0.6117 | 0.28571 | 0 | 0 | 0 | 0 | 0 | 0 | 0 | 0 | 0 | 0 | 0 | 0.91159 | 2.0309 | 3.4005 | 4.9905 | 6.8041 | 8.9244 | 11.2504 | 13.6265 | 15.8658 | 17.7906 | 19.2801 | 20.3023 | 20.914 | 21.1997 | 21.1997 | 21.1997 | 21.1997 | 21.1997 | 21.1997 | 21.1997 | 21.1997 | 21.1997 | 21.1997 | 21.1997 | 21.1997 | 0.46554 | 0.47295 | 0.47965 | 0.48565 | 0.49093 | 0.4955 | 0.49935 | 0.50247 | 0.50499 | 0.50703 | 0.50867 | 0.50999 | 0.51106 | 0.51191 | 0.51259 | 0.51314 | 0.51358 | 0.51394 | 0.51422 | 0.51444 | 0.51462 | 0.51477 | 0.51489 | 0.51498 | 0.51505 | 0.19875 | 0.20191 | 0.20477 | 0.20733 | 0.20959 | 0.21154 | 0.21318 | 0.21451 | 0.21559 | 0.21646 | 0.21716 | 0.21772 | 0.21818 | 0.21854 | 0.21883 | 0.21907 | 0.21926 | 0.21941 | 0.21953 | 0.21962 | 0.2197 | 0.21976 | 0.21981 | 0.21985 | 0.21988
OR_Commercial_OR - Health_Existing_Water Heating_Natural Gas_Water Heater - Drainwater Heat Recovery_A | OR | Commercial | OR - Health | Existing | Water Heating | Natural Gas | Water Heater - Drainwater Heat Recovery | A | OCM458 | 0 | 0 | 40 | 125.0629 | 0 | 0 | 1935.06 | 0 | 0 | 0 | 0.28365 | 0.25 | faucet | 86.67% | 86.67% | Discretionary | Retro5Med_OR | 81.34% | Water Heater | 0% | 1603.1487 |  | 684.4099 |  | 0 | DHW_DWHR-Water Heating-OPATRM-v1-1 | DHW_DWHR-Water Heating-OPATRM-v1-1 | DHW_DWHR-Water Heating-MNTRM-v1.0-7 | 0 | 0 | 0 | 0 | 0 | 0 | 0 | 0 | 0 | 0 | 0 | 0 | 0 | 0 | 0 | 0 | 0 | 0 | 0 | 0 | 0 | 0 | 0 | 0 | 0 | 0 | 0 | 0 | 0 | 0 | 0 | 0 | 0 | 0 | 0 | 0 | 0 | 0 | 0 | 0 | 0 | 0 | 0 | 0 | 0 | 0 | 0 | 0 | 0 | 0 | 0 | 0 | 0 | 0 | 1935.06 | 1935.06 | 1935.06 | 1935.06 | 1935.06 | 1935.06 | 1935.06 | 1935.06 | 1935.06 | 1935.06 | 1935.06 | 1935.06 | 1935.06 | 1935.06 | 1935.06 | 1935.06 | 1935.06 | 1935.06 | 1935.06 | 1935.06 | 1935.06 | 1935.06 | 1935.06 | 1935.06 | 1935.06 | 1935.06 | 1935.06 | 0 | 0 | 804.2074 | 766.3321 | 729.8668 | 693.7526 | 658.0334 | 621.6514 | 586.7766 | 553.9548 | 523.6437 | 497.5399 | 482.0998 | 471.4808 | 467.9121 | 463.8849 | 461.8107 | 460.1514 | 458.8239 | 457.6888 | 457.0293 | 456.6536 | 456.472 | 456.3267 | 455.8798 | 455.7868 | 455.7124 | 0 | 0 | 0 | 0 | 0 | 0 | 0 | 0 | 0 | 0 | 0 | 0 | 0 | 0 | 0 | 0 | 0 | 0 | 0 | 0 | 0 | 0 | 0 | 0 | 0 | 0 | 0 | 0 | 0 | 0 | 0 | 0 | 0 | 0 | 0 | 0 | 0 | 0 | 0 | 0 | 0 | 0 | 0 | 0 | 0 | 0 | 0 | 0 | 0 | 0 | 0 | 0 | 0 | 0 | 0 | 0 | 0 | 0 | 0 | 0 | 0 | 0 | 0 | 0 | 0 | 0 | 0 | 0 | 0 | 0 | 0 | 0 | 0 | 0 | 0 | 0 | 0 | 0 | 0 | 0 | 0 | 0 | 0 | 0 | 0 | 0 | 0 | 0 | 0 | 0 | 0 | 0 | 0 | 0 | 0 | 0 | 0 | 0 | 0 | 0 | 0 | 0 | 0 | 0 | 0 | 0 | 0 | 0 | 0 | 0 | 0 | 0 | 0 | 0 | 0 | 0 | 0 | 0 | 0 | 0 | 0 | 0 | 0 | 0 | 0 | 0 | 0 | 0 | 0 | 0 | 0 | 0 | 0 | 0 | 0 | 0 | 0 | 0 | 0 | 0 | 0 | 0 | 0 | 0 | 0 | 0 | 0 | 0 | 0 | 0 | 0 | 0 | 0 | 0 | 0 | 0 | 0 | 0 | 0 | 0 | 0 | 0 | 0 | 0 | 0 | 0 | 0 | 0 | 0 | 0 | 0 | 0 | 0 | 0 | 0 | 0 | 0 | 0 | 0 | 0 | 0 | 0 | 0 | 0 | 0 | 0 | 0 | 0 | 0 | 0 | 0 | 0 | 0 | 0 | 0 | 0 | 0 | 0 | 0 | 0 | 0 | 0 | 0 | 0 | 0 | 0 | 0 | 0 | 0 | 0 | 0 | 0 | 0 | 0 | 0 | 0 | 0 | 0 | 0 | 0 | 0 | 0 | 0 | 0 | 0 | 0 | 0 | 0 | 0 | 0 | 0 | 0 | 0 | 0 | 0 | 0 | 0 | 0 | 0 | 0 | 0 | 0 | 0 | 0 | 0 | 0 | 0 | 0 | 0 | 0 | 0 | 0 | 0 | 0 | 0 | 0 | 0 | 0 | 0 | 0 | 0 | 0 | 0 | 0 | 0 | 0 | 0 | 0 | 0 | 0 | 0 | 0 | 0 | 0 | 0 | 0 | 0 | 0 | 0 | 0 | 0 | 0 | 0 | 0 | 0 | 0 | 0 | 0 | 0 | 0 | 0 | 0 | 0 | 0 | 0 | 0 | 0 | 0 | 0 | 0 | 0 | 0 | 0 | 0 | 0 | 0 | 0 | 0 | 0 | 0 | 0 | 0 | 0 | 0 | 0 | 0 | 0 | 0 | 0 | 0 | 0 | 0 | 0 | 0 | 0 | 0 | 0 | 0 | 0 | 0 | 0 | 0 | 0 | 0 | 0 | 0 | 0 | 0 | 0 | 0 | 0 | 0 | 0 | 0 | 0 | 0 | 0 | 0 | 0 | 0 | 0 | 0 | 0 | 0 | 0 | 0 | 0 | 0 | 0 | 0 | 0 | 0 | 0 | 0 | 0 | 0 | 0 | 0 | 0 | 0 | 0 | 0 | 0 | 0 | 0 | 0 | 0 | 0 | 0 | 0 | 0 | 0 | 0 | 0 | 0 | 0 | 0 | 0 | 0 | 0 | 0 | 0 | 0 | 0 | 0 | 0 | 0 | 0 | 0 | 0 | 1489.8579 | 1513.5658 | 1535.0128 | 1554.1968 | 1571.1066 | 1585.7265 | 1598.0386 | 1608.0268 | 1616.1078 | 1622.6312 | 1627.888 | 1632.118 | 1635.5179 | 1638.248 | 1640.4387 | 1642.1955 | 1643.6036 | 1644.7318 | 1645.6355 | 1646.3592 | 1646.9386 | 1647.4024 | 1647.7737 | 1648.0708 | 1648.3085 | 636.0443 | 646.1656 | 655.3217 | 663.5116 | 670.7307 | 676.9721 | 682.2284 | 686.4925 | 689.9424 | 692.7274 | 694.9716 | 696.7774 | 698.2289 | 699.3944 | 700.3297 | 701.0797 | 701.6808 | 702.1625 | 702.5483 | 702.8572 | 703.1046 | 703.3026 | 703.4611 | 703.5879 | 703.6894
OR_Commercial_OR - Health_Existing_Water Heating_Natural Gas_Water Heater - Circulation Pump Controls_A | OR | Commercial | OR - Health | Existing | Water Heating | Natural Gas | Water Heater - Circulation Pump Controls | A | OCM459 | Circulation pump with no controls. | Controlled circulation pump. | 11.5 | 6566.6101 | 0 | 0 | 1863.66 | 0 | 0 | 0 | 0.28365 | 0.25 | perbldg | 15% | 40% | Discretionary | Retro5Med_OR | 81.34% | Water Heater | 0% | 51.0492 |  | 21.7937 |  | 0 | RTF - ComResCirculatorPumps_2_3 - AEG Edited | RTF - ComResCirculatorPumps_2_3 - AEG Edited | RTF - ComResCirculatorPumps_2_3 - AEG Edited | Circulation pump with no controls. | Circulation pump with no controls. | Circulation pump with no controls. | Circulation pump with no controls. | Circulation pump with no controls. | Circulation pump with no controls. | Circulation pump with no controls. | Circulation pump with no controls. | Circulation pump with no controls. | Circulation pump with no controls. | Circulation pump with no controls. | Circulation pump with no controls. | Circulation pump with no controls. | Circulation pump with no controls. | Circulation pump with no controls. | Circulation pump with no controls. | Circulation pump with no controls. | Circulation pump with no controls. | Circulation pump with no controls. | Circulation pump with no controls. | Circulation pump with no controls. | Circulation pump with no controls. | Circulation pump with no controls. | Circulation pump with no controls. | Circulation pump with no controls. | Circulation pump with no controls. | Circulation pump with no controls. | Controlled circulation pump. | Controlled circulation pump. | Controlled circulation pump. | Controlled circulation pump. | Controlled circulation pump. | Controlled circulation pump. | Controlled circulation pump. | Controlled circulation pump. | Controlled circulation pump. | Controlled circulation pump. | Controlled circulation pump. | Controlled circulation pump. | Controlled circulation pump. | Controlled circulation pump. | Controlled circulation pump. | Controlled circulation pump. | Controlled circulation pump. | Controlled circulation pump. | Controlled circulation pump. | Controlled circulation pump. | Controlled circulation pump. | Controlled circulation pump. | Controlled circulation pump. | Controlled circulation pump. | Controlled circulation pump. | Controlled circulation pump. | Controlled circulation pump. | 1863.66 | 1863.66 | 1863.66 | 1863.66 | 1863.66 | 1863.66 | 1863.66 | 1863.66 | 1863.66 | 1863.66 | 1863.66 | 1863.66 | 1863.66 | 1863.66 | 1863.66 | 1863.66 | 1863.66 | 1863.66 | 1863.66 | 1863.66 | 1863.66 | 1863.66 | 1863.66 | 1863.66 | 1863.66 | 1863.66 | 1863.66 | 0 | 0 | 42828.1174 | 41516.9002 | 40373.1543 | 39311.5294 | 38328.5202 | 37401.4685 | 36593.6353 | 35854.4672 | 35153.5734 | 34500.0935 | 34295.3499 | 34141.1313 | 34029.1007 | 33824.6408 | 33673.4001 | 33552.4075 | 33455.6134 | 33372.8492 | 33324.7562 | 33297.3659 | 33284.1241 | 33273.5306 | 33240.9418 | 33234.162 | 33228.7381 | 7.8572 | 9.352 | 11.1288 | 12.5791 | 13.9893 | 15.9596 | 17.1298 | 17.1458 | 15.842 | 13.3644 | 10.2806 | 7.0236 | 0 | 0 | 0 | 0 | 0 | 0 | 0 | 0 | 0 | 0 | 0 | 0 | 0 | 7.8572 | 16.9686 | 27.63 | 39.4826 | 52.4846 | 67.1748 | 82.8537 | 98.3259 | 112.2458 | 123.5236 | 133.0711 | 139.4963 | 139.0386 | 138.2032 | 137.5852 | 137.0909 | 136.6954 | 136.3572 | 136.1607 | 136.0488 | 135.9947 | 135.9514 | 135.8183 | 135.7906 | 135.7684 | 0.18346 | 0.22526 | 0.27565 | 0.31999 | 0.36498 | 0.42671 | 0.46811 | 0.47821 | 0.45065 | 0.38737 | 0.29977 | 0.20572 | 0 | 0 | 0 | 0 | 0 | 0 | 0 | 0 | 0 | 0 | 0 | 0 | 0 | 0.18346 | 0.40872 | 0.68437 | 1.0044 | 1.3693 | 1.796 | 2.2642 | 2.7424 | 3.193 | 3.5804 | 3.8802 | 4.0859 | 4.0859 | 4.0859 | 4.0859 | 4.0859 | 4.0859 | 4.0859 | 4.0859 | 4.0859 | 4.0859 | 4.0859 | 4.0859 | 4.0859 | 4.0859 | 6.7508 | 8.1189 | 9.7555 | 11.1302 | 12.4893 | 14.3729 | 15.5545 | 15.6946 | 14.6226 | 12.4405 | 9.5443 | 6.5041 | 0 | 0 | 0 | 0 | 0 | 0 | 0 | 0 | 0 | 0 | 0 | 0 | 0 | 6.7508 | 14.7312 | 24.2205 | 34.9347 | 46.8569 | 60.4963 | 75.2345 | 90.0034 | 103.606 | 114.9844 | 123.5403 | 129.1778 | 128.4537 | 127.725 | 127.1804 | 126.7477 | 126.4085 | 126.1356 | 125.9416 | 125.8042 | 125.7066 | 125.6369 | 125.5429 | 125.5192 | 125.5003 | 0.15594 | 0.19147 | 0.2343 | 0.27199 | 0.31024 | 0.3627 | 0.39789 | 0.40647 | 0.38305 | 0.32927 | 0.2548 | 0.17486 | 0 | 0 | 0 | 0 | 0 | 0 | 0 | 0 | 0 | 0 | 0 | 0 | 0 | 0.15594 | 0.34741 | 0.58171 | 0.8537 | 1.1639 | 1.5266 | 1.9245 | 2.331 | 2.7141 | 3.0433 | 3.2981 | 3.473 | 3.473 | 3.473 | 3.473 | 3.473 | 3.473 | 3.473 | 3.473 | 3.473 | 3.473 | 3.473 | 3.473 | 3.473 | 3.473 | 6.7508 | 8.1189 | 9.7555 | 11.1302 | 12.4893 | 14.3729 | 15.5545 | 15.6946 | 14.6226 | 12.4405 | 9.5443 | 6.5041 | 0 | 0 | 0 | 0 | 0 | 0 | 0 | 0 | 0 | 0 | 0 | 0 | 0 | 6.7508 | 14.7312 | 24.2205 | 34.9347 | 46.8569 | 60.4963 | 75.2345 | 90.0034 | 103.606 | 114.9844 | 123.5403 | 129.1778 | 128.4537 | 127.725 | 127.1804 | 126.7477 | 126.4085 | 126.1356 | 125.9416 | 125.8042 | 125.7066 | 125.6369 | 125.5429 | 125.5192 | 125.5003 | 0.15594 | 0.19147 | 0.2343 | 0.27199 | 0.31024 | 0.3627 | 0.39789 | 0.40647 | 0.38305 | 0.32927 | 0.2548 | 0.17486 | 0 | 0 | 0 | 0 | 0 | 0 | 0 | 0 | 0 | 0 | 0 | 0 | 0 | 0.15594 | 0.34741 | 0.58171 | 0.8537 | 1.1639 | 1.5266 | 1.9245 | 2.331 | 2.7141 | 3.0433 | 3.2981 | 3.473 | 3.473 | 3.473 | 3.473 | 3.473 | 3.473 | 3.473 | 3.473 | 3.473 | 3.473 | 3.473 | 3.473 | 3.473 | 3.473 | 6.7508 | 8.1189 | 9.7555 | 11.1302 | 12.4893 | 14.3729 | 15.5545 | 15.6946 | 14.6226 | 12.4405 | 9.5443 | 6.5041 | 0 | 0 | 0 | 0 | 0 | 0 | 0 | 0 | 0 | 0 | 0 | 0 | 0 | 6.7508 | 14.7312 | 24.2205 | 34.9347 | 46.8569 | 60.4963 | 75.2345 | 90.0034 | 103.606 | 114.9844 | 123.5403 | 129.1778 | 128.4537 | 127.725 | 127.1804 | 126.7477 | 126.4085 | 126.1356 | 125.9416 | 125.8042 | 125.7066 | 125.6369 | 125.5429 | 125.5192 | 125.5003 | 0.15594 | 0.19147 | 0.2343 | 0.27199 | 0.31024 | 0.3627 | 0.39789 | 0.40647 | 0.38305 | 0.32927 | 0.2548 | 0.17486 | 0 | 0 | 0 | 0 | 0 | 0 | 0 | 0 | 0 | 0 | 0 | 0 | 0 | 0.15594 | 0.34741 | 0.58171 | 0.8537 | 1.1639 | 1.5266 | 1.9245 | 2.331 | 2.7141 | 3.0433 | 3.2981 | 3.473 | 3.473 | 3.473 | 3.473 | 3.473 | 3.473 | 3.473 | 3.473 | 3.473 | 3.473 | 3.473 | 3.473 | 3.473 | 3.473 | 47.4417 | 48.1966 | 48.8796 | 49.4905 | 50.0289 | 50.4945 | 50.8865 | 51.2046 | 51.4619 | 51.6696 | 51.837 | 51.9717 | 52.08 | 52.1669 | 52.2367 | 52.2926 | 52.3375 | 52.3734 | 52.4022 | 52.4252 | 52.4436 | 52.4584 | 52.4702 | 52.4797 | 52.4873 | 20.2536 | 20.5759 | 20.8675 | 21.1283 | 21.3582 | 21.5569 | 21.7243 | 21.8601 | 21.9699 | 22.0586 | 22.1301 | 22.1876 | 22.2338 | 22.2709 | 22.3007 | 22.3246 | 22.3437 | 22.359 | 22.3713 | 22.3812 | 22.389 | 22.3953 | 22.4004 | 22.4044 | 22.4077
OR_Commercial_OR - Health_Existing_Water Heating_Natural Gas_Water Heater - Pipe Insulation_A | OR | Commercial | OR - Health | Existing | Water Heating | Natural Gas | Water Heater - Pipe Insulation | A | OCM460 | No insulation. | Water heater pipe insulation. | 15 | 5.02 | 0 | 0 | 39.55 | 0 | 0 | 0 | 0.28365 | 0.25 | PipeFeet | 15.8% | 100% | Discretionary | Retro5Med_OR | 81.34% | Water Heater | 0% | 1200.6041 |  | 512.5572 |  | 0 | IL TRM v10 - 4.4.14 Pipe Insulation - CI-HVC-PINS-V07-220101 | IL TRM v10 - 4.4.14 Pipe Insulation - CI-HVC-PINS-V07-220101 | IL TRM v10 - 4.4.14 Pipe Insulation - CI-HVC-PINS-V07-220101 | No insulation. | No insulation. | No insulation. | No insulation. | No insulation. | No insulation. | No insulation. | No insulation. | No insulation. | No insulation. | No insulation. | No insulation. | No insulation. | No insulation. | No insulation. | No insulation. | No insulation. | No insulation. | No insulation. | No insulation. | No insulation. | No insulation. | No insulation. | No insulation. | No insulation. | No insulation. | No insulation. | Water heater pipe insulation. | Water heater pipe insulation. | Water heater pipe insulation. | Water heater pipe insulation. | Water heater pipe insulation. | Water heater pipe insulation. | Water heater pipe insulation. | Water heater pipe insulation. | Water heater pipe insulation. | Water heater pipe insulation. | Water heater pipe insulation. | Water heater pipe insulation. | Water heater pipe insulation. | Water heater pipe insulation. | Water heater pipe insulation. | Water heater pipe insulation. | Water heater pipe insulation. | Water heater pipe insulation. | Water heater pipe insulation. | Water heater pipe insulation. | Water heater pipe insulation. | Water heater pipe insulation. | Water heater pipe insulation. | Water heater pipe insulation. | Water heater pipe insulation. | Water heater pipe insulation. | Water heater pipe insulation. | 39.55 | 39.55 | 39.55 | 39.55 | 39.55 | 39.55 | 39.55 | 39.55 | 39.55 | 39.55 | 39.55 | 39.55 | 39.55 | 39.55 | 39.55 | 39.55 | 39.55 | 39.55 | 39.55 | 39.55 | 39.55 | 39.55 | 39.55 | 39.55 | 39.55 | 39.55 | 39.55 | 0 | 0 | 32.284 | 30.7673 | 29.3077 | 27.8625 | 26.4332 | 24.9776 | 23.5824 | 22.2692 | 21.0559 | 20.0105 | 19.3927 | 18.9677 | 18.8254 | 18.664 | 18.5805 | 18.5138 | 18.4603 | 18.4147 | 18.3881 | 18.373 | 18.3657 | 18.3599 | 18.3419 | 18.3381 | 18.3352 | 0.09974 | 0.11671 | 0.13605 | 0.15014 | 0.16247 | 0.17948 | 0.1859 | 0.17933 | 0.15979 | 0.13054 | 0.097896 | 0.065711 | 0.039027 | 0.018072 | 0 | 0 | 0 | 0 | 0 | 0 | 0 | 0 | 0 | 0 | 0 | 0.09974 | 0.21177 | 0.33776 | 0.47125 | 0.60954 | 0.75546 | 0.89916 | 1.0284 | 1.1322 | 1.2065 | 1.2672 | 1.3051 | 1.3343 | 1.341 | 1.335 | 1.3302 | 1.3263 | 1.3231 | 1.3211 | 1.3201 | 1.3195 | 1.3191 | 1.3178 | 1.3176 | 1.3173 | 3.0895 | 3.7934 | 4.642 | 5.3886 | 6.1464 | 7.1858 | 7.883 | 8.053 | 7.589 | 6.5234 | 5.0481 | 3.4644 | 2.0731 | 0.96828 | 0 | 0 | 0 | 0 | 0 | 0 | 0 | 0 | 0 | 0 | 0 | 3.0895 | 6.8828 | 11.5248 | 16.9134 | 23.0597 | 30.2456 | 38.1285 | 46.1816 | 53.7706 | 60.294 | 65.342 | 68.8064 | 70.8795 | 71.8478 | 71.8478 | 71.8478 | 71.8478 | 71.8478 | 71.8478 | 71.8478 | 71.8478 | 71.8478 | 71.8478 | 71.8478 | 71.8478 | 0.085876 | 0.1018 | 0.1202 | 0.13439 | 0.14736 | 0.16505 | 0.17336 | 0.1696 | 0.1533 | 0.12698 | 0.095388 | 0.06406 | 0.037985 | 0.017603 | 0 | 0 | 0 | 0 | 0 | 0 | 0 | 0 | 0 | 0 | 0 | 0.085876 | 0.18471 | 0.29842 | 0.42181 | 0.55285 | 0.69471 | 0.83849 | 0.97259 | 1.0862 | 1.1737 | 1.2347 | 1.2723 | 1.2987 | 1.3061 | 1.3006 | 1.2962 | 1.2927 | 1.2899 | 1.2879 | 1.2865 | 1.2855 | 1.2848 | 1.2838 | 1.2836 | 1.2834 | 2.626 | 3.2244 | 3.9457 | 4.5803 | 5.2244 | 6.108 | 6.7005 | 6.8451 | 6.4507 | 5.5449 | 4.2909 | 2.9447 | 1.7621 | 0.82304 | 0 | 0 | 0 | 0 | 0 | 0 | 0 | 0 | 0 | 0 | 0 | 2.626 | 5.8504 | 9.7961 | 14.3764 | 19.6008 | 25.7087 | 32.4093 | 39.2543 | 45.705 | 51.2499 | 55.5407 | 58.4854 | 60.2476 | 61.0706 | 61.0706 | 61.0706 | 61.0706 | 61.0706 | 61.0706 | 61.0706 | 61.0706 | 61.0706 | 61.0706 | 61.0706 | 61.0706 | 0.085876 | 0.1018 | 0.1202 | 0.13439 | 0.14736 | 0.16505 | 0.17336 | 0.1696 | 0.1533 | 0.12698 | 0.095388 | 0.06406 | 0.037985 | 0.017603 | 0 | 0 | 0 | 0 | 0 | 0 | 0 | 0 | 0 | 0 | 0 | 0.085876 | 0.18471 | 0.29842 | 0.42181 | 0.55285 | 0.69471 | 0.83849 | 0.97259 | 1.0862 | 1.1737 | 1.2347 | 1.2723 | 1.2987 | 1.3061 | 1.3006 | 1.2962 | 1.2927 | 1.2899 | 1.2879 | 1.2865 | 1.2855 | 1.2848 | 1.2838 | 1.2836 | 1.2834 | 2.626 | 3.2244 | 3.9457 | 4.5803 | 5.2244 | 6.108 | 6.7005 | 6.8451 | 6.4507 | 5.5449 | 4.2909 | 2.9447 | 1.7621 | 0.82304 | 0 | 0 | 0 | 0 | 0 | 0 | 0 | 0 | 0 | 0 | 0 | 2.626 | 5.8504 | 9.7961 | 14.3764 | 19.6008 | 25.7087 | 32.4093 | 39.2543 | 45.705 | 51.2499 | 55.5407 | 58.4854 | 60.2476 | 61.0706 | 61.0706 | 61.0706 | 61.0706 | 61.0706 | 61.0706 | 61.0706 | 61.0706 | 61.0706 | 61.0706 | 61.0706 | 61.0706 | 0.085876 | 0.1018 | 0.1202 | 0.13439 | 0.14736 | 0.16505 | 0.17336 | 0.1696 | 0.1533 | 0.12698 | 0.095388 | 0.06406 | 0.037985 | 0.017603 | 0 | 0 | 0 | 0 | 0 | 0 | 0 | 0 | 0 | 0 | 0 | 0.085876 | 0.18471 | 0.29842 | 0.42181 | 0.55285 | 0.69471 | 0.83849 | 0.97259 | 1.0862 | 1.1737 | 1.2347 | 1.2723 | 1.2987 | 1.3061 | 1.3006 | 1.2962 | 1.2927 | 1.2899 | 1.2879 | 1.2865 | 1.2855 | 1.2848 | 1.2838 | 1.2836 | 1.2834 | 2.626 | 3.2244 | 3.9457 | 4.5803 | 5.2244 | 6.108 | 6.7005 | 6.8451 | 6.4507 | 5.5449 | 4.2909 | 2.9447 | 1.7621 | 0.82304 | 0 | 0 | 0 | 0 | 0 | 0 | 0 | 0 | 0 | 0 | 0 | 2.626 | 5.8504 | 9.7961 | 14.3764 | 19.6008 | 25.7087 | 32.4093 | 39.2543 | 45.705 | 51.2499 | 55.5407 | 58.4854 | 60.2476 | 61.0706 | 61.0706 | 61.0706 | 61.0706 | 61.0706 | 61.0706 | 61.0706 | 61.0706 | 61.0706 | 61.0706 | 61.0706 | 61.0706 | 1115.7602 | 1133.5151 | 1149.5769 | 1163.9438 | 1176.6077 | 1187.5566 | 1196.7772 | 1204.2574 | 1210.3092 | 1215.1947 | 1219.1315 | 1222.2994 | 1224.8456 | 1226.8902 | 1228.5308 | 1229.8464 | 1230.901 | 1231.7459 | 1232.4227 | 1232.9646 | 1233.3986 | 1233.7459 | 1234.0239 | 1234.2464 | 1234.4245 | 476.336 | 483.9158 | 490.7729 | 496.9063 | 502.3128 | 506.987 | 510.9234 | 514.1168 | 516.7005 | 518.7861 | 520.4668 | 521.8193 | 522.9063 | 523.7791 | 524.4795 | 525.0412 | 525.4914 | 525.8521 | 526.1411 | 526.3724 | 526.5577 | 526.706 | 526.8247 | 526.9197 | 526.9957
OR_Commercial_OR - Health_Existing_Water Heating_Natural Gas_Water Heater - Motion Control Faucet_A | OR | Commercial | OR - Health | Existing | Water Heating | Natural Gas | Water Heater - Motion Control Faucet | A | OCM461 | 1.39 gpm w/o motion sensor | 0.35 gpm w/ motion sensor | 5 | 0 | 0 | 0 | 1.07 | 0 | 0 | 0 | 0.28365 | 0.25 | sqft | 30% | 75% | Discretionary | Retro5Med_OR | 81.34% | Water Heater | 0% | 0 |  | 0 |  | 0 | n/a | n/a | n/a | 1.39 gpm w/o motion sensor | 1.39 gpm w/o motion sensor | 1.39 gpm w/o motion sensor | 1.39 gpm w/o motion sensor | 1.39 gpm w/o motion sensor | 1.39 gpm w/o motion sensor | 1.39 gpm w/o motion sensor | 1.39 gpm w/o motion sensor | 1.39 gpm w/o motion sensor | 1.39 gpm w/o motion sensor | 1.39 gpm w/o motion sensor | 1.39 gpm w/o motion sensor | 1.39 gpm w/o motion sensor | 1.39 gpm w/o motion sensor | 1.39 gpm w/o motion sensor | 1.39 gpm w/o motion sensor | 1.39 gpm w/o motion sensor | 1.39 gpm w/o motion sensor | 1.39 gpm w/o motion sensor | 1.39 gpm w/o motion sensor | 1.39 gpm w/o motion sensor | 1.39 gpm w/o motion sensor | 1.39 gpm w/o motion sensor | 1.39 gpm w/o motion sensor | 1.39 gpm w/o motion sensor | 1.39 gpm w/o motion sensor | 1.39 gpm w/o motion sensor | 0.35 gpm w/ motion sensor | 0.35 gpm w/ motion sensor | 0.35 gpm w/ motion sensor | 0.35 gpm w/ motion sensor | 0.35 gpm w/ motion sensor | 0.35 gpm w/ motion sensor | 0.35 gpm w/ motion sensor | 0.35 gpm w/ motion sensor | 0.35 gpm w/ motion sensor | 0.35 gpm w/ motion sensor | 0.35 gpm w/ motion sensor | 0.35 gpm w/ motion sensor | 0.35 gpm w/ motion sensor | 0.35 gpm w/ motion sensor | 0.35 gpm w/ motion sensor | 0.35 gpm w/ motion sensor | 0.35 gpm w/ motion sensor | 0.35 gpm w/ motion sensor | 0.35 gpm w/ motion sensor | 0.35 gpm w/ motion sensor | 0.35 gpm w/ motion sensor | 0.35 gpm w/ motion sensor | 0.35 gpm w/ motion sensor | 0.35 gpm w/ motion sensor | 0.35 gpm w/ motion sensor | 0.35 gpm w/ motion sensor | 0.35 gpm w/ motion sensor | 1.07 | 1.07 | 1.07 | 1.07 | 1.07 | 1.07 | 1.07 | 1.07 | 1.07 | 1.07 | 1.07 | 1.07 | 1.07 | 1.07 | 1.07 | 1.07 | 1.07 | 1.07 | 1.07 | 1.07 | 1.07 | 1.07 | 1.07 | 1.07 | 1.07 | 1.07 | 1.07 | 0 | 0 | 0 | 0 | 0 | 0 | 0 | 0 | 0 | 0 | 0 | 0 | 0 | 0 | 0 | 0 | 0 | 0 | 0 | 0 | 0 | 0 | 0 | 0 | 0 | 0 | 0 | 0 | 0 | 0 | 0 | 0 | 0 | 0 | 0 | 0 | 0 | 0 | 0 | 0 | 0 | 0 | 0 | 0 | 0 | 0 | 0 | 0 | 0 | 0 | 0 | 0 | 0 | 0 | 0 | 0 | 0 | 0 | 0 | 0 | 0 | 0 | 0 | 0 | 0 | 0 | 0 | 0 | 0 | 0 | 0 | 0 | 0 | 0 | 0 | 0 | 0 | 13473.1942 | 16542.9338 | 20243.7098 | 23499.7574 | 26804.4491 | 17864.4288 | 17834.9253 | 14875.7016 | 9596.0732 | 1644.2205 | 0 | 0 | 0 | 0 | 0 | 0 | 0 | 0 | 0 | 0 | 0 | 0 | 0 | 0 | 0 | 13473.1942 | 30016.128 | 50259.8378 | 73759.5952 | 100564.0443 | 118428.4731 | 136263.3984 | 151139.1 | 160735.1732 | 162379.3937 | 162379.3937 | 162379.3937 | 162379.3937 | 162379.3937 | 162379.3937 | 162379.3937 | 162379.3937 | 162379.3937 | 162379.3937 | 162379.3937 | 162379.3937 | 162379.3937 | 162379.3937 | 162379.3937 | 162379.3937 | 0 | 0 | 0 | 0 | 0 | 0 | 0 | 0 | 0 | 0 | 0 | 0 | 0 | 0 | 0 | 0 | 0 | 0 | 0 | 0 | 0 | 0 | 0 | 0 | 0 | 0 | 0 | 0 | 0 | 0 | 0 | 0 | 0 | 0 | 0 | 0 | 0 | 0 | 0 | 0 | 0 | 0 | 0 | 0 | 0 | 0 | 0 | 0 | 0 | 0 | 11452.2151 | 14061.4937 | 17207.1533 | 19974.7938 | 22783.7818 | 15184.7645 | 15159.6865 | 12644.3464 | 8156.6622 | 1397.5875 | 0 | 0 | 0 | 0 | 0 | 0 | 0 | 0 | 0 | 0 | 0 | 0 | 0 | 0 | 0 | 11452.2151 | 25513.7088 | 42720.8621 | 62695.6559 | 85479.4376 | 100664.2021 | 115823.8886 | 128468.235 | 136624.8972 | 138022.4846 | 138022.4846 | 138022.4846 | 138022.4846 | 138022.4846 | 138022.4846 | 138022.4846 | 138022.4846 | 138022.4846 | 138022.4846 | 138022.4846 | 138022.4846 | 138022.4846 | 138022.4846 | 138022.4846 | 138022.4846 | 0 | 0 | 0 | 0 | 0 | 0 | 0 | 0 | 0 | 0 | 0 | 0 | 0 | 0 | 0 | 0 | 0 | 0 | 0 | 0 | 0 | 0 | 0 | 0 | 0 | 0 | 0 | 0 | 0 | 0 | 0 | 0 | 0 | 0 | 0 | 0 | 0 | 0 | 0 | 0 | 0 | 0 | 0 | 0 | 0 | 0 | 0 | 0 | 0 | 0 | 0 | 0 | 0 | 0 | 0 | 0 | 0 | 0 | 0 | 0 | 0 | 0 | 0 | 0 | 0 | 0 | 0 | 0 | 0 | 0 | 0 | 0 | 0 | 0 | 0 | 0 | 0 | 0 | 0 | 0 | 0 | 0 | 0 | 0 | 0 | 0 | 0 | 0 | 0 | 0 | 0 | 0 | 0 | 0 | 0 | 0 | 0 | 0 | 0 | 0 | 0 | 0 | 0 | 0 | 0 | 0 | 0 | 0 | 0 | 0 | 0 | 0 | 0 | 0 | 0 | 0 | 0 | 0 | 0 | 0 | 0 | 0 | 0 | 0 | 0 | 0 | 0 | 0 | 0 | 0 | 0 | 0 | 0 | 0 | 0 | 0 | 0 | 0 | 0 | 0 | 0 | 0 | 0 | 0 | 0 | 0 | 0 | 0 | 0 | 0 | 0 | 0 | 0 | 0 | 0 | 0 | 0 | 0 | 0 | 0 | 0 | 0 | 0 | 0 | 0 | 0 | 0 | 0 | 0 | 0 | 0 | 0 | 0 | 0 | 0 | 0 | 0 | 0 | 0 | 0 | 0 | 0 | 0 | 0 | 0 | 0 | 0 | 0 | 0 | 0 | 0 | 0 | 0 | 0 | 0 | 0 | 0 | 0 | 0 | 0 | 0 | 0 | 0 | 0 | 0 | 0 | 0 | 0 | 0 | 0 | 0 | 0 | 0 | 0 | 0 | 0 | 0 | 0 | 0 | 0 | 0 | 0 | 0 | 0 | 0 | 0 | 0 | 0 | 0 | 0 | 0 | 0 | 0 | 0 | 0 | 0 | 0 | 0 | 0 | 0 | 0 | 0 | 0 | 0 | 0 | 0 | 0 | 0 | 0 | 0
OR_Commercial_OR - Health_Existing_Water Heating_Natural Gas_Water Heater - Solar System_A | OR | Commercial | OR - Health | Existing | Water Heating | Natural Gas | Water Heater - Solar System | A | OCM462 | 0 | Solar water heater with electric backup unit | 20 | 40.1544 | 0 | 0 | 125.69 | 0 | 0 | 0 | 0.28365 | 0.25 | DHW kbtuh | 1% | 40% | Discretionary | Retro5Med_OR | 81.34% | Water Heater | 0% | 409.5542 |  | 174.8453 |  | 0 | DHW_WH-Water Heating-AEO17-8 | DHW_WH-Water Heating-AEO17-8 | DHW_WH-Water Heating-DOE-PTool2014-1 | 0 | 0 | 0 | 0 | 0 | 0 | 0 | 0 | 0 | 0 | 0 | 0 | 0 | 0 | 0 | 0 | 0 | 0 | 0 | 0 | 0 | 0 | 0 | 0 | 0 | 0 | 0 | Solar water heater with electric backup unit | Solar water heater with electric backup unit | Solar water heater with electric backup unit | Solar water heater with electric backup unit | Solar water heater with electric backup unit | Solar water heater with electric backup unit | Solar water heater with electric backup unit | Solar water heater with electric backup unit | Solar water heater with electric backup unit | Solar water heater with electric backup unit | Solar water heater with electric backup unit | Solar water heater with electric backup unit | Solar water heater with electric backup unit | Solar water heater with electric backup unit | Solar water heater with electric backup unit | Solar water heater with electric backup unit | Solar water heater with electric backup unit | Solar water heater with electric backup unit | Solar water heater with electric backup unit | Solar water heater with electric backup unit | Solar water heater with electric backup unit | Solar water heater with electric backup unit | Solar water heater with electric backup unit | Solar water heater with electric backup unit | Solar water heater with electric backup unit | Solar water heater with electric backup unit | Solar water heater with electric backup unit | 125.69 | 125.69 | 125.69 | 125.69 | 125.69 | 125.69 | 125.69 | 125.69 | 125.69 | 125.69 | 125.69 | 125.69 | 125.69 | 125.69 | 125.69 | 125.69 | 125.69 | 125.69 | 125.69 | 125.69 | 125.69 | 125.69 | 125.69 | 125.69 | 125.69 | 125.69 | 125.69 | 0 | 0 | 259.8423 | 249.4482 | 239.6739 | 230.0912 | 220.6895 | 211.1896 | 202.161 | 193.6061 | 185.6901 | 178.7531 | 175.0113 | 172.3926 | 171.8269 | 170.7945 | 170.0309 | 169.4199 | 168.9312 | 168.5133 | 168.2704 | 168.1321 | 168.0652 | 168.0118 | 167.8472 | 167.813 | 167.7856 | 6.1598 | 6.9087 | 7.7918 | 8.3882 | 8.9185 | 9.7467 | 10.0409 | 9.6713 | 9.2868 | 7.9372 | 6.1009 | 4.136 | 2.4555 | 1.4823 | 0 | 0 | 0 | 0 | 0 | 0 | 0 | 0 | 0 | 0 | 0 | 6.1598 | 12.822 | 20.1114 | 27.6955 | 35.4823 | 43.7016 | 51.8741 | 59.3503 | 66.2105 | 71.6741 | 76.2746 | 79.2693 | 81.4647 | 82.4575 | 82.0888 | 81.7939 | 81.5579 | 81.3561 | 81.2389 | 81.1721 | 81.1398 | 81.114 | 81.0346 | 81.018 | 81.0048 | 23.7059 | 27.6958 | 32.5099 | 36.4559 | 40.4118 | 46.1513 | 49.6677 | 49.9536 | 50.0124 | 44.4029 | 34.86 | 23.9915 | 14.2904 | 8.6787 | 0 | 0 | 0 | 0 | 0 | 0 | 0 | 0 | 0 | 0 | 0 | 23.7059 | 51.4016 | 83.9116 | 120.3675 | 160.7793 | 206.9305 | 256.5982 | 306.5518 | 356.5642 | 400.9671 | 435.8271 | 459.8186 | 474.109 | 482.7877 | 482.7877 | 482.7877 | 482.7877 | 482.7877 | 482.7877 | 482.7877 | 482.7877 | 482.7877 | 482.7877 | 482.7877 | 482.7877 | 5.2986 | 6.0136 | 6.8611 | 7.4718 | 8.0362 | 8.8869 | 9.2637 | 9.0286 | 8.7747 | 7.5882 | 5.8324 | 3.9512 | 2.3404 | 1.4133 | 0 | 0 | 0 | 0 | 0 | 0 | 0 | 0 | 0 | 0 | 0 | 5.2986 | 11.161 | 17.7092 | 24.6698 | 31.9724 | 39.8465 | 47.859 | 55.4061 | 62.5592 | 68.5228 | 72.9179 | 75.7293 | 77.6452 | 78.618 | 78.2827 | 78.0164 | 77.8076 | 77.6396 | 77.5203 | 77.4357 | 77.3756 | 77.3327 | 77.2748 | 77.2602 | 77.2486 | 20.15 | 23.5414 | 27.6335 | 30.9875 | 34.35 | 39.2286 | 42.2175 | 42.4606 | 42.5105 | 37.7425 | 29.631 | 20.3928 | 12.1469 | 7.3769 | 0 | 0 | 0 | 0 | 0 | 0 | 0 | 0 | 0 | 0 | 0 | 20.15 | 43.6914 | 71.3248 | 102.3123 | 136.6624 | 175.8909 | 218.1085 | 260.569 | 303.0796 | 340.822 | 370.453 | 390.8458 | 402.9927 | 410.3695 | 410.3695 | 410.3695 | 410.3695 | 410.3695 | 410.3695 | 410.3695 | 410.3695 | 410.3695 | 410.3695 | 410.3695 | 410.3695 | 5.2986 | 6.0136 | 6.8611 | 7.4718 | 8.0362 | 8.8869 | 9.2637 | 9.0286 | 8.7747 | 7.5882 | 5.8324 | 3.9512 | 2.3404 | 1.4133 | 0 | 0 | 0 | 0 | 0 | 0 | 0 | 0 | 0 | 0 | 0 | 5.2986 | 11.161 | 17.7092 | 24.6698 | 31.9724 | 39.8465 | 47.859 | 55.4061 | 62.5592 | 68.5228 | 72.9179 | 75.7293 | 77.6452 | 78.618 | 78.2827 | 78.0164 | 77.8076 | 77.6396 | 77.5203 | 77.4357 | 77.3756 | 77.3327 | 77.2748 | 77.2602 | 77.2486 | 20.15 | 23.5414 | 27.6335 | 30.9875 | 34.35 | 39.2286 | 42.2175 | 42.4606 | 42.5105 | 37.7425 | 29.631 | 20.3928 | 12.1469 | 7.3769 | 0 | 0 | 0 | 0 | 0 | 0 | 0 | 0 | 0 | 0 | 0 | 20.15 | 43.6914 | 71.3248 | 102.3123 | 136.6624 | 175.8909 | 218.1085 | 260.569 | 303.0796 | 340.822 | 370.453 | 390.8458 | 402.9927 | 410.3695 | 410.3695 | 410.3695 | 410.3695 | 410.3695 | 410.3695 | 410.3695 | 410.3695 | 410.3695 | 410.3695 | 410.3695 | 410.3695 | 5.2986 | 6.0136 | 6.8611 | 7.4718 | 8.0362 | 8.8869 | 9.2637 | 9.0286 | 8.7747 | 7.5882 | 5.8324 | 3.9512 | 2.3404 | 1.4133 | 0 | 0 | 0 | 0 | 0 | 0 | 0 | 0 | 0 | 0 | 0 | 5.2986 | 11.161 | 17.7092 | 24.6698 | 31.9724 | 39.8465 | 47.859 | 55.4061 | 62.5592 | 68.5228 | 72.9179 | 75.7293 | 77.6452 | 78.618 | 78.2827 | 78.0164 | 77.8076 | 77.6396 | 77.5203 | 77.4357 | 77.3756 | 77.3327 | 77.2748 | 77.2602 | 77.2486 | 20.15 | 23.5414 | 27.6335 | 30.9875 | 34.35 | 39.2286 | 42.2175 | 42.4606 | 42.5105 | 37.7425 | 29.631 | 20.3928 | 12.1469 | 7.3769 | 0 | 0 | 0 | 0 | 0 | 0 | 0 | 0 | 0 | 0 | 0 | 20.15 | 43.6914 | 71.3248 | 102.3123 | 136.6624 | 175.8909 | 218.1085 | 260.569 | 303.0796 | 340.822 | 370.453 | 390.8458 | 402.9927 | 410.3695 | 410.3695 | 410.3695 | 410.3695 | 410.3695 | 410.3695 | 410.3695 | 410.3695 | 410.3695 | 410.3695 | 410.3695 | 410.3695 | 380.612 | 386.6686 | 392.1477 | 397.0486 | 401.3685 | 405.1034 | 408.2488 | 410.8005 | 412.8649 | 414.5314 | 415.8744 | 416.955 | 417.8236 | 418.521 | 419.0807 | 419.5295 | 419.8892 | 420.1774 | 420.4083 | 420.5932 | 420.7412 | 420.8597 | 420.9545 | 421.0304 | 421.0912 | 162.4894 | 165.0751 | 167.4142 | 169.5064 | 171.3507 | 172.9452 | 174.288 | 175.3773 | 176.2587 | 176.9701 | 177.5435 | 178.0048 | 178.3756 | 178.6734 | 178.9123 | 179.1039 | 179.2575 | 179.3805 | 179.4791 | 179.558 | 179.6212 | 179.6718 | 179.7123 | 179.7447 | 179.7706
OR_Commercial_OR - Health_Existing_Water Heating_Natural Gas_Commercial Laundry - Ozone Treatment_A | OR | Commercial | OR - Health | Existing | Water Heating | Natural Gas | Commercial Laundry - Ozone Treatment | A | OCM463 | Standard commercial washer. | Ozone laundry treatment system. | 10 | 1833.2024 | 0 | 0 | 20531.93 | 0 | 453.05 | 0 | 0.28365 | 0.25 | perBldg | 0% | 6.667% | Discretionary | Retro5Med_OR | 81.34% | Water Heater | 0% | 2492.645 |  | 946.3308 |  | 0 | CW_OZON-Water Heating-ILTRM-v4.0-4 | CW_OZON-Water Heating-ILTRM-v4.0-4 | CW_OZON-Water Heating-ILTRM-v4.0-4 | Standard commercial washer. | Standard commercial washer. | Standard commercial washer. | Standard commercial washer. | Standard commercial washer. | Standard commercial washer. | Standard commercial washer. | Standard commercial washer. | Standard commercial washer. | Standard commercial washer. | Standard commercial washer. | Standard commercial washer. | Standard commercial washer. | Standard commercial washer. | Standard commercial washer. | Standard commercial washer. | Standard commercial washer. | Standard commercial washer. | Standard commercial washer. | Standard commercial washer. | Standard commercial washer. | Standard commercial washer. | Standard commercial washer. | Standard commercial washer. | Standard commercial washer. | Standard commercial washer. | Standard commercial washer. | Ozone laundry treatment system. | Ozone laundry treatment system. | Ozone laundry treatment system. | Ozone laundry treatment system. | Ozone laundry treatment system. | Ozone laundry treatment system. | Ozone laundry treatment system. | Ozone laundry treatment system. | Ozone laundry treatment system. | Ozone laundry treatment system. | Ozone laundry treatment system. | Ozone laundry treatment system. | Ozone laundry treatment system. | Ozone laundry treatment system. | Ozone laundry treatment system. | Ozone laundry treatment system. | Ozone laundry treatment system. | Ozone laundry treatment system. | Ozone laundry treatment system. | Ozone laundry treatment system. | Ozone laundry treatment system. | Ozone laundry treatment system. | Ozone laundry treatment system. | Ozone laundry treatment system. | Ozone laundry treatment system. | Ozone laundry treatment system. | Ozone laundry treatment system. | 20531.93 | 20531.93 | 20531.93 | 20531.93 | 20531.93 | 20531.93 | 20531.93 | 20531.93 | 20531.93 | 20531.93 | 20531.93 | 20531.93 | 20531.93 | 20531.93 | 20531.93 | 20531.93 | 20531.93 | 20531.93 | 20531.93 | 20531.93 | 20531.93 | 20531.93 | 20531.93 | 20531.93 | 20531.93 | 20531.93 | 20531.93 | 0 | 0 | 11788.2677 | 11233.0831 | 10698.5659 | 10169.1943 | 9645.6143 | 9112.3174 | 8601.1142 | 8120.0037 | 7675.6975 | 7293.0604 | 7066.7369 | 6911.0809 | 6858.7695 | 6799.7375 | 6769.3337 | 6745.0106 | 6725.5522 | 6708.9142 | 6699.2461 | 6693.7399 | 6691.0779 | 6688.9483 | 6682.397 | 6681.034 | 6679.9437 | 0.57671 | 0.67476 | 0.78641 | 0.86773 | 0.9388 | 1.0369 | 1.0737 | 1.0355 | 0.92242 | 0.75337 | 0.21918 | 0 | 0 | 0 | 0 | 0 | 0 | 0 | 0 | 0 | 0 | 0 | 0 | 0 | 0 | 0.57671 | 1.2243 | 1.9525 | 2.7236 | 3.5222 | 4.3643 | 5.1931 | 5.9381 | 6.5356 | 6.9632 | 6.9663 | 6.8128 | 6.7613 | 6.7031 | 6.6731 | 6.6491 | 6.6299 | 6.6135 | 6.604 | 6.5986 | 6.596 | 6.5939 | 6.5874 | 6.5861 | 6.585 | 0.048922 | 0.060069 | 0.073507 | 0.08533 | 0.097329 | 0.11379 | 0.12483 | 0.12752 | 0.12017 | 0.1033 | 0.031015 | 0 | 0 | 0 | 0 | 0 | 0 | 0 | 0 | 0 | 0 | 0 | 0 | 0 | 0 | 0.048922 | 0.10899 | 0.1825 | 0.26783 | 0.36516 | 0.47895 | 0.60377 | 0.7313 | 0.85147 | 0.95477 | 0.98578 | 0.98578 | 0.98578 | 0.98578 | 0.98578 | 0.98578 | 0.98578 | 0.98578 | 0.98578 | 0.98578 | 0.98578 | 0.98578 | 0.98578 | 0.98578 | 0.98578 | 0.49656 | 0.58856 | 0.69484 | 0.77676 | 0.85158 | 0.95365 | 1.0014 | 0.97948 | 0.88518 | 0.73308 | 0.21363 | 0 | 0 | 0 | 0 | 0 | 0 | 0 | 0 | 0 | 0 | 0 | 0 | 0 | 0 | 0.49656 | 1.0679 | 1.7251 | 2.438 | 3.1949 | 4.014 | 4.8436 | 5.617 | 6.2718 | 6.7756 | 6.79 | 6.6438 | 6.5829 | 6.5313 | 6.5035 | 6.4814 | 6.464 | 6.4501 | 6.4401 | 6.4331 | 6.4281 | 6.4246 | 6.4198 | 6.4185 | 6.4176 | 0.041584 | 0.051058 | 0.062481 | 0.07253 | 0.08273 | 0.096721 | 0.1061 | 0.10839 | 0.10215 | 0.087805 | 0.026363 | 0 | 0 | 0 | 0 | 0 | 0 | 0 | 0 | 0 | 0 | 0 | 0 | 0 | 0 | 0.041584 | 0.092642 | 0.15512 | 0.22765 | 0.31038 | 0.4071 | 0.51321 | 0.6216 | 0.72375 | 0.81155 | 0.83792 | 0.83792 | 0.83792 | 0.83792 | 0.83792 | 0.83792 | 0.83792 | 0.83792 | 0.83792 | 0.83792 | 0.83792 | 0.83792 | 0.83792 | 0.83792 | 0.83792 | 0 | 0 | 0 | 0 | 0 | 0 | 0 | 0 | 0 | 0 | 0 | 0 | 0 | 0 | 0 | 0 | 0 | 0 | 0 | 0 | 0 | 0 | 0 | 0 | 0 | 0 | 0 | 0 | 0 | 0 | 0 | 0 | 0 | 0 | 0 | 0 | 0 | 0 | 0 | 0 | 0 | 0 | 0 | 0 | 0 | 0 | 0 | 0 | 0 | 0 | 0 | 0 | 0 | 0 | 0 | 0 | 0 | 0 | 0 | 0 | 0 | 0 | 0 | 0 | 0 | 0 | 0 | 0 | 0 | 0 | 0 | 0 | 0 | 0 | 0 | 0 | 0 | 0 | 0 | 0 | 0 | 0 | 0 | 0 | 0 | 0 | 0 | 0 | 0 | 0 | 0 | 0 | 0 | 0 | 0 | 0 | 0 | 0 | 0 | 0 | 0.49656 | 0.58856 | 0.69484 | 0.77676 | 0.85158 | 0.95365 | 1.0014 | 0.97948 | 0.88518 | 0.73308 | 0.21363 | 0 | 0 | 0 | 0 | 0 | 0 | 0 | 0 | 0 | 0 | 0 | 0 | 0 | 0 | 0.49656 | 1.0679 | 1.7251 | 2.438 | 3.1949 | 4.014 | 4.8436 | 5.617 | 6.2718 | 6.7756 | 6.79 | 6.6438 | 6.5829 | 6.5313 | 6.5035 | 6.4814 | 6.464 | 6.4501 | 6.4401 | 6.4331 | 6.4281 | 6.4246 | 6.4198 | 6.4185 | 6.4176 | 0.041584 | 0.051058 | 0.062481 | 0.07253 | 0.08273 | 0.096721 | 0.1061 | 0.10839 | 0.10215 | 0.087805 | 0.026363 | 0 | 0 | 0 | 0 | 0 | 0 | 0 | 0 | 0 | 0 | 0 | 0 | 0 | 0 | 0.041584 | 0.092642 | 0.15512 | 0.22765 | 0.31038 | 0.4071 | 0.51321 | 0.6216 | 0.72375 | 0.81155 | 0.83792 | 0.83792 | 0.83792 | 0.83792 | 0.83792 | 0.83792 | 0.83792 | 0.83792 | 0.83792 | 0.83792 | 0.83792 | 0.83792 | 0.83792 | 0.83792 | 0.83792 | 2316.4956 | 2353.3576 | 2386.7045 | 2416.5325 | 2442.8247 | 2465.5563 | 2484.6997 | 2500.2298 | 2512.7944 | 2522.9373 | 2531.1108 | 2537.6878 | 2542.9741 | 2547.219 | 2550.6252 | 2553.3567 | 2555.5461 | 2557.3003 | 2558.7054 | 2559.8306 | 2560.7315 | 2561.4527 | 2562.0299 | 2562.4918 | 2562.8615 | 879.4558 | 893.4505 | 906.1106 | 917.4347 | 927.4166 | 936.0466 | 943.3144 | 949.2104 | 953.9805 | 957.8313 | 960.9343 | 963.4313 | 965.4382 | 967.0498 | 968.3429 | 969.3799 | 970.2112 | 970.8771 | 971.4106 | 971.8378 | 972.1798 | 972.4536 | 972.6727 | 972.8481 | 972.9885
OR_Commercial_OR - Health_Existing_Water Heating_Natural Gas_Commercial Laundry - ENERGY STAR Washer_A | OR | Commercial | OR - Health | Existing | Water Heating | Natural Gas | Commercial Laundry - ENERGY STAR Washer | A | OCM464 | Standard efficiency washer. | ENERGY STAR rated washer. | 7 | 35.5089 | 0 | 0 | 934.54 | 408.35 | 0 | 0 | 0.28365 | 0.25 | ClothesWashers | 0% | 6.667% | Discretionary | Retro5Med_OR | 90.92% | Water Heater | 0% | -6046.6978 |  | 2901.0568 |  | 0 | CW-Miscellaneous-RTF-v5.1-21 | CW-Miscellaneous-RTF-v5.1-21 | CW-Miscellaneous-RTF-PreQCv5.0-8 | Standard efficiency washer. | Standard efficiency washer. | Standard efficiency washer. | Standard efficiency washer. | Standard efficiency washer. | Standard efficiency washer. | Standard efficiency washer. | Standard efficiency washer. | Standard efficiency washer. | Standard efficiency washer. | Standard efficiency washer. | Standard efficiency washer. | Standard efficiency washer. | Standard efficiency washer. | Standard efficiency washer. | Standard efficiency washer. | Standard efficiency washer. | Standard efficiency washer. | Standard efficiency washer. | Standard efficiency washer. | Standard efficiency washer. | Standard efficiency washer. | Standard efficiency washer. | Standard efficiency washer. | Standard efficiency washer. | Standard efficiency washer. | Standard efficiency washer. | ENERGY STAR rated washer. | ENERGY STAR rated washer. | ENERGY STAR rated washer. | ENERGY STAR rated washer. | ENERGY STAR rated washer. | ENERGY STAR rated washer. | ENERGY STAR rated washer. | ENERGY STAR rated washer. | ENERGY STAR rated washer. | ENERGY STAR rated washer. | ENERGY STAR rated washer. | ENERGY STAR rated washer. | ENERGY STAR rated washer. | ENERGY STAR rated washer. | ENERGY STAR rated washer. | ENERGY STAR rated washer. | ENERGY STAR rated washer. | ENERGY STAR rated washer. | ENERGY STAR rated washer. | ENERGY STAR rated washer. | ENERGY STAR rated washer. | ENERGY STAR rated washer. | ENERGY STAR rated washer. | ENERGY STAR rated washer. | ENERGY STAR rated washer. | ENERGY STAR rated washer. | ENERGY STAR rated washer. | 934.54 | 934.54 | 934.54 | 934.54 | 934.54 | 934.54 | 934.54 | 934.54 | 934.54 | 934.54 | 934.54 | 934.54 | 934.54 | 934.54 | 934.54 | 934.54 | 934.54 | 934.54 | 934.54 | 934.54 | 934.54 | 934.54 | 934.54 | 934.54 | 934.54 | 934.54 | 934.54 | 0 | 0 | 228.1153 | 217.1122 | 206.4787 | 195.9286 | 185.4846 | 174.8366 | 164.6225 | 155.0242 | 146.1958 | 138.6269 | 134.1936 | 131.1832 | 130.1903 | 129.0698 | 128.4926 | 128.0309 | 127.6616 | 127.3458 | 127.1623 | 127.0577 | 127.0072 | 126.9668 | 126.8424 | 126.8166 | 126.7959 | 0.003479 | 0.0040656 | 0.0047315 | 0.0052119 | 0.0056279 | 0.006202 | 0.0064062 | 0.0037985 | 0.0027393 | 0.0012875 | 0 | 0 | 0 | 0 | 0 | 0 | 0 | 0 | 0 | 0 | 0 | 0 | 0 | 0 | 0 | 0.003479 | 0.0073769 | 0.011747 | 0.016359 | 0.021115 | 0.026105 | 0.030986 | 0.032978 | 0.033839 | 0.033374 | 0.032307 | 0.031582 | 0.031343 | 0.031074 | 0.030935 | 0.030824 | 0.030735 | 0.030659 | 0.030614 | 0.030589 | 0.030577 | 0.030567 | 0.030537 | 0.030531 | 0.030526 | 0.015251 | 0.018726 | 0.022915 | 0.026601 | 0.030342 | 0.035473 | 0.038915 | 0.024503 | 0.018737 | 0.0092877 | 0 | 0 | 0 | 0 | 0 | 0 | 0 | 0 | 0 | 0 | 0 | 0 | 0 | 0 | 0 | 0.015251 | 0.033977 | 0.056892 | 0.083493 | 0.11384 | 0.14931 | 0.18822 | 0.21273 | 0.23146 | 0.24075 | 0.24075 | 0.24075 | 0.24075 | 0.24075 | 0.24075 | 0.24075 | 0.24075 | 0.24075 | 0.24075 | 0.24075 | 0.24075 | 0.24075 | 0.24075 | 0.24075 | 0.24075 | 0.0033484 | 0.0039648 | 0.0046749 | 0.0052185 | 0.0057119 | 0.0063843 | 0.00669 | 0.0040246 | 0.0029455 | 0.0014042 | 0 | 0 | 0 | 0 | 0 | 0 | 0 | 0 | 0 | 0 | 0 | 0 | 0 | 0 | 0 | 0.0033484 | 0.0071938 | 0.011607 | 0.01638 | 0.02143 | 0.026872 | 0.032358 | 0.03494 | 0.036385 | 0.036399 | 0.035299 | 0.034528 | 0.034211 | 0.033943 | 0.033798 | 0.033683 | 0.033593 | 0.033521 | 0.033469 | 0.033432 | 0.033407 | 0.033388 | 0.033363 | 0.033357 | 0.033352 | 0.014489 | 0.01779 | 0.021769 | 0.025271 | 0.028825 | 0.033699 | 0.036969 | 0.023278 | 0.0178 | 0.0088233 | 0 | 0 | 0 | 0 | 0 | 0 | 0 | 0 | 0 | 0 | 0 | 0 | 0 | 0 | 0 | 0.014489 | 0.032278 | 0.054048 | 0.079319 | 0.10814 | 0.14184 | 0.17881 | 0.20209 | 0.21989 | 0.22871 | 0.22871 | 0.22871 | 0.22871 | 0.22871 | 0.22871 | 0.22871 | 0.22871 | 0.22871 | 0.22871 | 0.22871 | 0.22871 | 0.22871 | 0.22871 | 0.22871 | 0.22871 | 0.0033501 | 0.0039693 | 0.0046839 | 0.0052332 | 0.0057338 | 0.0064163 | 0.0067323 | 0.0040553 | 0.0029716 | 0.0014182 | 0 | 0 | 0 | 0 | 0 | 0 | 0 | 0 | 0 | 0 | 0 | 0 | 0 | 0 | 0 | 0.0033501 | 0.0072021 | 0.011629 | 0.016426 | 0.021512 | 0.027007 | 0.032563 | 0.035207 | 0.036709 | 0.036762 | 0.035662 | 0.034882 | 0.034562 | 0.034292 | 0.034145 | 0.034029 | 0.033938 | 0.033865 | 0.033813 | 0.033776 | 0.03375 | 0.033731 | 0.033706 | 0.033699 | 0.033694 | 0.014489 | 0.01779 | 0.021769 | 0.025271 | 0.028825 | 0.033699 | 0.036969 | 0.023278 | 0.0178 | 0.0088233 | 0 | 0 | 0 | 0 | 0 | 0 | 0 | 0 | 0 | 0 | 0 | 0 | 0 | 0 | 0 | 0.014489 | 0.032278 | 0.054048 | 0.079319 | 0.10814 | 0.14184 | 0.17881 | 0.20209 | 0.21989 | 0.22871 | 0.22871 | 0.22871 | 0.22871 | 0.22871 | 0.22871 | 0.22871 | 0.22871 | 0.22871 | 0.22871 | 0.22871 | 0.22871 | 0.22871 | 0.22871 | 0.22871 | 0.22871 | 0 | 0 | 0 | 0 | 0 | 0 | 0 | 0 | 0 | 0 | 0 | 0 | 0 | 0 | 0 | 0 | 0 | 0 | 0 | 0 | 0 | 0 | 0 | 0 | 0 | 0 | 0 | 0 | 0 | 0 | 0 | 0 | 0 | 0 | 0 | 0 | 0 | 0 | 0 | 0 | 0 | 0 | 0 | 0 | 0 | 0 | 0 | 0 | 0 | 0 | 0 | 0 | 0 | 0 | 0 | 0 | 0 | 0 | 0 | 0 | 0 | 0 | 0 | 0 | 0 | 0 | 0 | 0 | 0 | 0 | 0 | 0 | 0 | 0 | 0 | 0 | 0 | 0 | 0 | 0 | 0 | 0 | 0 | 0 | 0 | 0 | 0 | 0 | 0 | 0 | 0 | 0 | 0 | 0 | 0 | 0 | 0 | 0 | 0 | 0 | -5619.3917 | -5708.8123 | -5789.7056 | -5862.0628 | -5925.8429 | -5980.9855 | -6027.4239 | -6065.0971 | -6095.5764 | -6120.1813 | -6140.0087 | -6155.9634 | -6168.787 | -6179.0844 | -6187.347 | -6193.9731 | -6199.2842 | -6203.5397 | -6206.9482 | -6209.6778 | -6211.8631 | -6213.6125 | -6215.0127 | -6216.1334 | -6217.0302 | 2696.0459 | 2738.9477 | 2777.7583 | 2812.4735 | 2843.0736 | 2869.5297 | 2891.8097 | 2909.8844 | 2924.5076 | 2936.3124 | 2945.8251 | 2953.4798 | 2959.6322 | 2964.5726 | 2968.5369 | 2971.7159 | 2974.264 | 2976.3057 | 2977.941 | 2979.2506 | 2980.2991 | 2981.1384 | 2981.8102 | 2982.3479 | 2982.7781
OR_Commercial_OR - Health_Existing_Water Heating_Natural Gas_Water Heater - Efficient Dishwasher_A | OR | Commercial | OR - Health | Existing | Water Heating | Natural Gas | Water Heater - Efficient Dishwasher | A | OCM465 | 0 | ENERGY STAR | 12 | 102.8166 | 0 | 0 | 4849.08 | 2692.63 | 0 | 0 | 0.28365 | 0.25 | perBldg | 0% | 75% | Discretionary | Retro5Med_OR | 81.34% | Water Heater | 0% | -20996.2473 |  | 3521.5501 |  | 0 | Avista TRM | Avista TRM | Avista TRM | 0 | 0 | 0 | 0 | 0 | 0 | 0 | 0 | 0 | 0 | 0 | 0 | 0 | 0 | 0 | 0 | 0 | 0 | 0 | 0 | 0 | 0 | 0 | 0 | 0 | 0 | 0 | ENERGY STAR | ENERGY STAR | ENERGY STAR | ENERGY STAR | ENERGY STAR | ENERGY STAR | ENERGY STAR | ENERGY STAR | ENERGY STAR | ENERGY STAR | ENERGY STAR | ENERGY STAR | ENERGY STAR | ENERGY STAR | ENERGY STAR | ENERGY STAR | ENERGY STAR | ENERGY STAR | ENERGY STAR | ENERGY STAR | ENERGY STAR | ENERGY STAR | ENERGY STAR | ENERGY STAR | ENERGY STAR | ENERGY STAR | ENERGY STAR | 4849.08 | 4849.08 | 4849.08 | 4849.08 | 4849.08 | 4849.08 | 4849.08 | 4849.08 | 4849.08 | 4849.08 | 4849.08 | 4849.08 | 4849.08 | 4849.08 | 4849.08 | 4849.08 | 4849.08 | 4849.08 | 4849.08 | 4849.08 | 4849.08 | 4849.08 | 4849.08 | 4849.08 | 4849.08 | 4849.08 | 4849.08 | 0 | 0 | 660.7543 | 629.1671 | 598.6832 | 568.4581 | 538.5511 | 508.0702 | 478.8391 | 451.3547 | 426.0374 | 404.2963 | 391.6035 | 382.9778 | 380.079 | 376.8077 | 375.1229 | 373.7751 | 372.6968 | 371.7748 | 371.239 | 370.9339 | 370.7864 | 370.6684 | 370.3053 | 370.2298 | 370.1694 | 0.36366 | 0.42517 | 0.49508 | 0.5457 | 0.58969 | 0.6504 | 0.67245 | 0.64752 | 0.57598 | 0.46984 | 0.35217 | 0.23636 | 0 | 0 | 0 | 0 | 0 | 0 | 0 | 0 | 0 | 0 | 0 | 0 | 0 | 0.36366 | 0.77145 | 1.2292 | 1.7128 | 2.2124 | 2.7376 | 3.2525 | 3.7133 | 4.081 | 4.3426 | 4.5584 | 4.6944 | 4.6589 | 4.6188 | 4.5981 | 4.5816 | 4.5684 | 4.5571 | 4.5505 | 4.5468 | 4.545 | 4.5435 | 4.5391 | 4.5381 | 4.5374 | 0.55038 | 0.67577 | 0.82695 | 0.95996 | 1.095 | 1.2801 | 1.4043 | 1.4346 | 1.352 | 1.1621 | 0.8993 | 0.61717 | 0 | 0 | 0 | 0 | 0 | 0 | 0 | 0 | 0 | 0 | 0 | 0 | 0 | 0.55038 | 1.2261 | 2.0531 | 3.0131 | 4.108 | 5.3881 | 6.7925 | 8.2271 | 9.579 | 10.7412 | 11.6405 | 12.2576 | 12.2576 | 12.2576 | 12.2576 | 12.2576 | 12.2576 | 12.2576 | 12.2576 | 12.2576 | 12.2576 | 12.2576 | 12.2576 | 12.2576 | 12.2576 | 0.31315 | 0.37094 | 0.43758 | 0.48873 | 0.53527 | 0.59871 | 0.62789 | 0.61333 | 0.5536 | 0.45799 | 0.34388 | 0.23092 | 0 | 0 | 0 | 0 | 0 | 0 | 0 | 0 | 0 | 0 | 0 | 0 | 0 | 0.31315 | 0.67304 | 1.0864 | 1.534 | 2.0082 | 2.52 | 3.037 | 3.5173 | 3.9225 | 4.2331 | 4.4511 | 4.5863 | 4.5442 | 4.5086 | 4.4894 | 4.4741 | 4.4621 | 4.4525 | 4.4456 | 4.4408 | 4.4373 | 4.4349 | 4.4316 | 4.4307 | 4.4301 | 0.46782 | 0.57441 | 0.70291 | 0.81596 | 0.93071 | 1.0881 | 1.1937 | 1.2194 | 1.1492 | 0.9878 | 0.7644 | 0.52459 | 0 | 0 | 0 | 0 | 0 | 0 | 0 | 0 | 0 | 0 | 0 | 0 | 0 | 0.46782 | 1.0422 | 1.7451 | 2.5611 | 3.4918 | 4.5799 | 5.7736 | 6.993 | 8.1422 | 9.13 | 9.8944 | 10.419 | 10.419 | 10.419 | 10.419 | 10.419 | 10.419 | 10.419 | 10.419 | 10.419 | 10.419 | 10.419 | 10.419 | 10.419 | 10.419 | 0.31331 | 0.37136 | 0.43842 | 0.49011 | 0.53732 | 0.60172 | 0.63185 | 0.61802 | 0.55852 | 0.46255 | 0.34741 | 0.23329 | 0 | 0 | 0 | 0 | 0 | 0 | 0 | 0 | 0 | 0 | 0 | 0 | 0 | 0.31331 | 0.67381 | 1.0885 | 1.5383 | 2.0159 | 2.5327 | 3.0562 | 3.5441 | 3.9573 | 4.2752 | 4.4969 | 4.6334 | 4.5909 | 4.5549 | 4.5355 | 4.52 | 4.508 | 4.4982 | 4.4913 | 4.4864 | 4.4829 | 4.4804 | 4.4771 | 4.4762 | 4.4756 | 0.46782 | 0.57441 | 0.70291 | 0.81596 | 0.93071 | 1.0881 | 1.1937 | 1.2194 | 1.1492 | 0.9878 | 0.7644 | 0.52459 | 0 | 0 | 0 | 0 | 0 | 0 | 0 | 0 | 0 | 0 | 0 | 0 | 0 | 0.46782 | 1.0422 | 1.7451 | 2.5611 | 3.4918 | 4.5799 | 5.7736 | 6.993 | 8.1422 | 9.13 | 9.8944 | 10.419 | 10.419 | 10.419 | 10.419 | 10.419 | 10.419 | 10.419 | 10.419 | 10.419 | 10.419 | 10.419 | 10.419 | 10.419 | 10.419 | 0 | 0 | 0 | 0 | 0 | 0 | 0 | 0 | 0 | 0 | 0 | 0 | 0 | 0 | 0 | 0 | 0 | 0 | 0 | 0 | 0 | 0 | 0 | 0 | 0 | 0 | 0 | 0 | 0 | 0 | 0 | 0 | 0 | 0 | 0 | 0 | 0 | 0 | 0 | 0 | 0 | 0 | 0 | 0 | 0 | 0 | 0 | 0 | 0 | 0 | 0 | 0 | 0 | 0 | 0 | 0 | 0 | 0 | 0 | 0 | 0 | 0 | 0 | 0 | 0 | 0 | 0 | 0 | 0 | 0 | 0 | 0 | 0 | 0 | 0 | 0 | 0 | 0 | 0 | 0 | 0 | 0 | 0 | 0 | 0 | 0 | 0 | 0 | 0 | 0 | 0 | 0 | 0 | 0 | 0 | 0 | 0 | 0 | 0 | 0 | -19512.4915 | -19822.9908 | -20103.8807 | -20355.1303 | -20576.597 | -20768.0713 | -20929.3217 | -21060.1362 | -21165.9711 | -21251.4079 | -21320.2556 | -21375.6558 | -21420.1837 | -21455.9398 | -21484.6308 | -21507.6388 | -21526.0808 | -21540.8571 | -21552.6928 | -21562.1708 | -21569.7591 | -21575.8336 | -21580.6957 | -21584.587 | -21587.701 | 3272.6904 | 3324.7682 | 3371.8798 | 3414.0201 | 3451.1651 | 3483.2798 | 3510.3251 | 3532.2657 | 3550.0166 | 3564.3464 | 3575.8937 | 3585.1856 | 3592.6539 | 3598.651 | 3603.4631 | 3607.3221 | 3610.4153 | 3612.8936 | 3614.8787 | 3616.4684 | 3617.7411 | 3618.76 | 3619.5754 | 3620.2281 | 3620.7504
OR_Commercial_OR - Health_Existing_Water Heating_Natural Gas_Commercial Laundry - Alternative Dry-Cleaning Methods_A | OR | Commercial | OR - Health | Existing | Water Heating | Natural Gas | Commercial Laundry - Alternative Dry-Cleaning Methods | A | OCM466 | Standard efficiency dryer. | High efficiency alternative dry-cleaning methods. | 15 | 0 | 0 | 0 | 135143.55 | 0 | 0 | 0 | 0.28365 | 0.25 | perBldg | 0% | 6.667% | Discretionary | Retro5Med_OR | 81.34% | Water Heater | 0% | 0 |  | 0 |  | 0 | CW_ALTDRYCLN-Miscellaneous-SCE-ET05.01-6 | CW_ALTDRYCLN-Miscellaneous-SCE-ET05.01-6 | CW_ALTDRYCLN-Miscellaneous-SCE-ET05.01-6 | Standard efficiency dryer. | Standard efficiency dryer. | Standard efficiency dryer. | Standard efficiency dryer. | Standard efficiency dryer. | Standard efficiency dryer. | Standard efficiency dryer. | Standard efficiency dryer. | Standard efficiency dryer. | Standard efficiency dryer. | Standard efficiency dryer. | Standard efficiency dryer. | Standard efficiency dryer. | Standard efficiency dryer. | Standard efficiency dryer. | Standard efficiency dryer. | Standard efficiency dryer. | Standard efficiency dryer. | Standard efficiency dryer. | Standard efficiency dryer. | Standard efficiency dryer. | Standard efficiency dryer. | Standard efficiency dryer. | Standard efficiency dryer. | Standard efficiency dryer. | Standard efficiency dryer. | Standard efficiency dryer. | High efficiency alternative dry-cleaning methods. | High efficiency alternative dry-cleaning methods. | High efficiency alternative dry-cleaning methods. | High efficiency alternative dry-cleaning methods. | High efficiency alternative dry-cleaning methods. | High efficiency alternative dry-cleaning methods. | High efficiency alternative dry-cleaning methods. | High efficiency alternative dry-cleaning methods. | High efficiency alternative dry-cleaning methods. | High efficiency alternative dry-cleaning methods. | High efficiency alternative dry-cleaning methods. | High efficiency alternative dry-cleaning methods. | High efficiency alternative dry-cleaning methods. | High efficiency alternative dry-cleaning methods. | High efficiency alternative dry-cleaning methods. | High efficiency alternative dry-cleaning methods. | High efficiency alternative dry-cleaning methods. | High efficiency alternative dry-cleaning methods. | High efficiency alternative dry-cleaning methods. | High efficiency alternative dry-cleaning methods. | High efficiency alternative dry-cleaning methods. | High efficiency alternative dry-cleaning methods. | High efficiency alternative dry-cleaning methods. | High efficiency alternative dry-cleaning methods. | High efficiency alternative dry-cleaning methods. | High efficiency alternative dry-cleaning methods. | High efficiency alternative dry-cleaning methods. | 135143.55 | 135143.55 | 135143.55 | 135143.55 | 135143.55 | 135143.55 | 135143.55 | 135143.55 | 135143.55 | 135143.55 | 135143.55 | 135143.55 | 135143.55 | 135143.55 | 135143.55 | 135143.55 | 135143.55 | 135143.55 | 135143.55 | 135143.55 | 135143.55 | 135143.55 | 135143.55 | 135143.55 | 135143.55 | 135143.55 | 135143.55 | 0 | 0 | 0 | 0 | 0 | 0 | 0 | 0 | 0 | 0 | 0 | 0 | 0 | 0 | 0 | 0 | 0 | 0 | 0 | 0 | 0 | 0 | 0 | 0 | 0 | 0 | 0 | 0 | 0 | 0 | 0 | 0 | 0 | 0 | 0 | 0 | 0 | 0 | 0 | 0 | 0 | 0 | 0 | 0 | 0 | 0 | 0 | 0 | 0 | 0 | 0 | 0 | 0 | 0 | 0 | 0 | 0 | 0 | 0 | 0 | 0 | 0 | 0 | 0 | 0 | 0 | 0 | 0 | 0 | 0 | 0 | 0 | 0 | 0 | 0 | 0 | 0 | 0.048922 | 0.060069 | 0.073507 | 0.08533 | 0.097329 | 0.11379 | 0.12483 | 0.12752 | 0.12017 | 0.1033 | 0.079937 | 0.054859 | 0.032828 | 0.015333 | 0 | 0 | 0 | 0 | 0 | 0 | 0 | 0 | 0 | 0 | 0 | 0.048922 | 0.10899 | 0.1825 | 0.26783 | 0.36516 | 0.47895 | 0.60377 | 0.7313 | 0.85147 | 0.95477 | 1.0347 | 1.0896 | 1.1224 | 1.1377 | 1.1377 | 1.1377 | 1.1377 | 1.1377 | 1.1377 | 1.1377 | 1.1377 | 1.1377 | 1.1377 | 1.1377 | 1.1377 | 0 | 0 | 0 | 0 | 0 | 0 | 0 | 0 | 0 | 0 | 0 | 0 | 0 | 0 | 0 | 0 | 0 | 0 | 0 | 0 | 0 | 0 | 0 | 0 | 0 | 0 | 0 | 0 | 0 | 0 | 0 | 0 | 0 | 0 | 0 | 0 | 0 | 0 | 0 | 0 | 0 | 0 | 0 | 0 | 0 | 0 | 0 | 0 | 0 | 0 | 0.041584 | 0.051058 | 0.062481 | 0.07253 | 0.08273 | 0.096721 | 0.1061 | 0.10839 | 0.10215 | 0.087805 | 0.067947 | 0.04663 | 0.027904 | 0.013033 | 0 | 0 | 0 | 0 | 0 | 0 | 0 | 0 | 0 | 0 | 0 | 0.041584 | 0.092642 | 0.15512 | 0.22765 | 0.31038 | 0.4071 | 0.51321 | 0.6216 | 0.72375 | 0.81155 | 0.8795 | 0.92613 | 0.95404 | 0.96707 | 0.96707 | 0.96707 | 0.96707 | 0.96707 | 0.96707 | 0.96707 | 0.96707 | 0.96707 | 0.96707 | 0.96707 | 0.96707 | 0 | 0 | 0 | 0 | 0 | 0 | 0 | 0 | 0 | 0 | 0 | 0 | 0 | 0 | 0 | 0 | 0 | 0 | 0 | 0 | 0 | 0 | 0 | 0 | 0 | 0 | 0 | 0 | 0 | 0 | 0 | 0 | 0 | 0 | 0 | 0 | 0 | 0 | 0 | 0 | 0 | 0 | 0 | 0 | 0 | 0 | 0 | 0 | 0 | 0 | 0 | 0 | 0 | 0 | 0 | 0 | 0 | 0 | 0 | 0 | 0 | 0 | 0 | 0 | 0 | 0 | 0 | 0 | 0 | 0 | 0 | 0 | 0 | 0 | 0 | 0 | 0 | 0 | 0 | 0 | 0 | 0 | 0 | 0 | 0 | 0 | 0 | 0 | 0 | 0 | 0 | 0 | 0 | 0 | 0 | 0 | 0 | 0 | 0 | 0 | 0 | 0 | 0 | 0 | 0 | 0 | 0 | 0 | 0 | 0 | 0 | 0 | 0 | 0 | 0 | 0 | 0 | 0 | 0 | 0 | 0 | 0 | 0 | 0 | 0 | 0 | 0 | 0 | 0 | 0 | 0 | 0 | 0 | 0 | 0 | 0 | 0 | 0 | 0 | 0 | 0 | 0 | 0 | 0 | 0 | 0 | 0 | 0 | 0 | 0 | 0 | 0 | 0 | 0 | 0 | 0 | 0 | 0 | 0 | 0 | 0 | 0 | 0 | 0 | 0 | 0 | 0 | 0 | 0 | 0 | 0 | 0 | 0 | 0 | 0 | 0 | 0 | 0 | 0 | 0 | 0 | 0 | 0 | 0 | 0 | 0 | 0 | 0 | 0 | 0 | 0 | 0 | 0 | 0 | 0 | 0 | 0 | 0 | 0 | 0 | 0 | 0 | 0 | 0 | 0 | 0 | 0 | 0 | 0 | 0 | 0 | 0 | 0 | 0 | 0 | 0 | 0 | 0 | 0 | 0 | 0 | 0 | 0 | 0 | 0 | 0 | 0 | 0 | 0 | 0 | 0 | 0 | 0 | 0 | 0 | 0 | 0 | 0 | 0 | 0 | 0 | 0 | 0 | 0 | 0 | 0 | 0 | 0 | 0 | 0
OR_Commercial_OR - Health_Existing_Space Heating_Natural Gas_Advanced Kitchen Ventilation Controls_A | OR | Commercial | OR - Health | Existing | Space Heating | Natural Gas | Advanced Kitchen Ventilation Controls | A | OCM467 | No controls on exhaust hoods. | Variable exhaust hood flow based on temperature or grease sensor. | 15 | 0.038424 | 0 | 0 | 0.12 | 0.01 | 0 | 0 | 0.28365 | 0.25 | sqft | 10% | 20% | Discretionary | RetroEven20_OR | 82.88% | Space Heating | 0% | 54.1237 |  | 175.0821 |  | 0 | IL TRM - CI-FSE-VENT-V03-160601 | COOK_EXHD-Ventilation-XCELCO-2017-18-2 | COOK_EXHD-Ventilation-XCELCO-2017-18-2 | No controls on exhaust hoods. | No controls on exhaust hoods. | No controls on exhaust hoods. | No controls on exhaust hoods. | No controls on exhaust hoods. | No controls on exhaust hoods. | No controls on exhaust hoods. | No controls on exhaust hoods. | No controls on exhaust hoods. | No controls on exhaust hoods. | No controls on exhaust hoods. | No controls on exhaust hoods. | No controls on exhaust hoods. | No controls on exhaust hoods. | No controls on exhaust hoods. | No controls on exhaust hoods. | No controls on exhaust hoods. | No controls on exhaust hoods. | No controls on exhaust hoods. | No controls on exhaust hoods. | No controls on exhaust hoods. | No controls on exhaust hoods. | No controls on exhaust hoods. | No controls on exhaust hoods. | No controls on exhaust hoods. | No controls on exhaust hoods. | No controls on exhaust hoods. | Variable exhaust hood flow based on temperature or grease sensor. | Variable exhaust hood flow based on temperature or grease sensor. | Variable exhaust hood flow based on temperature or grease sensor. | Variable exhaust hood flow based on temperature or grease sensor. | Variable exhaust hood flow based on temperature or grease sensor. | Variable exhaust hood flow based on temperature or grease sensor. | Variable exhaust hood flow based on temperature or grease sensor. | Variable exhaust hood flow based on temperature or grease sensor. | Variable exhaust hood flow based on temperature or grease sensor. | Variable exhaust hood flow based on temperature or grease sensor. | Variable exhaust hood flow based on temperature or grease sensor. | Variable exhaust hood flow based on temperature or grease sensor. | Variable exhaust hood flow based on temperature or grease sensor. | Variable exhaust hood flow based on temperature or grease sensor. | Variable exhaust hood flow based on temperature or grease sensor. | Variable exhaust hood flow based on temperature or grease sensor. | Variable exhaust hood flow based on temperature or grease sensor. | Variable exhaust hood flow based on temperature or grease sensor. | Variable exhaust hood flow based on temperature or grease sensor. | Variable exhaust hood flow based on temperature or grease sensor. | Variable exhaust hood flow based on temperature or grease sensor. | Variable exhaust hood flow based on temperature or grease sensor. | Variable exhaust hood flow based on temperature or grease sensor. | Variable exhaust hood flow based on temperature or grease sensor. | Variable exhaust hood flow based on temperature or grease sensor. | Variable exhaust hood flow based on temperature or grease sensor. | Variable exhaust hood flow based on temperature or grease sensor. | 0.12 | 0.12 | 0.12 | 0.12 | 0.12 | 0.12 | 0.12 | 0.12 | 0.12 | 0.12 | 0.12 | 0.12 | 0.12 | 0.12 | 0.12 | 0.12 | 0.12 | 0.12 | 0.12 | 0.12 | 0.12 | 0.12 | 0.12 | 0.12 | 0.12 | 0.12 | 0.12 | 0 | 0 | 0.15318 | 0.1508 | 0.14837 | 0.1459 | 0.14339 | 0.14081 | 0.13817 | 0.13546 | 0.13269 | 0.12986 | 0.127 | 0.12414 | 0.1213 | 0.11854 | 0.11588 | 0.11334 | 0.11092 | 0.10861 | 0.10641 | 0.10425 | 0.10228 | 0.10034 | 0.098419 | 0.096525 | 0.094649 | 0.2367 | 0.47833 | 0.47063 | 0.4628 | 0.45481 | 0.44664 | 0.43827 | 0.42967 | 0.42087 | 0.4119 | 0.40283 | 0.39375 | 0.38477 | 0.37601 | 0.36757 | 0.18436 | 5.0441e-17 | 6.4205e-16 | 9.6776e-17 | 0 | 0 | 0 | 0 | 0 | 0 | 0.2367 | 0.71136 | 1.1705 | 1.6139 | 2.0408 | 2.4508 | 2.8431 | 3.217 | 3.572 | 3.9078 | 4.2245 | 4.5231 | 4.8047 | 5.0713 | 5.325 | 5.3926 | 5.2775 | 5.1674 | 5.0627 | 4.9602 | 4.8664 | 4.774 | 4.6827 | 4.5926 | 4.5033 | 1545.2984 | 3171.9282 | 3171.9282 | 3171.9282 | 3171.9282 | 3171.9282 | 3171.9282 | 3171.9282 | 3171.9282 | 3171.9282 | 3171.9282 | 3171.9282 | 3171.9282 | 3171.9282 | 3171.9282 | 1626.6299 | 4.5475e-13 | 5.9117e-12 | 9.0949e-13 | 0 | 0 | 0 | 0 | 0 | 0 | 1545.2984 | 4717.2266 | 7889.1549 | 11061.0831 | 14233.0113 | 17404.9396 | 20576.8678 | 23748.796 | 26920.7243 | 30092.6525 | 33264.5808 | 36436.509 | 39608.4372 | 42780.3655 | 45952.2937 | 47578.9236 | 47578.9236 | 47578.9236 | 47578.9236 | 47578.9236 | 47578.9236 | 47578.9236 | 47578.9236 | 47578.9236 | 47578.9236 | 0.2035 | 0.41599 | 0.41362 | 0.41099 | 0.40813 | 0.40504 | 0.4017 | 0.39811 | 0.39429 | 0.39025 | 0.38607 | 0.38181 | 0.37757 | 0.37347 | 0.36958 | 0.18768 | 6.1169e-17 | 6.672e-16 | 1.2038e-16 | 0 | 0 | 0 | 0 | 0 | 0 | 0.2035 | 0.61865 | 1.0287 | 1.4332 | 1.8314 | 2.2225 | 2.6059 | 2.9808 | 3.3464 | 3.7024 | 4.0487 | 4.3859 | 4.7148 | 5.037 | 5.3541 | 5.4895 | 5.4399 | 5.3942 | 5.3529 | 5.3132 | 5.281 | 5.2496 | 5.2189 | 5.1889 | 5.1595 | 1313.5036 | 2696.139 | 2696.139 | 2696.139 | 2696.139 | 2696.139 | 2696.139 | 2696.139 | 2696.139 | 2696.139 | 2696.139 | 2696.139 | 2696.139 | 2696.139 | 2696.139 | 1382.6354 | 4.5475e-13 | 5.0022e-12 | 9.0949e-13 | 0 | 0 | 0 | 0 | 0 | 0 | 1313.5036 | 4009.6426 | 6705.7816 | 9401.9206 | 12098.0596 | 14794.1986 | 17490.3376 | 20186.4766 | 22882.6156 | 25578.7546 | 28274.8937 | 30971.0327 | 33667.1717 | 36363.3107 | 39059.4497 | 40442.0851 | 40442.0851 | 40442.0851 | 40442.0851 | 40442.0851 | 40442.0851 | 40442.0851 | 40442.0851 | 40442.0851 | 40442.0851 | 0.20354 | 0.41607 | 0.41378 | 0.41123 | 0.40843 | 0.40538 | 0.40208 | 0.3985 | 0.39468 | 0.39065 | 0.38645 | 0.38217 | 0.37791 | 0.37377 | 0.36984 | 0.18779 | 6.1201e-17 | 6.6748e-16 | 1.2042e-16 | 0 | 0 | 0 | 0 | 0 | 0 | 0.20354 | 0.61877 | 1.0292 | 1.434 | 1.8327 | 2.2244 | 2.6083 | 2.9837 | 3.3498 | 3.7061 | 4.0527 | 4.39 | 4.719 | 5.0411 | 5.358 | 5.4929 | 5.4428 | 5.3964 | 5.3546 | 5.3144 | 5.2822 | 5.2509 | 5.2203 | 5.1904 | 5.161 | 1313.5036 | 2696.139 | 2696.139 | 2696.139 | 2696.139 | 2696.139 | 2696.139 | 2696.139 | 2696.139 | 2696.139 | 2696.139 | 2696.139 | 2696.139 | 2696.139 | 2696.139 | 1382.6354 | 4.5475e-13 | 5.0022e-12 | 9.0949e-13 | 0 | 0 | 0 | 0 | 0 | 0 | 1313.5036 | 4009.6426 | 6705.7816 | 9401.9206 | 12098.0596 | 14794.1986 | 17490.3376 | 20186.4766 | 22882.6156 | 25578.7546 | 28274.8937 | 30971.0327 | 33667.1717 | 36363.3107 | 39059.4497 | 40442.0851 | 40442.0851 | 40442.0851 | 40442.0851 | 40442.0851 | 40442.0851 | 40442.0851 | 40442.0851 | 40442.0851 | 40442.0851 | 0.20349 | 0.4159 | 0.41347 | 0.41077 | 0.40786 | 0.40471 | 0.40131 | 0.39767 | 0.39379 | 0.3897 | 0.38546 | 0.38115 | 0.37687 | 0.37271 | 0.36877 | 0.18724 | 6.1018e-17 | 6.6545e-16 | 1.2005e-16 | 0 | 0 | 0 | 0 | 0 | 0 | 0.20349 | 0.61851 | 1.0284 | 1.4324 | 1.8301 | 2.2207 | 2.6034 | 2.9774 | 3.3421 | 3.6971 | 4.0424 | 4.3783 | 4.706 | 5.0268 | 5.3425 | 5.4768 | 5.4265 | 5.38 | 5.3381 | 5.2977 | 5.2656 | 5.2343 | 5.2037 | 5.1738 | 5.1444 | 1313.5036 | 2696.139 | 2696.139 | 2696.139 | 2696.139 | 2696.139 | 2696.139 | 2696.139 | 2696.139 | 2696.139 | 2696.139 | 2696.139 | 2696.139 | 2696.139 | 2696.139 | 1382.6354 | 4.5475e-13 | 5.0022e-12 | 9.0949e-13 | 0 | 0 | 0 | 0 | 0 | 0 | 1313.5036 | 4009.6426 | 6705.7816 | 9401.9206 | 12098.0596 | 14794.1986 | 17490.3376 | 20186.4766 | 22882.6156 | 25578.7546 | 28274.8937 | 30971.0327 | 33667.1717 | 36363.3107 | 39059.4497 | 40442.0851 | 40442.0851 | 40442.0851 | 40442.0851 | 40442.0851 | 40442.0851 | 40442.0851 | 40442.0851 | 40442.0851 | 40442.0851 | 52.7982 | 52.9563 | 53.113 | 53.2678 | 53.4205 | 53.5705 | 53.7178 | 53.8619 | 54.0024 | 54.1391 | 54.2716 | 54.3996 | 54.5227 | 54.6408 | 54.7535 | 54.8607 | 54.962 | 55.0563 | 55.1434 | 55.2231 | 55.2959 | 55.3625 | 55.4232 | 55.4787 | 55.5294 | 170.7943 | 171.3059 | 171.8128 | 172.3136 | 172.8073 | 173.2928 | 173.7691 | 174.2352 | 174.6899 | 175.1321 | 175.5607 | 175.9746 | 176.3731 | 176.755 | 177.1197 | 177.4662 | 177.794 | 178.0989 | 178.3809 | 178.6387 | 178.8742 | 179.0894 | 179.286 | 179.4655 | 179.6295
OR_Commercial_OR - Health_Existing_Space Heating_Natural Gas_Infiltration Control - Loading Dock Sealing_A | OR | Commercial | OR - Health | Existing | Space Heating | Natural Gas | Infiltration Control - Loading Dock Sealing | A | OCM468 | 0 | 0 | 10 | 201 | 0 | 0 | 6337.3 | 0 | 0 | 0 | 0.28365 | 0.25 | perBldg | 0% | 0% | Discretionary | RetroEven20_OR | 82.88% | Space Heating | 0% | 5377.136 |  | 2295.5858 |  | 0 | MEMD - Truck Loading Dock Seals - 8.10.01.FES-E10.v01 | MEMD - Truck Loading Dock Seals - 8.10.01.FES-E10.v01 | MEMD - Truck Loading Dock Seals - 8.10.01.FES-E10.v01 | 0 | 0 | 0 | 0 | 0 | 0 | 0 | 0 | 0 | 0 | 0 | 0 | 0 | 0 | 0 | 0 | 0 | 0 | 0 | 0 | 0 | 0 | 0 | 0 | 0 | 0 | 0 | 0 | 0 | 0 | 0 | 0 | 0 | 0 | 0 | 0 | 0 | 0 | 0 | 0 | 0 | 0 | 0 | 0 | 0 | 0 | 0 | 0 | 0 | 0 | 0 | 0 | 0 | 0 | 6337.3 | 6337.3 | 6337.3 | 6337.3 | 6337.3 | 6337.3 | 6337.3 | 6337.3 | 6337.3 | 6337.3 | 6337.3 | 6337.3 | 6337.3 | 6337.3 | 6337.3 | 6337.3 | 6337.3 | 6337.3 | 6337.3 | 6337.3 | 6337.3 | 6337.3 | 6337.3 | 6337.3 | 6337.3 | 6337.3 | 6337.3 | 0 | 0 | 795.3894 | 774.0817 | 751.4686 | 728.0453 | 703.4557 | 677.8476 | 650.9527 | 623.0712 | 594.6208 | 566.1675 | 538.4519 | 511.8887 | 486.8629 | 463.7329 | 442.9378 | 425.3419 | 410.8564 | 398.0833 | 387.3267 | 377.1036 | 369.9706 | 362.9372 | 355.99 | 349.1341 | 342.3437 | 0 | 0 | 0 | 0 | 0 | 0 | 0 | 0 | 0 | 0 | 0 | 0 | 0 | 0 | 0 | 0 | 0 | 0 | 0 | 0 | 0 | 0 | 0 | 0 | 0 | 0 | 0 | 0 | 0 | 0 | 0 | 0 | 0 | 0 | 0 | 0 | 0 | 0 | 0 | 0 | 0 | 0 | 0 | 0 | 0 | 0 | 0 | 0 | 0 | 0 | 0 | 0 | 0 | 0 | 0 | 0 | 0 | 0 | 0 | 0 | 0 | 0 | 0 | 0 | 0 | 0 | 0 | 0 | 0 | 0 | 0 | 0 | 0 | 0 | 0 | 0 | 0 | 0 | 0 | 0 | 0 | 0 | 0 | 0 | 0 | 0 | 0 | 0 | 0 | 0 | 0 | 0 | 0 | 0 | 0 | 0 | 0 | 0 | 0 | 0 | 0 | 0 | 0 | 0 | 0 | 0 | 0 | 0 | 0 | 0 | 0 | 0 | 0 | 0 | 0 | 0 | 0 | 0 | 0 | 0 | 0 | 0 | 0 | 0 | 0 | 0 | 0 | 0 | 0 | 0 | 0 | 0 | 0 | 0 | 0 | 0 | 0 | 0 | 0 | 0 | 0 | 0 | 0 | 0 | 0 | 0 | 0 | 0 | 0 | 0 | 0 | 0 | 0 | 0 | 0 | 0 | 0 | 0 | 0 | 0 | 0 | 0 | 0 | 0 | 0 | 0 | 0 | 0 | 0 | 0 | 0 | 0 | 0 | 0 | 0 | 0 | 0 | 0 | 0 | 0 | 0 | 0 | 0 | 0 | 0 | 0 | 0 | 0 | 0 | 0 | 0 | 0 | 0 | 0 | 0 | 0 | 0 | 0 | 0 | 0 | 0 | 0 | 0 | 0 | 0 | 0 | 0 | 0 | 0 | 0 | 0 | 0 | 0 | 0 | 0 | 0 | 0 | 0 | 0 | 0 | 0 | 0 | 0 | 0 | 0 | 0 | 0 | 0 | 0 | 0 | 0 | 0 | 0 | 0 | 0 | 0 | 0 | 0 | 0 | 0 | 0 | 0 | 0 | 0 | 0 | 0 | 0 | 0 | 0 | 0 | 0 | 0 | 0 | 0 | 0 | 0 | 0 | 0 | 0 | 0 | 0 | 0 | 0 | 0 | 0 | 0 | 0 | 0 | 0 | 0 | 0 | 0 | 0 | 0 | 0 | 0 | 0 | 0 | 0 | 0 | 0 | 0 | 0 | 0 | 0 | 0 | 0 | 0 | 0 | 0 | 0 | 0 | 0 | 0 | 0 | 0 | 0 | 0 | 0 | 0 | 0 | 0 | 0 | 0 | 0 | 0 | 0 | 0 | 0 | 0 | 0 | 0 | 0 | 0 | 0 | 0 | 0 | 0 | 0 | 0 | 0 | 0 | 0 | 0 | 0 | 0 | 0 | 0 | 0 | 0 | 0 | 0 | 0 | 0 | 0 | 0 | 0 | 0 | 0 | 0 | 0 | 0 | 0 | 0 | 0 | 0 | 0 | 0 | 0 | 0 | 0 | 0 | 0 | 0 | 0 | 0 | 0 | 0 | 0 | 0 | 0 | 0 | 0 | 0 | 0 | 0 | 0 | 0 | 0 | 0 | 0 | 0 | 0 | 0 | 0 | 0 | 0 | 0 | 0 | 0 | 0 | 0 | 0 | 0 | 0 | 0 | 0 | 0 | 0 | 0 | 0 | 0 | 0 | 0 | 0 | 0 | 0 | 0 | 0 | 0 | 5245.4463 | 5261.1612 | 5276.7274 | 5292.1086 | 5307.2707 | 5322.181 | 5336.8085 | 5351.1236 | 5365.089 | 5378.6697 | 5391.8326 | 5404.5467 | 5416.7827 | 5428.5133 | 5439.7125 | 5450.3562 | 5460.4218 | 5469.7877 | 5478.4485 | 5486.3648 | 5493.5989 | 5500.2081 | 5506.2454 | 5511.7593 | 5516.7943 | 2239.3654 | 2246.0743 | 2252.7198 | 2259.2863 | 2265.7592 | 2272.1247 | 2278.3694 | 2284.4807 | 2290.4428 | 2296.2406 | 2301.86 | 2307.2879 | 2312.5117 | 2317.5196 | 2322.3008 | 2326.8447 | 2331.1419 | 2335.1403 | 2338.8378 | 2342.2174 | 2345.3057 | 2348.1273 | 2350.7047 | 2353.0587 | 2355.2082
OR_Commercial_OR - Health_Existing_Space Heating_Natural Gas_Greenhouse Heat Curtain_A | OR | Commercial | OR - Health | Existing | Space Heating | Natural Gas | Greenhouse Heat Curtain | A | OCM469 | No heat curtain. | 0 | 5 | 175.5 | 0 | 0 | 833.86 | 0 | 0 | 0 | 0.28365 | 0.25 | perBldg | 0% | 0% | Discretionary | RetroEven20_OR | 82.88% | Space Heating | 0% | 1390.5102 |  | 593.6312 |  | 0 | CA eTRM https://www.caetrm.com/measure/SWBE001/01/ | CA eTRM https://www.caetrm.com/measure/SWBE001/01/ | CA eTRM https://www.caetrm.com/measure/SWBE001/01/ | No heat curtain. | No heat curtain. | No heat curtain. | No heat curtain. | No heat curtain. | No heat curtain. | No heat curtain. | No heat curtain. | No heat curtain. | No heat curtain. | No heat curtain. | No heat curtain. | No heat curtain. | No heat curtain. | No heat curtain. | No heat curtain. | No heat curtain. | No heat curtain. | No heat curtain. | No heat curtain. | No heat curtain. | No heat curtain. | No heat curtain. | No heat curtain. | No heat curtain. | No heat curtain. | No heat curtain. | 0 | 0 | 0 | 0 | 0 | 0 | 0 | 0 | 0 | 0 | 0 | 0 | 0 | 0 | 0 | 0 | 0 | 0 | 0 | 0 | 0 | 0 | 0 | 0 | 0 | 0 | 0 | 833.86 | 833.86 | 833.86 | 833.86 | 833.86 | 833.86 | 833.86 | 833.86 | 833.86 | 833.86 | 833.86 | 833.86 | 833.86 | 833.86 | 833.86 | 833.86 | 833.86 | 833.86 | 833.86 | 833.86 | 833.86 | 833.86 | 833.86 | 833.86 | 833.86 | 833.86 | 833.86 | 0 | 0 | 695.7419 | 678.5252 | 660.4596 | 641.7686 | 622.2744 | 601.7694 | 580.2338 | 557.7503 | 534.5217 | 510.8944 | 487.6372 | 465.1268 | 443.7053 | 423.7037 | 405.521 | 390.053 | 377.2341 | 365.837 | 356.128 | 346.8658 | 340.3053 | 333.8365 | 327.4468 | 321.1411 | 314.8956 | 0 | 0 | 0 | 0 | 0 | 0 | 0 | 0 | 0 | 0 | 0 | 0 | 0 | 0 | 0 | 0 | 0 | 0 | 0 | 0 | 0 | 0 | 0 | 0 | 0 | 0 | 0 | 0 | 0 | 0 | 0 | 0 | 0 | 0 | 0 | 0 | 0 | 0 | 0 | 0 | 0 | 0 | 0 | 0 | 0 | 0 | 0 | 0 | 0 | 0 | 0 | 0 | 0 | 0 | 0 | 0 | 0 | 0 | 0 | 0 | 0 | 0 | 0 | 0 | 0 | 0 | 0 | 0 | 0 | 0 | 0 | 0 | 0 | 0 | 0 | 0 | 0 | 0 | 0 | 0 | 0 | 0 | 0 | 0 | 0 | 0 | 0 | 0 | 0 | 0 | 0 | 0 | 0 | 0 | 0 | 0 | 0 | 0 | 0 | 0 | 0 | 0 | 0 | 0 | 0 | 0 | 0 | 0 | 0 | 0 | 0 | 0 | 0 | 0 | 0 | 0 | 0 | 0 | 0 | 0 | 0 | 0 | 0 | 0 | 0 | 0 | 0 | 0 | 0 | 0 | 0 | 0 | 0 | 0 | 0 | 0 | 0 | 0 | 0 | 0 | 0 | 0 | 0 | 0 | 0 | 0 | 0 | 0 | 0 | 0 | 0 | 0 | 0 | 0 | 0 | 0 | 0 | 0 | 0 | 0 | 0 | 0 | 0 | 0 | 0 | 0 | 0 | 0 | 0 | 0 | 0 | 0 | 0 | 0 | 0 | 0 | 0 | 0 | 0 | 0 | 0 | 0 | 0 | 0 | 0 | 0 | 0 | 0 | 0 | 0 | 0 | 0 | 0 | 0 | 0 | 0 | 0 | 0 | 0 | 0 | 0 | 0 | 0 | 0 | 0 | 0 | 0 | 0 | 0 | 0 | 0 | 0 | 0 | 0 | 0 | 0 | 0 | 0 | 0 | 0 | 0 | 0 | 0 | 0 | 0 | 0 | 0 | 0 | 0 | 0 | 0 | 0 | 0 | 0 | 0 | 0 | 0 | 0 | 0 | 0 | 0 | 0 | 0 | 0 | 0 | 0 | 0 | 0 | 0 | 0 | 0 | 0 | 0 | 0 | 0 | 0 | 0 | 0 | 0 | 0 | 0 | 0 | 0 | 0 | 0 | 0 | 0 | 0 | 0 | 0 | 0 | 0 | 0 | 0 | 0 | 0 | 0 | 0 | 0 | 0 | 0 | 0 | 0 | 0 | 0 | 0 | 0 | 0 | 0 | 0 | 0 | 0 | 0 | 0 | 0 | 0 | 0 | 0 | 0 | 0 | 0 | 0 | 0 | 0 | 0 | 0 | 0 | 0 | 0 | 0 | 0 | 0 | 0 | 0 | 0 | 0 | 0 | 0 | 0 | 0 | 0 | 0 | 0 | 0 | 0 | 0 | 0 | 0 | 0 | 0 | 0 | 0 | 0 | 0 | 0 | 0 | 0 | 0 | 0 | 0 | 0 | 0 | 0 | 0 | 0 | 0 | 0 | 0 | 0 | 0 | 0 | 0 | 0 | 0 | 0 | 0 | 0 | 0 | 0 | 0 | 0 | 0 | 0 | 0 | 0 | 0 | 0 | 0 | 0 | 0 | 0 | 0 | 0 | 0 | 0 | 0 | 0 | 0 | 0 | 0 | 0 | 0 | 0 | 0 | 0 | 0 | 0 | 0 | 0 | 0 | 0 | 0 | 0 | 0 | 0 | 0 | 0 | 0 | 0 | 0 | 1356.4556 | 1360.5194 | 1364.5448 | 1368.5224 | 1372.4432 | 1376.299 | 1380.0816 | 1383.7834 | 1387.3948 | 1390.9068 | 1394.3107 | 1397.5985 | 1400.7627 | 1403.7962 | 1406.6922 | 1409.4447 | 1412.0476 | 1414.4696 | 1416.7093 | 1418.7564 | 1420.6271 | 1422.3362 | 1423.8974 | 1425.3233 | 1426.6254 | 579.0927 | 580.8276 | 582.5461 | 584.2442 | 585.9181 | 587.5642 | 589.179 | 590.7594 | 592.3012 | 593.8005 | 595.2536 | 596.6573 | 598.0081 | 599.3032 | 600.5395 | 601.7146 | 602.8258 | 603.8598 | 604.816 | 605.6899 | 606.4886 | 607.2182 | 607.8847 | 608.4934 | 609.0493
OR_Commercial_OR - Health_Existing_Space Heating_Natural Gas_Ventilation - Parking Garages, Demand Controlled_A | OR | Commercial | OR - Health | Existing | Space Heating | Natural Gas | Ventilation - Parking Garages, Demand Controlled | A | OCM470 | 0 | 0 | 5 | 0 | 0 | 0 | 843.06 | 0 | 0 | 0 | 0.28365 | 0.25 | garage | 0% | 0% | Discretionary | RetroEven20_OR | 82.88% | Central Systems | 0% | 0 |  | 0 |  | 0 | FOE - Parking Garage Ventilation Controls - W0047 | FOE - Parking Garage Ventilation Controls - W0047 | FOE - Parking Garage Ventilation Controls - W0047 | 0 | 0 | 0 | 0 | 0 | 0 | 0 | 0 | 0 | 0 | 0 | 0 | 0 | 0 | 0 | 0 | 0 | 0 | 0 | 0 | 0 | 0 | 0 | 0 | 0 | 0 | 0 | 0 | 0 | 0 | 0 | 0 | 0 | 0 | 0 | 0 | 0 | 0 | 0 | 0 | 0 | 0 | 0 | 0 | 0 | 0 | 0 | 0 | 0 | 0 | 0 | 0 | 0 | 0 | 843.06 | 843.06 | 843.06 | 843.06 | 843.06 | 843.06 | 843.06 | 843.06 | 843.06 | 843.06 | 843.06 | 843.06 | 843.06 | 843.06 | 843.06 | 843.06 | 843.06 | 843.06 | 843.06 | 843.06 | 843.06 | 843.06 | 843.06 | 843.06 | 843.06 | 843.06 | 843.06 | 0 | 0 | 0 | 0 | 0 | 0 | 0 | 0 | 0 | 0 | 0 | 0 | 0 | 0 | 0 | 0 | 0 | 0 | 0 | 0 | 0 | 0 | 0 | 0 | 0 | 0 | 0 | 0 | 0 | 0 | 0 | 0 | 0 | 0 | 0 | 0 | 0 | 0 | 0 | 0 | 0 | 0 | 0 | 0 | 0 | 0 | 0 | 0 | 0 | 0 | 0 | 0 | 0 | 0 | 0 | 0 | 0 | 0 | 0 | 0 | 0 | 0 | 0 | 0 | 0 | 0 | 0 | 0 | 0 | 0 | 0 | 0 | 0 | 0 | 0 | 0 | 0 | 0 | 0 | 0 | 0 | 0 | 0 | 0 | 0 | 0 | 0 | 0 | 0 | 0 | 0 | 0 | 0 | 0 | 0 | 0 | 0 | 0 | 0 | 0 | 0 | 0 | 0 | 0 | 0 | 0 | 0 | 0 | 0 | 0 | 0 | 0 | 0 | 0 | 0 | 0 | 0 | 0 | 0 | 0 | 0 | 0 | 0 | 0 | 0 | 0 | 0 | 0 | 0 | 0 | 0 | 0 | 0 | 0 | 0 | 0 | 0 | 0 | 0 | 0 | 0 | 0 | 0 | 0 | 0 | 0 | 0 | 0 | 0 | 0 | 0 | 0 | 0 | 0 | 0 | 0 | 0 | 0 | 0 | 0 | 0 | 0 | 0 | 0 | 0 | 0 | 0 | 0 | 0 | 0 | 0 | 0 | 0 | 0 | 0 | 0 | 0 | 0 | 0 | 0 | 0 | 0 | 0 | 0 | 0 | 0 | 0 | 0 | 0 | 0 | 0 | 0 | 0 | 0 | 0 | 0 | 0 | 0 | 0 | 0 | 0 | 0 | 0 | 0 | 0 | 0 | 0 | 0 | 0 | 0 | 0 | 0 | 0 | 0 | 0 | 0 | 0 | 0 | 0 | 0 | 0 | 0 | 0 | 0 | 0 | 0 | 0 | 0 | 0 | 0 | 0 | 0 | 0 | 0 | 0 | 0 | 0 | 0 | 0 | 0 | 0 | 0 | 0 | 0 | 0 | 0 | 0 | 0 | 0 | 0 | 0 | 0 | 0 | 0 | 0 | 0 | 0 | 0 | 0 | 0 | 0 | 0 | 0 | 0 | 0 | 0 | 0 | 0 | 0 | 0 | 0 | 0 | 0 | 0 | 0 | 0 | 0 | 0 | 0 | 0 | 0 | 0 | 0 | 0 | 0 | 0 | 0 | 0 | 0 | 0 | 0 | 0 | 0 | 0 | 0 | 0 | 0 | 0 | 0 | 0 | 0 | 0 | 0 | 0 | 0 | 0 | 0 | 0 | 0 | 0 | 0 | 0 | 0 | 0 | 0 | 0 | 0 | 0 | 0 | 0 | 0 | 0 | 0 | 0 | 0 | 0 | 0 | 0 | 0 | 0 | 0 | 0 | 0 | 0 | 0 | 0 | 0 | 0 | 0 | 0 | 0 | 0 | 0 | 0 | 0 | 0 | 0 | 0 | 0 | 0 | 0 | 0 | 0 | 0 | 0 | 0 | 0 | 0 | 0 | 0 | 0 | 0 | 0 | 0 | 0 | 0 | 0 | 0 | 0 | 0 | 0 | 0 | 0 | 0 | 0 | 0 | 0 | 0 | 0 | 0 | 0 | 0 | 0 | 0 | 0 | 0 | 0 | 0 | 0 | 0 | 0 | 0 | 0 | 0 | 0 | 0 | 0 | 0 | 0 | 0 | 0 | 0 | 0 | 0 | 0 | 0 | 0 | 0 | 0 | 0 | 0 | 0 | 0 | 0 | 0 | 0 | 0 | 0 | 0 | 0 | 0 | 0 | 0 | 0 | 0 | 0 | 0 | 0 | 0 | 0 | 0 | 0 | 0 | 0 | 0 | 0 | 0 | 0 | 0 | 0 | 0 | 0 | 0 | 0 | 0 | 0 | 0 | 0 | 0 | 0 | 0 | 0 | 0 | 0 | 0 | 0 | 0 | 0 | 0 | 0 | 0 | 0 | 0 | 0 | 0 | 0 | 0 | 0 | 0 | 0 | 0 | 0 | 0 | 0 | 0 | 0 | 0
OR_Commercial_OR - Health_Existing_Miscellaneous_Natural Gas_Pool Heater - Night Covers_A | OR | Commercial | OR - Health | Existing | Miscellaneous | Natural Gas | Pool Heater - Night Covers | A | OCM471 | Uncovered. | Night covers on pool. | 5 | 0.00010507 | 0 | 0 | 2.78 | 0 | 0 | 0 | 0.28365 | 0.25 | sqft pool | 15% | 100% | Discretionary | Retro12Med_OR | 75.44% | Pool Heater | 0% | 8046828.8663 |  | 3435320.6571 |  | 0 | PL_COV-Water Heating-SCG-R0-62 | PL_COV-Water Heating-SCG-R0-62 | PL_COV-Water Heating-SCG-R0-1 | Uncovered. | Uncovered. | Uncovered. | Uncovered. | Uncovered. | Uncovered. | Uncovered. | Uncovered. | Uncovered. | Uncovered. | Uncovered. | Uncovered. | Uncovered. | Uncovered. | Uncovered. | Uncovered. | Uncovered. | Uncovered. | Uncovered. | Uncovered. | Uncovered. | Uncovered. | Uncovered. | Uncovered. | Uncovered. | Uncovered. | Uncovered. | Night covers on pool. | Night covers on pool. | Night covers on pool. | Night covers on pool. | Night covers on pool. | Night covers on pool. | Night covers on pool. | Night covers on pool. | Night covers on pool. | Night covers on pool. | Night covers on pool. | Night covers on pool. | Night covers on pool. | Night covers on pool. | Night covers on pool. | Night covers on pool. | Night covers on pool. | Night covers on pool. | Night covers on pool. | Night covers on pool. | Night covers on pool. | Night covers on pool. | Night covers on pool. | Night covers on pool. | Night covers on pool. | Night covers on pool. | Night covers on pool. | 2.78 | 2.78 | 2.78 | 2.78 | 2.78 | 2.78 | 2.78 | 2.78 | 2.78 | 2.78 | 2.78 | 2.78 | 2.78 | 2.78 | 2.78 | 2.78 | 2.78 | 2.78 | 2.78 | 2.78 | 2.78 | 2.78 | 2.78 | 2.78 | 2.78 | 2.78 | 2.78 | 0 | 0 | 0.00035409 | 0.00035409 | 0.00035409 | 0.00035409 | 0.00035409 | 0.00035409 | 0.00035409 | 0.00035409 | 0.00035409 | 0.00035409 | 0.00035409 | 0.00035409 | 0.00035409 | 0.00035409 | 0.00035409 | 0.00035409 | 0.00035409 | 0.00035409 | 0.00035409 | 0.00035409 | 0.00035409 | 0.00035409 | 0.00035409 | 0.00035409 | 0.00035409 | 1.4671e-05 | 1.4671e-05 | 1.4671e-05 | 1.4671e-05 | 1.4671e-05 | 0 | 0 | 0 | 0 | 0 | 0 | 0 | 0 | 0 | 0 | 0 | 0 | 0 | 0 | 0 | 0 | 0 | 0 | 0 | 0 | 1.4671e-05 | 2.9343e-05 | 4.4014e-05 | 5.8685e-05 | 7.3356e-05 | 7.3356e-05 | 7.3356e-05 | 7.3356e-05 | 7.3356e-05 | 7.3356e-05 | 7.3356e-05 | 7.3356e-05 | 7.3356e-05 | 7.3356e-05 | 7.3356e-05 | 7.3356e-05 | 7.3356e-05 | 7.3356e-05 | 7.3356e-05 | 7.3356e-05 | 7.3356e-05 | 7.3356e-05 | 7.3356e-05 | 7.3356e-05 | 7.3356e-05 | 41.4333 | 41.4333 | 41.4333 | 41.4333 | 41.4333 | 0 | 0 | 0 | 0 | 0 | 0 | 0 | 0 | 0 | 0 | 0 | 0 | 0 | 0 | 0 | 0 | 0 | 0 | 0 | 0 | 41.4333 | 82.8665 | 124.2998 | 165.7331 | 207.1664 | 207.1664 | 207.1664 | 207.1664 | 207.1664 | 207.1664 | 207.1664 | 207.1664 | 207.1664 | 207.1664 | 207.1664 | 207.1664 | 207.1664 | 207.1664 | 207.1664 | 207.1664 | 207.1664 | 207.1664 | 207.1664 | 207.1664 | 207.1664 | 1.2471e-05 | 1.2471e-05 | 1.2471e-05 | 1.2471e-05 | 1.2471e-05 | 0 | 0 | 0 | 0 | 0 | 0 | 0 | 0 | 0 | 0 | 0 | 0 | 0 | 0 | 0 | 0 | 0 | 0 | 0 | 0 | 1.2471e-05 | 2.4941e-05 | 3.7412e-05 | 4.9882e-05 | 6.2353e-05 | 6.2353e-05 | 6.2353e-05 | 6.2353e-05 | 6.2353e-05 | 6.2353e-05 | 6.2353e-05 | 6.2353e-05 | 6.2353e-05 | 6.2353e-05 | 6.2353e-05 | 6.2353e-05 | 6.2353e-05 | 6.2353e-05 | 6.2353e-05 | 6.2353e-05 | 6.2353e-05 | 6.2353e-05 | 6.2353e-05 | 6.2353e-05 | 6.2353e-05 | 35.2183 | 35.2183 | 35.2183 | 35.2183 | 35.2183 | 0 | 0 | 0 | 0 | 0 | 0 | 0 | 0 | 0 | 0 | 0 | 0 | 0 | 0 | 0 | 0 | 0 | 0 | 0 | 0 | 35.2183 | 70.4366 | 105.6548 | 140.8731 | 176.0914 | 176.0914 | 176.0914 | 176.0914 | 176.0914 | 176.0914 | 176.0914 | 176.0914 | 176.0914 | 176.0914 | 176.0914 | 176.0914 | 176.0914 | 176.0914 | 176.0914 | 176.0914 | 176.0914 | 176.0914 | 176.0914 | 176.0914 | 176.0914 | 0 | 0 | 0 | 0 | 0 | 0 | 0 | 0 | 0 | 0 | 0 | 0 | 0 | 0 | 0 | 0 | 0 | 0 | 0 | 0 | 0 | 0 | 0 | 0 | 0 | 0 | 0 | 0 | 0 | 0 | 0 | 0 | 0 | 0 | 0 | 0 | 0 | 0 | 0 | 0 | 0 | 0 | 0 | 0 | 0 | 0 | 0 | 0 | 0 | 0 | 0 | 0 | 0 | 0 | 0 | 0 | 0 | 0 | 0 | 0 | 0 | 0 | 0 | 0 | 0 | 0 | 0 | 0 | 0 | 0 | 0 | 0 | 0 | 0 | 0 | 0 | 0 | 0 | 0 | 0 | 0 | 0 | 0 | 0 | 0 | 0 | 0 | 0 | 0 | 0 | 0 | 0 | 0 | 0 | 0 | 0 | 0 | 0 | 0 | 0 | 0 | 0 | 0 | 0 | 0 | 0 | 0 | 0 | 0 | 0 | 0 | 0 | 0 | 0 | 0 | 0 | 0 | 0 | 0 | 0 | 0 | 0 | 0 | 0 | 0 | 0 | 0 | 0 | 0 | 0 | 0 | 0 | 0 | 0 | 0 | 0 | 0 | 0 | 0 | 0 | 0 | 0 | 0 | 0 | 0 | 0 | 0 | 0 | 0 | 0 | 0 | 0 | 0 | 0 | 0 | 0 | 0 | 0 | 0 | 0 | 0 | 0 | 0 | 0 | 0 | 0 | 0 | 0 | 0 | 0 | 0 | 0 | 0 | 0 | 0 | 0 | 0 | 0 | 0 | 0 | 0 | 0 | 0 | 0 | 0 | 0 | 0 | 0 | 0 | 0 | 0 | 0 | 0 | 0 | 0 | 0 | 0 | 0 | 0 | 0 | 8046828.8663 | 8046828.8663 | 8046828.8663 | 8046828.8663 | 8046828.8663 | 8046828.8663 | 8046828.8663 | 8046828.8663 | 8046828.8663 | 8046828.8663 | 8046828.8663 | 8046828.8663 | 8046828.8663 | 8046828.8663 | 8046828.8663 | 8046828.8663 | 8046828.8663 | 8046828.8663 | 8046828.8663 | 8046828.8663 | 8046828.8663 | 8046828.8663 | 8046828.8663 | 8046828.8663 | 8046828.8663 | 3435320.6571 | 3435320.6571 | 3435320.6571 | 3435320.6571 | 3435320.6571 | 3435320.6571 | 3435320.6571 | 3435320.6571 | 3435320.6571 | 3435320.6571 | 3435320.6571 | 3435320.6571 | 3435320.6571 | 3435320.6571 | 3435320.6571 | 3435320.6571 | 3435320.6571 | 3435320.6571 | 3435320.6571 | 3435320.6571 | 3435320.6571 | 3435320.6571 | 3435320.6571 | 3435320.6571 | 3435320.6571
OR_Commercial_OR - Health_Existing_Space Heating_Natural Gas_Advanced New Construction Designs_A | OR | Commercial | OR - Health | Existing | Space Heating | Natural Gas | Advanced New Construction Designs | A | OCM472 | Standard new construction design. | New construction designs exceeding ASHRAE 90.1 requirements. | 3 | 0 | 0 | 0 | 1.4 | 0 | 0 | 0 | 0.28365 | 0.25 | sqft | 0% | 0% | Discretionary | LO1Slow_OR | 84.66% | Space Heating | 0% | 0 |  | 0 |  | 0 | COM_CX-HVAC-AEG-1 | COM_CX-All-AEG-5 | COM_CX-All-AEG-5 | Standard new construction design. | Standard new construction design. | Standard new construction design. | Standard new construction design. | Standard new construction design. | Standard new construction design. | Standard new construction design. | Standard new construction design. | Standard new construction design. | Standard new construction design. | Standard new construction design. | Standard new construction design. | Standard new construction design. | Standard new construction design. | Standard new construction design. | Standard new construction design. | Standard new construction design. | Standard new construction design. | Standard new construction design. | Standard new construction design. | Standard new construction design. | Standard new construction design. | Standard new construction design. | Standard new construction design. | Standard new construction design. | Standard new construction design. | Standard new construction design. | New construction designs exceeding ASHRAE 90.1 requirements. | New construction designs exceeding ASHRAE 90.1 requirements. | New construction designs exceeding ASHRAE 90.1 requirements. | New construction designs exceeding ASHRAE 90.1 requirements. | New construction designs exceeding ASHRAE 90.1 requirements. | New construction designs exceeding ASHRAE 90.1 requirements. | New construction designs exceeding ASHRAE 90.1 requirements. | New construction designs exceeding ASHRAE 90.1 requirements. | New construction designs exceeding ASHRAE 90.1 requirements. | New construction designs exceeding ASHRAE 90.1 requirements. | New construction designs exceeding ASHRAE 90.1 requirements. | New construction designs exceeding ASHRAE 90.1 requirements. | New construction designs exceeding ASHRAE 90.1 requirements. | New construction designs exceeding ASHRAE 90.1 requirements. | New construction designs exceeding ASHRAE 90.1 requirements. | New construction designs exceeding ASHRAE 90.1 requirements. | New construction designs exceeding ASHRAE 90.1 requirements. | New construction designs exceeding ASHRAE 90.1 requirements. | New construction designs exceeding ASHRAE 90.1 requirements. | New construction designs exceeding ASHRAE 90.1 requirements. | New construction designs exceeding ASHRAE 90.1 requirements. | New construction designs exceeding ASHRAE 90.1 requirements. | New construction designs exceeding ASHRAE 90.1 requirements. | New construction designs exceeding ASHRAE 90.1 requirements. | New construction designs exceeding ASHRAE 90.1 requirements. | New construction designs exceeding ASHRAE 90.1 requirements. | New construction designs exceeding ASHRAE 90.1 requirements. | 1.4 | 1.4 | 1.4 | 1.4 | 1.4 | 1.4 | 1.4 | 1.4 | 1.4 | 1.4 | 1.4 | 1.4 | 1.4 | 1.4 | 1.4 | 1.4 | 1.4 | 1.4 | 1.4 | 1.4 | 1.4 | 1.4 | 1.4 | 1.4 | 1.4 | 1.4 | 1.4 | 0 | 0 | 0 | 0 | 0 | 0 | 0 | 0 | 0 | 0 | 0 | 0 | 0 | 0 | 0 | 0 | 0 | 0 | 0 | 0 | 0 | 0 | 0 | 0 | 0 | 0 | 0 | 0 | 0 | 0 | 0 | 0 | 0 | 0 | 0 | 0 | 0 | 0 | 0 | 0 | 0 | 0 | 0 | 0 | 0 | 0 | 0 | 0 | 0 | 0 | 0 | 0 | 0 | 0 | 0 | 0 | 0 | 0 | 0 | 0 | 0 | 0 | 0 | 0 | 0 | 0 | 0 | 0 | 0 | 0 | 0 | 0 | 0 | 0 | 0 | 0 | 0 | 0 | 0 | 0 | 0 | 0 | 0 | 0 | 0 | 0 | 0 | 0 | 0 | 0 | 0 | 0 | 0 | 0 | 0 | 0 | 0 | 0 | 0 | 0 | 0 | 0 | 0 | 0 | 0 | 0 | 0 | 0 | 0 | 0 | 0 | 0 | 0 | 0 | 0 | 0 | 0 | 0 | 0 | 0 | 0 | 0 | 0 | 0 | 0 | 0 | 0 | 0 | 0 | 0 | 0 | 0 | 0 | 0 | 0 | 0 | 0 | 0 | 0 | 0 | 0 | 0 | 0 | 0 | 0 | 0 | 0 | 0 | 0 | 0 | 0 | 0 | 0 | 0 | 0 | 0 | 0 | 0 | 0 | 0 | 0 | 0 | 0 | 0 | 0 | 0 | 0 | 0 | 0 | 0 | 0 | 0 | 0 | 0 | 0 | 0 | 0 | 0 | 0 | 0 | 0 | 0 | 0 | 0 | 0 | 0 | 0 | 0 | 0 | 0 | 0 | 0 | 0 | 0 | 0 | 0 | 0 | 0 | 0 | 0 | 0 | 0 | 0 | 0 | 0 | 0 | 0 | 0 | 0 | 0 | 0 | 0 | 0 | 0 | 0 | 0 | 0 | 0 | 0 | 0 | 0 | 0 | 0 | 0 | 0 | 0 | 0 | 0 | 0 | 0 | 0 | 0 | 0 | 0 | 0 | 0 | 0 | 0 | 0 | 0 | 0 | 0 | 0 | 0 | 0 | 0 | 0 | 0 | 0 | 0 | 0 | 0 | 0 | 0 | 0 | 0 | 0 | 0 | 0 | 0 | 0 | 0 | 0 | 0 | 0 | 0 | 0 | 0 | 0 | 0 | 0 | 0 | 0 | 0 | 0 | 0 | 0 | 0 | 0 | 0 | 0 | 0 | 0 | 0 | 0 | 0 | 0 | 0 | 0 | 0 | 0 | 0 | 0 | 0 | 0 | 0 | 0 | 0 | 0 | 0 | 0 | 0 | 0 | 0 | 0 | 0 | 0 | 0 | 0 | 0 | 0 | 0 | 0 | 0 | 0 | 0 | 0 | 0 | 0 | 0 | 0 | 0 | 0 | 0 | 0 | 0 | 0 | 0 | 0 | 0 | 0 | 0 | 0 | 0 | 0 | 0 | 0 | 0 | 0 | 0 | 0 | 0 | 0 | 0 | 0 | 0 | 0 | 0 | 0 | 0 | 0 | 0 | 0 | 0 | 0 | 0 | 0 | 0 | 0 | 0 | 0 | 0 | 0 | 0 | 0 | 0 | 0 | 0 | 0 | 0 | 0 | 0 | 0 | 0 | 0 | 0 | 0 | 0 | 0 | 0 | 0 | 0 | 0 | 0 | 0 | 0 | 0 | 0 | 0 | 0 | 0 | 0 | 0 | 0 | 0 | 0 | 0 | 0 | 0 | 0 | 0 | 0 | 0 | 0 | 0 | 0 | 0 | 0 | 0 | 0 | 0 | 0 | 0 | 0 | 0 | 0 | 0 | 0 | 0 | 0 | 0 | 0 | 0 | 0 | 0 | 0 | 0 | 0 | 0 | 0 | 0 | 0 | 0 | 0 | 0 | 0 | 0 | 0 | 0 | 0 | 0 | 0 | 0 | 0 | 0 | 0 | 0 | 0 | 0 | 0 | 0 | 0 | 0 | 0 | 0 | 0 | 0 | 0 | 0 | 0 | 0 | 0 | 0 | 0 | 0 | 0 | 0 | 0 | 0 | 0 | 0 | 0 | 0 | 0 | 0 | 0 | 0
OR_Commercial_OR - Health_Existing_Water Heating_Natural Gas_Advanced New Construction Designs_A | OR | Commercial | OR - Health | Existing | Water Heating | Natural Gas | Advanced New Construction Designs | A | OCM473 | Standard new construction design. | New construction designs exceeding ASHRAE 90.1 requirements. | 3 | 0 | 0 | 0 | 1.4 | 0 | 0 | 0 | 0.28365 | 0.25 | sqft | 0% | 0% | Discretionary | LO1Slow_OR | 84.66% | Water Heating | 0% | 0 |  | 0 |  | 0 | COM_CX-HVAC-AEG-1 | COM_CX-All-AEG-5 | COM_CX-All-AEG-5 | Standard new construction design. | Standard new construction design. | Standard new construction design. | Standard new construction design. | Standard new construction design. | Standard new construction design. | Standard new construction design. | Standard new construction design. | Standard new construction design. | Standard new construction design. | Standard new construction design. | Standard new construction design. | Standard new construction design. | Standard new construction design. | Standard new construction design. | Standard new construction design. | Standard new construction design. | Standard new construction design. | Standard new construction design. | Standard new construction design. | Standard new construction design. | Standard new construction design. | Standard new construction design. | Standard new construction design. | Standard new construction design. | Standard new construction design. | Standard new construction design. | New construction designs exceeding ASHRAE 90.1 requirements. | New construction designs exceeding ASHRAE 90.1 requirements. | New construction designs exceeding ASHRAE 90.1 requirements. | New construction designs exceeding ASHRAE 90.1 requirements. | New construction designs exceeding ASHRAE 90.1 requirements. | New construction designs exceeding ASHRAE 90.1 requirements. | New construction designs exceeding ASHRAE 90.1 requirements. | New construction designs exceeding ASHRAE 90.1 requirements. | New construction designs exceeding ASHRAE 90.1 requirements. | New construction designs exceeding ASHRAE 90.1 requirements. | New construction designs exceeding ASHRAE 90.1 requirements. | New construction designs exceeding ASHRAE 90.1 requirements. | New construction designs exceeding ASHRAE 90.1 requirements. | New construction designs exceeding ASHRAE 90.1 requirements. | New construction designs exceeding ASHRAE 90.1 requirements. | New construction designs exceeding ASHRAE 90.1 requirements. | New construction designs exceeding ASHRAE 90.1 requirements. | New construction designs exceeding ASHRAE 90.1 requirements. | New construction designs exceeding ASHRAE 90.1 requirements. | New construction designs exceeding ASHRAE 90.1 requirements. | New construction designs exceeding ASHRAE 90.1 requirements. | New construction designs exceeding ASHRAE 90.1 requirements. | New construction designs exceeding ASHRAE 90.1 requirements. | New construction designs exceeding ASHRAE 90.1 requirements. | New construction designs exceeding ASHRAE 90.1 requirements. | New construction designs exceeding ASHRAE 90.1 requirements. | New construction designs exceeding ASHRAE 90.1 requirements. | 1.4 | 1.4 | 1.4 | 1.4 | 1.4 | 1.4 | 1.4 | 1.4 | 1.4 | 1.4 | 1.4 | 1.4 | 1.4 | 1.4 | 1.4 | 1.4 | 1.4 | 1.4 | 1.4 | 1.4 | 1.4 | 1.4 | 1.4 | 1.4 | 1.4 | 1.4 | 1.4 | 0 | 0 | 0 | 0 | 0 | 0 | 0 | 0 | 0 | 0 | 0 | 0 | 0 | 0 | 0 | 0 | 0 | 0 | 0 | 0 | 0 | 0 | 0 | 0 | 0 | 0 | 0 | 0 | 0 | 0 | 0 | 0 | 0 | 0 | 0 | 0 | 0 | 0 | 0 | 0 | 0 | 0 | 0 | 0 | 0 | 0 | 0 | 0 | 0 | 0 | 0 | 0 | 0 | 0 | 0 | 0 | 0 | 0 | 0 | 0 | 0 | 0 | 0 | 0 | 0 | 0 | 0 | 0 | 0 | 0 | 0 | 0 | 0 | 0 | 0 | 0 | 0 | 0 | 0 | 0 | 0 | 0 | 0 | 0 | 0 | 0 | 0 | 0 | 0 | 0 | 0 | 0 | 0 | 0 | 0 | 0 | 0 | 0 | 0 | 0 | 0 | 0 | 0 | 0 | 0 | 0 | 0 | 0 | 0 | 0 | 0 | 0 | 0 | 0 | 0 | 0 | 0 | 0 | 0 | 0 | 0 | 0 | 0 | 0 | 0 | 0 | 0 | 0 | 0 | 0 | 0 | 0 | 0 | 0 | 0 | 0 | 0 | 0 | 0 | 0 | 0 | 0 | 0 | 0 | 0 | 0 | 0 | 0 | 0 | 0 | 0 | 0 | 0 | 0 | 0 | 0 | 0 | 0 | 0 | 0 | 0 | 0 | 0 | 0 | 0 | 0 | 0 | 0 | 0 | 0 | 0 | 0 | 0 | 0 | 0 | 0 | 0 | 0 | 0 | 0 | 0 | 0 | 0 | 0 | 0 | 0 | 0 | 0 | 0 | 0 | 0 | 0 | 0 | 0 | 0 | 0 | 0 | 0 | 0 | 0 | 0 | 0 | 0 | 0 | 0 | 0 | 0 | 0 | 0 | 0 | 0 | 0 | 0 | 0 | 0 | 0 | 0 | 0 | 0 | 0 | 0 | 0 | 0 | 0 | 0 | 0 | 0 | 0 | 0 | 0 | 0 | 0 | 0 | 0 | 0 | 0 | 0 | 0 | 0 | 0 | 0 | 0 | 0 | 0 | 0 | 0 | 0 | 0 | 0 | 0 | 0 | 0 | 0 | 0 | 0 | 0 | 0 | 0 | 0 | 0 | 0 | 0 | 0 | 0 | 0 | 0 | 0 | 0 | 0 | 0 | 0 | 0 | 0 | 0 | 0 | 0 | 0 | 0 | 0 | 0 | 0 | 0 | 0 | 0 | 0 | 0 | 0 | 0 | 0 | 0 | 0 | 0 | 0 | 0 | 0 | 0 | 0 | 0 | 0 | 0 | 0 | 0 | 0 | 0 | 0 | 0 | 0 | 0 | 0 | 0 | 0 | 0 | 0 | 0 | 0 | 0 | 0 | 0 | 0 | 0 | 0 | 0 | 0 | 0 | 0 | 0 | 0 | 0 | 0 | 0 | 0 | 0 | 0 | 0 | 0 | 0 | 0 | 0 | 0 | 0 | 0 | 0 | 0 | 0 | 0 | 0 | 0 | 0 | 0 | 0 | 0 | 0 | 0 | 0 | 0 | 0 | 0 | 0 | 0 | 0 | 0 | 0 | 0 | 0 | 0 | 0 | 0 | 0 | 0 | 0 | 0 | 0 | 0 | 0 | 0 | 0 | 0 | 0 | 0 | 0 | 0 | 0 | 0 | 0 | 0 | 0 | 0 | 0 | 0 | 0 | 0 | 0 | 0 | 0 | 0 | 0 | 0 | 0 | 0 | 0 | 0 | 0 | 0 | 0 | 0 | 0 | 0 | 0 | 0 | 0 | 0 | 0 | 0 | 0 | 0 | 0 | 0 | 0 | 0 | 0 | 0 | 0 | 0 | 0 | 0 | 0 | 0 | 0 | 0 | 0 | 0 | 0 | 0 | 0 | 0 | 0 | 0 | 0 | 0 | 0 | 0 | 0 | 0 | 0 | 0 | 0 | 0 | 0 | 0 | 0 | 0 | 0 | 0 | 0 | 0 | 0 | 0 | 0 | 0 | 0 | 0 | 0 | 0 | 0 | 0 | 0 | 0 | 0 | 0 | 0 | 0 | 0 | 0 | 0 | 0 | 0 | 0
OR_Commercial_OR - Health_Existing_Space Heating_Natural Gas_Strategic Energy Management_A | OR | Commercial | OR - Health | Existing | Space Heating | Natural Gas | Strategic Energy Management | A | OCM474 | No strategic energy management. | Implementation of strategic energy management. | 3 | 0.023469 | 0 | 0 | 0.09 | 0.02 | 0 | 0 | 0.28365 | 0.25 | sqft | 69% | 100% | Discretionary | RetroEven20_OR | 82.88% | Space Heating | 0% | 530.3494 |  | 398.502 |  | 0 | DL20_COM_SEM-Misc-2021PLN-V4-1 | BEHAV_SEM-All-CPUC-2018_PG-2 | DL20_COM_SEM-Misc-2021PLN-V4-15 | No strategic energy management. | No strategic energy management. | No strategic energy management. | No strategic energy management. | No strategic energy management. | No strategic energy management. | No strategic energy management. | No strategic energy management. | No strategic energy management. | No strategic energy management. | No strategic energy management. | No strategic energy management. | No strategic energy management. | No strategic energy management. | No strategic energy management. | No strategic energy management. | No strategic energy management. | No strategic energy management. | No strategic energy management. | No strategic energy management. | No strategic energy management. | No strategic energy management. | No strategic energy management. | No strategic energy management. | No strategic energy management. | No strategic energy management. | No strategic energy management. | Implementation of strategic energy management. | Implementation of strategic energy management. | Implementation of strategic energy management. | Implementation of strategic energy management. | Implementation of strategic energy management. | Implementation of strategic energy management. | Implementation of strategic energy management. | Implementation of strategic energy management. | Implementation of strategic energy management. | Implementation of strategic energy management. | Implementation of strategic energy management. | Implementation of strategic energy management. | Implementation of strategic energy management. | Implementation of strategic energy management. | Implementation of strategic energy management. | Implementation of strategic energy management. | Implementation of strategic energy management. | Implementation of strategic energy management. | Implementation of strategic energy management. | Implementation of strategic energy management. | Implementation of strategic energy management. | Implementation of strategic energy management. | Implementation of strategic energy management. | Implementation of strategic energy management. | Implementation of strategic energy management. | Implementation of strategic energy management. | Implementation of strategic energy management. | 0.09 | 0.09 | 0.09 | 0.09 | 0.09 | 0.09 | 0.09 | 0.09 | 0.09 | 0.09 | 0.09 | 0.09 | 0.09 | 0.09 | 0.09 | 0.09 | 0.09 | 0.09 | 0.09 | 0.09 | 0.09 | 0.09 | 0.09 | 0.09 | 0.09 | 0.09 | 0.09 | 0 | 0 | 0.092871 | 0.090383 | 0.087743 | 0.085008 | 0.082137 | 0.079147 | 0.076006 | 0.072751 | 0.069429 | 0.066107 | 0.062871 | 0.059769 | 0.056847 | 0.054146 | 0.051718 | 0.049664 | 0.047972 | 0.046481 | 0.045225 | 0.044031 | 0.043198 | 0.042377 | 0.041566 | 0.040765 | 0.039973 | 0.44489 | 0.88873 | 0.86277 | 0.42866 | 0 | 0 | 0 | 0 | 0 | 0 | 0 | 0 | 0 | 0 | 0 | 0 | 0 | 0 | 0 | 0 | 0 | 0 | 0 | 0 | 0 | 0.44489 | 1.3217 | 2.1459 | 2.5076 | 2.4229 | 2.3347 | 2.2421 | 2.1461 | 2.0481 | 1.9501 | 1.8546 | 1.7631 | 1.6769 | 1.5973 | 1.5256 | 1.465 | 1.4151 | 1.3711 | 1.3341 | 1.2989 | 1.2743 | 1.2501 | 1.2262 | 1.2025 | 1.1791 | 4790.425 | 9832.9775 | 9832.9775 | 5042.5526 | 0 | 0 | 0 | 0 | 0 | 0 | 0 | 0 | 0 | 0 | 0 | 0 | 0 | 0 | 0 | 0 | 0 | 0 | 0 | 0 | 0 | 4790.425 | 14623.4025 | 24456.38 | 29498.9326 | 29498.9326 | 29498.9326 | 29498.9326 | 29498.9326 | 29498.9326 | 29498.9326 | 29498.9326 | 29498.9326 | 29498.9326 | 29498.9326 | 29498.9326 | 29498.9326 | 29498.9326 | 29498.9326 | 29498.9326 | 29498.9326 | 29498.9326 | 29498.9326 | 29498.9326 | 29498.9326 | 29498.9326 | 0.38291 | 0.7751 | 0.76195 | 0.38338 | 0 | 0 | 0 | 0 | 0 | 0 | 0 | 0 | 0 | 0 | 0 | 0 | 0 | 0 | 0 | 0 | 0 | 0 | 0 | 0 | 0 | 0.38291 | 1.1527 | 1.8951 | 2.2428 | 2.1953 | 2.1439 | 2.0877 | 2.0273 | 1.964 | 1.8991 | 1.8347 | 1.7723 | 1.7129 | 1.6579 | 1.6088 | 1.5686 | 1.5373 | 1.5109 | 1.4906 | 1.4717 | 1.4628 | 1.4541 | 1.4456 | 1.4372 | 1.4291 | 4071.8612 | 8358.0309 | 8358.0309 | 4286.1697 | 0 | 0 | 0 | 0 | 0 | 0 | 0 | 0 | 0 | 0 | 0 | 0 | 0 | 0 | 0 | 0 | 0 | 0 | 0 | 0 | 0 | 4071.8612 | 12429.8921 | 20787.923 | 25074.0927 | 25074.0927 | 25074.0927 | 25074.0927 | 25074.0927 | 25074.0927 | 25074.0927 | 25074.0927 | 25074.0927 | 25074.0927 | 25074.0927 | 25074.0927 | 25074.0927 | 25074.0927 | 25074.0927 | 25074.0927 | 25074.0927 | 25074.0927 | 25074.0927 | 25074.0927 | 25074.0927 | 25074.0927 | 0.38401 | 0.78006 | 0.77001 | 0.38875 | 0 | 0 | 0 | 0 | 0 | 0 | 0 | 0 | 0 | 0 | 0 | 0 | 0 | 0 | 0 | 0 | 0 | 0 | 0 | 0 | 0 | 0.38401 | 1.1601 | 1.9151 | 2.2742 | 2.2343 | 2.1896 | 2.1402 | 2.0864 | 2.031 | 1.9735 | 1.9158 | 1.8583 | 1.8035 | 1.7523 | 1.706 | 1.6682 | 1.6388 | 1.6141 | 1.5952 | 1.5776 | 1.568 | 1.5587 | 1.5496 | 1.5407 | 1.532 | 4071.8612 | 8358.0309 | 8358.0309 | 4286.1697 | 0 | 0 | 0 | 0 | 0 | 0 | 0 | 0 | 0 | 0 | 0 | 0 | 0 | 0 | 0 | 0 | 0 | 0 | 0 | 0 | 0 | 4071.8612 | 12429.8921 | 20787.923 | 25074.0927 | 25074.0927 | 25074.0927 | 25074.0927 | 25074.0927 | 25074.0927 | 25074.0927 | 25074.0927 | 25074.0927 | 25074.0927 | 25074.0927 | 25074.0927 | 25074.0927 | 25074.0927 | 25074.0927 | 25074.0927 | 25074.0927 | 25074.0927 | 25074.0927 | 25074.0927 | 25074.0927 | 25074.0927 | 0.38321 | 0.77626 | 0.76379 | 0.38464 | 0 | 0 | 0 | 0 | 0 | 0 | 0 | 0 | 0 | 0 | 0 | 0 | 0 | 0 | 0 | 0 | 0 | 0 | 0 | 0 | 0 | 0.38321 | 1.1544 | 1.8997 | 2.2502 | 2.2053 | 2.1568 | 2.1036 | 2.0463 | 1.9854 | 1.9223 | 1.859 | 1.7969 | 1.7373 | 1.6816 | 1.6315 | 1.5905 | 1.5586 | 1.5316 | 1.5108 | 1.4914 | 1.4824 | 1.4735 | 1.4649 | 1.4565 | 1.4482 | 4071.8612 | 8358.0309 | 8358.0309 | 4286.1697 | 0 | 0 | 0 | 0 | 0 | 0 | 0 | 0 | 0 | 0 | 0 | 0 | 0 | 0 | 0 | 0 | 0 | 0 | 0 | 0 | 0 | 4071.8612 | 12429.8921 | 20787.923 | 25074.0927 | 25074.0927 | 25074.0927 | 25074.0927 | 25074.0927 | 25074.0927 | 25074.0927 | 25074.0927 | 25074.0927 | 25074.0927 | 25074.0927 | 25074.0927 | 25074.0927 | 25074.0927 | 25074.0927 | 25074.0927 | 25074.0927 | 25074.0927 | 25074.0927 | 25074.0927 | 25074.0927 | 25074.0927 | 505.6019 | 510.2316 | 514.4537 | 518.2793 | 521.7159 | 524.7684 | 527.4399 | 529.7318 | 531.7099 | 533.4281 | 534.9301 | 536.2512 | 537.4202 | 538.46 | 539.3891 | 540.2221 | 540.9709 | 541.6395 | 542.236 | 542.7653 | 543.2361 | 543.6559 | 544.0311 | 544.3672 | 544.6687 | 379.9069 | 383.3856 | 386.5581 | 389.4326 | 392.0148 | 394.3085 | 396.3158 | 398.038 | 399.5243 | 400.8154 | 401.9439 | 402.9367 | 403.815 | 404.5963 | 405.2944 | 405.9203 | 406.483 | 406.9853 | 407.4336 | 407.8313 | 408.185 | 408.5005 | 408.7824 | 409.0349 | 409.2615
OR_Commercial_OR - Health_Existing_Water Heating_Natural Gas_Strategic Energy Management_A | OR | Commercial | OR - Health | Existing | Water Heating | Natural Gas | Strategic Energy Management | A | OCM475 | No strategic energy management. | Implementation of strategic energy management. | 3 | 0.023965 | 0 | 0 | 0.09 | 0.02 | 0 | 0 | 0.28365 | 0.25 | sqft | 69% | 100% | Discretionary | RetroEven20_OR | 82.88% | Water Heating | 0% | 530.3494 |  | 398.502 |  | 0 | DL20_COM_SEM-Misc-2021PLN-V4-1 | BEHAV_SEM-All-CPUC-2018_PG-2 | DL20_COM_SEM-Misc-2021PLN-V4-15 | No strategic energy management. | No strategic energy management. | No strategic energy management. | No strategic energy management. | No strategic energy management. | No strategic energy management. | No strategic energy management. | No strategic energy management. | No strategic energy management. | No strategic energy management. | No strategic energy management. | No strategic energy management. | No strategic energy management. | No strategic energy management. | No strategic energy management. | No strategic energy management. | No strategic energy management. | No strategic energy management. | No strategic energy management. | No strategic energy management. | No strategic energy management. | No strategic energy management. | No strategic energy management. | No strategic energy management. | No strategic energy management. | No strategic energy management. | No strategic energy management. | Implementation of strategic energy management. | Implementation of strategic energy management. | Implementation of strategic energy management. | Implementation of strategic energy management. | Implementation of strategic energy management. | Implementation of strategic energy management. | Implementation of strategic energy management. | Implementation of strategic energy management. | Implementation of strategic energy management. | Implementation of strategic energy management. | Implementation of strategic energy management. | Implementation of strategic energy management. | Implementation of strategic energy management. | Implementation of strategic energy management. | Implementation of strategic energy management. | Implementation of strategic energy management. | Implementation of strategic energy management. | Implementation of strategic energy management. | Implementation of strategic energy management. | Implementation of strategic energy management. | Implementation of strategic energy management. | Implementation of strategic energy management. | Implementation of strategic energy management. | Implementation of strategic energy management. | Implementation of strategic energy management. | Implementation of strategic energy management. | Implementation of strategic energy management. | 0.09 | 0.09 | 0.09 | 0.09 | 0.09 | 0.09 | 0.09 | 0.09 | 0.09 | 0.09 | 0.09 | 0.09 | 0.09 | 0.09 | 0.09 | 0.09 | 0.09 | 0.09 | 0.09 | 0.09 | 0.09 | 0.09 | 0.09 | 0.09 | 0.09 | 0.09 | 0.09 | 0 | 0 | 0.15365 | 0.14566 | 0.13797 | 0.13065 | 0.12368 | 0.11658 | 0.10977 | 0.10337 | 0.097483 | 0.092436 | 0.089479 | 0.087472 | 0.08681 | 0.086063 | 0.085678 | 0.08537 | 0.085124 | 0.084913 | 0.084791 | 0.084721 | 0.084688 | 0.084661 | 0.084578 | 0.084561 | 0.084547 | 0.82916 | 1.6134 | 1.5282 | 0.74212 | 0 | 0 | 0 | 0 | 0 | 0 | 0 | 0 | 0 | 0 | 0 | 0 | 0 | 0 | 0 | 0 | 0 | 0 | 0 | 0 | 0 | 0.82916 | 2.3994 | 3.8009 | 4.3414 | 4.1099 | 3.874 | 3.6476 | 3.4349 | 3.2393 | 3.0716 | 2.9734 | 2.9067 | 2.8847 | 2.8598 | 2.847 | 2.8368 | 2.8286 | 2.8216 | 2.8176 | 2.8152 | 2.8141 | 2.8132 | 2.8105 | 2.8099 | 2.8094 | 5396.2406 | 11076.4938 | 11076.4938 | 5680.2532 | 0 | 0 | 0 | 0 | 0 | 0 | 0 | 0 | 0 | 0 | 0 | 0 | 0 | 0 | 0 | 0 | 0 | 0 | 0 | 0 | 0 | 5396.2406 | 16472.7344 | 27549.2282 | 33229.4815 | 33229.4815 | 33229.4815 | 33229.4815 | 33229.4815 | 33229.4815 | 33229.4815 | 33229.4815 | 33229.4815 | 33229.4815 | 33229.4815 | 33229.4815 | 33229.4815 | 33229.4815 | 33229.4815 | 33229.4815 | 33229.4815 | 33229.4815 | 33229.4815 | 33229.4815 | 33229.4815 | 33229.4815 | 0.71423 | 1.409 | 1.353 | 0.66605 | 0 | 0 | 0 | 0 | 0 | 0 | 0 | 0 | 0 | 0 | 0 | 0 | 0 | 0 | 0 | 0 | 0 | 0 | 0 | 0 | 0 | 0.71423 | 2.0954 | 3.3652 | 3.8964 | 3.739 | 3.5746 | 3.4144 | 3.2622 | 3.1221 | 3.0028 | 2.9121 | 2.8484 | 2.8223 | 2.8001 | 2.7882 | 2.7787 | 2.7713 | 2.7653 | 2.761 | 2.758 | 2.7559 | 2.7544 | 2.7523 | 2.7518 | 2.7514 | 4586.8045 | 9415.0198 | 9415.0198 | 4828.2153 | 0 | 0 | 0 | 0 | 0 | 0 | 0 | 0 | 0 | 0 | 0 | 0 | 0 | 0 | 0 | 0 | 0 | 0 | 0 | 0 | 0 | 4586.8045 | 14001.8242 | 23416.844 | 28245.0593 | 28245.0593 | 28245.0593 | 28245.0593 | 28245.0593 | 28245.0593 | 28245.0593 | 28245.0593 | 28245.0593 | 28245.0593 | 28245.0593 | 28245.0593 | 28245.0593 | 28245.0593 | 28245.0593 | 28245.0593 | 28245.0593 | 28245.0593 | 28245.0593 | 28245.0593 | 28245.0593 | 28245.0593 | 0.7146 | 1.4106 | 1.3556 | 0.66793 | 0 | 0 | 0 | 0 | 0 | 0 | 0 | 0 | 0 | 0 | 0 | 0 | 0 | 0 | 0 | 0 | 0 | 0 | 0 | 0 | 0 | 0.7146 | 2.0978 | 3.3717 | 3.9074 | 3.7533 | 3.5925 | 3.436 | 3.2871 | 3.1498 | 3.0327 | 2.942 | 2.8776 | 2.8513 | 2.8289 | 2.8168 | 2.8073 | 2.7997 | 2.7937 | 2.7894 | 2.7864 | 2.7842 | 2.7827 | 2.7806 | 2.7801 | 2.7796 | 4586.8045 | 9415.0198 | 9415.0198 | 4828.2153 | 0 | 0 | 0 | 0 | 0 | 0 | 0 | 0 | 0 | 0 | 0 | 0 | 0 | 0 | 0 | 0 | 0 | 0 | 0 | 0 | 0 | 4586.8045 | 14001.8242 | 23416.844 | 28245.0593 | 28245.0593 | 28245.0593 | 28245.0593 | 28245.0593 | 28245.0593 | 28245.0593 | 28245.0593 | 28245.0593 | 28245.0593 | 28245.0593 | 28245.0593 | 28245.0593 | 28245.0593 | 28245.0593 | 28245.0593 | 28245.0593 | 28245.0593 | 28245.0593 | 28245.0593 | 28245.0593 | 28245.0593 | 0.71447 | 1.4101 | 1.3547 | 0.66727 | 0 | 0 | 0 | 0 | 0 | 0 | 0 | 0 | 0 | 0 | 0 | 0 | 0 | 0 | 0 | 0 | 0 | 0 | 0 | 0 | 0 | 0.71447 | 2.097 | 3.3694 | 3.9036 | 3.7483 | 3.5862 | 3.4284 | 3.2782 | 3.1399 | 3.022 | 2.9321 | 2.869 | 2.8427 | 2.8205 | 2.8084 | 2.7989 | 2.7914 | 2.7854 | 2.7811 | 2.778 | 2.7759 | 2.7743 | 2.7723 | 2.7717 | 2.7713 | 4586.8045 | 9415.0198 | 9415.0198 | 4828.2153 | 0 | 0 | 0 | 0 | 0 | 0 | 0 | 0 | 0 | 0 | 0 | 0 | 0 | 0 | 0 | 0 | 0 | 0 | 0 | 0 | 0 | 4586.8045 | 14001.8242 | 23416.844 | 28245.0593 | 28245.0593 | 28245.0593 | 28245.0593 | 28245.0593 | 28245.0593 | 28245.0593 | 28245.0593 | 28245.0593 | 28245.0593 | 28245.0593 | 28245.0593 | 28245.0593 | 28245.0593 | 28245.0593 | 28245.0593 | 28245.0593 | 28245.0593 | 28245.0593 | 28245.0593 | 28245.0593 | 28245.0593 | 505.6019 | 510.2316 | 514.4537 | 518.2793 | 521.7159 | 524.7684 | 527.4399 | 529.7318 | 531.7099 | 533.4281 | 534.9301 | 536.2512 | 537.4202 | 538.46 | 539.3891 | 540.2221 | 540.9709 | 541.6395 | 542.236 | 542.7653 | 543.2361 | 543.6559 | 544.0311 | 544.3672 | 544.6687 | 379.9069 | 383.3856 | 386.5581 | 389.4326 | 392.0148 | 394.3085 | 396.3158 | 398.038 | 399.5243 | 400.8154 | 401.9439 | 402.9367 | 403.815 | 404.5963 | 405.2944 | 405.9203 | 406.483 | 406.9853 | 407.4336 | 407.8313 | 408.185 | 408.5005 | 408.7824 | 409.0349 | 409.2615
OR_Commercial_OR - Health_Existing_Space Heating_Natural Gas_Retrocommissioning_A | OR | Commercial | OR - Health | Existing | Space Heating | Natural Gas | Retrocommissioning | A | OCM476 | No retro commissioning. | Periodic recommissioning of building systems. | 3 | 0.028818 | 0 | 0 | 0.15 | 0.02 | 0 | 0 | 0.28365 | 0.25 | sqft | 15% | 73.33% | Discretionary | RetroEven20_OR | 82.88% | Space Heating | 0% | 863.8905 |  | 540.8961 |  | 0 | COM_RCX-HVAC-AEG-1 | COM_RCX-Heating-7PLN-v5-15 | COM_RCX-HVAC-AEG-1 | No retro commissioning. | No retro commissioning. | No retro commissioning. | No retro commissioning. | No retro commissioning. | No retro commissioning. | No retro commissioning. | No retro commissioning. | No retro commissioning. | No retro commissioning. | No retro commissioning. | No retro commissioning. | No retro commissioning. | No retro commissioning. | No retro commissioning. | No retro commissioning. | No retro commissioning. | No retro commissioning. | No retro commissioning. | No retro commissioning. | No retro commissioning. | No retro commissioning. | No retro commissioning. | No retro commissioning. | No retro commissioning. | No retro commissioning. | No retro commissioning. | Periodic recommissioning of building systems. | Periodic recommissioning of building systems. | Periodic recommissioning of building systems. | Periodic recommissioning of building systems. | Periodic recommissioning of building systems. | Periodic recommissioning of building systems. | Periodic recommissioning of building systems. | Periodic recommissioning of building systems. | Periodic recommissioning of building systems. | Periodic recommissioning of building systems. | Periodic recommissioning of building systems. | Periodic recommissioning of building systems. | Periodic recommissioning of building systems. | Periodic recommissioning of building systems. | Periodic recommissioning of building systems. | Periodic recommissioning of building systems. | Periodic recommissioning of building systems. | Periodic recommissioning of building systems. | Periodic recommissioning of building systems. | Periodic recommissioning of building systems. | Periodic recommissioning of building systems. | Periodic recommissioning of building systems. | Periodic recommissioning of building systems. | Periodic recommissioning of building systems. | Periodic recommissioning of building systems. | Periodic recommissioning of building systems. | Periodic recommissioning of building systems. | 0.15 | 0.15 | 0.15 | 0.15 | 0.15 | 0.15 | 0.15 | 0.15 | 0.15 | 0.15 | 0.15 | 0.15 | 0.15 | 0.15 | 0.15 | 0.15 | 0.15 | 0.15 | 0.15 | 0.15 | 0.15 | 0.15 | 0.15 | 0.15 | 0.15 | 0.15 | 0.15 | 0 | 0 | 0.11399 | 0.11085 | 0.10752 | 0.10413 | 0.10061 | 0.096943 | 0.093097 | 0.089109 | 0.08504 | 0.080971 | 0.077007 | 0.073208 | 0.069629 | 0.066321 | 0.063347 | 0.060831 | 0.058759 | 0.056932 | 0.055394 | 0.053932 | 0.052912 | 0.051906 | 0.050913 | 0.049932 | 0.048961 | 1.0276 | 2.051 | 1.9895 | 0.98802 | 0 | 0 | 0 | 0 | 0 | 0 | 0 | 0 | 0 | 0 | 0 | 0 | 0 | 0 | 0 | 0 | 0 | 0 | 0 | 0 | 0 | 1.0276 | 3.0502 | 4.9482 | 5.7799 | 5.5846 | 5.3812 | 5.1677 | 4.9463 | 4.7205 | 4.4946 | 4.2746 | 4.0637 | 3.865 | 3.6814 | 3.5163 | 3.3766 | 3.2616 | 3.1602 | 3.0749 | 2.9937 | 2.9371 | 2.8812 | 2.8261 | 2.7717 | 2.7178 | 9014.2405 | 18502.9147 | 18502.9147 | 9488.6742 | 0 | 0 | 0 | 0 | 0 | 0 | 0 | 0 | 0 | 0 | 0 | 0 | 0 | 0 | 0 | 0 | 0 | 0 | 0 | 0 | 0 | 9014.2405 | 27517.1552 | 46020.07 | 55508.7442 | 55508.7442 | 55508.7442 | 55508.7442 | 55508.7442 | 55508.7442 | 55508.7442 | 55508.7442 | 55508.7442 | 55508.7442 | 55508.7442 | 55508.7442 | 55508.7442 | 55508.7442 | 55508.7442 | 55508.7442 | 55508.7442 | 55508.7442 | 55508.7442 | 55508.7442 | 55508.7442 | 55508.7442 | 0.88445 | 1.7891 | 1.7575 | 0.88399 | 1.9515e-16 | 0 | 0 | 0 | 0 | 0 | 0 | 0 | 0 | 0 | 0 | 0 | 0 | 0 | 0 | 0 | 0 | 0 | 0 | 0 | 0 | 0.88445 | 2.6607 | 4.3713 | 5.1713 | 5.0618 | 4.9432 | 4.8136 | 4.6744 | 4.5283 | 4.3787 | 4.2304 | 4.0863 | 3.9495 | 3.8226 | 3.7094 | 3.6166 | 3.5446 | 3.4838 | 3.437 | 3.3934 | 3.3728 | 3.3527 | 3.333 | 3.3138 | 3.295 | 7662.1044 | 15727.4775 | 15727.4775 | 8065.3731 | 1.819e-12 | 0 | 0 | 0 | 0 | 0 | 0 | 0 | 0 | 0 | 0 | 0 | 0 | 0 | 0 | 0 | 0 | 0 | 0 | 0 | 0 | 7662.1044 | 23389.582 | 39117.0595 | 47182.4326 | 47182.4326 | 47182.4326 | 47182.4326 | 47182.4326 | 47182.4326 | 47182.4326 | 47182.4326 | 47182.4326 | 47182.4326 | 47182.4326 | 47182.4326 | 47182.4326 | 47182.4326 | 47182.4326 | 47182.4326 | 47182.4326 | 47182.4326 | 47182.4326 | 47182.4326 | 47182.4326 | 47182.4326 | 0.88701 | 1.8006 | 1.7762 | 0.89644 | 1.9863e-16 | 0 | 0 | 0 | 0 | 0 | 0 | 0 | 0 | 0 | 0 | 0 | 0 | 0 | 0 | 0 | 0 | 0 | 0 | 0 | 0 | 0.88701 | 2.6778 | 4.4178 | 5.2442 | 5.1522 | 5.0492 | 4.9352 | 4.8111 | 4.6835 | 4.5509 | 4.4177 | 4.2851 | 4.1589 | 4.0407 | 3.9341 | 3.8468 | 3.7791 | 3.7221 | 3.6784 | 3.6379 | 3.6159 | 3.5944 | 3.5734 | 3.5529 | 3.5328 | 7662.1044 | 15727.4775 | 15727.4775 | 8065.3731 | 1.819e-12 | 0 | 0 | 0 | 0 | 0 | 0 | 0 | 0 | 0 | 0 | 0 | 0 | 0 | 0 | 0 | 0 | 0 | 0 | 0 | 0 | 7662.1044 | 23389.582 | 39117.0595 | 47182.4326 | 47182.4326 | 47182.4326 | 47182.4326 | 47182.4326 | 47182.4326 | 47182.4326 | 47182.4326 | 47182.4326 | 47182.4326 | 47182.4326 | 47182.4326 | 47182.4326 | 47182.4326 | 47182.4326 | 47182.4326 | 47182.4326 | 47182.4326 | 47182.4326 | 47182.4326 | 47182.4326 | 47182.4326 | 0.88516 | 1.7918 | 1.7619 | 0.88698 | 1.9605e-16 | 0 | 0 | 0 | 0 | 0 | 0 | 0 | 0 | 0 | 0 | 0 | 0 | 0 | 0 | 0 | 0 | 0 | 0 | 0 | 0 | 0.88516 | 2.6648 | 4.3821 | 5.1888 | 5.0854 | 4.9735 | 4.8509 | 4.7186 | 4.5782 | 4.4328 | 4.2869 | 4.1436 | 4.0061 | 3.8777 | 3.7623 | 3.6677 | 3.5941 | 3.5319 | 3.4839 | 3.4392 | 3.4183 | 3.398 | 3.3781 | 3.3586 | 3.3395 | 7662.1044 | 15727.4775 | 15727.4775 | 8065.3731 | 1.819e-12 | 0 | 0 | 0 | 0 | 0 | 0 | 0 | 0 | 0 | 0 | 0 | 0 | 0 | 0 | 0 | 0 | 0 | 0 | 0 | 0 | 7662.1044 | 23389.582 | 39117.0595 | 47182.4326 | 47182.4326 | 47182.4326 | 47182.4326 | 47182.4326 | 47182.4326 | 47182.4326 | 47182.4326 | 47182.4326 | 47182.4326 | 47182.4326 | 47182.4326 | 47182.4326 | 47182.4326 | 47182.4326 | 47182.4326 | 47182.4326 | 47182.4326 | 47182.4326 | 47182.4326 | 47182.4326 | 47182.4326 | 823.5791 | 831.1204 | 837.9978 | 844.2293 | 849.8272 | 854.7995 | 859.1511 | 862.8844 | 866.1066 | 868.9054 | 871.3519 | 873.504 | 875.4082 | 877.1019 | 878.6152 | 879.9722 | 881.1919 | 882.2809 | 883.2526 | 884.1148 | 884.8817 | 885.5656 | 886.1768 | 886.7241 | 887.2152 | 515.6565 | 520.3782 | 524.6843 | 528.5859 | 532.0908 | 535.2041 | 537.9287 | 540.2662 | 542.2837 | 544.036 | 545.5678 | 546.9153 | 548.1075 | 549.168 | 550.1155 | 550.9651 | 551.7288 | 552.4107 | 553.0191 | 553.5589 | 554.039 | 554.4672 | 554.8499 | 555.1926 | 555.5001
OR_Commercial_OR - Health_Existing_Water Heating_Natural Gas_Retrocommissioning_A | OR | Commercial | OR - Health | Existing | Water Heating | Natural Gas | Retrocommissioning | A | OCM477 | No retro commissioning. | Periodic recommissioning of building systems. | 3 | 0.029427 | 0 | 0 | 0.15 | 0.02 | 0 | 0 | 0.28365 | 0.25 | sqft | 15% | 73.33% | Discretionary | RetroEven20_OR | 82.88% | Water Heating | 0% | 863.8905 |  | 540.8961 |  | 0 | COM_RCX-HVAC-AEG-1 | COM_RCX-Heating-7PLN-v5-15 | COM_RCX-HVAC-AEG-1 | No retro commissioning. | No retro commissioning. | No retro commissioning. | No retro commissioning. | No retro commissioning. | No retro commissioning. | No retro commissioning. | No retro commissioning. | No retro commissioning. | No retro commissioning. | No retro commissioning. | No retro commissioning. | No retro commissioning. | No retro commissioning. | No retro commissioning. | No retro commissioning. | No retro commissioning. | No retro commissioning. | No retro commissioning. | No retro commissioning. | No retro commissioning. | No retro commissioning. | No retro commissioning. | No retro commissioning. | No retro commissioning. | No retro commissioning. | No retro commissioning. | Periodic recommissioning of building systems. | Periodic recommissioning of building systems. | Periodic recommissioning of building systems. | Periodic recommissioning of building systems. | Periodic recommissioning of building systems. | Periodic recommissioning of building systems. | Periodic recommissioning of building systems. | Periodic recommissioning of building systems. | Periodic recommissioning of building systems. | Periodic recommissioning of building systems. | Periodic recommissioning of building systems. | Periodic recommissioning of building systems. | Periodic recommissioning of building systems. | Periodic recommissioning of building systems. | Periodic recommissioning of building systems. | Periodic recommissioning of building systems. | Periodic recommissioning of building systems. | Periodic recommissioning of building systems. | Periodic recommissioning of building systems. | Periodic recommissioning of building systems. | Periodic recommissioning of building systems. | Periodic recommissioning of building systems. | Periodic recommissioning of building systems. | Periodic recommissioning of building systems. | Periodic recommissioning of building systems. | Periodic recommissioning of building systems. | Periodic recommissioning of building systems. | 0.15 | 0.15 | 0.15 | 0.15 | 0.15 | 0.15 | 0.15 | 0.15 | 0.15 | 0.15 | 0.15 | 0.15 | 0.15 | 0.15 | 0.15 | 0.15 | 0.15 | 0.15 | 0.15 | 0.15 | 0.15 | 0.15 | 0.15 | 0.15 | 0.15 | 0.15 | 0.15 | 0 | 0 | 0.18904 | 0.17992 | 0.17111 | 0.16236 | 0.15371 | 0.14488 | 0.13642 | 0.12846 | 0.12115 | 0.11488 | 0.1112 | 0.10871 | 0.10788 | 0.10696 | 0.10648 | 0.10609 | 0.10579 | 0.10553 | 0.10537 | 0.10529 | 0.10525 | 0.10521 | 0.10511 | 0.10509 | 0.10507 | 1.9196 | 3.7501 | 3.5664 | 1.7355 | 0 | 0 | 0 | 0 | 0 | 0 | 0 | 0 | 0 | 0 | 0 | 0 | 0 | 0 | 0 | 0 | 0 | 0 | 0 | 0 | 0 | 1.9196 | 5.577 | 8.8703 | 10.1524 | 9.6112 | 9.0594 | 8.53 | 8.0327 | 7.5752 | 7.183 | 6.9533 | 6.7973 | 6.7458 | 6.6878 | 6.6579 | 6.6339 | 6.6148 | 6.5984 | 6.5889 | 6.5835 | 6.5809 | 6.5788 | 6.5724 | 6.571 | 6.5699 | 10154.2161 | 20842.8647 | 20842.8647 | 10688.6486 | 0 | 0 | 0 | 0 | 0 | 0 | 0 | 0 | 0 | 0 | 0 | 0 | 0 | 0 | 0 | 0 | 0 | 0 | 0 | 0 | 0 | 10154.2161 | 30997.0809 | 51839.9456 | 62528.5942 | 62528.5942 | 62528.5942 | 62528.5942 | 62528.5942 | 62528.5942 | 62528.5942 | 62528.5942 | 62528.5942 | 62528.5942 | 62528.5942 | 62528.5942 | 62528.5942 | 62528.5942 | 62528.5942 | 62528.5942 | 62528.5942 | 62528.5942 | 62528.5942 | 62528.5942 | 62528.5942 | 62528.5942 | 1.653 | 3.2721 | 3.1528 | 1.5548 | 0 | 0 | 0 | 0 | 0 | 0 | 0 | 0 | 0 | 0 | 0 | 0 | 0 | 0 | 0 | 0 | 0 | 0 | 0 | 0 | 0 | 1.653 | 4.8662 | 7.8417 | 9.0953 | 8.7278 | 8.344 | 7.9703 | 7.6149 | 7.2879 | 7.0094 | 6.7976 | 6.6489 | 6.588 | 6.5364 | 6.5085 | 6.4863 | 6.469 | 6.455 | 6.4451 | 6.4381 | 6.4331 | 6.4295 | 6.4247 | 6.4235 | 6.4225 | 8631.0837 | 17716.435 | 17716.435 | 9085.3513 | 0 | 0 | 0 | 0 | 0 | 0 | 0 | 0 | 0 | 0 | 0 | 0 | 0 | 0 | 0 | 0 | 0 | 0 | 0 | 0 | 0 | 8631.0837 | 26347.5187 | 44063.9538 | 53149.305 | 53149.305 | 53149.305 | 53149.305 | 53149.305 | 53149.305 | 53149.305 | 53149.305 | 53149.305 | 53149.305 | 53149.305 | 53149.305 | 53149.305 | 53149.305 | 53149.305 | 53149.305 | 53149.305 | 53149.305 | 53149.305 | 53149.305 | 53149.305 | 53149.305 | 1.6539 | 3.2758 | 3.1589 | 1.5591 | 0 | 0 | 0 | 0 | 0 | 0 | 0 | 0 | 0 | 0 | 0 | 0 | 0 | 0 | 0 | 0 | 0 | 0 | 0 | 0 | 0 | 1.6539 | 4.8718 | 7.8567 | 9.121 | 8.7613 | 8.3859 | 8.0206 | 7.673 | 7.3526 | 7.0792 | 6.8674 | 6.7172 | 6.6556 | 6.6035 | 6.5753 | 6.553 | 6.5354 | 6.5213 | 6.5113 | 6.5042 | 6.4991 | 6.4955 | 6.4907 | 6.4894 | 6.4885 | 8631.0837 | 17716.435 | 17716.435 | 9085.3513 | 0 | 0 | 0 | 0 | 0 | 0 | 0 | 0 | 0 | 0 | 0 | 0 | 0 | 0 | 0 | 0 | 0 | 0 | 0 | 0 | 0 | 8631.0837 | 26347.5187 | 44063.9538 | 53149.305 | 53149.305 | 53149.305 | 53149.305 | 53149.305 | 53149.305 | 53149.305 | 53149.305 | 53149.305 | 53149.305 | 53149.305 | 53149.305 | 53149.305 | 53149.305 | 53149.305 | 53149.305 | 53149.305 | 53149.305 | 53149.305 | 53149.305 | 53149.305 | 53149.305 | 1.6536 | 3.2745 | 3.1568 | 1.5576 | 0 | 0 | 0 | 0 | 0 | 0 | 0 | 0 | 0 | 0 | 0 | 0 | 0 | 0 | 0 | 0 | 0 | 0 | 0 | 0 | 0 | 1.6536 | 4.8698 | 7.8515 | 9.112 | 8.7495 | 8.3711 | 8.0028 | 7.6523 | 7.3295 | 7.0541 | 6.8445 | 6.6972 | 6.6358 | 6.5838 | 6.5557 | 6.5334 | 6.5159 | 6.5018 | 6.4918 | 6.4847 | 6.4797 | 6.4761 | 6.4713 | 6.4701 | 6.4691 | 8631.0837 | 17716.435 | 17716.435 | 9085.3513 | 0 | 0 | 0 | 0 | 0 | 0 | 0 | 0 | 0 | 0 | 0 | 0 | 0 | 0 | 0 | 0 | 0 | 0 | 0 | 0 | 0 | 8631.0837 | 26347.5187 | 44063.9538 | 53149.305 | 53149.305 | 53149.305 | 53149.305 | 53149.305 | 53149.305 | 53149.305 | 53149.305 | 53149.305 | 53149.305 | 53149.305 | 53149.305 | 53149.305 | 53149.305 | 53149.305 | 53149.305 | 53149.305 | 53149.305 | 53149.305 | 53149.305 | 53149.305 | 53149.305 | 823.5791 | 831.1204 | 837.9978 | 844.2293 | 849.8272 | 854.7995 | 859.1511 | 862.8844 | 866.1066 | 868.9054 | 871.3519 | 873.504 | 875.4082 | 877.1019 | 878.6152 | 879.9722 | 881.1919 | 882.2809 | 883.2526 | 884.1148 | 884.8817 | 885.5656 | 886.1768 | 886.7241 | 887.2152 | 515.6565 | 520.3782 | 524.6843 | 528.5859 | 532.0908 | 535.2041 | 537.9287 | 540.2662 | 542.2837 | 544.036 | 545.5678 | 546.9153 | 548.1075 | 549.168 | 550.1155 | 550.9651 | 551.7288 | 552.4107 | 553.0191 | 553.5589 | 554.039 | 554.4672 | 554.8499 | 555.1926 | 555.5001
OR_Commercial_OR - Health_New_Space Heating_Natural Gas_Insulation - Ceiling_A | OR | Commercial | OR - Health | New | Space Heating | Natural Gas | Insulation - Ceiling | A | OCM478 | R-13 | R-38 | 22 | 0 | 0 | 0 | 1.57 | 0 | 0 | 0 | 0.24319 | 0.25 | sqft roof | 0% | 0% | Discretionary | Retro1Slow_OR | 84.23% | Space Heating | 0% | 0 |  | 0 |  | 0 | Avista TRM | Avista TRM | Avista TRM | R-13 | R-13 | R-13 | R-13 | R-13 | R-13 | R-13 | R-13 | R-13 | R-13 | R-13 | R-13 | R-13 | R-13 | R-13 | R-13 | R-13 | R-13 | R-13 | R-13 | R-13 | R-13 | R-13 | R-13 | R-13 | R-13 | R-13 | R-38 | R-38 | R-38 | R-38 | R-38 | R-38 | R-38 | R-38 | R-38 | R-38 | R-38 | R-38 | R-38 | R-38 | R-38 | R-38 | R-38 | R-38 | R-38 | R-38 | R-38 | R-38 | R-38 | R-38 | R-38 | R-38 | R-38 | 1.57 | 1.57 | 1.57 | 1.57 | 1.57 | 1.57 | 1.57 | 1.57 | 1.57 | 1.57 | 1.57 | 1.57 | 1.57 | 1.57 | 1.57 | 1.57 | 1.57 | 1.57 | 1.57 | 1.57 | 1.57 | 1.57 | 1.57 | 1.57 | 1.57 | 1.57 | 1.57 | 0 | 0 | 0 | 0 | 0 | 0 | 0 | 0 | 0 | 0 | 0 | 0 | 0 | 0 | 0 | 0 | 0 | 0 | 0 | 0 | 0 | 0 | 0 | 0 | 0 | 0 | 0 | 0 | 0 | 0 | 0 | 0 | 0 | 0 | 0 | 0 | 0 | 0 | 0 | 0 | 0 | 0 | 0 | 0 | 0 | 0 | 0 | 0 | 0 | 0 | 0 | 0 | 0 | 0 | 0 | 0 | 0 | 0 | 0 | 0 | 0 | 0 | 0 | 0 | 0 | 0 | 0 | 0 | 0 | 0 | 0 | 0 | 0 | 0 | 0 | 0 | 0 | 0 | 0 | 0 | 0 | 0 | 0 | 0 | 0 | 0 | 0 | 0 | 0 | 0 | 0 | 0 | 0 | 0 | 0 | 0 | 0 | 0 | 0 | 0 | 0 | 0 | 0 | 0 | 0 | 0 | 0 | 0 | 0 | 0 | 0 | 0 | 0 | 0 | 0 | 0 | 0 | 0 | 0 | 0 | 0 | 0 | 0 | 0 | 0 | 0 | 0 | 0 | 0 | 0 | 0 | 0 | 0 | 0 | 0 | 0 | 0 | 0 | 0 | 0 | 0 | 0 | 0 | 0 | 0 | 0 | 0 | 0 | 0 | 0 | 0 | 0 | 0 | 0 | 0 | 0 | 0 | 0 | 0 | 0 | 0 | 0 | 0 | 0 | 0 | 0 | 0 | 0 | 0 | 0 | 0 | 0 | 0 | 0 | 0 | 0 | 0 | 0 | 0 | 0 | 0 | 0 | 0 | 0 | 0 | 0 | 0 | 0 | 0 | 0 | 0 | 0 | 0 | 0 | 0 | 0 | 0 | 0 | 0 | 0 | 0 | 0 | 0 | 0 | 0 | 0 | 0 | 0 | 0 | 0 | 0 | 0 | 0 | 0 | 0 | 0 | 0 | 0 | 0 | 0 | 0 | 0 | 0 | 0 | 0 | 0 | 0 | 0 | 0 | 0 | 0 | 0 | 0 | 0 | 0 | 0 | 0 | 0 | 0 | 0 | 0 | 0 | 0 | 0 | 0 | 0 | 0 | 0 | 0 | 0 | 0 | 0 | 0 | 0 | 0 | 0 | 0 | 0 | 0 | 0 | 0 | 0 | 0 | 0 | 0 | 0 | 0 | 0 | 0 | 0 | 0 | 0 | 0 | 0 | 0 | 0 | 0 | 0 | 0 | 0 | 0 | 0 | 0 | 0 | 0 | 0 | 0 | 0 | 0 | 0 | 0 | 0 | 0 | 0 | 0 | 0 | 0 | 0 | 0 | 0 | 0 | 0 | 0 | 0 | 0 | 0 | 0 | 0 | 0 | 0 | 0 | 0 | 0 | 0 | 0 | 0 | 0 | 0 | 0 | 0 | 0 | 0 | 0 | 0 | 0 | 0 | 0 | 0 | 0 | 0 | 0 | 0 | 0 | 0 | 0 | 0 | 0 | 0 | 0 | 0 | 0 | 0 | 0 | 0 | 0 | 0 | 0 | 0 | 0 | 0 | 0 | 0 | 0 | 0 | 0 | 0 | 0 | 0 | 0 | 0 | 0 | 0 | 0 | 0 | 0 | 0 | 0 | 0 | 0 | 0 | 0 | 0 | 0 | 0 | 0 | 0 | 0 | 0 | 0 | 0 | 0 | 0 | 0 | 0 | 0 | 0 | 0 | 0 | 0 | 0 | 0 | 0 | 0 | 0 | 0 | 0 | 0 | 0 | 0 | 0 | 0 | 0 | 0 | 0 | 0 | 0 | 0 | 0 | 0 | 0 | 0 | 0 | 0 | 0 | 0 | 0 | 0 | 0 | 0 | 0 | 0 | 0 | 0 | 0 | 0 | 0 | 0 | 0 | 0 | 0 | 0 | 0 | 0 | 0 | 0 | 0 | 0 | 0 | 0 | 0 | 0 | 0 | 0 | 0 | 0 | 0 | 0 | 0 | 0 | 0 | 0 | 0 | 0 | 0 | 0 | 0 | 0 | 0 | 0 | 0 | 0 | 0 | 0 | 0 | 0 | 0 | 0 | 0 | 0 | 0 | 0 | 0 | 0 | 0 | 0 | 0 | 0
OR_Commercial_OR - Health_New_Space Heating_Natural Gas_Insulation - Ducting_A | OR | Commercial | OR - Health | New | Space Heating | Natural Gas | Insulation - Ducting | A | OCM479 | R-4 | R-8 | 20 | 0 | 0 | 0 | 0.96 | 0 | 0 | 0 | 0.24319 | 0.25 | sqft duct | 0% | 0% | Discretionary | Retro1Slow_OR | 84.23% | Central Systems | 0% | 0 |  | 0 |  | 0 | INS_DCT-All-DEER-1 | INS_DCT-All-DEER-1 | Building Energy Simulation Tool | R-4 | R-4 | R-4 | R-4 | R-4 | R-4 | R-4 | R-4 | R-4 | R-4 | R-4 | R-4 | R-4 | R-4 | R-4 | R-4 | R-4 | R-4 | R-4 | R-4 | R-4 | R-4 | R-4 | R-4 | R-4 | R-4 | R-4 | R-8 | R-8 | R-8 | R-8 | R-8 | R-8 | R-8 | R-8 | R-8 | R-8 | R-8 | R-8 | R-8 | R-8 | R-8 | R-8 | R-8 | R-8 | R-8 | R-8 | R-8 | R-8 | R-8 | R-8 | R-8 | R-8 | R-8 | 0.96 | 0.96 | 0.96 | 0.96 | 0.96 | 0.96 | 0.96 | 0.96 | 0.96 | 0.96 | 0.96 | 0.96 | 0.96 | 0.96 | 0.96 | 0.96 | 0.96 | 0.96 | 0.96 | 0.96 | 0.96 | 0.96 | 0.96 | 0.96 | 0.96 | 0.96 | 0.96 | 0 | 0 | 0 | 0 | 0 | 0 | 0 | 0 | 0 | 0 | 0 | 0 | 0 | 0 | 0 | 0 | 0 | 0 | 0 | 0 | 0 | 0 | 0 | 0 | 0 | 0 | 0 | 0 | 0 | 0 | 0 | 0 | 0 | 0 | 0 | 0 | 0 | 0 | 0 | 0 | 0 | 0 | 0 | 0 | 0 | 0 | 0 | 0 | 0 | 0 | 0 | 0 | 0 | 0 | 0 | 0 | 0 | 0 | 0 | 0 | 0 | 0 | 0 | 0 | 0 | 0 | 0 | 0 | 0 | 0 | 0 | 0 | 0 | 0 | 0 | 0 | 0 | 0 | 0 | 0 | 0 | 0 | 0 | 0 | 0 | 0 | 0 | 0 | 0 | 0 | 0 | 0 | 0 | 0 | 0 | 0 | 0 | 0 | 0 | 0 | 0 | 0 | 0 | 0 | 0 | 0 | 0 | 0 | 0 | 0 | 0 | 0 | 0 | 0 | 0 | 0 | 0 | 0 | 0 | 0 | 0 | 0 | 0 | 0 | 0 | 0 | 0 | 0 | 0 | 0 | 0 | 0 | 0 | 0 | 0 | 0 | 0 | 0 | 0 | 0 | 0 | 0 | 0 | 0 | 0 | 0 | 0 | 0 | 0 | 0 | 0 | 0 | 0 | 0 | 0 | 0 | 0 | 0 | 0 | 0 | 0 | 0 | 0 | 0 | 0 | 0 | 0 | 0 | 0 | 0 | 0 | 0 | 0 | 0 | 0 | 0 | 0 | 0 | 0 | 0 | 0 | 0 | 0 | 0 | 0 | 0 | 0 | 0 | 0 | 0 | 0 | 0 | 0 | 0 | 0 | 0 | 0 | 0 | 0 | 0 | 0 | 0 | 0 | 0 | 0 | 0 | 0 | 0 | 0 | 0 | 0 | 0 | 0 | 0 | 0 | 0 | 0 | 0 | 0 | 0 | 0 | 0 | 0 | 0 | 0 | 0 | 0 | 0 | 0 | 0 | 0 | 0 | 0 | 0 | 0 | 0 | 0 | 0 | 0 | 0 | 0 | 0 | 0 | 0 | 0 | 0 | 0 | 0 | 0 | 0 | 0 | 0 | 0 | 0 | 0 | 0 | 0 | 0 | 0 | 0 | 0 | 0 | 0 | 0 | 0 | 0 | 0 | 0 | 0 | 0 | 0 | 0 | 0 | 0 | 0 | 0 | 0 | 0 | 0 | 0 | 0 | 0 | 0 | 0 | 0 | 0 | 0 | 0 | 0 | 0 | 0 | 0 | 0 | 0 | 0 | 0 | 0 | 0 | 0 | 0 | 0 | 0 | 0 | 0 | 0 | 0 | 0 | 0 | 0 | 0 | 0 | 0 | 0 | 0 | 0 | 0 | 0 | 0 | 0 | 0 | 0 | 0 | 0 | 0 | 0 | 0 | 0 | 0 | 0 | 0 | 0 | 0 | 0 | 0 | 0 | 0 | 0 | 0 | 0 | 0 | 0 | 0 | 0 | 0 | 0 | 0 | 0 | 0 | 0 | 0 | 0 | 0 | 0 | 0 | 0 | 0 | 0 | 0 | 0 | 0 | 0 | 0 | 0 | 0 | 0 | 0 | 0 | 0 | 0 | 0 | 0 | 0 | 0 | 0 | 0 | 0 | 0 | 0 | 0 | 0 | 0 | 0 | 0 | 0 | 0 | 0 | 0 | 0 | 0 | 0 | 0 | 0 | 0 | 0 | 0 | 0 | 0 | 0 | 0 | 0 | 0 | 0 | 0 | 0 | 0 | 0 | 0 | 0 | 0 | 0 | 0 | 0 | 0 | 0 | 0 | 0 | 0 | 0 | 0 | 0 | 0 | 0 | 0 | 0 | 0 | 0 | 0 | 0 | 0 | 0 | 0 | 0 | 0 | 0 | 0 | 0 | 0 | 0 | 0 | 0 | 0 | 0 | 0 | 0 | 0 | 0 | 0 | 0 | 0 | 0 | 0 | 0 | 0 | 0 | 0 | 0 | 0 | 0 | 0 | 0 | 0 | 0 | 0 | 0 | 0 | 0 | 0 | 0 | 0 | 0 | 0 | 0 | 0 | 0 | 0 | 0 | 0
OR_Commercial_OR - Health_New_Space Heating_Natural Gas_Insulation - Wall Cavity_A | OR | Commercial | OR - Health | New | Space Heating | Natural Gas | Insulation - Wall Cavity | A | OCM480 | R-9 | R-23 | 22 | 0 | 0 | 0 | 0.68 | 0 | 0 | 0 | 0.24319 | 0.25 | sqft wall | 0% | 0% | Discretionary | Retro1Slow_OR | 84.23% | Space Heating | 0% | 0 |  | 0 |  | 0 | Avista TRM | Avista TRM | Avista TRM | R-9 | R-9 | R-9 | R-9 | R-9 | R-9 | R-9 | R-9 | R-9 | R-9 | R-9 | R-9 | R-9 | R-9 | R-9 | R-9 | R-9 | R-9 | R-9 | R-9 | R-9 | R-9 | R-9 | R-9 | R-9 | R-9 | R-9 | R-23 | R-23 | R-23 | R-23 | R-23 | R-23 | R-23 | R-23 | R-23 | R-23 | R-23 | R-23 | R-23 | R-23 | R-23 | R-23 | R-23 | R-23 | R-23 | R-23 | R-23 | R-23 | R-23 | R-23 | R-23 | R-23 | R-23 | 0.68 | 0.68 | 0.68 | 0.68 | 0.68 | 0.68 | 0.68 | 0.68 | 0.68 | 0.68 | 0.68 | 0.68 | 0.68 | 0.68 | 0.68 | 0.68 | 0.68 | 0.68 | 0.68 | 0.68 | 0.68 | 0.68 | 0.68 | 0.68 | 0.68 | 0.68 | 0.68 | 0 | 0 | 0 | 0 | 0 | 0 | 0 | 0 | 0 | 0 | 0 | 0 | 0 | 0 | 0 | 0 | 0 | 0 | 0 | 0 | 0 | 0 | 0 | 0 | 0 | 0 | 0 | 0 | 0 | 0 | 0 | 0 | 0 | 0 | 0 | 0 | 0 | 0 | 0 | 0 | 0 | 0 | 0 | 0 | 0 | 0 | 0 | 0 | 0 | 0 | 0 | 0 | 0 | 0 | 0 | 0 | 0 | 0 | 0 | 0 | 0 | 0 | 0 | 0 | 0 | 0 | 0 | 0 | 0 | 0 | 0 | 0 | 0 | 0 | 0 | 0 | 0 | 0 | 0 | 0 | 0 | 0 | 0 | 0 | 0 | 0 | 0 | 0 | 0 | 0 | 0 | 0 | 0 | 0 | 0 | 0 | 0 | 0 | 0 | 0 | 0 | 0 | 0 | 0 | 0 | 0 | 0 | 0 | 0 | 0 | 0 | 0 | 0 | 0 | 0 | 0 | 0 | 0 | 0 | 0 | 0 | 0 | 0 | 0 | 0 | 0 | 0 | 0 | 0 | 0 | 0 | 0 | 0 | 0 | 0 | 0 | 0 | 0 | 0 | 0 | 0 | 0 | 0 | 0 | 0 | 0 | 0 | 0 | 0 | 0 | 0 | 0 | 0 | 0 | 0 | 0 | 0 | 0 | 0 | 0 | 0 | 0 | 0 | 0 | 0 | 0 | 0 | 0 | 0 | 0 | 0 | 0 | 0 | 0 | 0 | 0 | 0 | 0 | 0 | 0 | 0 | 0 | 0 | 0 | 0 | 0 | 0 | 0 | 0 | 0 | 0 | 0 | 0 | 0 | 0 | 0 | 0 | 0 | 0 | 0 | 0 | 0 | 0 | 0 | 0 | 0 | 0 | 0 | 0 | 0 | 0 | 0 | 0 | 0 | 0 | 0 | 0 | 0 | 0 | 0 | 0 | 0 | 0 | 0 | 0 | 0 | 0 | 0 | 0 | 0 | 0 | 0 | 0 | 0 | 0 | 0 | 0 | 0 | 0 | 0 | 0 | 0 | 0 | 0 | 0 | 0 | 0 | 0 | 0 | 0 | 0 | 0 | 0 | 0 | 0 | 0 | 0 | 0 | 0 | 0 | 0 | 0 | 0 | 0 | 0 | 0 | 0 | 0 | 0 | 0 | 0 | 0 | 0 | 0 | 0 | 0 | 0 | 0 | 0 | 0 | 0 | 0 | 0 | 0 | 0 | 0 | 0 | 0 | 0 | 0 | 0 | 0 | 0 | 0 | 0 | 0 | 0 | 0 | 0 | 0 | 0 | 0 | 0 | 0 | 0 | 0 | 0 | 0 | 0 | 0 | 0 | 0 | 0 | 0 | 0 | 0 | 0 | 0 | 0 | 0 | 0 | 0 | 0 | 0 | 0 | 0 | 0 | 0 | 0 | 0 | 0 | 0 | 0 | 0 | 0 | 0 | 0 | 0 | 0 | 0 | 0 | 0 | 0 | 0 | 0 | 0 | 0 | 0 | 0 | 0 | 0 | 0 | 0 | 0 | 0 | 0 | 0 | 0 | 0 | 0 | 0 | 0 | 0 | 0 | 0 | 0 | 0 | 0 | 0 | 0 | 0 | 0 | 0 | 0 | 0 | 0 | 0 | 0 | 0 | 0 | 0 | 0 | 0 | 0 | 0 | 0 | 0 | 0 | 0 | 0 | 0 | 0 | 0 | 0 | 0 | 0 | 0 | 0 | 0 | 0 | 0 | 0 | 0 | 0 | 0 | 0 | 0 | 0 | 0 | 0 | 0 | 0 | 0 | 0 | 0 | 0 | 0 | 0 | 0 | 0 | 0 | 0 | 0 | 0 | 0 | 0 | 0 | 0 | 0 | 0 | 0 | 0 | 0 | 0 | 0 | 0 | 0 | 0 | 0 | 0 | 0 | 0 | 0 | 0 | 0 | 0 | 0 | 0 | 0 | 0 | 0 | 0 | 0 | 0 | 0 | 0 | 0 | 0 | 0 | 0 | 0 | 0 | 0 | 0 | 0 | 0 | 0 | 0 | 0 | 0 | 0 | 0 | 0 | 0 | 0 | 0 | 0
OR_Commercial_OR - Health_New_Space Heating_Natural Gas_Green Roof - Vegetated Rooftop_A | OR | Commercial | OR - Health | New | Space Heating | Natural Gas | Green Roof - Vegetated Rooftop | A | OCM481 | No vegetation on roof | Green roof | 25 | 0 | 0 | 0 | 30.55 | 0 | 2.29 | 0 | 0.28365 | 0.25 | sqft roof | 15% | 46.67% | Discretionary | Retro1Slow_OR | 84.23% | Space Heating | 0% | 0 |  | 0 |  | 0 | Measure Cost Research v1.1 - Sep 2020.xlsx | Measure Cost Research v1.1 - Sep 2020.xlsx | Measure Cost Research v1.1 - Sep 2020.xlsx | No vegetation on roof | No vegetation on roof | No vegetation on roof | No vegetation on roof | No vegetation on roof | No vegetation on roof | No vegetation on roof | No vegetation on roof | No vegetation on roof | No vegetation on roof | No vegetation on roof | No vegetation on roof | No vegetation on roof | No vegetation on roof | No vegetation on roof | No vegetation on roof | No vegetation on roof | No vegetation on roof | No vegetation on roof | No vegetation on roof | No vegetation on roof | No vegetation on roof | No vegetation on roof | No vegetation on roof | No vegetation on roof | No vegetation on roof | No vegetation on roof | Green roof | Green roof | Green roof | Green roof | Green roof | Green roof | Green roof | Green roof | Green roof | Green roof | Green roof | Green roof | Green roof | Green roof | Green roof | Green roof | Green roof | Green roof | Green roof | Green roof | Green roof | Green roof | Green roof | Green roof | Green roof | Green roof | Green roof | 30.55 | 30.55 | 30.55 | 30.55 | 30.55 | 30.55 | 30.55 | 30.55 | 30.55 | 30.55 | 30.55 | 30.55 | 30.55 | 30.55 | 30.55 | 30.55 | 30.55 | 30.55 | 30.55 | 30.55 | 30.55 | 30.55 | 30.55 | 30.55 | 30.55 | 30.55 | 30.55 | 0 | 0 | 0 | 0 | 0 | 0 | 0 | 0 | 0 | 0 | 0 | 0 | 0 | 0 | 0 | 0 | 0 | 0 | 0 | 0 | 0 | 0 | 0 | 0 | 0 | 0 | 0 | 0 | 0 | 0 | 0 | 0 | 0 | 0 | 0 | 0 | 0 | 0 | 0 | 0 | 0 | 0 | 0 | 0 | 0 | 0 | 0 | 0 | 0 | 0 | 0 | 0 | 0 | 0 | 0 | 0 | 0 | 0 | 0 | 0 | 0 | 0 | 0 | 0 | 0 | 0 | 0 | 0 | 0 | 0 | 0 | 0 | 0 | 0 | 0 | 0 | 0 | 0 | 0 | 0 | 0 | 0 | 0 | 0 | 0 | 0 | 0 | 0 | 0 | 0 | 0 | 0 | 0 | 0 | 0 | 0 | 0 | 0 | 0 | 0 | 0 | 0 | 0 | 0 | 0 | 0 | 0 | 0 | 0 | 0 | 0 | 0 | 0 | 0 | 0 | 0 | 0 | 0 | 0 | 0 | 0 | 0 | 0 | 0 | 0 | 0 | 0 | 0 | 0 | 0 | 0 | 0 | 0 | 0 | 0 | 0 | 0 | 0 | 0 | 0 | 0 | 0 | 0 | 0 | 0 | 0 | 0 | 0 | 0 | 0 | 0 | 0 | 0 | 0 | 0 | 0 | 0 | 0 | 0 | 0 | 0 | 0 | 0 | 0 | 0 | 0 | 0 | 0 | 0 | 0 | 0 | 0 | 0 | 0 | 0 | 0 | 0 | 0 | 0 | 0 | 0 | 0 | 0 | 0 | 0 | 0 | 0 | 0 | 0 | 0 | 0 | 0 | 0 | 0 | 0 | 0 | 0 | 0 | 0 | 0 | 0 | 0 | 0 | 0 | 0 | 0 | 0 | 0 | 0 | 0 | 0 | 0 | 0 | 0 | 0 | 0 | 0 | 0 | 0 | 0 | 0 | 0 | 0 | 0 | 0 | 0 | 0 | 0 | 0 | 0 | 0 | 0 | 0 | 0 | 0 | 0 | 0 | 0 | 0 | 0 | 0 | 0 | 0 | 0 | 0 | 0 | 0 | 0 | 0 | 0 | 0 | 0 | 0 | 0 | 0 | 0 | 0 | 0 | 0 | 0 | 0 | 0 | 0 | 0 | 0 | 0 | 0 | 0 | 0 | 0 | 0 | 0 | 0 | 0 | 0 | 0 | 0 | 0 | 0 | 0 | 0 | 0 | 0 | 0 | 0 | 0 | 0 | 0 | 0 | 0 | 0 | 0 | 0 | 0 | 0 | 0 | 0 | 0 | 0 | 0 | 0 | 0 | 0 | 0 | 0 | 0 | 0 | 0 | 0 | 0 | 0 | 0 | 0 | 0 | 0 | 0 | 0 | 0 | 0 | 0 | 0 | 0 | 0 | 0 | 0 | 0 | 0 | 0 | 0 | 0 | 0 | 0 | 0 | 0 | 0 | 0 | 0 | 0 | 0 | 0 | 0 | 0 | 0 | 0 | 0 | 0 | 0 | 0 | 0 | 0 | 0 | 0 | 0 | 0 | 0 | 0 | 0 | 0 | 0 | 0 | 0 | 0 | 0 | 0 | 0 | 0 | 0 | 0 | 0 | 0 | 0 | 0 | 0 | 0 | 0 | 0 | 0 | 0 | 0 | 0 | 0 | 0 | 0 | 0 | 0 | 0 | 0 | 0 | 0 | 0 | 0 | 0 | 0 | 0 | 0 | 0 | 0 | 0 | 0 | 0 | 0 | 0 | 0 | 0 | 0 | 0 | 0 | 0 | 0 | 0 | 0 | 0 | 0 | 0 | 0 | 0 | 0 | 0 | 0 | 0 | 0 | 0 | 0 | 0 | 0 | 0 | 0 | 0 | 0 | 0 | 0 | 0 | 0 | 0 | 0 | 0 | 0 | 0 | 0 | 0 | 0 | 0 | 0 | 0 | 0 | 0 | 0 | 0 | 0 | 0 | 0 | 0 | 0 | 0 | 0 | 0 | 0 | 0 | 0 | 0 | 0 | 0 | 0 | 0 | 0 | 0 | 0 | 0 | 0 | 0 | 0 | 0 | 0 | 0 | 0 | 0 | 0
OR_Commercial_OR - Health_New_Space Heating_Natural Gas_Ducting - Repair and Sealing_A | OR | Commercial | OR - Health | New | Space Heating | Natural Gas | Ducting - Repair and Sealing | A | OCM482 | 20% Leakage | Sealed | 18 | 0 | 0 | 0 | 0.65 | 0 | 0 | 0 | 0.19525 | 0.25 | sqft duct | 15% | 46.67% | Discretionary | Retro1Slow_OR | 84.23% | Central Systems | 0% | 0 |  | 0 |  | 0 | DCT_RPR-All-DEER-1 | DCT_RPR-Cooling-RTF-1 | Building Energy Simulation Tool | 20% Leakage | 20% Leakage | 20% Leakage | 20% Leakage | 20% Leakage | 20% Leakage | 20% Leakage | 20% Leakage | 20% Leakage | 20% Leakage | 20% Leakage | 20% Leakage | 20% Leakage | 20% Leakage | 20% Leakage | 20% Leakage | 20% Leakage | 20% Leakage | 20% Leakage | 20% Leakage | 20% Leakage | 20% Leakage | 20% Leakage | 20% Leakage | 20% Leakage | 20% Leakage | 20% Leakage | Sealed | Sealed | Sealed | Sealed | Sealed | Sealed | Sealed | Sealed | Sealed | Sealed | Sealed | Sealed | Sealed | Sealed | Sealed | Sealed | Sealed | Sealed | Sealed | Sealed | Sealed | Sealed | Sealed | Sealed | Sealed | Sealed | Sealed | 0.65 | 0.65 | 0.65 | 0.65 | 0.65 | 0.65 | 0.65 | 0.65 | 0.65 | 0.65 | 0.65 | 0.65 | 0.65 | 0.65 | 0.65 | 0.65 | 0.65 | 0.65 | 0.65 | 0.65 | 0.65 | 0.65 | 0.65 | 0.65 | 0.65 | 0.65 | 0.65 | 0 | 0 | 0 | 0 | 0 | 0 | 0 | 0 | 0 | 0 | 0 | 0 | 0 | 0 | 0 | 0 | 0 | 0 | 0 | 0 | 0 | 0 | 0 | 0 | 0 | 0 | 0 | 0 | 0 | 0 | 0 | 0 | 0 | 0 | 0 | 0 | 0 | 0 | 0 | 0 | 0 | 0 | 0 | 0 | 0 | 0 | 0 | 0 | 0 | 0 | 0 | 0 | 0 | 0 | 0 | 0 | 0 | 0 | 0 | 0 | 0 | 0 | 0 | 0 | 0 | 0 | 0 | 0 | 0 | 0 | 0 | 0 | 0 | 0 | 0 | 0 | 0 | 0 | 0 | 0 | 0 | 0 | 0 | 0 | 0 | 0 | 0 | 0 | 0 | 0 | 0 | 0 | 0 | 0 | 0 | 0 | 0 | 0 | 0 | 0 | 0 | 0 | 0 | 0 | 0 | 0 | 0 | 0 | 0 | 0 | 0 | 0 | 0 | 0 | 0 | 0 | 0 | 0 | 0 | 0 | 0 | 0 | 0 | 0 | 0 | 0 | 0 | 0 | 0 | 0 | 0 | 0 | 0 | 0 | 0 | 0 | 0 | 0 | 0 | 0 | 0 | 0 | 0 | 0 | 0 | 0 | 0 | 0 | 0 | 0 | 0 | 0 | 0 | 0 | 0 | 0 | 0 | 0 | 0 | 0 | 0 | 0 | 0 | 0 | 0 | 0 | 0 | 0 | 0 | 0 | 0 | 0 | 0 | 0 | 0 | 0 | 0 | 0 | 0 | 0 | 0 | 0 | 0 | 0 | 0 | 0 | 0 | 0 | 0 | 0 | 0 | 0 | 0 | 0 | 0 | 0 | 0 | 0 | 0 | 0 | 0 | 0 | 0 | 0 | 0 | 0 | 0 | 0 | 0 | 0 | 0 | 0 | 0 | 0 | 0 | 0 | 0 | 0 | 0 | 0 | 0 | 0 | 0 | 0 | 0 | 0 | 0 | 0 | 0 | 0 | 0 | 0 | 0 | 0 | 0 | 0 | 0 | 0 | 0 | 0 | 0 | 0 | 0 | 0 | 0 | 0 | 0 | 0 | 0 | 0 | 0 | 0 | 0 | 0 | 0 | 0 | 0 | 0 | 0 | 0 | 0 | 0 | 0 | 0 | 0 | 0 | 0 | 0 | 0 | 0 | 0 | 0 | 0 | 0 | 0 | 0 | 0 | 0 | 0 | 0 | 0 | 0 | 0 | 0 | 0 | 0 | 0 | 0 | 0 | 0 | 0 | 0 | 0 | 0 | 0 | 0 | 0 | 0 | 0 | 0 | 0 | 0 | 0 | 0 | 0 | 0 | 0 | 0 | 0 | 0 | 0 | 0 | 0 | 0 | 0 | 0 | 0 | 0 | 0 | 0 | 0 | 0 | 0 | 0 | 0 | 0 | 0 | 0 | 0 | 0 | 0 | 0 | 0 | 0 | 0 | 0 | 0 | 0 | 0 | 0 | 0 | 0 | 0 | 0 | 0 | 0 | 0 | 0 | 0 | 0 | 0 | 0 | 0 | 0 | 0 | 0 | 0 | 0 | 0 | 0 | 0 | 0 | 0 | 0 | 0 | 0 | 0 | 0 | 0 | 0 | 0 | 0 | 0 | 0 | 0 | 0 | 0 | 0 | 0 | 0 | 0 | 0 | 0 | 0 | 0 | 0 | 0 | 0 | 0 | 0 | 0 | 0 | 0 | 0 | 0 | 0 | 0 | 0 | 0 | 0 | 0 | 0 | 0 | 0 | 0 | 0 | 0 | 0 | 0 | 0 | 0 | 0 | 0 | 0 | 0 | 0 | 0 | 0 | 0 | 0 | 0 | 0 | 0 | 0 | 0 | 0 | 0 | 0 | 0 | 0 | 0 | 0 | 0 | 0 | 0 | 0 | 0 | 0 | 0 | 0 | 0 | 0 | 0 | 0 | 0 | 0 | 0 | 0 | 0 | 0 | 0 | 0 | 0 | 0 | 0 | 0 | 0 | 0 | 0 | 0 | 0 | 0 | 0 | 0 | 0 | 0 | 0 | 0 | 0 | 0 | 0 | 0 | 0 | 0 | 0 | 0 | 0
OR_Commercial_OR - Health_New_Space Heating_Natural Gas_Windows - High Efficiency Glazing_A | OR | Commercial | OR - Health | New | Space Heating | Natural Gas | Windows - High Efficiency Glazing | A | OCM483 | Single Glaze | High Efficiency Glaze | 45 | 0 | 0 | 0 | 111.95 | 0 | 0 | 0 | 0.28365 | 0.25 | sqft window | 66.35% | 88.47% | Discretionary | Retro1Slow_OR | 84.23% | Space Heating | 0% | 0 |  | 0 |  | 0 | WND_HE-Heating-RTF-v2.1-1 | WND_HE-Heating-RTF-v2.1-1 | Building Energy Simulation Tool | Single Glaze | Single Glaze | Single Glaze | Single Glaze | Single Glaze | Single Glaze | Single Glaze | Single Glaze | Single Glaze | Single Glaze | Single Glaze | Single Glaze | Single Glaze | Single Glaze | Single Glaze | Single Glaze | Single Glaze | Single Glaze | Single Glaze | Single Glaze | Single Glaze | Single Glaze | Single Glaze | Single Glaze | Single Glaze | Single Glaze | Single Glaze | High Efficiency Glaze | High Efficiency Glaze | High Efficiency Glaze | High Efficiency Glaze | High Efficiency Glaze | High Efficiency Glaze | High Efficiency Glaze | High Efficiency Glaze | High Efficiency Glaze | High Efficiency Glaze | High Efficiency Glaze | High Efficiency Glaze | High Efficiency Glaze | High Efficiency Glaze | High Efficiency Glaze | High Efficiency Glaze | High Efficiency Glaze | High Efficiency Glaze | High Efficiency Glaze | High Efficiency Glaze | High Efficiency Glaze | High Efficiency Glaze | High Efficiency Glaze | High Efficiency Glaze | High Efficiency Glaze | High Efficiency Glaze | High Efficiency Glaze | 111.95 | 111.95 | 111.95 | 111.95 | 111.95 | 111.95 | 111.95 | 111.95 | 111.95 | 111.95 | 111.95 | 111.95 | 111.95 | 111.95 | 111.95 | 111.95 | 111.95 | 111.95 | 111.95 | 111.95 | 111.95 | 111.95 | 111.95 | 111.95 | 111.95 | 111.95 | 111.95 | 0 | 0 | 0 | 0 | 0 | 0 | 0 | 0 | 0 | 0 | 0 | 0 | 0 | 0 | 0 | 0 | 0 | 0 | 0 | 0 | 0 | 0 | 0 | 0 | 0 | 0 | 0 | 0 | 0 | 0 | 0 | 0 | 0 | 0 | 0 | 0 | 0 | 0 | 0 | 0 | 0 | 0 | 0 | 0 | 0 | 0 | 0 | 0 | 0 | 0 | 0 | 0 | 0 | 0 | 0 | 0 | 0 | 0 | 0 | 0 | 0 | 0 | 0 | 0 | 0 | 0 | 0 | 0 | 0 | 0 | 0 | 0 | 0 | 0 | 0 | 0 | 0 | 0 | 0 | 0 | 0 | 0 | 0 | 0 | 0 | 0 | 0 | 0 | 0 | 0 | 0 | 0 | 0 | 0 | 0 | 0 | 0 | 0 | 0 | 0 | 0 | 0 | 0 | 0 | 0 | 0 | 0 | 0 | 0 | 0 | 0 | 0 | 0 | 0 | 0 | 0 | 0 | 0 | 0 | 0 | 0 | 0 | 0 | 0 | 0 | 0 | 0 | 0 | 0 | 0 | 0 | 0 | 0 | 0 | 0 | 0 | 0 | 0 | 0 | 0 | 0 | 0 | 0 | 0 | 0 | 0 | 0 | 0 | 0 | 0 | 0 | 0 | 0 | 0 | 0 | 0 | 0 | 0 | 0 | 0 | 0 | 0 | 0 | 0 | 0 | 0 | 0 | 0 | 0 | 0 | 0 | 0 | 0 | 0 | 0 | 0 | 0 | 0 | 0 | 0 | 0 | 0 | 0 | 0 | 0 | 0 | 0 | 0 | 0 | 0 | 0 | 0 | 0 | 0 | 0 | 0 | 0 | 0 | 0 | 0 | 0 | 0 | 0 | 0 | 0 | 0 | 0 | 0 | 0 | 0 | 0 | 0 | 0 | 0 | 0 | 0 | 0 | 0 | 0 | 0 | 0 | 0 | 0 | 0 | 0 | 0 | 0 | 0 | 0 | 0 | 0 | 0 | 0 | 0 | 0 | 0 | 0 | 0 | 0 | 0 | 0 | 0 | 0 | 0 | 0 | 0 | 0 | 0 | 0 | 0 | 0 | 0 | 0 | 0 | 0 | 0 | 0 | 0 | 0 | 0 | 0 | 0 | 0 | 0 | 0 | 0 | 0 | 0 | 0 | 0 | 0 | 0 | 0 | 0 | 0 | 0 | 0 | 0 | 0 | 0 | 0 | 0 | 0 | 0 | 0 | 0 | 0 | 0 | 0 | 0 | 0 | 0 | 0 | 0 | 0 | 0 | 0 | 0 | 0 | 0 | 0 | 0 | 0 | 0 | 0 | 0 | 0 | 0 | 0 | 0 | 0 | 0 | 0 | 0 | 0 | 0 | 0 | 0 | 0 | 0 | 0 | 0 | 0 | 0 | 0 | 0 | 0 | 0 | 0 | 0 | 0 | 0 | 0 | 0 | 0 | 0 | 0 | 0 | 0 | 0 | 0 | 0 | 0 | 0 | 0 | 0 | 0 | 0 | 0 | 0 | 0 | 0 | 0 | 0 | 0 | 0 | 0 | 0 | 0 | 0 | 0 | 0 | 0 | 0 | 0 | 0 | 0 | 0 | 0 | 0 | 0 | 0 | 0 | 0 | 0 | 0 | 0 | 0 | 0 | 0 | 0 | 0 | 0 | 0 | 0 | 0 | 0 | 0 | 0 | 0 | 0 | 0 | 0 | 0 | 0 | 0 | 0 | 0 | 0 | 0 | 0 | 0 | 0 | 0 | 0 | 0 | 0 | 0 | 0 | 0 | 0 | 0 | 0 | 0 | 0 | 0 | 0 | 0 | 0 | 0 | 0 | 0 | 0 | 0 | 0 | 0 | 0 | 0 | 0 | 0 | 0 | 0 | 0 | 0 | 0 | 0 | 0 | 0 | 0 | 0 | 0 | 0 | 0 | 0 | 0 | 0 | 0 | 0 | 0 | 0 | 0 | 0 | 0 | 0 | 0 | 0 | 0 | 0 | 0 | 0 | 0 | 0 | 0 | 0 | 0 | 0 | 0 | 0 | 0 | 0 | 0 | 0 | 0 | 0 | 0 | 0 | 0
OR_Commercial_OR - Health_New_Space Heating_Natural Gas_Windows - Secondary Glazing Systems_A | OR | Commercial | OR - Health | New | Space Heating | Natural Gas | Windows - Secondary Glazing Systems | A | OCM484 | Windows rated to U-Factor 0.62 and SHGC 0.27. | Windows rated to U-Factor 0.4 and SHGC 0.2. | 30 | 0 | 0 | 0 | 191.49 | 0 | 0 | 0 | 0.28365 | 0.25 | sqft window | 66.35% | 88.47% | Discretionary | Retro1Slow_OR | 84.23% | Space Heating | 0% | 0 |  | 0 |  | 0 | RTF - ComSecondaryGlazingSystems_v1_1 | RTF - ComSecondaryGlazingSystems_v1_1 | RTF - ComSecondaryGlazingSystems_v1_1 | Windows rated to U-Factor 0.62 and SHGC 0.27. | Windows rated to U-Factor 0.62 and SHGC 0.27. | Windows rated to U-Factor 0.62 and SHGC 0.27. | Windows rated to U-Factor 0.62 and SHGC 0.27. | Windows rated to U-Factor 0.62 and SHGC 0.27. | Windows rated to U-Factor 0.62 and SHGC 0.27. | Windows rated to U-Factor 0.62 and SHGC 0.27. | Windows rated to U-Factor 0.62 and SHGC 0.27. | Windows rated to U-Factor 0.62 and SHGC 0.27. | Windows rated to U-Factor 0.62 and SHGC 0.27. | Windows rated to U-Factor 0.62 and SHGC 0.27. | Windows rated to U-Factor 0.62 and SHGC 0.27. | Windows rated to U-Factor 0.62 and SHGC 0.27. | Windows rated to U-Factor 0.62 and SHGC 0.27. | Windows rated to U-Factor 0.62 and SHGC 0.27. | Windows rated to U-Factor 0.62 and SHGC 0.27. | Windows rated to U-Factor 0.62 and SHGC 0.27. | Windows rated to U-Factor 0.62 and SHGC 0.27. | Windows rated to U-Factor 0.62 and SHGC 0.27. | Windows rated to U-Factor 0.62 and SHGC 0.27. | Windows rated to U-Factor 0.62 and SHGC 0.27. | Windows rated to U-Factor 0.62 and SHGC 0.27. | Windows rated to U-Factor 0.62 and SHGC 0.27. | Windows rated to U-Factor 0.62 and SHGC 0.27. | Windows rated to U-Factor 0.62 and SHGC 0.27. | Windows rated to U-Factor 0.62 and SHGC 0.27. | Windows rated to U-Factor 0.62 and SHGC 0.27. | Windows rated to U-Factor 0.4 and SHGC 0.2. | Windows rated to U-Factor 0.4 and SHGC 0.2. | Windows rated to U-Factor 0.4 and SHGC 0.2. | Windows rated to U-Factor 0.4 and SHGC 0.2. | Windows rated to U-Factor 0.4 and SHGC 0.2. | Windows rated to U-Factor 0.4 and SHGC 0.2. | Windows rated to U-Factor 0.4 and SHGC 0.2. | Windows rated to U-Factor 0.4 and SHGC 0.2. | Windows rated to U-Factor 0.4 and SHGC 0.2. | Windows rated to U-Factor 0.4 and SHGC 0.2. | Windows rated to U-Factor 0.4 and SHGC 0.2. | Windows rated to U-Factor 0.4 and SHGC 0.2. | Windows rated to U-Factor 0.4 and SHGC 0.2. | Windows rated to U-Factor 0.4 and SHGC 0.2. | Windows rated to U-Factor 0.4 and SHGC 0.2. | Windows rated to U-Factor 0.4 and SHGC 0.2. | Windows rated to U-Factor 0.4 and SHGC 0.2. | Windows rated to U-Factor 0.4 and SHGC 0.2. | Windows rated to U-Factor 0.4 and SHGC 0.2. | Windows rated to U-Factor 0.4 and SHGC 0.2. | Windows rated to U-Factor 0.4 and SHGC 0.2. | Windows rated to U-Factor 0.4 and SHGC 0.2. | Windows rated to U-Factor 0.4 and SHGC 0.2. | Windows rated to U-Factor 0.4 and SHGC 0.2. | Windows rated to U-Factor 0.4 and SHGC 0.2. | Windows rated to U-Factor 0.4 and SHGC 0.2. | Windows rated to U-Factor 0.4 and SHGC 0.2. | 191.49 | 191.49 | 191.49 | 191.49 | 191.49 | 191.49 | 191.49 | 191.49 | 191.49 | 191.49 | 191.49 | 191.49 | 191.49 | 191.49 | 191.49 | 191.49 | 191.49 | 191.49 | 191.49 | 191.49 | 191.49 | 191.49 | 191.49 | 191.49 | 191.49 | 191.49 | 191.49 | 0 | 0 | 0 | 0 | 0 | 0 | 0 | 0 | 0 | 0 | 0 | 0 | 0 | 0 | 0 | 0 | 0 | 0 | 0 | 0 | 0 | 0 | 0 | 0 | 0 | 0 | 0 | 0 | 0 | 0 | 0 | 0 | 0 | 0 | 0 | 0 | 0 | 0 | 0 | 0 | 0 | 0 | 0 | 0 | 0 | 0 | 0 | 0 | 0 | 0 | 0 | 0 | 0 | 0 | 0 | 0 | 0 | 0 | 0 | 0 | 0 | 0 | 0 | 0 | 0 | 0 | 0 | 0 | 0 | 0 | 0 | 0 | 0 | 0 | 0 | 0 | 0 | 0 | 0 | 0 | 0 | 0 | 0 | 0 | 0 | 0 | 0 | 0 | 0 | 0 | 0 | 0 | 0 | 0 | 0 | 0 | 0 | 0 | 0 | 0 | 0 | 0 | 0 | 0 | 0 | 0 | 0 | 0 | 0 | 0 | 0 | 0 | 0 | 0 | 0 | 0 | 0 | 0 | 0 | 0 | 0 | 0 | 0 | 0 | 0 | 0 | 0 | 0 | 0 | 0 | 0 | 0 | 0 | 0 | 0 | 0 | 0 | 0 | 0 | 0 | 0 | 0 | 0 | 0 | 0 | 0 | 0 | 0 | 0 | 0 | 0 | 0 | 0 | 0 | 0 | 0 | 0 | 0 | 0 | 0 | 0 | 0 | 0 | 0 | 0 | 0 | 0 | 0 | 0 | 0 | 0 | 0 | 0 | 0 | 0 | 0 | 0 | 0 | 0 | 0 | 0 | 0 | 0 | 0 | 0 | 0 | 0 | 0 | 0 | 0 | 0 | 0 | 0 | 0 | 0 | 0 | 0 | 0 | 0 | 0 | 0 | 0 | 0 | 0 | 0 | 0 | 0 | 0 | 0 | 0 | 0 | 0 | 0 | 0 | 0 | 0 | 0 | 0 | 0 | 0 | 0 | 0 | 0 | 0 | 0 | 0 | 0 | 0 | 0 | 0 | 0 | 0 | 0 | 0 | 0 | 0 | 0 | 0 | 0 | 0 | 0 | 0 | 0 | 0 | 0 | 0 | 0 | 0 | 0 | 0 | 0 | 0 | 0 | 0 | 0 | 0 | 0 | 0 | 0 | 0 | 0 | 0 | 0 | 0 | 0 | 0 | 0 | 0 | 0 | 0 | 0 | 0 | 0 | 0 | 0 | 0 | 0 | 0 | 0 | 0 | 0 | 0 | 0 | 0 | 0 | 0 | 0 | 0 | 0 | 0 | 0 | 0 | 0 | 0 | 0 | 0 | 0 | 0 | 0 | 0 | 0 | 0 | 0 | 0 | 0 | 0 | 0 | 0 | 0 | 0 | 0 | 0 | 0 | 0 | 0 | 0 | 0 | 0 | 0 | 0 | 0 | 0 | 0 | 0 | 0 | 0 | 0 | 0 | 0 | 0 | 0 | 0 | 0 | 0 | 0 | 0 | 0 | 0 | 0 | 0 | 0 | 0 | 0 | 0 | 0 | 0 | 0 | 0 | 0 | 0 | 0 | 0 | 0 | 0 | 0 | 0 | 0 | 0 | 0 | 0 | 0 | 0 | 0 | 0 | 0 | 0 | 0 | 0 | 0 | 0 | 0 | 0 | 0 | 0 | 0 | 0 | 0 | 0 | 0 | 0 | 0 | 0 | 0 | 0 | 0 | 0 | 0 | 0 | 0 | 0 | 0 | 0 | 0 | 0 | 0 | 0 | 0 | 0 | 0 | 0 | 0 | 0 | 0 | 0 | 0 | 0 | 0 | 0 | 0 | 0 | 0 | 0 | 0 | 0 | 0 | 0 | 0 | 0 | 0 | 0 | 0 | 0 | 0 | 0 | 0 | 0 | 0 | 0 | 0 | 0 | 0 | 0 | 0 | 0 | 0 | 0 | 0 | 0 | 0 | 0 | 0 | 0 | 0 | 0 | 0 | 0 | 0 | 0 | 0 | 0 | 0 | 0 | 0 | 0 | 0 | 0 | 0 | 0 | 0 | 0 | 0 | 0 | 0 | 0 | 0 | 0 | 0 | 0 | 0 | 0 | 0 | 0 | 0 | 0 | 0 | 0 | 0
OR_Commercial_OR - Health_New_Space Heating_Natural Gas_HVAC - Energy Recovery Ventilator_A | OR | Commercial | OR - Health | New | Space Heating | Natural Gas | HVAC - Energy Recovery Ventilator | A | OCM485 | No ERV | ERV | 20 | 0 | 0 | 0 | 1.09 | 0 | 0 | 0 | 0.28365 | 0.25 | sqft | 100% | 100% | Discretionary | RetroEven20_OR | 82.88% | Space Heating | 0% | 0 |  | 0 |  | 0 | HRV-Cooling/Heating-E3T-1 | HRV-Cooling/Heating-E3T-1 | HRV-Cooling/Heating-E3T-1 | No ERV | No ERV | No ERV | No ERV | No ERV | No ERV | No ERV | No ERV | No ERV | No ERV | No ERV | No ERV | No ERV | No ERV | No ERV | No ERV | No ERV | No ERV | No ERV | No ERV | No ERV | No ERV | No ERV | No ERV | No ERV | No ERV | No ERV | ERV | ERV | ERV | ERV | ERV | ERV | ERV | ERV | ERV | ERV | ERV | ERV | ERV | ERV | ERV | ERV | ERV | ERV | ERV | ERV | ERV | ERV | ERV | ERV | ERV | ERV | ERV | 1.09 | 1.09 | 1.09 | 1.09 | 1.09 | 1.09 | 1.09 | 1.09 | 1.09 | 1.09 | 1.09 | 1.09 | 1.09 | 1.09 | 1.09 | 1.09 | 1.09 | 1.09 | 1.09 | 1.09 | 1.09 | 1.09 | 1.09 | 1.09 | 1.09 | 1.09 | 1.09 | 0 | 0 | 0 | 0 | 0 | 0 | 0 | 0 | 0 | 0 | 0 | 0 | 0 | 0 | 0 | 0 | 0 | 0 | 0 | 0 | 0 | 0 | 0 | 0 | 0 | 0 | 0 | 0 | 0 | 0 | 0 | 0 | 0 | 0 | 0 | 0 | 0 | 0 | 0 | 0 | 0 | 0 | 0 | 0 | 0 | 0 | 0 | 0 | 0 | 0 | 0 | 0 | 0 | 0 | 0 | 0 | 0 | 0 | 0 | 0 | 0 | 0 | 0 | 0 | 0 | 0 | 0 | 0 | 0 | 0 | 0 | 0 | 0 | 0 | 0 | 0 | 0 | 0 | 0 | 0 | 0 | 0 | 0 | 0 | 0 | 0 | 0 | 0 | 0 | 0 | 0 | 0 | 0 | 0 | 0 | 0 | 0 | 0 | 0 | 0 | 0 | 0 | 0 | 0 | 0 | 0 | 0 | 0 | 0 | 0 | 0 | 0 | 0 | 0 | 0 | 0 | 0 | 0 | 0 | 0 | 0 | 0 | 0 | 0 | 0 | 0 | 0 | 0 | 0 | 0 | 0 | 0 | 0 | 0 | 0 | 0 | 0 | 0 | 0 | 0 | 0 | 0 | 0 | 0 | 0 | 0 | 0 | 0 | 0 | 0 | 0 | 0 | 0 | 0 | 0 | 0 | 0 | 0 | 0 | 0 | 0 | 0 | 0 | 0 | 0 | 0 | 0 | 0 | 0 | 0 | 0 | 0 | 0 | 0 | 0 | 0 | 0 | 0 | 0 | 0 | 0 | 0 | 0 | 0 | 0 | 0 | 0 | 0 | 0 | 0 | 0 | 0 | 0 | 0 | 0 | 0 | 0 | 0 | 0 | 0 | 0 | 0 | 0 | 0 | 0 | 0 | 0 | 0 | 0 | 0 | 0 | 0 | 0 | 0 | 0 | 0 | 0 | 0 | 0 | 0 | 0 | 0 | 0 | 0 | 0 | 0 | 0 | 0 | 0 | 0 | 0 | 0 | 0 | 0 | 0 | 0 | 0 | 0 | 0 | 0 | 0 | 0 | 0 | 0 | 0 | 0 | 0 | 0 | 0 | 0 | 0 | 0 | 0 | 0 | 0 | 0 | 0 | 0 | 0 | 0 | 0 | 0 | 0 | 0 | 0 | 0 | 0 | 0 | 0 | 0 | 0 | 0 | 0 | 0 | 0 | 0 | 0 | 0 | 0 | 0 | 0 | 0 | 0 | 0 | 0 | 0 | 0 | 0 | 0 | 0 | 0 | 0 | 0 | 0 | 0 | 0 | 0 | 0 | 0 | 0 | 0 | 0 | 0 | 0 | 0 | 0 | 0 | 0 | 0 | 0 | 0 | 0 | 0 | 0 | 0 | 0 | 0 | 0 | 0 | 0 | 0 | 0 | 0 | 0 | 0 | 0 | 0 | 0 | 0 | 0 | 0 | 0 | 0 | 0 | 0 | 0 | 0 | 0 | 0 | 0 | 0 | 0 | 0 | 0 | 0 | 0 | 0 | 0 | 0 | 0 | 0 | 0 | 0 | 0 | 0 | 0 | 0 | 0 | 0 | 0 | 0 | 0 | 0 | 0 | 0 | 0 | 0 | 0 | 0 | 0 | 0 | 0 | 0 | 0 | 0 | 0 | 0 | 0 | 0 | 0 | 0 | 0 | 0 | 0 | 0 | 0 | 0 | 0 | 0 | 0 | 0 | 0 | 0 | 0 | 0 | 0 | 0 | 0 | 0 | 0 | 0 | 0 | 0 | 0 | 0 | 0 | 0 | 0 | 0 | 0 | 0 | 0 | 0 | 0 | 0 | 0 | 0 | 0 | 0 | 0 | 0 | 0 | 0 | 0 | 0 | 0 | 0 | 0 | 0 | 0 | 0 | 0 | 0 | 0 | 0 | 0 | 0 | 0 | 0 | 0 | 0 | 0 | 0 | 0 | 0 | 0 | 0 | 0 | 0 | 0 | 0 | 0 | 0 | 0 | 0 | 0 | 0 | 0 | 0 | 0 | 0 | 0 | 0 | 0 | 0 | 0 | 0 | 0 | 0 | 0 | 0 | 0 | 0 | 0 | 0 | 0 | 0
OR_Commercial_OR - Health_New_Space Heating_Natural Gas_Building Shell - Air Sealing (Infiltration Control)_A | OR | Commercial | OR - Health | New | Space Heating | Natural Gas | Building Shell - Air Sealing (Infiltration Control) | A | OCM486 | Building with air infiltration. | Air sealing to reduce air infiltration. | 10 | 0 | 0 | 0 | 43.52 | 0 | 0 | 0 | 0.28365 | 0.25 | foot door | 45% | 66.67% | Discretionary | Retro1Slow_OR | 84.23% | Space Heating | 0% | 0 |  | 0 |  | 0 | IL TRM - CI-MSC-WTST-V01-200101 | IL TRM - CI-MSC-WTST-V01-200101 | IL TRM - CI-MSC-WTST-V01-200101 | Building with air infiltration. | Building with air infiltration. | Building with air infiltration. | Building with air infiltration. | Building with air infiltration. | Building with air infiltration. | Building with air infiltration. | Building with air infiltration. | Building with air infiltration. | Building with air infiltration. | Building with air infiltration. | Building with air infiltration. | Building with air infiltration. | Building with air infiltration. | Building with air infiltration. | Building with air infiltration. | Building with air infiltration. | Building with air infiltration. | Building with air infiltration. | Building with air infiltration. | Building with air infiltration. | Building with air infiltration. | Building with air infiltration. | Building with air infiltration. | Building with air infiltration. | Building with air infiltration. | Building with air infiltration. | Air sealing to reduce air infiltration. | Air sealing to reduce air infiltration. | Air sealing to reduce air infiltration. | Air sealing to reduce air infiltration. | Air sealing to reduce air infiltration. | Air sealing to reduce air infiltration. | Air sealing to reduce air infiltration. | Air sealing to reduce air infiltration. | Air sealing to reduce air infiltration. | Air sealing to reduce air infiltration. | Air sealing to reduce air infiltration. | Air sealing to reduce air infiltration. | Air sealing to reduce air infiltration. | Air sealing to reduce air infiltration. | Air sealing to reduce air infiltration. | Air sealing to reduce air infiltration. | Air sealing to reduce air infiltration. | Air sealing to reduce air infiltration. | Air sealing to reduce air infiltration. | Air sealing to reduce air infiltration. | Air sealing to reduce air infiltration. | Air sealing to reduce air infiltration. | Air sealing to reduce air infiltration. | Air sealing to reduce air infiltration. | Air sealing to reduce air infiltration. | Air sealing to reduce air infiltration. | Air sealing to reduce air infiltration. | 43.52 | 43.52 | 43.52 | 43.52 | 43.52 | 43.52 | 43.52 | 43.52 | 43.52 | 43.52 | 43.52 | 43.52 | 43.52 | 43.52 | 43.52 | 43.52 | 43.52 | 43.52 | 43.52 | 43.52 | 43.52 | 43.52 | 43.52 | 43.52 | 43.52 | 43.52 | 43.52 | 0 | 0 | 0 | 0 | 0 | 0 | 0 | 0 | 0 | 0 | 0 | 0 | 0 | 0 | 0 | 0 | 0 | 0 | 0 | 0 | 0 | 0 | 0 | 0 | 0 | 0 | 0 | 0 | 0 | 0 | 0 | 0 | 0 | 0 | 0 | 0 | 0 | 0 | 0 | 0 | 0 | 0 | 0 | 0 | 0 | 0 | 0 | 0 | 0 | 0 | 0 | 0 | 0 | 0 | 0 | 0 | 0 | 0 | 0 | 0 | 0 | 0 | 0 | 0 | 0 | 0 | 0 | 0 | 0 | 0 | 0 | 0 | 0 | 0 | 0 | 0 | 0 | 0 | 0 | 0 | 0 | 0 | 0 | 0 | 0 | 0 | 0 | 0 | 0 | 0 | 0 | 0 | 0 | 0 | 0 | 0 | 0 | 0 | 0 | 0 | 0 | 0 | 0 | 0 | 0 | 0 | 0 | 0 | 0 | 0 | 0 | 0 | 0 | 0 | 0 | 0 | 0 | 0 | 0 | 0 | 0 | 0 | 0 | 0 | 0 | 0 | 0 | 0 | 0 | 0 | 0 | 0 | 0 | 0 | 0 | 0 | 0 | 0 | 0 | 0 | 0 | 0 | 0 | 0 | 0 | 0 | 0 | 0 | 0 | 0 | 0 | 0 | 0 | 0 | 0 | 0 | 0 | 0 | 0 | 0 | 0 | 0 | 0 | 0 | 0 | 0 | 0 | 0 | 0 | 0 | 0 | 0 | 0 | 0 | 0 | 0 | 0 | 0 | 0 | 0 | 0 | 0 | 0 | 0 | 0 | 0 | 0 | 0 | 0 | 0 | 0 | 0 | 0 | 0 | 0 | 0 | 0 | 0 | 0 | 0 | 0 | 0 | 0 | 0 | 0 | 0 | 0 | 0 | 0 | 0 | 0 | 0 | 0 | 0 | 0 | 0 | 0 | 0 | 0 | 0 | 0 | 0 | 0 | 0 | 0 | 0 | 0 | 0 | 0 | 0 | 0 | 0 | 0 | 0 | 0 | 0 | 0 | 0 | 0 | 0 | 0 | 0 | 0 | 0 | 0 | 0 | 0 | 0 | 0 | 0 | 0 | 0 | 0 | 0 | 0 | 0 | 0 | 0 | 0 | 0 | 0 | 0 | 0 | 0 | 0 | 0 | 0 | 0 | 0 | 0 | 0 | 0 | 0 | 0 | 0 | 0 | 0 | 0 | 0 | 0 | 0 | 0 | 0 | 0 | 0 | 0 | 0 | 0 | 0 | 0 | 0 | 0 | 0 | 0 | 0 | 0 | 0 | 0 | 0 | 0 | 0 | 0 | 0 | 0 | 0 | 0 | 0 | 0 | 0 | 0 | 0 | 0 | 0 | 0 | 0 | 0 | 0 | 0 | 0 | 0 | 0 | 0 | 0 | 0 | 0 | 0 | 0 | 0 | 0 | 0 | 0 | 0 | 0 | 0 | 0 | 0 | 0 | 0 | 0 | 0 | 0 | 0 | 0 | 0 | 0 | 0 | 0 | 0 | 0 | 0 | 0 | 0 | 0 | 0 | 0 | 0 | 0 | 0 | 0 | 0 | 0 | 0 | 0 | 0 | 0 | 0 | 0 | 0 | 0 | 0 | 0 | 0 | 0 | 0 | 0 | 0 | 0 | 0 | 0 | 0 | 0 | 0 | 0 | 0 | 0 | 0 | 0 | 0 | 0 | 0 | 0 | 0 | 0 | 0 | 0 | 0 | 0 | 0 | 0 | 0 | 0 | 0 | 0 | 0 | 0 | 0 | 0 | 0 | 0 | 0 | 0 | 0 | 0 | 0 | 0 | 0 | 0 | 0 | 0 | 0 | 0 | 0 | 0 | 0 | 0 | 0 | 0 | 0 | 0 | 0 | 0 | 0 | 0 | 0 | 0 | 0 | 0 | 0 | 0 | 0 | 0 | 0 | 0 | 0 | 0 | 0 | 0 | 0 | 0 | 0 | 0 | 0 | 0 | 0 | 0 | 0 | 0 | 0 | 0 | 0 | 0 | 0 | 0 | 0 | 0 | 0 | 0 | 0 | 0 | 0 | 0 | 0 | 0 | 0 | 0 | 0 | 0
OR_Commercial_OR - Health_New_Space Heating_Natural Gas_Ventilation - Demand Controlled_A | OR | Commercial | OR - Health | New | Space Heating | Natural Gas | Ventilation - Demand Controlled | A | OCM487 | No occupancy based outdoor air controls. | Outdoor air controlled based on occupancy to meet ASHRAE 62.1 | 10 | 0 | 0 | 0 | 0.15 | 0 | 0 | 0 | 0.28365 | 0.25 | sqft | 100% | 100% | Discretionary | Retro5Med_OR | 81.34% | Central Systems | 0% | 0 |  | 0 |  | 0 | IL TRM - CI-HVC-DCV-V05-190101 | VENT_DCV-Heating-7PLN-v5-8 | IL TRM - CI-HVC-DCV-V05-190101 | No occupancy based outdoor air controls. | No occupancy based outdoor air controls. | No occupancy based outdoor air controls. | No occupancy based outdoor air controls. | No occupancy based outdoor air controls. | No occupancy based outdoor air controls. | No occupancy based outdoor air controls. | No occupancy based outdoor air controls. | No occupancy based outdoor air controls. | No occupancy based outdoor air controls. | No occupancy based outdoor air controls. | No occupancy based outdoor air controls. | No occupancy based outdoor air controls. | No occupancy based outdoor air controls. | No occupancy based outdoor air controls. | No occupancy based outdoor air controls. | No occupancy based outdoor air controls. | No occupancy based outdoor air controls. | No occupancy based outdoor air controls. | No occupancy based outdoor air controls. | No occupancy based outdoor air controls. | No occupancy based outdoor air controls. | No occupancy based outdoor air controls. | No occupancy based outdoor air controls. | No occupancy based outdoor air controls. | No occupancy based outdoor air controls. | No occupancy based outdoor air controls. | Outdoor air controlled based on occupancy to meet ASHRAE 62.1 | Outdoor air controlled based on occupancy to meet ASHRAE 62.1 | Outdoor air controlled based on occupancy to meet ASHRAE 62.1 | Outdoor air controlled based on occupancy to meet ASHRAE 62.1 | Outdoor air controlled based on occupancy to meet ASHRAE 62.1 | Outdoor air controlled based on occupancy to meet ASHRAE 62.1 | Outdoor air controlled based on occupancy to meet ASHRAE 62.1 | Outdoor air controlled based on occupancy to meet ASHRAE 62.1 | Outdoor air controlled based on occupancy to meet ASHRAE 62.1 | Outdoor air controlled based on occupancy to meet ASHRAE 62.1 | Outdoor air controlled based on occupancy to meet ASHRAE 62.1 | Outdoor air controlled based on occupancy to meet ASHRAE 62.1 | Outdoor air controlled based on occupancy to meet ASHRAE 62.1 | Outdoor air controlled based on occupancy to meet ASHRAE 62.1 | Outdoor air controlled based on occupancy to meet ASHRAE 62.1 | Outdoor air controlled based on occupancy to meet ASHRAE 62.1 | Outdoor air controlled based on occupancy to meet ASHRAE 62.1 | Outdoor air controlled based on occupancy to meet ASHRAE 62.1 | Outdoor air controlled based on occupancy to meet ASHRAE 62.1 | Outdoor air controlled based on occupancy to meet ASHRAE 62.1 | Outdoor air controlled based on occupancy to meet ASHRAE 62.1 | Outdoor air controlled based on occupancy to meet ASHRAE 62.1 | Outdoor air controlled based on occupancy to meet ASHRAE 62.1 | Outdoor air controlled based on occupancy to meet ASHRAE 62.1 | Outdoor air controlled based on occupancy to meet ASHRAE 62.1 | Outdoor air controlled based on occupancy to meet ASHRAE 62.1 | Outdoor air controlled based on occupancy to meet ASHRAE 62.1 | 0.15 | 0.15 | 0.15 | 0.15 | 0.15 | 0.15 | 0.15 | 0.15 | 0.15 | 0.15 | 0.15 | 0.15 | 0.15 | 0.15 | 0.15 | 0.15 | 0.15 | 0.15 | 0.15 | 0.15 | 0.15 | 0.15 | 0.15 | 0.15 | 0.15 | 0.15 | 0.15 | 0 | 0 | 0 | 0 | 0 | 0 | 0 | 0 | 0 | 0 | 0 | 0 | 0 | 0 | 0 | 0 | 0 | 0 | 0 | 0 | 0 | 0 | 0 | 0 | 0 | 0 | 0 | 0 | 0 | 0 | 0 | 0 | 0 | 0 | 0 | 0 | 0 | 0 | 0 | 0 | 0 | 0 | 0 | 0 | 0 | 0 | 0 | 0 | 0 | 0 | 0 | 0 | 0 | 0 | 0 | 0 | 0 | 0 | 0 | 0 | 0 | 0 | 0 | 0 | 0 | 0 | 0 | 0 | 0 | 0 | 0 | 0 | 0 | 0 | 0 | 0 | 0 | 0 | 0 | 0 | 0 | 0 | 0 | 0 | 0 | 0 | 0 | 0 | 0 | 0 | 0 | 0 | 0 | 0 | 0 | 0 | 0 | 0 | 0 | 0 | 0 | 0 | 0 | 0 | 0 | 0 | 0 | 0 | 0 | 0 | 0 | 0 | 0 | 0 | 0 | 0 | 0 | 0 | 0 | 0 | 0 | 0 | 0 | 0 | 0 | 0 | 0 | 0 | 0 | 0 | 0 | 0 | 0 | 0 | 0 | 0 | 0 | 0 | 0 | 0 | 0 | 0 | 0 | 0 | 0 | 0 | 0 | 0 | 0 | 0 | 0 | 0 | 0 | 0 | 0 | 0 | 0 | 0 | 0 | 0 | 0 | 0 | 0 | 0 | 0 | 0 | 0 | 0 | 0 | 0 | 0 | 0 | 0 | 0 | 0 | 0 | 0 | 0 | 0 | 0 | 0 | 0 | 0 | 0 | 0 | 0 | 0 | 0 | 0 | 0 | 0 | 0 | 0 | 0 | 0 | 0 | 0 | 0 | 0 | 0 | 0 | 0 | 0 | 0 | 0 | 0 | 0 | 0 | 0 | 0 | 0 | 0 | 0 | 0 | 0 | 0 | 0 | 0 | 0 | 0 | 0 | 0 | 0 | 0 | 0 | 0 | 0 | 0 | 0 | 0 | 0 | 0 | 0 | 0 | 0 | 0 | 0 | 0 | 0 | 0 | 0 | 0 | 0 | 0 | 0 | 0 | 0 | 0 | 0 | 0 | 0 | 0 | 0 | 0 | 0 | 0 | 0 | 0 | 0 | 0 | 0 | 0 | 0 | 0 | 0 | 0 | 0 | 0 | 0 | 0 | 0 | 0 | 0 | 0 | 0 | 0 | 0 | 0 | 0 | 0 | 0 | 0 | 0 | 0 | 0 | 0 | 0 | 0 | 0 | 0 | 0 | 0 | 0 | 0 | 0 | 0 | 0 | 0 | 0 | 0 | 0 | 0 | 0 | 0 | 0 | 0 | 0 | 0 | 0 | 0 | 0 | 0 | 0 | 0 | 0 | 0 | 0 | 0 | 0 | 0 | 0 | 0 | 0 | 0 | 0 | 0 | 0 | 0 | 0 | 0 | 0 | 0 | 0 | 0 | 0 | 0 | 0 | 0 | 0 | 0 | 0 | 0 | 0 | 0 | 0 | 0 | 0 | 0 | 0 | 0 | 0 | 0 | 0 | 0 | 0 | 0 | 0 | 0 | 0 | 0 | 0 | 0 | 0 | 0 | 0 | 0 | 0 | 0 | 0 | 0 | 0 | 0 | 0 | 0 | 0 | 0 | 0 | 0 | 0 | 0 | 0 | 0 | 0 | 0 | 0 | 0 | 0 | 0 | 0 | 0 | 0 | 0 | 0 | 0 | 0 | 0 | 0 | 0 | 0 | 0 | 0 | 0 | 0 | 0 | 0 | 0 | 0 | 0 | 0 | 0 | 0 | 0 | 0 | 0 | 0 | 0 | 0 | 0 | 0 | 0 | 0 | 0 | 0 | 0 | 0 | 0 | 0 | 0 | 0 | 0 | 0 | 0 | 0 | 0 | 0 | 0 | 0 | 0 | 0 | 0 | 0 | 0 | 0 | 0 | 0 | 0 | 0 | 0 | 0 | 0 | 0 | 0 | 0 | 0 | 0 | 0 | 0 | 0 | 0 | 0 | 0 | 0 | 0 | 0 | 0 | 0 | 0 | 0 | 0 | 0 | 0 | 0 | 0 | 0 | 0 | 0 | 0
OR_Commercial_OR - Health_New_Space Heating_Natural Gas_HVAC - Dedicated Outdoor Air System (DOAS)_A | OR | Commercial | OR - Health | New | Space Heating | Natural Gas | HVAC - Dedicated Outdoor Air System (DOAS) | A | OCM488 | No DOAS. | Outdoor air supplied by a DOAS. | 20 | 0 | 0 | 0 | 10.85 | 0 | 0 | 0 | 0.28365 | 0.25 | sqft | 0% | 0% | Discretionary | RetroEven20_OR | 82.88% | Central Systems | 0% | 0 |  | 0 |  | 0 | 2021P_Com-VRF-DOAS-2021P_V2 | 2021P_Com-VRF-DOAS-2021P_V2 | 2021P_Com-VRF-DOAS-2021P_V2 | No DOAS. | No DOAS. | No DOAS. | No DOAS. | No DOAS. | No DOAS. | No DOAS. | No DOAS. | No DOAS. | No DOAS. | No DOAS. | No DOAS. | No DOAS. | No DOAS. | No DOAS. | No DOAS. | No DOAS. | No DOAS. | No DOAS. | No DOAS. | No DOAS. | No DOAS. | No DOAS. | No DOAS. | No DOAS. | No DOAS. | No DOAS. | Outdoor air supplied by a DOAS. | Outdoor air supplied by a DOAS. | Outdoor air supplied by a DOAS. | Outdoor air supplied by a DOAS. | Outdoor air supplied by a DOAS. | Outdoor air supplied by a DOAS. | Outdoor air supplied by a DOAS. | Outdoor air supplied by a DOAS. | Outdoor air supplied by a DOAS. | Outdoor air supplied by a DOAS. | Outdoor air supplied by a DOAS. | Outdoor air supplied by a DOAS. | Outdoor air supplied by a DOAS. | Outdoor air supplied by a DOAS. | Outdoor air supplied by a DOAS. | Outdoor air supplied by a DOAS. | Outdoor air supplied by a DOAS. | Outdoor air supplied by a DOAS. | Outdoor air supplied by a DOAS. | Outdoor air supplied by a DOAS. | Outdoor air supplied by a DOAS. | Outdoor air supplied by a DOAS. | Outdoor air supplied by a DOAS. | Outdoor air supplied by a DOAS. | Outdoor air supplied by a DOAS. | Outdoor air supplied by a DOAS. | Outdoor air supplied by a DOAS. | 10.85 | 10.85 | 10.85 | 10.85 | 10.85 | 10.85 | 10.85 | 10.85 | 10.85 | 10.85 | 10.85 | 10.85 | 10.85 | 10.85 | 10.85 | 10.85 | 10.85 | 10.85 | 10.85 | 10.85 | 10.85 | 10.85 | 10.85 | 10.85 | 10.85 | 10.85 | 10.85 | 0 | 0 | 0 | 0 | 0 | 0 | 0 | 0 | 0 | 0 | 0 | 0 | 0 | 0 | 0 | 0 | 0 | 0 | 0 | 0 | 0 | 0 | 0 | 0 | 0 | 0 | 0 | 0 | 0 | 0 | 0 | 0 | 0 | 0 | 0 | 0 | 0 | 0 | 0 | 0 | 0 | 0 | 0 | 0 | 0 | 0 | 0 | 0 | 0 | 0 | 0 | 0 | 0 | 0 | 0 | 0 | 0 | 0 | 0 | 0 | 0 | 0 | 0 | 0 | 0 | 0 | 0 | 0 | 0 | 0 | 0 | 0 | 0 | 0 | 0 | 0 | 0 | 0 | 0 | 0 | 0 | 0 | 0 | 0 | 0 | 0 | 0 | 0 | 0 | 0 | 0 | 0 | 0 | 0 | 0 | 0 | 0 | 0 | 0 | 0 | 0 | 0 | 0 | 0 | 0 | 0 | 0 | 0 | 0 | 0 | 0 | 0 | 0 | 0 | 0 | 0 | 0 | 0 | 0 | 0 | 0 | 0 | 0 | 0 | 0 | 0 | 0 | 0 | 0 | 0 | 0 | 0 | 0 | 0 | 0 | 0 | 0 | 0 | 0 | 0 | 0 | 0 | 0 | 0 | 0 | 0 | 0 | 0 | 0 | 0 | 0 | 0 | 0 | 0 | 0 | 0 | 0 | 0 | 0 | 0 | 0 | 0 | 0 | 0 | 0 | 0 | 0 | 0 | 0 | 0 | 0 | 0 | 0 | 0 | 0 | 0 | 0 | 0 | 0 | 0 | 0 | 0 | 0 | 0 | 0 | 0 | 0 | 0 | 0 | 0 | 0 | 0 | 0 | 0 | 0 | 0 | 0 | 0 | 0 | 0 | 0 | 0 | 0 | 0 | 0 | 0 | 0 | 0 | 0 | 0 | 0 | 0 | 0 | 0 | 0 | 0 | 0 | 0 | 0 | 0 | 0 | 0 | 0 | 0 | 0 | 0 | 0 | 0 | 0 | 0 | 0 | 0 | 0 | 0 | 0 | 0 | 0 | 0 | 0 | 0 | 0 | 0 | 0 | 0 | 0 | 0 | 0 | 0 | 0 | 0 | 0 | 0 | 0 | 0 | 0 | 0 | 0 | 0 | 0 | 0 | 0 | 0 | 0 | 0 | 0 | 0 | 0 | 0 | 0 | 0 | 0 | 0 | 0 | 0 | 0 | 0 | 0 | 0 | 0 | 0 | 0 | 0 | 0 | 0 | 0 | 0 | 0 | 0 | 0 | 0 | 0 | 0 | 0 | 0 | 0 | 0 | 0 | 0 | 0 | 0 | 0 | 0 | 0 | 0 | 0 | 0 | 0 | 0 | 0 | 0 | 0 | 0 | 0 | 0 | 0 | 0 | 0 | 0 | 0 | 0 | 0 | 0 | 0 | 0 | 0 | 0 | 0 | 0 | 0 | 0 | 0 | 0 | 0 | 0 | 0 | 0 | 0 | 0 | 0 | 0 | 0 | 0 | 0 | 0 | 0 | 0 | 0 | 0 | 0 | 0 | 0 | 0 | 0 | 0 | 0 | 0 | 0 | 0 | 0 | 0 | 0 | 0 | 0 | 0 | 0 | 0 | 0 | 0 | 0 | 0 | 0 | 0 | 0 | 0 | 0 | 0 | 0 | 0 | 0 | 0 | 0 | 0 | 0 | 0 | 0 | 0 | 0 | 0 | 0 | 0 | 0 | 0 | 0 | 0 | 0 | 0 | 0 | 0 | 0 | 0 | 0 | 0 | 0 | 0 | 0 | 0 | 0 | 0 | 0 | 0 | 0 | 0 | 0 | 0 | 0 | 0 | 0 | 0 | 0 | 0 | 0 | 0 | 0 | 0 | 0 | 0 | 0 | 0 | 0 | 0 | 0 | 0 | 0 | 0 | 0 | 0 | 0 | 0 | 0 | 0 | 0 | 0 | 0 | 0 | 0 | 0 | 0 | 0 | 0 | 0 | 0 | 0 | 0 | 0 | 0 | 0 | 0 | 0 | 0 | 0 | 0 | 0 | 0 | 0 | 0 | 0 | 0 | 0 | 0 | 0 | 0 | 0 | 0 | 0 | 0 | 0 | 0
OR_Commercial_OR - Health_New_Space Heating_Natural Gas_Destratification Fans (HVLS)_A | OR | Commercial | OR - Health | New | Space Heating | Natural Gas | Destratification Fans (HVLS) | A | OCM489 | No destratification fans. | High volume low speed destratification fans. | 15 | 0 | 0 | 0 | 9799.26 | 0 | 0 | 0 | 0.28365 | 0.25 | Strat Fan | 15% | 20% | Discretionary | RetroEven20_OR | 82.88% | Space Heating | 0% | 0 |  | 0 |  | 0 | DL20_IHVLS-Ag-2021PLN-v2-8 | DL20_IHVLS-Ag-2021PLN-v2-8 | HVLS-Heating-AEG-v5.0-121 | No destratification fans. | No destratification fans. | No destratification fans. | No destratification fans. | No destratification fans. | No destratification fans. | No destratification fans. | No destratification fans. | No destratification fans. | No destratification fans. | No destratification fans. | No destratification fans. | No destratification fans. | No destratification fans. | No destratification fans. | No destratification fans. | No destratification fans. | No destratification fans. | No destratification fans. | No destratification fans. | No destratification fans. | No destratification fans. | No destratification fans. | No destratification fans. | No destratification fans. | No destratification fans. | No destratification fans. | High volume low speed destratification fans. | High volume low speed destratification fans. | High volume low speed destratification fans. | High volume low speed destratification fans. | High volume low speed destratification fans. | High volume low speed destratification fans. | High volume low speed destratification fans. | High volume low speed destratification fans. | High volume low speed destratification fans. | High volume low speed destratification fans. | High volume low speed destratification fans. | High volume low speed destratification fans. | High volume low speed destratification fans. | High volume low speed destratification fans. | High volume low speed destratification fans. | High volume low speed destratification fans. | High volume low speed destratification fans. | High volume low speed destratification fans. | High volume low speed destratification fans. | High volume low speed destratification fans. | High volume low speed destratification fans. | High volume low speed destratification fans. | High volume low speed destratification fans. | High volume low speed destratification fans. | High volume low speed destratification fans. | High volume low speed destratification fans. | High volume low speed destratification fans. | 9799.26 | 9799.26 | 9799.26 | 9799.26 | 9799.26 | 9799.26 | 9799.26 | 9799.26 | 9799.26 | 9799.26 | 9799.26 | 9799.26 | 9799.26 | 9799.26 | 9799.26 | 9799.26 | 9799.26 | 9799.26 | 9799.26 | 9799.26 | 9799.26 | 9799.26 | 9799.26 | 9799.26 | 9799.26 | 9799.26 | 9799.26 | 0 | 0 | 0 | 0 | 0 | 0 | 0 | 0 | 0 | 0 | 0 | 0 | 0 | 0 | 0 | 0 | 0 | 0 | 0 | 0 | 0 | 0 | 0 | 0 | 0 | 0 | 0 | 0 | 0 | 0 | 0 | 0 | 0 | 0 | 0 | 0 | 0 | 0 | 0 | 0 | 0 | 0 | 0 | 0 | 0 | 0 | 0 | 0 | 0 | 0 | 0 | 0 | 0 | 0 | 0 | 0 | 0 | 0 | 0 | 0 | 0 | 0 | 0 | 0 | 0 | 0 | 0 | 0 | 0 | 0 | 0 | 0 | 0 | 0 | 0 | 0 | 0 | 0 | 0 | 0 | 0 | 0 | 0 | 0 | 0 | 0 | 0 | 0 | 0 | 0 | 0 | 0 | 0 | 0 | 0 | 0 | 0 | 0 | 0 | 0 | 0 | 0 | 0 | 0 | 0 | 0 | 0 | 0 | 0 | 0 | 0 | 0 | 0 | 0 | 0 | 0 | 0 | 0 | 0 | 0 | 0 | 0 | 0 | 0 | 0 | 0 | 0 | 0 | 0 | 0 | 0 | 0 | 0 | 0 | 0 | 0 | 0 | 0 | 0 | 0 | 0 | 0 | 0 | 0 | 0 | 0 | 0 | 0 | 0 | 0 | 0 | 0 | 0 | 0 | 0 | 0 | 0 | 0 | 0 | 0 | 0 | 0 | 0 | 0 | 0 | 0 | 0 | 0 | 0 | 0 | 0 | 0 | 0 | 0 | 0 | 0 | 0 | 0 | 0 | 0 | 0 | 0 | 0 | 0 | 0 | 0 | 0 | 0 | 0 | 0 | 0 | 0 | 0 | 0 | 0 | 0 | 0 | 0 | 0 | 0 | 0 | 0 | 0 | 0 | 0 | 0 | 0 | 0 | 0 | 0 | 0 | 0 | 0 | 0 | 0 | 0 | 0 | 0 | 0 | 0 | 0 | 0 | 0 | 0 | 0 | 0 | 0 | 0 | 0 | 0 | 0 | 0 | 0 | 0 | 0 | 0 | 0 | 0 | 0 | 0 | 0 | 0 | 0 | 0 | 0 | 0 | 0 | 0 | 0 | 0 | 0 | 0 | 0 | 0 | 0 | 0 | 0 | 0 | 0 | 0 | 0 | 0 | 0 | 0 | 0 | 0 | 0 | 0 | 0 | 0 | 0 | 0 | 0 | 0 | 0 | 0 | 0 | 0 | 0 | 0 | 0 | 0 | 0 | 0 | 0 | 0 | 0 | 0 | 0 | 0 | 0 | 0 | 0 | 0 | 0 | 0 | 0 | 0 | 0 | 0 | 0 | 0 | 0 | 0 | 0 | 0 | 0 | 0 | 0 | 0 | 0 | 0 | 0 | 0 | 0 | 0 | 0 | 0 | 0 | 0 | 0 | 0 | 0 | 0 | 0 | 0 | 0 | 0 | 0 | 0 | 0 | 0 | 0 | 0 | 0 | 0 | 0 | 0 | 0 | 0 | 0 | 0 | 0 | 0 | 0 | 0 | 0 | 0 | 0 | 0 | 0 | 0 | 0 | 0 | 0 | 0 | 0 | 0 | 0 | 0 | 0 | 0 | 0 | 0 | 0 | 0 | 0 | 0 | 0 | 0 | 0 | 0 | 0 | 0 | 0 | 0 | 0 | 0 | 0 | 0 | 0 | 0 | 0 | 0 | 0 | 0 | 0 | 0 | 0 | 0 | 0 | 0 | 0 | 0 | 0 | 0 | 0 | 0 | 0 | 0 | 0 | 0 | 0 | 0 | 0 | 0 | 0 | 0 | 0 | 0 | 0 | 0 | 0 | 0 | 0 | 0 | 0 | 0 | 0 | 0 | 0 | 0 | 0 | 0 | 0 | 0 | 0 | 0 | 0 | 0 | 0 | 0 | 0 | 0 | 0 | 0 | 0 | 0 | 0 | 0 | 0 | 0 | 0 | 0 | 0 | 0 | 0 | 0 | 0 | 0 | 0 | 0 | 0 | 0 | 0 | 0 | 0 | 0 | 0 | 0 | 0 | 0 | 0 | 0 | 0 | 0 | 0 | 0 | 0 | 0 | 0 | 0 | 0 | 0 | 0 | 0 | 0
OR_Commercial_OR - Health_New_Space Heating_Natural Gas_Gas Boiler - Maintenance_A | OR | Commercial | OR - Health | New | Space Heating | Natural Gas | Gas Boiler - Maintenance | A | OCM490 | Degrade performance | General cleaning and maintenance | 3 | 0.15169 | 0 | 0 | 1.05 | 0 | 0 | 0 | 0.28365 | 0.25 | kBtuh Heat | 5% | 10% | Discretionary | Retro12Med_OR | 75.44% | Boiler | 0% | 0 |  | 0 |  | 0 | GBLR_MNT-Heating-ILTRM-v4.0-43 | GBLR_MNT-Heating-ILTRM-v4.0-43 | GBLR_MNT-Heating-ILTRM-v4.0-1 | Degrade performance | Degrade performance | Degrade performance | Degrade performance | Degrade performance | Degrade performance | Degrade performance | Degrade performance | Degrade performance | Degrade performance | Degrade performance | Degrade performance | Degrade performance | Degrade performance | Degrade performance | Degrade performance | Degrade performance | Degrade performance | Degrade performance | Degrade performance | Degrade performance | Degrade performance | Degrade performance | Degrade performance | Degrade performance | Degrade performance | Degrade performance | General cleaning and maintenance | General cleaning and maintenance | General cleaning and maintenance | General cleaning and maintenance | General cleaning and maintenance | General cleaning and maintenance | General cleaning and maintenance | General cleaning and maintenance | General cleaning and maintenance | General cleaning and maintenance | General cleaning and maintenance | General cleaning and maintenance | General cleaning and maintenance | General cleaning and maintenance | General cleaning and maintenance | General cleaning and maintenance | General cleaning and maintenance | General cleaning and maintenance | General cleaning and maintenance | General cleaning and maintenance | General cleaning and maintenance | General cleaning and maintenance | General cleaning and maintenance | General cleaning and maintenance | General cleaning and maintenance | General cleaning and maintenance | General cleaning and maintenance | 1.05 | 1.05 | 1.05 | 1.05 | 1.05 | 1.05 | 1.05 | 1.05 | 1.05 | 1.05 | 1.05 | 1.05 | 1.05 | 1.05 | 1.05 | 1.05 | 1.05 | 1.05 | 1.05 | 1.05 | 1.05 | 1.05 | 1.05 | 1.05 | 1.05 | 1.05 | 1.05 | 0 | 0 | 0 | 0 | 0 | 0 | 0 | 0 | 0 | 0 | 0 | 0 | 0 | 0 | 0 | 0 | 0 | 0 | 0 | 0 | 0 | 0 | 0 | 0 | 0 | 0 | 0 | 0 | 0 | 0 | 0 | 0 | 0 | 0 | 0 | 0 | 0 | 0 | 0 | 0 | 0 | 0 | 0 | 0 | 0 | 0 | 0 | 0 | 0 | 0 | 0 | 0 | 0 | 0 | 0 | 0 | 0 | 0 | 0 | 0 | 0 | 0 | 0 | 0 | 0 | 0 | 0 | 0 | 0 | 0 | 0 | 0 | 0 | 0 | 0 | 0 | 0 | 0 | 0 | 0 | 0 | 0 | 0 | 0 | 0 | 0 | 0 | 0 | 0 | 0 | 0 | 0 | 0 | 0 | 0 | 0 | 0 | 0 | 0 | 0 | 0 | 0 | 0 | 0 | 0 | 0 | 0 | 0 | 0 | 0 | 0 | 0 | 0 | 0 | 0 | 0 | 0 | 0 | 0 | 0 | 0 | 0 | 0 | 0 | 0 | 0 | 0 | 0 | 0 | 0 | 0 | 0 | 0 | 0 | 0 | 0 | 0 | 0 | 0 | 0 | 0 | 0 | 0 | 0 | 0 | 0 | 0 | 0 | 0 | 0 | 0 | 0 | 0 | 0 | 0 | 0 | 0 | 0 | 0 | 0 | 0 | 0 | 0 | 0 | 0 | 0 | 0 | 0 | 0 | 0 | 0 | 0 | 0 | 0 | 0 | 0 | 0 | 0 | 0 | 0 | 0 | 0 | 0 | 0 | 0 | 0 | 0 | 0 | 0 | 0 | 0 | 0 | 0 | 0 | 0 | 0 | 0 | 0 | 0 | 0 | 0 | 0 | 0 | 0 | 0 | 0 | 0 | 0 | 0 | 0 | 0 | 0 | 0 | 0 | 0 | 0 | 0 | 0 | 0 | 0 | 0 | 0 | 0 | 0 | 0 | 0 | 0 | 0 | 0 | 0 | 0 | 0 | 0 | 0 | 0 | 0 | 0 | 0 | 0 | 0 | 0 | 0 | 0 | 0 | 0 | 0 | 0 | 0 | 0 | 0 | 0 | 0 | 0 | 0 | 0 | 0 | 0 | 0 | 0 | 0 | 0 | 0 | 0 | 0 | 0 | 0 | 0 | 0 | 0 | 0 | 0 | 0 | 0 | 0 | 0 | 0 | 0 | 0 | 0 | 0 | 0 | 0 | 0 | 0 | 0 | 0 | 0 | 0 | 0 | 0 | 0 | 0 | 0 | 0 | 0 | 0 | 0 | 0 | 0 | 0 | 0 | 0 | 0 | 0 | 0 | 0 | 0 | 0 | 0 | 0 | 0 | 0 | 0 | 0 | 0 | 0 | 0 | 0 | 0 | 0 | 0 | 0 | 0 | 0 | 0 | 0 | 0 | 0 | 0 | 0 | 0 | 0 | 0 | 0 | 0 | 0 | 0 | 0 | 0 | 0 | 0 | 0 | 0 | 0 | 0 | 0 | 0 | 0 | 0 | 0 | 0 | 0 | 0 | 0 | 0 | 0 | 0 | 0 | 0 | 0 | 0 | 0 | 0 | 0 | 0 | 0 | 0 | 0 | 0 | 0 | 0 | 0 | 0 | 0 | 0 | 0 | 0 | 0 | 0 | 0 | 0 | 0 | 0 | 0 | 0 | 0 | 0 | 0 | 0 | 0 | 0 | 0 | 0 | 0 | 0 | 0 | 0 | 0 | 0 | 0 | 0 | 0 | 0 | 0 | 0 | 0 | 0 | 0 | 0 | 0 | 0 | 0 | 0 | 0 | 0 | 0 | 0 | 0 | 0 | 0 | 0 | 0 | 0 | 0 | 0 | 0 | 0 | 0 | 0 | 0 | 0 | 0 | 0 | 0 | 0 | 0 | 0 | 0 | 0 | 0 | 0 | 0 | 0 | 0 | 0 | 0 | 0 | 0 | 0 | 0 | 0 | 0 | 0 | 0 | 0 | 0 | 0 | 0 | 0 | 0 | 0 | 0 | 0 | 0 | 0 | 0 | 0 | 0 | 0 | 0 | 0 | 0 | 0 | 0 | 0 | 0 | 0
OR_Commercial_OR - Health_New_Space Heating_Natural Gas_Gas Furnace - Maintenance_A | OR | Commercial | OR - Health | New | Space Heating | Natural Gas | Gas Furnace - Maintenance | A | OCM491 | Degrade performance | General cleaning and maintenance | 3 | 0.05892 | 0 | 0 | 1.05 | 0 | 0 | 0 | 0.28365 | 0.25 | kBtuh Heat | 5% | 10% | Discretionary | Retro12Med_OR | 75.44% | Furnace | 0% | 0 |  | 0 |  | 0 | IL TRM - CI-HVC-FTUN-V03-200101 | GBLR_MNT-Heating-ILTRM-v4.0-43 | IL TRM - CI-HVC-FTUN-V03-200101 | Degrade performance | Degrade performance | Degrade performance | Degrade performance | Degrade performance | Degrade performance | Degrade performance | Degrade performance | Degrade performance | Degrade performance | Degrade performance | Degrade performance | Degrade performance | Degrade performance | Degrade performance | Degrade performance | Degrade performance | Degrade performance | Degrade performance | Degrade performance | Degrade performance | Degrade performance | Degrade performance | Degrade performance | Degrade performance | Degrade performance | Degrade performance | General cleaning and maintenance | General cleaning and maintenance | General cleaning and maintenance | General cleaning and maintenance | General cleaning and maintenance | General cleaning and maintenance | General cleaning and maintenance | General cleaning and maintenance | General cleaning and maintenance | General cleaning and maintenance | General cleaning and maintenance | General cleaning and maintenance | General cleaning and maintenance | General cleaning and maintenance | General cleaning and maintenance | General cleaning and maintenance | General cleaning and maintenance | General cleaning and maintenance | General cleaning and maintenance | General cleaning and maintenance | General cleaning and maintenance | General cleaning and maintenance | General cleaning and maintenance | General cleaning and maintenance | General cleaning and maintenance | General cleaning and maintenance | General cleaning and maintenance | 1.05 | 1.05 | 1.05 | 1.05 | 1.05 | 1.05 | 1.05 | 1.05 | 1.05 | 1.05 | 1.05 | 1.05 | 1.05 | 1.05 | 1.05 | 1.05 | 1.05 | 1.05 | 1.05 | 1.05 | 1.05 | 1.05 | 1.05 | 1.05 | 1.05 | 1.05 | 1.05 | 0 | 0 | 0 | 0 | 0 | 0 | 0 | 0 | 0 | 0 | 0 | 0 | 0 | 0 | 0 | 0 | 0 | 0 | 0 | 0 | 0 | 0 | 0 | 0 | 0 | 0 | 0 | 0 | 0 | 0 | 0 | 0 | 0 | 0 | 0 | 0 | 0 | 0 | 0 | 0 | 0 | 0 | 0 | 0 | 0 | 0 | 0 | 0 | 0 | 0 | 0 | 0 | 0 | 0 | 0 | 0 | 0 | 0 | 0 | 0 | 0 | 0 | 0 | 0 | 0 | 0 | 0 | 0 | 0 | 0 | 0 | 0 | 0 | 0 | 0 | 0 | 0 | 0 | 0 | 0 | 0 | 0 | 0 | 0 | 0 | 0 | 0 | 0 | 0 | 0 | 0 | 0 | 0 | 0 | 0 | 0 | 0 | 0 | 0 | 0 | 0 | 0 | 0 | 0 | 0 | 0 | 0 | 0 | 0 | 0 | 0 | 0 | 0 | 0 | 0 | 0 | 0 | 0 | 0 | 0 | 0 | 0 | 0 | 0 | 0 | 0 | 0 | 0 | 0 | 0 | 0 | 0 | 0 | 0 | 0 | 0 | 0 | 0 | 0 | 0 | 0 | 0 | 0 | 0 | 0 | 0 | 0 | 0 | 0 | 0 | 0 | 0 | 0 | 0 | 0 | 0 | 0 | 0 | 0 | 0 | 0 | 0 | 0 | 0 | 0 | 0 | 0 | 0 | 0 | 0 | 0 | 0 | 0 | 0 | 0 | 0 | 0 | 0 | 0 | 0 | 0 | 0 | 0 | 0 | 0 | 0 | 0 | 0 | 0 | 0 | 0 | 0 | 0 | 0 | 0 | 0 | 0 | 0 | 0 | 0 | 0 | 0 | 0 | 0 | 0 | 0 | 0 | 0 | 0 | 0 | 0 | 0 | 0 | 0 | 0 | 0 | 0 | 0 | 0 | 0 | 0 | 0 | 0 | 0 | 0 | 0 | 0 | 0 | 0 | 0 | 0 | 0 | 0 | 0 | 0 | 0 | 0 | 0 | 0 | 0 | 0 | 0 | 0 | 0 | 0 | 0 | 0 | 0 | 0 | 0 | 0 | 0 | 0 | 0 | 0 | 0 | 0 | 0 | 0 | 0 | 0 | 0 | 0 | 0 | 0 | 0 | 0 | 0 | 0 | 0 | 0 | 0 | 0 | 0 | 0 | 0 | 0 | 0 | 0 | 0 | 0 | 0 | 0 | 0 | 0 | 0 | 0 | 0 | 0 | 0 | 0 | 0 | 0 | 0 | 0 | 0 | 0 | 0 | 0 | 0 | 0 | 0 | 0 | 0 | 0 | 0 | 0 | 0 | 0 | 0 | 0 | 0 | 0 | 0 | 0 | 0 | 0 | 0 | 0 | 0 | 0 | 0 | 0 | 0 | 0 | 0 | 0 | 0 | 0 | 0 | 0 | 0 | 0 | 0 | 0 | 0 | 0 | 0 | 0 | 0 | 0 | 0 | 0 | 0 | 0 | 0 | 0 | 0 | 0 | 0 | 0 | 0 | 0 | 0 | 0 | 0 | 0 | 0 | 0 | 0 | 0 | 0 | 0 | 0 | 0 | 0 | 0 | 0 | 0 | 0 | 0 | 0 | 0 | 0 | 0 | 0 | 0 | 0 | 0 | 0 | 0 | 0 | 0 | 0 | 0 | 0 | 0 | 0 | 0 | 0 | 0 | 0 | 0 | 0 | 0 | 0 | 0 | 0 | 0 | 0 | 0 | 0 | 0 | 0 | 0 | 0 | 0 | 0 | 0 | 0 | 0 | 0 | 0 | 0 | 0 | 0 | 0 | 0 | 0 | 0 | 0 | 0 | 0 | 0 | 0 | 0 | 0 | 0 | 0 | 0 | 0 | 0 | 0 | 0 | 0 | 0 | 0 | 0 | 0 | 0 | 0 | 0 | 0 | 0 | 0 | 0 | 0 | 0 | 0 | 0 | 0 | 0 | 0 | 0 | 0 | 0 | 0 | 0 | 0 | 0 | 0 | 0 | 0 | 0 | 0 | 0 | 0 | 0 | 0 | 0 | 0 | 0 | 0 | 0 | 0 | 0 | 0
OR_Commercial_OR - Health_New_Space Heating_Natural Gas_Gas Boiler - Hot Water Reset_A | OR | Commercial | OR - Health | New | Space Heating | Natural Gas | Gas Boiler - Hot Water Reset | A | OCM492 | No control | Reset control installed | 20 | 269.6716 | 0 | 0 | 879.32 | 0 | 0 | 0 | 0.28365 | 0.25 | BoilerCtrl | 100% | 100% | Discretionary | RetroEven20_OR | 82.88% | Boiler | 0% | 0 |  | 0 |  | 0 | GBLR_HWRST-Heating-ILTRM-v4.0-43 | GBLR_HWRST-Heating-ILTRM-v4.0-1 | GBLR_HWRST-Heating-ILTRM-v4.0-1 | No control | No control | No control | No control | No control | No control | No control | No control | No control | No control | No control | No control | No control | No control | No control | No control | No control | No control | No control | No control | No control | No control | No control | No control | No control | No control | No control | Reset control installed | Reset control installed | Reset control installed | Reset control installed | Reset control installed | Reset control installed | Reset control installed | Reset control installed | Reset control installed | Reset control installed | Reset control installed | Reset control installed | Reset control installed | Reset control installed | Reset control installed | Reset control installed | Reset control installed | Reset control installed | Reset control installed | Reset control installed | Reset control installed | Reset control installed | Reset control installed | Reset control installed | Reset control installed | Reset control installed | Reset control installed | 879.32 | 879.32 | 879.32 | 879.32 | 879.32 | 879.32 | 879.32 | 879.32 | 879.32 | 879.32 | 879.32 | 879.32 | 879.32 | 879.32 | 879.32 | 879.32 | 879.32 | 879.32 | 879.32 | 879.32 | 879.32 | 879.32 | 879.32 | 879.32 | 879.32 | 879.32 | 879.32 | 0 | 0 | 0 | 0 | 0 | 0 | 0 | 0 | 0 | 0 | 0 | 0 | 0 | 0 | 0 | 0 | 0 | 0 | 0 | 0 | 0 | 0 | 0 | 0 | 0 | 0 | 0 | 0 | 0 | 0 | 0 | 0 | 0 | 0 | 0 | 0 | 0 | 0 | 0 | 0 | 0 | 0 | 0 | 0 | 0 | 0 | 0 | 0 | 0 | 0 | 0 | 0 | 0 | 0 | 0 | 0 | 0 | 0 | 0 | 0 | 0 | 0 | 0 | 0 | 0 | 0 | 0 | 0 | 0 | 0 | 0 | 0 | 0 | 0 | 0 | 0 | 0 | 0 | 0 | 0 | 0 | 0 | 0 | 0 | 0 | 0 | 0 | 0 | 0 | 0 | 0 | 0 | 0 | 0 | 0 | 0 | 0 | 0 | 0 | 0 | 0 | 0 | 0 | 0 | 0 | 0 | 0 | 0 | 0 | 0 | 0 | 0 | 0 | 0 | 0 | 0 | 0 | 0 | 0 | 0 | 0 | 0 | 0 | 0 | 0 | 0 | 0 | 0 | 0 | 0 | 0 | 0 | 0 | 0 | 0 | 0 | 0 | 0 | 0 | 0 | 0 | 0 | 0 | 0 | 0 | 0 | 0 | 0 | 0 | 0 | 0 | 0 | 0 | 0 | 0 | 0 | 0 | 0 | 0 | 0 | 0 | 0 | 0 | 0 | 0 | 0 | 0 | 0 | 0 | 0 | 0 | 0 | 0 | 0 | 0 | 0 | 0 | 0 | 0 | 0 | 0 | 0 | 0 | 0 | 0 | 0 | 0 | 0 | 0 | 0 | 0 | 0 | 0 | 0 | 0 | 0 | 0 | 0 | 0 | 0 | 0 | 0 | 0 | 0 | 0 | 0 | 0 | 0 | 0 | 0 | 0 | 0 | 0 | 0 | 0 | 0 | 0 | 0 | 0 | 0 | 0 | 0 | 0 | 0 | 0 | 0 | 0 | 0 | 0 | 0 | 0 | 0 | 0 | 0 | 0 | 0 | 0 | 0 | 0 | 0 | 0 | 0 | 0 | 0 | 0 | 0 | 0 | 0 | 0 | 0 | 0 | 0 | 0 | 0 | 0 | 0 | 0 | 0 | 0 | 0 | 0 | 0 | 0 | 0 | 0 | 0 | 0 | 0 | 0 | 0 | 0 | 0 | 0 | 0 | 0 | 0 | 0 | 0 | 0 | 0 | 0 | 0 | 0 | 0 | 0 | 0 | 0 | 0 | 0 | 0 | 0 | 0 | 0 | 0 | 0 | 0 | 0 | 0 | 0 | 0 | 0 | 0 | 0 | 0 | 0 | 0 | 0 | 0 | 0 | 0 | 0 | 0 | 0 | 0 | 0 | 0 | 0 | 0 | 0 | 0 | 0 | 0 | 0 | 0 | 0 | 0 | 0 | 0 | 0 | 0 | 0 | 0 | 0 | 0 | 0 | 0 | 0 | 0 | 0 | 0 | 0 | 0 | 0 | 0 | 0 | 0 | 0 | 0 | 0 | 0 | 0 | 0 | 0 | 0 | 0 | 0 | 0 | 0 | 0 | 0 | 0 | 0 | 0 | 0 | 0 | 0 | 0 | 0 | 0 | 0 | 0 | 0 | 0 | 0 | 0 | 0 | 0 | 0 | 0 | 0 | 0 | 0 | 0 | 0 | 0 | 0 | 0 | 0 | 0 | 0 | 0 | 0 | 0 | 0 | 0 | 0 | 0 | 0 | 0 | 0 | 0 | 0 | 0 | 0 | 0 | 0 | 0 | 0 | 0 | 0 | 0 | 0 | 0 | 0 | 0 | 0 | 0 | 0 | 0 | 0 | 0 | 0 | 0 | 0 | 0 | 0 | 0 | 0 | 0 | 0 | 0 | 0 | 0 | 0 | 0 | 0 | 0 | 0 | 0 | 0 | 0 | 0 | 0 | 0 | 0 | 0 | 0 | 0 | 0 | 0 | 0 | 0 | 0 | 0 | 0 | 0 | 0 | 0 | 0 | 0 | 0 | 0 | 0 | 0 | 0 | 0 | 0 | 0 | 0 | 0 | 0 | 0 | 0 | 0 | 0 | 0 | 0
OR_Commercial_OR - Health_New_Space Heating_Natural Gas_Gas Boiler - Steam Trap Replacement_A | OR | Commercial | OR - Health | New | Space Heating | Natural Gas | Gas Boiler - Steam Trap Replacement | A | OCM493 | Degrade performance | Cleaning and maintenance | 6 | 74.7764 | 0 | 0 | 183.27 | 0 | 0 | 0 | 0.28365 | 0.25 | perBLDg | 0% | 10% | Discretionary | RetroEven20_OR | 82.88% | Boiler | 0% | 0 |  | 0 |  | 0 | IL TRM v9, Section 4.4.16 | IL TRM v9, Section 4.4.16 | IL TRM - CI-HVC-STRE-V06-200101 | Degrade performance | Degrade performance | Degrade performance | Degrade performance | Degrade performance | Degrade performance | Degrade performance | Degrade performance | Degrade performance | Degrade performance | Degrade performance | Degrade performance | Degrade performance | Degrade performance | Degrade performance | Degrade performance | Degrade performance | Degrade performance | Degrade performance | Degrade performance | Degrade performance | Degrade performance | Degrade performance | Degrade performance | Degrade performance | Degrade performance | Degrade performance | Cleaning and maintenance | Cleaning and maintenance | Cleaning and maintenance | Cleaning and maintenance | Cleaning and maintenance | Cleaning and maintenance | Cleaning and maintenance | Cleaning and maintenance | Cleaning and maintenance | Cleaning and maintenance | Cleaning and maintenance | Cleaning and maintenance | Cleaning and maintenance | Cleaning and maintenance | Cleaning and maintenance | Cleaning and maintenance | Cleaning and maintenance | Cleaning and maintenance | Cleaning and maintenance | Cleaning and maintenance | Cleaning and maintenance | Cleaning and maintenance | Cleaning and maintenance | Cleaning and maintenance | Cleaning and maintenance | Cleaning and maintenance | Cleaning and maintenance | 183.27 | 183.27 | 183.27 | 183.27 | 183.27 | 183.27 | 183.27 | 183.27 | 183.27 | 183.27 | 183.27 | 183.27 | 183.27 | 183.27 | 183.27 | 183.27 | 183.27 | 183.27 | 183.27 | 183.27 | 183.27 | 183.27 | 183.27 | 183.27 | 183.27 | 183.27 | 183.27 | 0 | 0 | 0 | 0 | 0 | 0 | 0 | 0 | 0 | 0 | 0 | 0 | 0 | 0 | 0 | 0 | 0 | 0 | 0 | 0 | 0 | 0 | 0 | 0 | 0 | 0 | 0 | 0 | 0 | 0 | 0 | 0 | 0 | 0 | 0 | 0 | 0 | 0 | 0 | 0 | 0 | 0 | 0 | 0 | 0 | 0 | 0 | 0 | 0 | 0 | 0 | 0 | 0 | 0 | 0 | 0 | 0 | 0 | 0 | 0 | 0 | 0 | 0 | 0 | 0 | 0 | 0 | 0 | 0 | 0 | 0 | 0 | 0 | 0 | 0 | 0 | 0 | 0 | 0 | 0 | 0 | 0 | 0 | 0 | 0 | 0 | 0 | 0 | 0 | 0 | 0 | 0 | 0 | 0 | 0 | 0 | 0 | 0 | 0 | 0 | 0 | 0 | 0 | 0 | 0 | 0 | 0 | 0 | 0 | 0 | 0 | 0 | 0 | 0 | 0 | 0 | 0 | 0 | 0 | 0 | 0 | 0 | 0 | 0 | 0 | 0 | 0 | 0 | 0 | 0 | 0 | 0 | 0 | 0 | 0 | 0 | 0 | 0 | 0 | 0 | 0 | 0 | 0 | 0 | 0 | 0 | 0 | 0 | 0 | 0 | 0 | 0 | 0 | 0 | 0 | 0 | 0 | 0 | 0 | 0 | 0 | 0 | 0 | 0 | 0 | 0 | 0 | 0 | 0 | 0 | 0 | 0 | 0 | 0 | 0 | 0 | 0 | 0 | 0 | 0 | 0 | 0 | 0 | 0 | 0 | 0 | 0 | 0 | 0 | 0 | 0 | 0 | 0 | 0 | 0 | 0 | 0 | 0 | 0 | 0 | 0 | 0 | 0 | 0 | 0 | 0 | 0 | 0 | 0 | 0 | 0 | 0 | 0 | 0 | 0 | 0 | 0 | 0 | 0 | 0 | 0 | 0 | 0 | 0 | 0 | 0 | 0 | 0 | 0 | 0 | 0 | 0 | 0 | 0 | 0 | 0 | 0 | 0 | 0 | 0 | 0 | 0 | 0 | 0 | 0 | 0 | 0 | 0 | 0 | 0 | 0 | 0 | 0 | 0 | 0 | 0 | 0 | 0 | 0 | 0 | 0 | 0 | 0 | 0 | 0 | 0 | 0 | 0 | 0 | 0 | 0 | 0 | 0 | 0 | 0 | 0 | 0 | 0 | 0 | 0 | 0 | 0 | 0 | 0 | 0 | 0 | 0 | 0 | 0 | 0 | 0 | 0 | 0 | 0 | 0 | 0 | 0 | 0 | 0 | 0 | 0 | 0 | 0 | 0 | 0 | 0 | 0 | 0 | 0 | 0 | 0 | 0 | 0 | 0 | 0 | 0 | 0 | 0 | 0 | 0 | 0 | 0 | 0 | 0 | 0 | 0 | 0 | 0 | 0 | 0 | 0 | 0 | 0 | 0 | 0 | 0 | 0 | 0 | 0 | 0 | 0 | 0 | 0 | 0 | 0 | 0 | 0 | 0 | 0 | 0 | 0 | 0 | 0 | 0 | 0 | 0 | 0 | 0 | 0 | 0 | 0 | 0 | 0 | 0 | 0 | 0 | 0 | 0 | 0 | 0 | 0 | 0 | 0 | 0 | 0 | 0 | 0 | 0 | 0 | 0 | 0 | 0 | 0 | 0 | 0 | 0 | 0 | 0 | 0 | 0 | 0 | 0 | 0 | 0 | 0 | 0 | 0 | 0 | 0 | 0 | 0 | 0 | 0 | 0 | 0 | 0 | 0 | 0 | 0 | 0 | 0 | 0 | 0 | 0 | 0 | 0 | 0 | 0 | 0 | 0 | 0 | 0 | 0 | 0 | 0 | 0 | 0 | 0 | 0 | 0 | 0 | 0 | 0 | 0 | 0 | 0 | 0 | 0 | 0 | 0 | 0 | 0 | 0 | 0 | 0 | 0 | 0 | 0 | 0 | 0 | 0 | 0 | 0 | 0 | 0 | 0 | 0 | 0 | 0 | 0 | 0 | 0 | 0 | 0 | 0 | 0 | 0 | 0 | 0 | 0 | 0 | 0 | 0 | 0 | 0 | 0 | 0
OR_Commercial_OR - Health_New_Space Heating_Natural Gas_Gas Boiler - High Turndown Burner_A | OR | Commercial | OR - Health | New | Space Heating | Natural Gas | Gas Boiler - High Turndown Burner | A | OCM494 | No control | Turndown control installed | 15 | 0.25282 | 0 | 0 | 3.08 | 0 | 0 | 0 | 0.28365 | 0.25 | kbtuh heat | 100% | 100% | Discretionary | Retro5Med_OR | 81.34% | Boiler | 0% | 0 |  | 0 |  | 0 | GBLR_TRN-Heating-MNTRM-v2.1-1 | GBLR_TRN-Heating-MNTRM-v2.1-1 | GBLR_TRN-Heating-MNTRM-v2.1-1 | No control | No control | No control | No control | No control | No control | No control | No control | No control | No control | No control | No control | No control | No control | No control | No control | No control | No control | No control | No control | No control | No control | No control | No control | No control | No control | No control | Turndown control installed | Turndown control installed | Turndown control installed | Turndown control installed | Turndown control installed | Turndown control installed | Turndown control installed | Turndown control installed | Turndown control installed | Turndown control installed | Turndown control installed | Turndown control installed | Turndown control installed | Turndown control installed | Turndown control installed | Turndown control installed | Turndown control installed | Turndown control installed | Turndown control installed | Turndown control installed | Turndown control installed | Turndown control installed | Turndown control installed | Turndown control installed | Turndown control installed | Turndown control installed | Turndown control installed | 3.08 | 3.08 | 3.08 | 3.08 | 3.08 | 3.08 | 3.08 | 3.08 | 3.08 | 3.08 | 3.08 | 3.08 | 3.08 | 3.08 | 3.08 | 3.08 | 3.08 | 3.08 | 3.08 | 3.08 | 3.08 | 3.08 | 3.08 | 3.08 | 3.08 | 3.08 | 3.08 | 0 | 0 | 0 | 0 | 0 | 0 | 0 | 0 | 0 | 0 | 0 | 0 | 0 | 0 | 0 | 0 | 0 | 0 | 0 | 0 | 0 | 0 | 0 | 0 | 0 | 0 | 0 | 0 | 0 | 0 | 0 | 0 | 0 | 0 | 0 | 0 | 0 | 0 | 0 | 0 | 0 | 0 | 0 | 0 | 0 | 0 | 0 | 0 | 0 | 0 | 0 | 0 | 0 | 0 | 0 | 0 | 0 | 0 | 0 | 0 | 0 | 0 | 0 | 0 | 0 | 0 | 0 | 0 | 0 | 0 | 0 | 0 | 0 | 0 | 0 | 0 | 0 | 0 | 0 | 0 | 0 | 0 | 0 | 0 | 0 | 0 | 0 | 0 | 0 | 0 | 0 | 0 | 0 | 0 | 0 | 0 | 0 | 0 | 0 | 0 | 0 | 0 | 0 | 0 | 0 | 0 | 0 | 0 | 0 | 0 | 0 | 0 | 0 | 0 | 0 | 0 | 0 | 0 | 0 | 0 | 0 | 0 | 0 | 0 | 0 | 0 | 0 | 0 | 0 | 0 | 0 | 0 | 0 | 0 | 0 | 0 | 0 | 0 | 0 | 0 | 0 | 0 | 0 | 0 | 0 | 0 | 0 | 0 | 0 | 0 | 0 | 0 | 0 | 0 | 0 | 0 | 0 | 0 | 0 | 0 | 0 | 0 | 0 | 0 | 0 | 0 | 0 | 0 | 0 | 0 | 0 | 0 | 0 | 0 | 0 | 0 | 0 | 0 | 0 | 0 | 0 | 0 | 0 | 0 | 0 | 0 | 0 | 0 | 0 | 0 | 0 | 0 | 0 | 0 | 0 | 0 | 0 | 0 | 0 | 0 | 0 | 0 | 0 | 0 | 0 | 0 | 0 | 0 | 0 | 0 | 0 | 0 | 0 | 0 | 0 | 0 | 0 | 0 | 0 | 0 | 0 | 0 | 0 | 0 | 0 | 0 | 0 | 0 | 0 | 0 | 0 | 0 | 0 | 0 | 0 | 0 | 0 | 0 | 0 | 0 | 0 | 0 | 0 | 0 | 0 | 0 | 0 | 0 | 0 | 0 | 0 | 0 | 0 | 0 | 0 | 0 | 0 | 0 | 0 | 0 | 0 | 0 | 0 | 0 | 0 | 0 | 0 | 0 | 0 | 0 | 0 | 0 | 0 | 0 | 0 | 0 | 0 | 0 | 0 | 0 | 0 | 0 | 0 | 0 | 0 | 0 | 0 | 0 | 0 | 0 | 0 | 0 | 0 | 0 | 0 | 0 | 0 | 0 | 0 | 0 | 0 | 0 | 0 | 0 | 0 | 0 | 0 | 0 | 0 | 0 | 0 | 0 | 0 | 0 | 0 | 0 | 0 | 0 | 0 | 0 | 0 | 0 | 0 | 0 | 0 | 0 | 0 | 0 | 0 | 0 | 0 | 0 | 0 | 0 | 0 | 0 | 0 | 0 | 0 | 0 | 0 | 0 | 0 | 0 | 0 | 0 | 0 | 0 | 0 | 0 | 0 | 0 | 0 | 0 | 0 | 0 | 0 | 0 | 0 | 0 | 0 | 0 | 0 | 0 | 0 | 0 | 0 | 0 | 0 | 0 | 0 | 0 | 0 | 0 | 0 | 0 | 0 | 0 | 0 | 0 | 0 | 0 | 0 | 0 | 0 | 0 | 0 | 0 | 0 | 0 | 0 | 0 | 0 | 0 | 0 | 0 | 0 | 0 | 0 | 0 | 0 | 0 | 0 | 0 | 0 | 0 | 0 | 0 | 0 | 0 | 0 | 0 | 0 | 0 | 0 | 0 | 0 | 0 | 0 | 0 | 0 | 0 | 0 | 0 | 0 | 0 | 0 | 0 | 0 | 0 | 0 | 0 | 0 | 0 | 0 | 0 | 0 | 0 | 0 | 0 | 0 | 0 | 0 | 0 | 0 | 0 | 0 | 0 | 0 | 0 | 0 | 0 | 0 | 0 | 0 | 0 | 0 | 0 | 0 | 0 | 0 | 0 | 0 | 0 | 0 | 0 | 0 | 0 | 0 | 0 | 0 | 0 | 0 | 0 | 0 | 0 | 0
OR_Commercial_OR - Health_New_Space Heating_Natural Gas_Gas Boiler - Burner Control Optimization_A | OR | Commercial | OR - Health | New | Space Heating | Natural Gas | Gas Boiler - Burner Control Optimization | A | OCM495 | Average performance | Optimized burner controls | 18 | 0.073317 | 0 | 0 | 1.03 | 0 | 0 | 0 | 0.28365 | 0.25 | kBtuh heat | 5% | 85% | Discretionary | Retro1Slow_OR | 84.23% | Boiler | 0% | 0 |  | 0 |  | 0 | GBLR_O2TRM-Heating-ILTRM-v4.0-1 | GBLR_O2TRM-Heating-MEMD-2018-1 | GBLR_O2TRM-Heating-ILTRM-v4.0-1 | Average performance | Average performance | Average performance | Average performance | Average performance | Average performance | Average performance | Average performance | Average performance | Average performance | Average performance | Average performance | Average performance | Average performance | Average performance | Average performance | Average performance | Average performance | Average performance | Average performance | Average performance | Average performance | Average performance | Average performance | Average performance | Average performance | Average performance | Optimized burner controls | Optimized burner controls | Optimized burner controls | Optimized burner controls | Optimized burner controls | Optimized burner controls | Optimized burner controls | Optimized burner controls | Optimized burner controls | Optimized burner controls | Optimized burner controls | Optimized burner controls | Optimized burner controls | Optimized burner controls | Optimized burner controls | Optimized burner controls | Optimized burner controls | Optimized burner controls | Optimized burner controls | Optimized burner controls | Optimized burner controls | Optimized burner controls | Optimized burner controls | Optimized burner controls | Optimized burner controls | Optimized burner controls | Optimized burner controls | 1.03 | 1.03 | 1.03 | 1.03 | 1.03 | 1.03 | 1.03 | 1.03 | 1.03 | 1.03 | 1.03 | 1.03 | 1.03 | 1.03 | 1.03 | 1.03 | 1.03 | 1.03 | 1.03 | 1.03 | 1.03 | 1.03 | 1.03 | 1.03 | 1.03 | 1.03 | 1.03 | 0 | 0 | 0 | 0 | 0 | 0 | 0 | 0 | 0 | 0 | 0 | 0 | 0 | 0 | 0 | 0 | 0 | 0 | 0 | 0 | 0 | 0 | 0 | 0 | 0 | 0 | 0 | 0 | 0 | 0 | 0 | 0 | 0 | 0 | 0 | 0 | 0 | 0 | 0 | 0 | 0 | 0 | 0 | 0 | 0 | 0 | 0 | 0 | 0 | 0 | 0 | 0 | 0 | 0 | 0 | 0 | 0 | 0 | 0 | 0 | 0 | 0 | 0 | 0 | 0 | 0 | 0 | 0 | 0 | 0 | 0 | 0 | 0 | 0 | 0 | 0 | 0 | 0 | 0 | 0 | 0 | 0 | 0 | 0 | 0 | 0 | 0 | 0 | 0 | 0 | 0 | 0 | 0 | 0 | 0 | 0 | 0 | 0 | 0 | 0 | 0 | 0 | 0 | 0 | 0 | 0 | 0 | 0 | 0 | 0 | 0 | 0 | 0 | 0 | 0 | 0 | 0 | 0 | 0 | 0 | 0 | 0 | 0 | 0 | 0 | 0 | 0 | 0 | 0 | 0 | 0 | 0 | 0 | 0 | 0 | 0 | 0 | 0 | 0 | 0 | 0 | 0 | 0 | 0 | 0 | 0 | 0 | 0 | 0 | 0 | 0 | 0 | 0 | 0 | 0 | 0 | 0 | 0 | 0 | 0 | 0 | 0 | 0 | 0 | 0 | 0 | 0 | 0 | 0 | 0 | 0 | 0 | 0 | 0 | 0 | 0 | 0 | 0 | 0 | 0 | 0 | 0 | 0 | 0 | 0 | 0 | 0 | 0 | 0 | 0 | 0 | 0 | 0 | 0 | 0 | 0 | 0 | 0 | 0 | 0 | 0 | 0 | 0 | 0 | 0 | 0 | 0 | 0 | 0 | 0 | 0 | 0 | 0 | 0 | 0 | 0 | 0 | 0 | 0 | 0 | 0 | 0 | 0 | 0 | 0 | 0 | 0 | 0 | 0 | 0 | 0 | 0 | 0 | 0 | 0 | 0 | 0 | 0 | 0 | 0 | 0 | 0 | 0 | 0 | 0 | 0 | 0 | 0 | 0 | 0 | 0 | 0 | 0 | 0 | 0 | 0 | 0 | 0 | 0 | 0 | 0 | 0 | 0 | 0 | 0 | 0 | 0 | 0 | 0 | 0 | 0 | 0 | 0 | 0 | 0 | 0 | 0 | 0 | 0 | 0 | 0 | 0 | 0 | 0 | 0 | 0 | 0 | 0 | 0 | 0 | 0 | 0 | 0 | 0 | 0 | 0 | 0 | 0 | 0 | 0 | 0 | 0 | 0 | 0 | 0 | 0 | 0 | 0 | 0 | 0 | 0 | 0 | 0 | 0 | 0 | 0 | 0 | 0 | 0 | 0 | 0 | 0 | 0 | 0 | 0 | 0 | 0 | 0 | 0 | 0 | 0 | 0 | 0 | 0 | 0 | 0 | 0 | 0 | 0 | 0 | 0 | 0 | 0 | 0 | 0 | 0 | 0 | 0 | 0 | 0 | 0 | 0 | 0 | 0 | 0 | 0 | 0 | 0 | 0 | 0 | 0 | 0 | 0 | 0 | 0 | 0 | 0 | 0 | 0 | 0 | 0 | 0 | 0 | 0 | 0 | 0 | 0 | 0 | 0 | 0 | 0 | 0 | 0 | 0 | 0 | 0 | 0 | 0 | 0 | 0 | 0 | 0 | 0 | 0 | 0 | 0 | 0 | 0 | 0 | 0 | 0 | 0 | 0 | 0 | 0 | 0 | 0 | 0 | 0 | 0 | 0 | 0 | 0 | 0 | 0 | 0 | 0 | 0 | 0 | 0 | 0 | 0 | 0 | 0 | 0 | 0 | 0 | 0 | 0 | 0 | 0 | 0 | 0 | 0 | 0 | 0 | 0 | 0 | 0 | 0 | 0 | 0 | 0 | 0 | 0 | 0 | 0 | 0 | 0 | 0 | 0 | 0 | 0 | 0 | 0 | 0 | 0 | 0 | 0 | 0 | 0 | 0 | 0 | 0 | 0 | 0 | 0 | 0 | 0 | 0 | 0 | 0 | 0 | 0 | 0 | 0 | 0
OR_Commercial_OR - Health_New_Space Heating_Natural Gas_Gas Boiler - Stack Economizer_A | OR | Commercial | OR - Health | New | Space Heating | Natural Gas | Gas Boiler - Stack Economizer | A | OCM496 | None | Economizer installed | 15 | 0.2427 | 0 | 0 | 11.38 | 0 | 0 | 0 | 0.28365 | 0.25 | kBtuh Heat | 15% | 55% | Discretionary | Retro5Med_OR | 81.34% | Boiler | 0% | 0 |  | 0 |  | 0 | IL TRM - CI-HVC-BECO-V01-150601 | IL TRM - CI-HVC-BECO-V01-150601 | IL TRM - CI-HVC-BECO-V01-150601 | None | None | None | None | None | None | None | None | None | None | None | None | None | None | None | None | None | None | None | None | None | None | None | None | None | None | None | Economizer installed | Economizer installed | Economizer installed | Economizer installed | Economizer installed | Economizer installed | Economizer installed | Economizer installed | Economizer installed | Economizer installed | Economizer installed | Economizer installed | Economizer installed | Economizer installed | Economizer installed | Economizer installed | Economizer installed | Economizer installed | Economizer installed | Economizer installed | Economizer installed | Economizer installed | Economizer installed | Economizer installed | Economizer installed | Economizer installed | Economizer installed | 11.38 | 11.38 | 11.38 | 11.38 | 11.38 | 11.38 | 11.38 | 11.38 | 11.38 | 11.38 | 11.38 | 11.38 | 11.38 | 11.38 | 11.38 | 11.38 | 11.38 | 11.38 | 11.38 | 11.38 | 11.38 | 11.38 | 11.38 | 11.38 | 11.38 | 11.38 | 11.38 | 0 | 0 | 0 | 0 | 0 | 0 | 0 | 0 | 0 | 0 | 0 | 0 | 0 | 0 | 0 | 0 | 0 | 0 | 0 | 0 | 0 | 0 | 0 | 0 | 0 | 0 | 0 | 0 | 0 | 0 | 0 | 0 | 0 | 0 | 0 | 0 | 0 | 0 | 0 | 0 | 0 | 0 | 0 | 0 | 0 | 0 | 0 | 0 | 0 | 0 | 0 | 0 | 0 | 0 | 0 | 0 | 0 | 0 | 0 | 0 | 0 | 0 | 0 | 0 | 0 | 0 | 0 | 0 | 0 | 0 | 0 | 0 | 0 | 0 | 0 | 0 | 0 | 0 | 0 | 0 | 0 | 0 | 0 | 0 | 0 | 0 | 0 | 0 | 0 | 0 | 0 | 0 | 0 | 0 | 0 | 0 | 0 | 0 | 0 | 0 | 0 | 0 | 0 | 0 | 0 | 0 | 0 | 0 | 0 | 0 | 0 | 0 | 0 | 0 | 0 | 0 | 0 | 0 | 0 | 0 | 0 | 0 | 0 | 0 | 0 | 0 | 0 | 0 | 0 | 0 | 0 | 0 | 0 | 0 | 0 | 0 | 0 | 0 | 0 | 0 | 0 | 0 | 0 | 0 | 0 | 0 | 0 | 0 | 0 | 0 | 0 | 0 | 0 | 0 | 0 | 0 | 0 | 0 | 0 | 0 | 0 | 0 | 0 | 0 | 0 | 0 | 0 | 0 | 0 | 0 | 0 | 0 | 0 | 0 | 0 | 0 | 0 | 0 | 0 | 0 | 0 | 0 | 0 | 0 | 0 | 0 | 0 | 0 | 0 | 0 | 0 | 0 | 0 | 0 | 0 | 0 | 0 | 0 | 0 | 0 | 0 | 0 | 0 | 0 | 0 | 0 | 0 | 0 | 0 | 0 | 0 | 0 | 0 | 0 | 0 | 0 | 0 | 0 | 0 | 0 | 0 | 0 | 0 | 0 | 0 | 0 | 0 | 0 | 0 | 0 | 0 | 0 | 0 | 0 | 0 | 0 | 0 | 0 | 0 | 0 | 0 | 0 | 0 | 0 | 0 | 0 | 0 | 0 | 0 | 0 | 0 | 0 | 0 | 0 | 0 | 0 | 0 | 0 | 0 | 0 | 0 | 0 | 0 | 0 | 0 | 0 | 0 | 0 | 0 | 0 | 0 | 0 | 0 | 0 | 0 | 0 | 0 | 0 | 0 | 0 | 0 | 0 | 0 | 0 | 0 | 0 | 0 | 0 | 0 | 0 | 0 | 0 | 0 | 0 | 0 | 0 | 0 | 0 | 0 | 0 | 0 | 0 | 0 | 0 | 0 | 0 | 0 | 0 | 0 | 0 | 0 | 0 | 0 | 0 | 0 | 0 | 0 | 0 | 0 | 0 | 0 | 0 | 0 | 0 | 0 | 0 | 0 | 0 | 0 | 0 | 0 | 0 | 0 | 0 | 0 | 0 | 0 | 0 | 0 | 0 | 0 | 0 | 0 | 0 | 0 | 0 | 0 | 0 | 0 | 0 | 0 | 0 | 0 | 0 | 0 | 0 | 0 | 0 | 0 | 0 | 0 | 0 | 0 | 0 | 0 | 0 | 0 | 0 | 0 | 0 | 0 | 0 | 0 | 0 | 0 | 0 | 0 | 0 | 0 | 0 | 0 | 0 | 0 | 0 | 0 | 0 | 0 | 0 | 0 | 0 | 0 | 0 | 0 | 0 | 0 | 0 | 0 | 0 | 0 | 0 | 0 | 0 | 0 | 0 | 0 | 0 | 0 | 0 | 0 | 0 | 0 | 0 | 0 | 0 | 0 | 0 | 0 | 0 | 0 | 0 | 0 | 0 | 0 | 0 | 0 | 0 | 0 | 0 | 0 | 0 | 0 | 0 | 0 | 0 | 0 | 0 | 0 | 0 | 0 | 0 | 0 | 0 | 0 | 0 | 0 | 0 | 0 | 0 | 0 | 0 | 0 | 0 | 0 | 0 | 0 | 0 | 0 | 0 | 0 | 0 | 0 | 0 | 0 | 0 | 0 | 0 | 0 | 0 | 0 | 0 | 0 | 0 | 0 | 0 | 0 | 0 | 0
OR_Commercial_OR - Health_New_Space Heating_Natural Gas_Gas Boiler - Thermostatic Radiator Valves_A | OR | Commercial | OR - Health | New | Space Heating | Natural Gas | Gas Boiler - Thermostatic Radiator Valves | A | OCM497 | TBD | TBD | 15 | 5.25 | 0 | 0 | 58.69 | 0 | 0 | 0 | 0.28365 | 0.25 | radiator | 100% | 100% | Discretionary | RetroEven20_OR | 82.88% | Boiler | 0% | 0 |  | 0 |  | 0 | IL TRM - 5.3.19 - RS-HVC-TRVS-V01-210101 | AEG Cost Characterization, 2021 | IL TRM - 5.3.19 - RS-HVC-TRVS-V01-210101 | TBD | TBD | TBD | TBD | TBD | TBD | TBD | TBD | TBD | TBD | TBD | TBD | TBD | TBD | TBD | TBD | TBD | TBD | TBD | TBD | TBD | TBD | TBD | TBD | TBD | TBD | TBD | TBD | TBD | TBD | TBD | TBD | TBD | TBD | TBD | TBD | TBD | TBD | TBD | TBD | TBD | TBD | TBD | TBD | TBD | TBD | TBD | TBD | TBD | TBD | TBD | TBD | TBD | TBD | 58.69 | 58.69 | 58.69 | 58.69 | 58.69 | 58.69 | 58.69 | 58.69 | 58.69 | 58.69 | 58.69 | 58.69 | 58.69 | 58.69 | 58.69 | 58.69 | 58.69 | 58.69 | 58.69 | 58.69 | 58.69 | 58.69 | 58.69 | 58.69 | 58.69 | 58.69 | 58.69 | 0 | 0 | 0 | 0 | 0 | 0 | 0 | 0 | 0 | 0 | 0 | 0 | 0 | 0 | 0 | 0 | 0 | 0 | 0 | 0 | 0 | 0 | 0 | 0 | 0 | 0 | 0 | 0 | 0 | 0 | 0 | 0 | 0 | 0 | 0 | 0 | 0 | 0 | 0 | 0 | 0 | 0 | 0 | 0 | 0 | 0 | 0 | 0 | 0 | 0 | 0 | 0 | 0 | 0 | 0 | 0 | 0 | 0 | 0 | 0 | 0 | 0 | 0 | 0 | 0 | 0 | 0 | 0 | 0 | 0 | 0 | 0 | 0 | 0 | 0 | 0 | 0 | 0 | 0 | 0 | 0 | 0 | 0 | 0 | 0 | 0 | 0 | 0 | 0 | 0 | 0 | 0 | 0 | 0 | 0 | 0 | 0 | 0 | 0 | 0 | 0 | 0 | 0 | 0 | 0 | 0 | 0 | 0 | 0 | 0 | 0 | 0 | 0 | 0 | 0 | 0 | 0 | 0 | 0 | 0 | 0 | 0 | 0 | 0 | 0 | 0 | 0 | 0 | 0 | 0 | 0 | 0 | 0 | 0 | 0 | 0 | 0 | 0 | 0 | 0 | 0 | 0 | 0 | 0 | 0 | 0 | 0 | 0 | 0 | 0 | 0 | 0 | 0 | 0 | 0 | 0 | 0 | 0 | 0 | 0 | 0 | 0 | 0 | 0 | 0 | 0 | 0 | 0 | 0 | 0 | 0 | 0 | 0 | 0 | 0 | 0 | 0 | 0 | 0 | 0 | 0 | 0 | 0 | 0 | 0 | 0 | 0 | 0 | 0 | 0 | 0 | 0 | 0 | 0 | 0 | 0 | 0 | 0 | 0 | 0 | 0 | 0 | 0 | 0 | 0 | 0 | 0 | 0 | 0 | 0 | 0 | 0 | 0 | 0 | 0 | 0 | 0 | 0 | 0 | 0 | 0 | 0 | 0 | 0 | 0 | 0 | 0 | 0 | 0 | 0 | 0 | 0 | 0 | 0 | 0 | 0 | 0 | 0 | 0 | 0 | 0 | 0 | 0 | 0 | 0 | 0 | 0 | 0 | 0 | 0 | 0 | 0 | 0 | 0 | 0 | 0 | 0 | 0 | 0 | 0 | 0 | 0 | 0 | 0 | 0 | 0 | 0 | 0 | 0 | 0 | 0 | 0 | 0 | 0 | 0 | 0 | 0 | 0 | 0 | 0 | 0 | 0 | 0 | 0 | 0 | 0 | 0 | 0 | 0 | 0 | 0 | 0 | 0 | 0 | 0 | 0 | 0 | 0 | 0 | 0 | 0 | 0 | 0 | 0 | 0 | 0 | 0 | 0 | 0 | 0 | 0 | 0 | 0 | 0 | 0 | 0 | 0 | 0 | 0 | 0 | 0 | 0 | 0 | 0 | 0 | 0 | 0 | 0 | 0 | 0 | 0 | 0 | 0 | 0 | 0 | 0 | 0 | 0 | 0 | 0 | 0 | 0 | 0 | 0 | 0 | 0 | 0 | 0 | 0 | 0 | 0 | 0 | 0 | 0 | 0 | 0 | 0 | 0 | 0 | 0 | 0 | 0 | 0 | 0 | 0 | 0 | 0 | 0 | 0 | 0 | 0 | 0 | 0 | 0 | 0 | 0 | 0 | 0 | 0 | 0 | 0 | 0 | 0 | 0 | 0 | 0 | 0 | 0 | 0 | 0 | 0 | 0 | 0 | 0 | 0 | 0 | 0 | 0 | 0 | 0 | 0 | 0 | 0 | 0 | 0 | 0 | 0 | 0 | 0 | 0 | 0 | 0 | 0 | 0 | 0 | 0 | 0 | 0 | 0 | 0 | 0 | 0 | 0 | 0 | 0 | 0 | 0 | 0 | 0 | 0 | 0 | 0 | 0 | 0 | 0 | 0 | 0 | 0 | 0 | 0 | 0 | 0 | 0 | 0 | 0 | 0 | 0 | 0 | 0 | 0 | 0 | 0 | 0 | 0 | 0 | 0 | 0 | 0 | 0 | 0 | 0 | 0 | 0 | 0 | 0 | 0 | 0 | 0 | 0 | 0 | 0 | 0 | 0 | 0 | 0 | 0 | 0
OR_Commercial_OR - Health_New_Space Heating_Natural Gas_HVAC - Shut Off Damper_A | OR | Commercial | OR - Health | New | Space Heating | Natural Gas | HVAC - Shut Off Damper | A | OCM498 | No damper | Damper installed | 15 | 0 | 0 | 0 | 1823.43 | 0 | 136.15 | 0 | 0.28365 | 0.25 | BoilerCtrl | 0% | 75% | Discretionary | Retro5Med_OR | 81.34% | Central Systems | 0% | 0 |  | 0 |  | 0 | HVAC_DMPROFF-Heating-ILTRM-v4.0-1 | HVAC_DMPROFF-Heating-ILTRM-v4.0-1 | HVAC_DMPROFF-Heating-ILTRM-v4.0-1 | No damper | No damper | No damper | No damper | No damper | No damper | No damper | No damper | No damper | No damper | No damper | No damper | No damper | No damper | No damper | No damper | No damper | No damper | No damper | No damper | No damper | No damper | No damper | No damper | No damper | No damper | No damper | Damper installed | Damper installed | Damper installed | Damper installed | Damper installed | Damper installed | Damper installed | Damper installed | Damper installed | Damper installed | Damper installed | Damper installed | Damper installed | Damper installed | Damper installed | Damper installed | Damper installed | Damper installed | Damper installed | Damper installed | Damper installed | Damper installed | Damper installed | Damper installed | Damper installed | Damper installed | Damper installed | 1823.43 | 1823.43 | 1823.43 | 1823.43 | 1823.43 | 1823.43 | 1823.43 | 1823.43 | 1823.43 | 1823.43 | 1823.43 | 1823.43 | 1823.43 | 1823.43 | 1823.43 | 1823.43 | 1823.43 | 1823.43 | 1823.43 | 1823.43 | 1823.43 | 1823.43 | 1823.43 | 1823.43 | 1823.43 | 1823.43 | 1823.43 | 0 | 0 | 0 | 0 | 0 | 0 | 0 | 0 | 0 | 0 | 0 | 0 | 0 | 0 | 0 | 0 | 0 | 0 | 0 | 0 | 0 | 0 | 0 | 0 | 0 | 0 | 0 | 0 | 0 | 0 | 0 | 0 | 0 | 0 | 0 | 0 | 0 | 0 | 0 | 0 | 0 | 0 | 0 | 0 | 0 | 0 | 0 | 0 | 0 | 0 | 0 | 0 | 0 | 0 | 0 | 0 | 0 | 0 | 0 | 0 | 0 | 0 | 0 | 0 | 0 | 0 | 0 | 0 | 0 | 0 | 0 | 0 | 0 | 0 | 0 | 0 | 0 | 0 | 0 | 0 | 0 | 0 | 0 | 0 | 0 | 0 | 0 | 0 | 0 | 0 | 0 | 0 | 0 | 0 | 0 | 0 | 0 | 0 | 0 | 0 | 0 | 0 | 0 | 0 | 0 | 0 | 0 | 0 | 0 | 0 | 0 | 0 | 0 | 0 | 0 | 0 | 0 | 0 | 0 | 0 | 0 | 0 | 0 | 0 | 0 | 0 | 0 | 0 | 0 | 0 | 0 | 0 | 0 | 0 | 0 | 0 | 0 | 0 | 0 | 0 | 0 | 0 | 0 | 0 | 0 | 0 | 0 | 0 | 0 | 0 | 0 | 0 | 0 | 0 | 0 | 0 | 0 | 0 | 0 | 0 | 0 | 0 | 0 | 0 | 0 | 0 | 0 | 0 | 0 | 0 | 0 | 0 | 0 | 0 | 0 | 0 | 0 | 0 | 0 | 0 | 0 | 0 | 0 | 0 | 0 | 0 | 0 | 0 | 0 | 0 | 0 | 0 | 0 | 0 | 0 | 0 | 0 | 0 | 0 | 0 | 0 | 0 | 0 | 0 | 0 | 0 | 0 | 0 | 0 | 0 | 0 | 0 | 0 | 0 | 0 | 0 | 0 | 0 | 0 | 0 | 0 | 0 | 0 | 0 | 0 | 0 | 0 | 0 | 0 | 0 | 0 | 0 | 0 | 0 | 0 | 0 | 0 | 0 | 0 | 0 | 0 | 0 | 0 | 0 | 0 | 0 | 0 | 0 | 0 | 0 | 0 | 0 | 0 | 0 | 0 | 0 | 0 | 0 | 0 | 0 | 0 | 0 | 0 | 0 | 0 | 0 | 0 | 0 | 0 | 0 | 0 | 0 | 0 | 0 | 0 | 0 | 0 | 0 | 0 | 0 | 0 | 0 | 0 | 0 | 0 | 0 | 0 | 0 | 0 | 0 | 0 | 0 | 0 | 0 | 0 | 0 | 0 | 0 | 0 | 0 | 0 | 0 | 0 | 0 | 0 | 0 | 0 | 0 | 0 | 0 | 0 | 0 | 0 | 0 | 0 | 0 | 0 | 0 | 0 | 0 | 0 | 0 | 0 | 0 | 0 | 0 | 0 | 0 | 0 | 0 | 0 | 0 | 0 | 0 | 0 | 0 | 0 | 0 | 0 | 0 | 0 | 0 | 0 | 0 | 0 | 0 | 0 | 0 | 0 | 0 | 0 | 0 | 0 | 0 | 0 | 0 | 0 | 0 | 0 | 0 | 0 | 0 | 0 | 0 | 0 | 0 | 0 | 0 | 0 | 0 | 0 | 0 | 0 | 0 | 0 | 0 | 0 | 0 | 0 | 0 | 0 | 0 | 0 | 0 | 0 | 0 | 0 | 0 | 0 | 0 | 0 | 0 | 0 | 0 | 0 | 0 | 0 | 0 | 0 | 0 | 0 | 0 | 0 | 0 | 0 | 0 | 0 | 0 | 0 | 0 | 0 | 0 | 0 | 0 | 0 | 0 | 0 | 0 | 0 | 0 | 0 | 0 | 0 | 0 | 0 | 0 | 0 | 0 | 0 | 0 | 0 | 0 | 0 | 0 | 0 | 0 | 0 | 0 | 0 | 0 | 0 | 0 | 0 | 0 | 0 | 0 | 0 | 0 | 0 | 0 | 0 | 0 | 0 | 0 | 0 | 0 | 0 | 0 | 0 | 0 | 0 | 0 | 0 | 0 | 0 | 0 | 0 | 0 | 0 | 0 | 0 | 0 | 0 | 0 | 0 | 0 | 0
OR_Commercial_OR - Health_New_Space Heating_Natural Gas_Gas Furnace - Tube Inserts_A | OR | Commercial | OR - Health | New | Space Heating | Natural Gas | Gas Furnace - Tube Inserts | A | OCM499 | None | Tube inserts installed | 5 | 0 | 0 | 0 | 1 | 0 | 0 | 0 | 0.28365 | 0.25 | sqft | 0% | 10% | Discretionary | Retro1Slow_OR | 84.23% | Furnace | 0% | 0 |  | 0 |  | 0 | n/a | n/a | n/a | None | None | None | None | None | None | None | None | None | None | None | None | None | None | None | None | None | None | None | None | None | None | None | None | None | None | None | Tube inserts installed | Tube inserts installed | Tube inserts installed | Tube inserts installed | Tube inserts installed | Tube inserts installed | Tube inserts installed | Tube inserts installed | Tube inserts installed | Tube inserts installed | Tube inserts installed | Tube inserts installed | Tube inserts installed | Tube inserts installed | Tube inserts installed | Tube inserts installed | Tube inserts installed | Tube inserts installed | Tube inserts installed | Tube inserts installed | Tube inserts installed | Tube inserts installed | Tube inserts installed | Tube inserts installed | Tube inserts installed | Tube inserts installed | Tube inserts installed | 1 | 1 | 1 | 1 | 1 | 1 | 1 | 1 | 1 | 1 | 1 | 1 | 1 | 1 | 1 | 1 | 1 | 1 | 1 | 1 | 1 | 1 | 1 | 1 | 1 | 1 | 1 | 0 | 0 | 0 | 0 | 0 | 0 | 0 | 0 | 0 | 0 | 0 | 0 | 0 | 0 | 0 | 0 | 0 | 0 | 0 | 0 | 0 | 0 | 0 | 0 | 0 | 0 | 0 | 0 | 0 | 0 | 0 | 0 | 0 | 0 | 0 | 0 | 0 | 0 | 0 | 0 | 0 | 0 | 0 | 0 | 0 | 0 | 0 | 0 | 0 | 0 | 0 | 0 | 0 | 0 | 0 | 0 | 0 | 0 | 0 | 0 | 0 | 0 | 0 | 0 | 0 | 0 | 0 | 0 | 0 | 0 | 0 | 0 | 0 | 0 | 0 | 0 | 0 | 0 | 0 | 0 | 0 | 0 | 0 | 0 | 0 | 0 | 0 | 0 | 0 | 0 | 0 | 0 | 0 | 0 | 0 | 0 | 0 | 0 | 0 | 0 | 0 | 0 | 0 | 0 | 0 | 0 | 0 | 0 | 0 | 0 | 0 | 0 | 0 | 0 | 0 | 0 | 0 | 0 | 0 | 0 | 0 | 0 | 0 | 0 | 0 | 0 | 0 | 0 | 0 | 0 | 0 | 0 | 0 | 0 | 0 | 0 | 0 | 0 | 0 | 0 | 0 | 0 | 0 | 0 | 0 | 0 | 0 | 0 | 0 | 0 | 0 | 0 | 0 | 0 | 0 | 0 | 0 | 0 | 0 | 0 | 0 | 0 | 0 | 0 | 0 | 0 | 0 | 0 | 0 | 0 | 0 | 0 | 0 | 0 | 0 | 0 | 0 | 0 | 0 | 0 | 0 | 0 | 0 | 0 | 0 | 0 | 0 | 0 | 0 | 0 | 0 | 0 | 0 | 0 | 0 | 0 | 0 | 0 | 0 | 0 | 0 | 0 | 0 | 0 | 0 | 0 | 0 | 0 | 0 | 0 | 0 | 0 | 0 | 0 | 0 | 0 | 0 | 0 | 0 | 0 | 0 | 0 | 0 | 0 | 0 | 0 | 0 | 0 | 0 | 0 | 0 | 0 | 0 | 0 | 0 | 0 | 0 | 0 | 0 | 0 | 0 | 0 | 0 | 0 | 0 | 0 | 0 | 0 | 0 | 0 | 0 | 0 | 0 | 0 | 0 | 0 | 0 | 0 | 0 | 0 | 0 | 0 | 0 | 0 | 0 | 0 | 0 | 0 | 0 | 0 | 0 | 0 | 0 | 0 | 0 | 0 | 0 | 0 | 0 | 0 | 0 | 0 | 0 | 0 | 0 | 0 | 0 | 0 | 0 | 0 | 0 | 0 | 0 | 0 | 0 | 0 | 0 | 0 | 0 | 0 | 0 | 0 | 0 | 0 | 0 | 0 | 0 | 0 | 0 | 0 | 0 | 0 | 0 | 0 | 0 | 0 | 0 | 0 | 0 | 0 | 0 | 0 | 0 | 0 | 0 | 0 | 0 | 0 | 0 | 0 | 0 | 0 | 0 | 0 | 0 | 0 | 0 | 0 | 0 | 0 | 0 | 0 | 0 | 0 | 0 | 0 | 0 | 0 | 0 | 0 | 0 | 0 | 0 | 0 | 0 | 0 | 0 | 0 | 0 | 0 | 0 | 0 | 0 | 0 | 0 | 0 | 0 | 0 | 0 | 0 | 0 | 0 | 0 | 0 | 0 | 0 | 0 | 0 | 0 | 0 | 0 | 0 | 0 | 0 | 0 | 0 | 0 | 0 | 0 | 0 | 0 | 0 | 0 | 0 | 0 | 0 | 0 | 0 | 0 | 0 | 0 | 0 | 0 | 0 | 0 | 0 | 0 | 0 | 0 | 0 | 0 | 0 | 0 | 0 | 0 | 0 | 0 | 0 | 0 | 0 | 0 | 0 | 0 | 0 | 0 | 0 | 0 | 0 | 0 | 0 | 0 | 0 | 0 | 0 | 0 | 0 | 0 | 0 | 0 | 0 | 0 | 0 | 0 | 0 | 0 | 0 | 0 | 0 | 0 | 0 | 0 | 0 | 0 | 0 | 0 | 0 | 0 | 0 | 0 | 0 | 0 | 0 | 0 | 0 | 0 | 0 | 0 | 0 | 0 | 0 | 0 | 0 | 0 | 0 | 0 | 0 | 0
OR_Commercial_OR - Health_New_Space Heating_Natural Gas_Gas Boiler - Insulate Steam Lines/Condensate Tank_A | OR | Commercial | OR - Health | New | Space Heating | Natural Gas | Gas Boiler - Insulate Steam Lines/Condensate Tank | A | OCM500 | No insulation | Lines and condenstate tank insulated | 15 | 5.99 | 0 | 0 | 19.94 | 0 | 0 | 0 | 0.28365 | 0.25 | boiler pipe | 100% | 100% | Discretionary | RetroEven20_OR | 82.88% | Boiler | 0% | 0 |  | 0 |  | 0 | GBLR_PINS-Heating-ILTRM-v4.0-1 | GBLR_PINS_STM-Heating-PGE-R7-1 | GBLR_PINS_STM-Heating-PGE-R7-1 | No insulation | No insulation | No insulation | No insulation | No insulation | No insulation | No insulation | No insulation | No insulation | No insulation | No insulation | No insulation | No insulation | No insulation | No insulation | No insulation | No insulation | No insulation | No insulation | No insulation | No insulation | No insulation | No insulation | No insulation | No insulation | No insulation | No insulation | Lines and condenstate tank insulated | Lines and condenstate tank insulated | Lines and condenstate tank insulated | Lines and condenstate tank insulated | Lines and condenstate tank insulated | Lines and condenstate tank insulated | Lines and condenstate tank insulated | Lines and condenstate tank insulated | Lines and condenstate tank insulated | Lines and condenstate tank insulated | Lines and condenstate tank insulated | Lines and condenstate tank insulated | Lines and condenstate tank insulated | Lines and condenstate tank insulated | Lines and condenstate tank insulated | Lines and condenstate tank insulated | Lines and condenstate tank insulated | Lines and condenstate tank insulated | Lines and condenstate tank insulated | Lines and condenstate tank insulated | Lines and condenstate tank insulated | Lines and condenstate tank insulated | Lines and condenstate tank insulated | Lines and condenstate tank insulated | Lines and condenstate tank insulated | Lines and condenstate tank insulated | Lines and condenstate tank insulated | 19.94 | 19.94 | 19.94 | 19.94 | 19.94 | 19.94 | 19.94 | 19.94 | 19.94 | 19.94 | 19.94 | 19.94 | 19.94 | 19.94 | 19.94 | 19.94 | 19.94 | 19.94 | 19.94 | 19.94 | 19.94 | 19.94 | 19.94 | 19.94 | 19.94 | 19.94 | 19.94 | 0 | 0 | 0 | 0 | 0 | 0 | 0 | 0 | 0 | 0 | 0 | 0 | 0 | 0 | 0 | 0 | 0 | 0 | 0 | 0 | 0 | 0 | 0 | 0 | 0 | 0 | 0 | 0 | 0 | 0 | 0 | 0 | 0 | 0 | 0 | 0 | 0 | 0 | 0 | 0 | 0 | 0 | 0 | 0 | 0 | 0 | 0 | 0 | 0 | 0 | 0 | 0 | 0 | 0 | 0 | 0 | 0 | 0 | 0 | 0 | 0 | 0 | 0 | 0 | 0 | 0 | 0 | 0 | 0 | 0 | 0 | 0 | 0 | 0 | 0 | 0 | 0 | 0 | 0 | 0 | 0 | 0 | 0 | 0 | 0 | 0 | 0 | 0 | 0 | 0 | 0 | 0 | 0 | 0 | 0 | 0 | 0 | 0 | 0 | 0 | 0 | 0 | 0 | 0 | 0 | 0 | 0 | 0 | 0 | 0 | 0 | 0 | 0 | 0 | 0 | 0 | 0 | 0 | 0 | 0 | 0 | 0 | 0 | 0 | 0 | 0 | 0 | 0 | 0 | 0 | 0 | 0 | 0 | 0 | 0 | 0 | 0 | 0 | 0 | 0 | 0 | 0 | 0 | 0 | 0 | 0 | 0 | 0 | 0 | 0 | 0 | 0 | 0 | 0 | 0 | 0 | 0 | 0 | 0 | 0 | 0 | 0 | 0 | 0 | 0 | 0 | 0 | 0 | 0 | 0 | 0 | 0 | 0 | 0 | 0 | 0 | 0 | 0 | 0 | 0 | 0 | 0 | 0 | 0 | 0 | 0 | 0 | 0 | 0 | 0 | 0 | 0 | 0 | 0 | 0 | 0 | 0 | 0 | 0 | 0 | 0 | 0 | 0 | 0 | 0 | 0 | 0 | 0 | 0 | 0 | 0 | 0 | 0 | 0 | 0 | 0 | 0 | 0 | 0 | 0 | 0 | 0 | 0 | 0 | 0 | 0 | 0 | 0 | 0 | 0 | 0 | 0 | 0 | 0 | 0 | 0 | 0 | 0 | 0 | 0 | 0 | 0 | 0 | 0 | 0 | 0 | 0 | 0 | 0 | 0 | 0 | 0 | 0 | 0 | 0 | 0 | 0 | 0 | 0 | 0 | 0 | 0 | 0 | 0 | 0 | 0 | 0 | 0 | 0 | 0 | 0 | 0 | 0 | 0 | 0 | 0 | 0 | 0 | 0 | 0 | 0 | 0 | 0 | 0 | 0 | 0 | 0 | 0 | 0 | 0 | 0 | 0 | 0 | 0 | 0 | 0 | 0 | 0 | 0 | 0 | 0 | 0 | 0 | 0 | 0 | 0 | 0 | 0 | 0 | 0 | 0 | 0 | 0 | 0 | 0 | 0 | 0 | 0 | 0 | 0 | 0 | 0 | 0 | 0 | 0 | 0 | 0 | 0 | 0 | 0 | 0 | 0 | 0 | 0 | 0 | 0 | 0 | 0 | 0 | 0 | 0 | 0 | 0 | 0 | 0 | 0 | 0 | 0 | 0 | 0 | 0 | 0 | 0 | 0 | 0 | 0 | 0 | 0 | 0 | 0 | 0 | 0 | 0 | 0 | 0 | 0 | 0 | 0 | 0 | 0 | 0 | 0 | 0 | 0 | 0 | 0 | 0 | 0 | 0 | 0 | 0 | 0 | 0 | 0 | 0 | 0 | 0 | 0 | 0 | 0 | 0 | 0 | 0 | 0 | 0 | 0 | 0 | 0 | 0 | 0 | 0 | 0 | 0 | 0 | 0 | 0 | 0 | 0 | 0 | 0 | 0 | 0 | 0 | 0 | 0 | 0 | 0 | 0 | 0 | 0 | 0 | 0 | 0 | 0 | 0 | 0 | 0 | 0 | 0 | 0 | 0 | 0 | 0 | 0 | 0 | 0 | 0 | 0 | 0 | 0 | 0 | 0 | 0 | 0 | 0 | 0 | 0 | 0 | 0 | 0 | 0 | 0 | 0 | 0 | 0 | 0 | 0 | 0 | 0 | 0 | 0 | 0 | 0 | 0 | 0 | 0 | 0 | 0 | 0 | 0 | 0 | 0 | 0 | 0 | 0 | 0 | 0
OR_Commercial_OR - Health_New_Space Heating_Natural Gas_Gas Boiler - Insulate Hot Water Lines_A | OR | Commercial | OR - Health | New | Space Heating | Natural Gas | Gas Boiler - Insulate Hot Water Lines | A | OCM501 | No insulation | Insulated water lines | 11 | 4.01 | 0 | 0 | 37.25 | 0 | 0 | 0 | 0.28365 | 0.25 | boiler pipe | 100% | 100% | Discretionary | RetroEven20_OR | 82.88% | Boiler | 0% | 0 |  | 0 |  | 0 | GBLR_PINS_HW-Heating-PGE-R7-1 | GBLR_PINS_HW-Heating-PGE-R7-1 | GBLR_PINS_HW-Heating-PGE-R7-1 | No insulation | No insulation | No insulation | No insulation | No insulation | No insulation | No insulation | No insulation | No insulation | No insulation | No insulation | No insulation | No insulation | No insulation | No insulation | No insulation | No insulation | No insulation | No insulation | No insulation | No insulation | No insulation | No insulation | No insulation | No insulation | No insulation | No insulation | Insulated water lines | Insulated water lines | Insulated water lines | Insulated water lines | Insulated water lines | Insulated water lines | Insulated water lines | Insulated water lines | Insulated water lines | Insulated water lines | Insulated water lines | Insulated water lines | Insulated water lines | Insulated water lines | Insulated water lines | Insulated water lines | Insulated water lines | Insulated water lines | Insulated water lines | Insulated water lines | Insulated water lines | Insulated water lines | Insulated water lines | Insulated water lines | Insulated water lines | Insulated water lines | Insulated water lines | 37.25 | 37.25 | 37.25 | 37.25 | 37.25 | 37.25 | 37.25 | 37.25 | 37.25 | 37.25 | 37.25 | 37.25 | 37.25 | 37.25 | 37.25 | 37.25 | 37.25 | 37.25 | 37.25 | 37.25 | 37.25 | 37.25 | 37.25 | 37.25 | 37.25 | 37.25 | 37.25 | 0 | 0 | 0 | 0 | 0 | 0 | 0 | 0 | 0 | 0 | 0 | 0 | 0 | 0 | 0 | 0 | 0 | 0 | 0 | 0 | 0 | 0 | 0 | 0 | 0 | 0 | 0 | 0 | 0 | 0 | 0 | 0 | 0 | 0 | 0 | 0 | 0 | 0 | 0 | 0 | 0 | 0 | 0 | 0 | 0 | 0 | 0 | 0 | 0 | 0 | 0 | 0 | 0 | 0 | 0 | 0 | 0 | 0 | 0 | 0 | 0 | 0 | 0 | 0 | 0 | 0 | 0 | 0 | 0 | 0 | 0 | 0 | 0 | 0 | 0 | 0 | 0 | 0 | 0 | 0 | 0 | 0 | 0 | 0 | 0 | 0 | 0 | 0 | 0 | 0 | 0 | 0 | 0 | 0 | 0 | 0 | 0 | 0 | 0 | 0 | 0 | 0 | 0 | 0 | 0 | 0 | 0 | 0 | 0 | 0 | 0 | 0 | 0 | 0 | 0 | 0 | 0 | 0 | 0 | 0 | 0 | 0 | 0 | 0 | 0 | 0 | 0 | 0 | 0 | 0 | 0 | 0 | 0 | 0 | 0 | 0 | 0 | 0 | 0 | 0 | 0 | 0 | 0 | 0 | 0 | 0 | 0 | 0 | 0 | 0 | 0 | 0 | 0 | 0 | 0 | 0 | 0 | 0 | 0 | 0 | 0 | 0 | 0 | 0 | 0 | 0 | 0 | 0 | 0 | 0 | 0 | 0 | 0 | 0 | 0 | 0 | 0 | 0 | 0 | 0 | 0 | 0 | 0 | 0 | 0 | 0 | 0 | 0 | 0 | 0 | 0 | 0 | 0 | 0 | 0 | 0 | 0 | 0 | 0 | 0 | 0 | 0 | 0 | 0 | 0 | 0 | 0 | 0 | 0 | 0 | 0 | 0 | 0 | 0 | 0 | 0 | 0 | 0 | 0 | 0 | 0 | 0 | 0 | 0 | 0 | 0 | 0 | 0 | 0 | 0 | 0 | 0 | 0 | 0 | 0 | 0 | 0 | 0 | 0 | 0 | 0 | 0 | 0 | 0 | 0 | 0 | 0 | 0 | 0 | 0 | 0 | 0 | 0 | 0 | 0 | 0 | 0 | 0 | 0 | 0 | 0 | 0 | 0 | 0 | 0 | 0 | 0 | 0 | 0 | 0 | 0 | 0 | 0 | 0 | 0 | 0 | 0 | 0 | 0 | 0 | 0 | 0 | 0 | 0 | 0 | 0 | 0 | 0 | 0 | 0 | 0 | 0 | 0 | 0 | 0 | 0 | 0 | 0 | 0 | 0 | 0 | 0 | 0 | 0 | 0 | 0 | 0 | 0 | 0 | 0 | 0 | 0 | 0 | 0 | 0 | 0 | 0 | 0 | 0 | 0 | 0 | 0 | 0 | 0 | 0 | 0 | 0 | 0 | 0 | 0 | 0 | 0 | 0 | 0 | 0 | 0 | 0 | 0 | 0 | 0 | 0 | 0 | 0 | 0 | 0 | 0 | 0 | 0 | 0 | 0 | 0 | 0 | 0 | 0 | 0 | 0 | 0 | 0 | 0 | 0 | 0 | 0 | 0 | 0 | 0 | 0 | 0 | 0 | 0 | 0 | 0 | 0 | 0 | 0 | 0 | 0 | 0 | 0 | 0 | 0 | 0 | 0 | 0 | 0 | 0 | 0 | 0 | 0 | 0 | 0 | 0 | 0 | 0 | 0 | 0 | 0 | 0 | 0 | 0 | 0 | 0 | 0 | 0 | 0 | 0 | 0 | 0 | 0 | 0 | 0 | 0 | 0 | 0 | 0 | 0 | 0 | 0 | 0 | 0 | 0 | 0 | 0 | 0 | 0 | 0 | 0 | 0 | 0 | 0 | 0 | 0 | 0 | 0 | 0 | 0 | 0 | 0 | 0 | 0 | 0 | 0 | 0 | 0 | 0 | 0 | 0 | 0 | 0 | 0 | 0 | 0 | 0 | 0 | 0 | 0 | 0 | 0 | 0 | 0 | 0 | 0 | 0 | 0 | 0 | 0 | 0 | 0 | 0 | 0 | 0 | 0 | 0 | 0 | 0 | 0 | 0 | 0
OR_Commercial_OR - Health_New_Space Heating_Natural Gas_Condensing RTU_A | OR | Commercial | OR - Health | New | Space Heating | Natural Gas | Condensing RTU | A | OCM502 | TBD | TBD | 5 | 0.022907 | 0 | 0 | 0.43 | 0 | 0 | 0 | 0.28365 | 0.25 | sqft cond | 100% | 100% | Discretionary | RetroEven20_OR | 82.88% | Furnace | 0% | 0 |  | 0 |  | 0 | NEEA Condensing Rooftop Unit Field Study - October 28, 2019 | NEEA Condensing Rooftop Unit Field Study - October 28, 2019 | NEEA Condensing Rooftop Unit Field Study - October 28, 2019 | TBD | TBD | TBD | TBD | TBD | TBD | TBD | TBD | TBD | TBD | TBD | TBD | TBD | TBD | TBD | TBD | TBD | TBD | TBD | TBD | TBD | TBD | TBD | TBD | TBD | TBD | TBD | TBD | TBD | TBD | TBD | TBD | TBD | TBD | TBD | TBD | TBD | TBD | TBD | TBD | TBD | TBD | TBD | TBD | TBD | TBD | TBD | TBD | TBD | TBD | TBD | TBD | TBD | TBD | 0.43 | 0.43 | 0.43 | 0.43 | 0.43 | 0.43 | 0.43 | 0.43 | 0.43 | 0.43 | 0.43 | 0.43 | 0.43 | 0.43 | 0.43 | 0.43 | 0.43 | 0.43 | 0.43 | 0.43 | 0.43 | 0.43 | 0.43 | 0.43 | 0.43 | 0.43 | 0.43 | 0 | 0 | 0 | 0 | 0 | 0 | 0 | 0 | 0 | 0 | 0 | 0 | 0 | 0 | 0 | 0 | 0 | 0 | 0 | 0 | 0 | 0 | 0 | 0 | 0 | 0 | 0 | 0 | 0 | 0 | 0 | 0 | 0 | 0 | 0 | 0 | 0 | 0 | 0 | 0 | 0 | 0 | 0 | 0 | 0 | 0 | 0 | 0 | 0 | 0 | 0 | 0 | 0 | 0 | 0 | 0 | 0 | 0 | 0 | 0 | 0 | 0 | 0 | 0 | 0 | 0 | 0 | 0 | 0 | 0 | 0 | 0 | 0 | 0 | 0 | 0 | 0 | 0 | 0 | 0 | 0 | 0 | 0 | 0 | 0 | 0 | 0 | 0 | 0 | 0 | 0 | 0 | 0 | 0 | 0 | 0 | 0 | 0 | 0 | 0 | 0 | 0 | 0 | 0 | 0 | 0 | 0 | 0 | 0 | 0 | 0 | 0 | 0 | 0 | 0 | 0 | 0 | 0 | 0 | 0 | 0 | 0 | 0 | 0 | 0 | 0 | 0 | 0 | 0 | 0 | 0 | 0 | 0 | 0 | 0 | 0 | 0 | 0 | 0 | 0 | 0 | 0 | 0 | 0 | 0 | 0 | 0 | 0 | 0 | 0 | 0 | 0 | 0 | 0 | 0 | 0 | 0 | 0 | 0 | 0 | 0 | 0 | 0 | 0 | 0 | 0 | 0 | 0 | 0 | 0 | 0 | 0 | 0 | 0 | 0 | 0 | 0 | 0 | 0 | 0 | 0 | 0 | 0 | 0 | 0 | 0 | 0 | 0 | 0 | 0 | 0 | 0 | 0 | 0 | 0 | 0 | 0 | 0 | 0 | 0 | 0 | 0 | 0 | 0 | 0 | 0 | 0 | 0 | 0 | 0 | 0 | 0 | 0 | 0 | 0 | 0 | 0 | 0 | 0 | 0 | 0 | 0 | 0 | 0 | 0 | 0 | 0 | 0 | 0 | 0 | 0 | 0 | 0 | 0 | 0 | 0 | 0 | 0 | 0 | 0 | 0 | 0 | 0 | 0 | 0 | 0 | 0 | 0 | 0 | 0 | 0 | 0 | 0 | 0 | 0 | 0 | 0 | 0 | 0 | 0 | 0 | 0 | 0 | 0 | 0 | 0 | 0 | 0 | 0 | 0 | 0 | 0 | 0 | 0 | 0 | 0 | 0 | 0 | 0 | 0 | 0 | 0 | 0 | 0 | 0 | 0 | 0 | 0 | 0 | 0 | 0 | 0 | 0 | 0 | 0 | 0 | 0 | 0 | 0 | 0 | 0 | 0 | 0 | 0 | 0 | 0 | 0 | 0 | 0 | 0 | 0 | 0 | 0 | 0 | 0 | 0 | 0 | 0 | 0 | 0 | 0 | 0 | 0 | 0 | 0 | 0 | 0 | 0 | 0 | 0 | 0 | 0 | 0 | 0 | 0 | 0 | 0 | 0 | 0 | 0 | 0 | 0 | 0 | 0 | 0 | 0 | 0 | 0 | 0 | 0 | 0 | 0 | 0 | 0 | 0 | 0 | 0 | 0 | 0 | 0 | 0 | 0 | 0 | 0 | 0 | 0 | 0 | 0 | 0 | 0 | 0 | 0 | 0 | 0 | 0 | 0 | 0 | 0 | 0 | 0 | 0 | 0 | 0 | 0 | 0 | 0 | 0 | 0 | 0 | 0 | 0 | 0 | 0 | 0 | 0 | 0 | 0 | 0 | 0 | 0 | 0 | 0 | 0 | 0 | 0 | 0 | 0 | 0 | 0 | 0 | 0 | 0 | 0 | 0 | 0 | 0 | 0 | 0 | 0 | 0 | 0 | 0 | 0 | 0 | 0 | 0 | 0 | 0 | 0 | 0 | 0 | 0 | 0 | 0 | 0 | 0 | 0 | 0 | 0 | 0 | 0 | 0 | 0 | 0 | 0 | 0 | 0 | 0 | 0 | 0 | 0 | 0 | 0 | 0 | 0 | 0 | 0 | 0 | 0 | 0 | 0 | 0 | 0 | 0 | 0 | 0 | 0 | 0 | 0 | 0 | 0 | 0 | 0 | 0 | 0 | 0 | 0
OR_Commercial_OR - Health_New_Space Heating_Natural Gas_Hydronic Heating Radiator Replacement_A | OR | Commercial | OR - Health | New | Space Heating | Natural Gas | Hydronic Heating Radiator Replacement | A | OCM503 | TBD | TBD | 25 | 34 | 0 | 0 | 599.2 | 0 | 0 | 0 | 0.28365 | 0.25 | radiator | 100% | 100% | Discretionary | RetroEven20_OR | 82.88% | Boiler | 0% | 0 |  | 0 |  | 0 | IL TRM - 4.4.52 - CI-HVC-HHRR-V01-210101 | IL TRM - 4.4.52 - CI-HVC-HHRR-V01-210101 | IL TRM - 4.4.52 - CI-HVC-HHRR-V01-210101 | TBD | TBD | TBD | TBD | TBD | TBD | TBD | TBD | TBD | TBD | TBD | TBD | TBD | TBD | TBD | TBD | TBD | TBD | TBD | TBD | TBD | TBD | TBD | TBD | TBD | TBD | TBD | TBD | TBD | TBD | TBD | TBD | TBD | TBD | TBD | TBD | TBD | TBD | TBD | TBD | TBD | TBD | TBD | TBD | TBD | TBD | TBD | TBD | TBD | TBD | TBD | TBD | TBD | TBD | 599.2 | 599.2 | 599.2 | 599.2 | 599.2 | 599.2 | 599.2 | 599.2 | 599.2 | 599.2 | 599.2 | 599.2 | 599.2 | 599.2 | 599.2 | 599.2 | 599.2 | 599.2 | 599.2 | 599.2 | 599.2 | 599.2 | 599.2 | 599.2 | 599.2 | 599.2 | 599.2 | 0 | 0 | 0 | 0 | 0 | 0 | 0 | 0 | 0 | 0 | 0 | 0 | 0 | 0 | 0 | 0 | 0 | 0 | 0 | 0 | 0 | 0 | 0 | 0 | 0 | 0 | 0 | 0 | 0 | 0 | 0 | 0 | 0 | 0 | 0 | 0 | 0 | 0 | 0 | 0 | 0 | 0 | 0 | 0 | 0 | 0 | 0 | 0 | 0 | 0 | 0 | 0 | 0 | 0 | 0 | 0 | 0 | 0 | 0 | 0 | 0 | 0 | 0 | 0 | 0 | 0 | 0 | 0 | 0 | 0 | 0 | 0 | 0 | 0 | 0 | 0 | 0 | 0 | 0 | 0 | 0 | 0 | 0 | 0 | 0 | 0 | 0 | 0 | 0 | 0 | 0 | 0 | 0 | 0 | 0 | 0 | 0 | 0 | 0 | 0 | 0 | 0 | 0 | 0 | 0 | 0 | 0 | 0 | 0 | 0 | 0 | 0 | 0 | 0 | 0 | 0 | 0 | 0 | 0 | 0 | 0 | 0 | 0 | 0 | 0 | 0 | 0 | 0 | 0 | 0 | 0 | 0 | 0 | 0 | 0 | 0 | 0 | 0 | 0 | 0 | 0 | 0 | 0 | 0 | 0 | 0 | 0 | 0 | 0 | 0 | 0 | 0 | 0 | 0 | 0 | 0 | 0 | 0 | 0 | 0 | 0 | 0 | 0 | 0 | 0 | 0 | 0 | 0 | 0 | 0 | 0 | 0 | 0 | 0 | 0 | 0 | 0 | 0 | 0 | 0 | 0 | 0 | 0 | 0 | 0 | 0 | 0 | 0 | 0 | 0 | 0 | 0 | 0 | 0 | 0 | 0 | 0 | 0 | 0 | 0 | 0 | 0 | 0 | 0 | 0 | 0 | 0 | 0 | 0 | 0 | 0 | 0 | 0 | 0 | 0 | 0 | 0 | 0 | 0 | 0 | 0 | 0 | 0 | 0 | 0 | 0 | 0 | 0 | 0 | 0 | 0 | 0 | 0 | 0 | 0 | 0 | 0 | 0 | 0 | 0 | 0 | 0 | 0 | 0 | 0 | 0 | 0 | 0 | 0 | 0 | 0 | 0 | 0 | 0 | 0 | 0 | 0 | 0 | 0 | 0 | 0 | 0 | 0 | 0 | 0 | 0 | 0 | 0 | 0 | 0 | 0 | 0 | 0 | 0 | 0 | 0 | 0 | 0 | 0 | 0 | 0 | 0 | 0 | 0 | 0 | 0 | 0 | 0 | 0 | 0 | 0 | 0 | 0 | 0 | 0 | 0 | 0 | 0 | 0 | 0 | 0 | 0 | 0 | 0 | 0 | 0 | 0 | 0 | 0 | 0 | 0 | 0 | 0 | 0 | 0 | 0 | 0 | 0 | 0 | 0 | 0 | 0 | 0 | 0 | 0 | 0 | 0 | 0 | 0 | 0 | 0 | 0 | 0 | 0 | 0 | 0 | 0 | 0 | 0 | 0 | 0 | 0 | 0 | 0 | 0 | 0 | 0 | 0 | 0 | 0 | 0 | 0 | 0 | 0 | 0 | 0 | 0 | 0 | 0 | 0 | 0 | 0 | 0 | 0 | 0 | 0 | 0 | 0 | 0 | 0 | 0 | 0 | 0 | 0 | 0 | 0 | 0 | 0 | 0 | 0 | 0 | 0 | 0 | 0 | 0 | 0 | 0 | 0 | 0 | 0 | 0 | 0 | 0 | 0 | 0 | 0 | 0 | 0 | 0 | 0 | 0 | 0 | 0 | 0 | 0 | 0 | 0 | 0 | 0 | 0 | 0 | 0 | 0 | 0 | 0 | 0 | 0 | 0 | 0 | 0 | 0 | 0 | 0 | 0 | 0 | 0 | 0 | 0 | 0 | 0 | 0 | 0 | 0 | 0 | 0 | 0 | 0 | 0 | 0 | 0 | 0 | 0 | 0 | 0 | 0 | 0 | 0 | 0 | 0 | 0 | 0 | 0 | 0 | 0 | 0 | 0 | 0 | 0 | 0 | 0 | 0 | 0 | 0 | 0 | 0 | 0 | 0 | 0 | 0 | 0 | 0 | 0 | 0 | 0 | 0 | 0 | 0
OR_Commercial_OR - Health_New_Space Heating_Natural Gas_Thermostat - Connected_A | OR | Commercial | OR - Health | New | Space Heating | Natural Gas | Thermostat - Connected | A | OCM504 | Standard thermostat. | Thermostat connected to building management control system. | 5 | 0 | 0 | 0 | 222.91 | 0 | 0 | 0 | 0.28365 | 0.25 | Stat Unit | 30% | 53.33% | Discretionary | Retro5Med_OR | 81.34% | Space Heating | 0% | 0 |  | 0 |  | 0 | DL20_CSTAT_SMRT-Cool-RTF-v1.1-5 | IL TRM - CI-HVC-THST-V01-200101 | DL20_CSTAT_SMRT-Heat-RTF-v1.1-1 | Standard thermostat. | Standard thermostat. | Standard thermostat. | Standard thermostat. | Standard thermostat. | Standard thermostat. | Standard thermostat. | Standard thermostat. | Standard thermostat. | Standard thermostat. | Standard thermostat. | Standard thermostat. | Standard thermostat. | Standard thermostat. | Standard thermostat. | Standard thermostat. | Standard thermostat. | Standard thermostat. | Standard thermostat. | Standard thermostat. | Standard thermostat. | Standard thermostat. | Standard thermostat. | Standard thermostat. | Standard thermostat. | Standard thermostat. | Standard thermostat. | Thermostat connected to building management control system. | Thermostat connected to building management control system. | Thermostat connected to building management control system. | Thermostat connected to building management control system. | Thermostat connected to building management control system. | Thermostat connected to building management control system. | Thermostat connected to building management control system. | Thermostat connected to building management control system. | Thermostat connected to building management control system. | Thermostat connected to building management control system. | Thermostat connected to building management control system. | Thermostat connected to building management control system. | Thermostat connected to building management control system. | Thermostat connected to building management control system. | Thermostat connected to building management control system. | Thermostat connected to building management control system. | Thermostat connected to building management control system. | Thermostat connected to building management control system. | Thermostat connected to building management control system. | Thermostat connected to building management control system. | Thermostat connected to building management control system. | Thermostat connected to building management control system. | Thermostat connected to building management control system. | Thermostat connected to building management control system. | Thermostat connected to building management control system. | Thermostat connected to building management control system. | Thermostat connected to building management control system. | 222.91 | 222.91 | 222.91 | 222.91 | 222.91 | 222.91 | 222.91 | 222.91 | 222.91 | 222.91 | 222.91 | 222.91 | 222.91 | 222.91 | 222.91 | 222.91 | 222.91 | 222.91 | 222.91 | 222.91 | 222.91 | 222.91 | 222.91 | 222.91 | 222.91 | 222.91 | 222.91 | 0 | 0 | 0 | 0 | 0 | 0 | 0 | 0 | 0 | 0 | 0 | 0 | 0 | 0 | 0 | 0 | 0 | 0 | 0 | 0 | 0 | 0 | 0 | 0 | 0 | 0 | 0 | 0 | 0 | 0 | 0 | 0 | 0 | 0 | 0 | 0 | 0 | 0 | 0 | 0 | 0 | 0 | 0 | 0 | 0 | 0 | 0 | 0 | 0 | 0 | 0 | 0 | 0 | 0 | 0 | 0 | 0 | 0 | 0 | 0 | 0 | 0 | 0 | 0 | 0 | 0 | 0 | 0 | 0 | 0 | 0 | 0 | 0 | 0 | 0 | 0 | 0 | 0 | 0 | 0 | 0 | 0 | 0 | 0 | 0 | 0 | 0 | 0 | 0 | 0 | 0 | 0 | 0 | 0 | 0 | 0 | 0 | 0 | 0 | 0 | 0 | 0 | 0 | 0 | 0 | 0 | 0 | 0 | 0 | 0 | 0 | 0 | 0 | 0 | 0 | 0 | 0 | 0 | 0 | 0 | 0 | 0 | 0 | 0 | 0 | 0 | 0 | 0 | 0 | 0 | 0 | 0 | 0 | 0 | 0 | 0 | 0 | 0 | 0 | 0 | 0 | 0 | 0 | 0 | 0 | 0 | 0 | 0 | 0 | 0 | 0 | 0 | 0 | 0 | 0 | 0 | 0 | 0 | 0 | 0 | 0 | 0 | 0 | 0 | 0 | 0 | 0 | 0 | 0 | 0 | 0 | 0 | 0 | 0 | 0 | 0 | 0 | 0 | 0 | 0 | 0 | 0 | 0 | 0 | 0 | 0 | 0 | 0 | 0 | 0 | 0 | 0 | 0 | 0 | 0 | 0 | 0 | 0 | 0 | 0 | 0 | 0 | 0 | 0 | 0 | 0 | 0 | 0 | 0 | 0 | 0 | 0 | 0 | 0 | 0 | 0 | 0 | 0 | 0 | 0 | 0 | 0 | 0 | 0 | 0 | 0 | 0 | 0 | 0 | 0 | 0 | 0 | 0 | 0 | 0 | 0 | 0 | 0 | 0 | 0 | 0 | 0 | 0 | 0 | 0 | 0 | 0 | 0 | 0 | 0 | 0 | 0 | 0 | 0 | 0 | 0 | 0 | 0 | 0 | 0 | 0 | 0 | 0 | 0 | 0 | 0 | 0 | 0 | 0 | 0 | 0 | 0 | 0 | 0 | 0 | 0 | 0 | 0 | 0 | 0 | 0 | 0 | 0 | 0 | 0 | 0 | 0 | 0 | 0 | 0 | 0 | 0 | 0 | 0 | 0 | 0 | 0 | 0 | 0 | 0 | 0 | 0 | 0 | 0 | 0 | 0 | 0 | 0 | 0 | 0 | 0 | 0 | 0 | 0 | 0 | 0 | 0 | 0 | 0 | 0 | 0 | 0 | 0 | 0 | 0 | 0 | 0 | 0 | 0 | 0 | 0 | 0 | 0 | 0 | 0 | 0 | 0 | 0 | 0 | 0 | 0 | 0 | 0 | 0 | 0 | 0 | 0 | 0 | 0 | 0 | 0 | 0 | 0 | 0 | 0 | 0 | 0 | 0 | 0 | 0 | 0 | 0 | 0 | 0 | 0 | 0 | 0 | 0 | 0 | 0 | 0 | 0 | 0 | 0 | 0 | 0 | 0 | 0 | 0 | 0 | 0 | 0 | 0 | 0 | 0 | 0 | 0 | 0 | 0 | 0 | 0 | 0 | 0 | 0 | 0 | 0 | 0 | 0 | 0 | 0 | 0 | 0 | 0 | 0 | 0 | 0 | 0 | 0 | 0 | 0 | 0 | 0 | 0 | 0 | 0 | 0 | 0 | 0 | 0 | 0 | 0 | 0 | 0 | 0 | 0 | 0 | 0 | 0 | 0 | 0 | 0 | 0 | 0 | 0 | 0 | 0 | 0 | 0 | 0 | 0 | 0 | 0 | 0 | 0 | 0 | 0 | 0 | 0 | 0 | 0 | 0 | 0 | 0 | 0 | 0 | 0 | 0 | 0 | 0 | 0 | 0 | 0 | 0 | 0 | 0 | 0 | 0 | 0 | 0 | 0 | 0 | 0 | 0 | 0 | 0 | 0 | 0
OR_Commercial_OR - Health_New_Water Heating_Natural Gas_Water Heater - Thermostatic Shower Restriction Valve_A | OR | Commercial | OR - Health | New | Water Heating | Natural Gas | Water Heater - Thermostatic Shower Restriction Valve | A | OCM505 | No thermostatic control on shower. | Thermostatic shower restriction valve. | 10 | 4.9631 | 0 | 0 | 49.91 | 13.96 | 0 | 0 | 0.28365 | 0.25 | showerhead | 86.67% | 86.67% | Discretionary | Retro5Med_OR | 81.34% | Water Heater | 0% | 0 |  | 0 |  | 0 | ThermostaticShowerRestrictionValve_v4_2 | ThermostaticShowerRestrictionValve_v4_2 | ThermostaticShowerRestrictionValve_v4_2 | No thermostatic control on shower. | No thermostatic control on shower. | No thermostatic control on shower. | No thermostatic control on shower. | No thermostatic control on shower. | No thermostatic control on shower. | No thermostatic control on shower. | No thermostatic control on shower. | No thermostatic control on shower. | No thermostatic control on shower. | No thermostatic control on shower. | No thermostatic control on shower. | No thermostatic control on shower. | No thermostatic control on shower. | No thermostatic control on shower. | No thermostatic control on shower. | No thermostatic control on shower. | No thermostatic control on shower. | No thermostatic control on shower. | No thermostatic control on shower. | No thermostatic control on shower. | No thermostatic control on shower. | No thermostatic control on shower. | No thermostatic control on shower. | No thermostatic control on shower. | No thermostatic control on shower. | No thermostatic control on shower. | Thermostatic shower restriction valve. | Thermostatic shower restriction valve. | Thermostatic shower restriction valve. | Thermostatic shower restriction valve. | Thermostatic shower restriction valve. | Thermostatic shower restriction valve. | Thermostatic shower restriction valve. | Thermostatic shower restriction valve. | Thermostatic shower restriction valve. | Thermostatic shower restriction valve. | Thermostatic shower restriction valve. | Thermostatic shower restriction valve. | Thermostatic shower restriction valve. | Thermostatic shower restriction valve. | Thermostatic shower restriction valve. | Thermostatic shower restriction valve. | Thermostatic shower restriction valve. | Thermostatic shower restriction valve. | Thermostatic shower restriction valve. | Thermostatic shower restriction valve. | Thermostatic shower restriction valve. | Thermostatic shower restriction valve. | Thermostatic shower restriction valve. | Thermostatic shower restriction valve. | Thermostatic shower restriction valve. | Thermostatic shower restriction valve. | Thermostatic shower restriction valve. | 49.91 | 49.91 | 49.91 | 49.91 | 49.91 | 49.91 | 49.91 | 49.91 | 49.91 | 49.91 | 49.91 | 49.91 | 49.91 | 49.91 | 49.91 | 49.91 | 49.91 | 49.91 | 49.91 | 49.91 | 49.91 | 49.91 | 49.91 | 49.91 | 49.91 | 49.91 | 49.91 | 0 | 0 | 0 | 0 | 0 | 0 | 0 | 0 | 0 | 0 | 0 | 0 | 0 | 0 | 0 | 0 | 0 | 0 | 0 | 0 | 0 | 0 | 0 | 0 | 0 | 0 | 0 | 0 | 0 | 0 | 0 | 0 | 0 | 0 | 0 | 0 | 0 | 0 | 0 | 0 | 0 | 0 | 0 | 0 | 0 | 0 | 0 | 0 | 0 | 0 | 0 | 0 | 0 | 0 | 0 | 0 | 0 | 0 | 0 | 0 | 0 | 0 | 0 | 0 | 0 | 0 | 0 | 0 | 0 | 0 | 0 | 0 | 0 | 0 | 0 | 0 | 0 | 0 | 0 | 0 | 0 | 0 | 0 | 0 | 0 | 0 | 0 | 0 | 0 | 0 | 0 | 0 | 0 | 0 | 0 | 0 | 0 | 0 | 0 | 0 | 0 | 0 | 0 | 0 | 0 | 0 | 0 | 0 | 0 | 0 | 0 | 0 | 0 | 0 | 0 | 0 | 0 | 0 | 0 | 0 | 0 | 0 | 0 | 0 | 0 | 0 | 0 | 0 | 0 | 0 | 0 | 0 | 0 | 0 | 0 | 0 | 0 | 0 | 0 | 0 | 0 | 0 | 0 | 0 | 0 | 0 | 0 | 0 | 0 | 0 | 0 | 0 | 0 | 0 | 0 | 0 | 0 | 0 | 0 | 0 | 0 | 0 | 0 | 0 | 0 | 0 | 0 | 0 | 0 | 0 | 0 | 0 | 0 | 0 | 0 | 0 | 0 | 0 | 0 | 0 | 0 | 0 | 0 | 0 | 0 | 0 | 0 | 0 | 0 | 0 | 0 | 0 | 0 | 0 | 0 | 0 | 0 | 0 | 0 | 0 | 0 | 0 | 0 | 0 | 0 | 0 | 0 | 0 | 0 | 0 | 0 | 0 | 0 | 0 | 0 | 0 | 0 | 0 | 0 | 0 | 0 | 0 | 0 | 0 | 0 | 0 | 0 | 0 | 0 | 0 | 0 | 0 | 0 | 0 | 0 | 0 | 0 | 0 | 0 | 0 | 0 | 0 | 0 | 0 | 0 | 0 | 0 | 0 | 0 | 0 | 0 | 0 | 0 | 0 | 0 | 0 | 0 | 0 | 0 | 0 | 0 | 0 | 0 | 0 | 0 | 0 | 0 | 0 | 0 | 0 | 0 | 0 | 0 | 0 | 0 | 0 | 0 | 0 | 0 | 0 | 0 | 0 | 0 | 0 | 0 | 0 | 0 | 0 | 0 | 0 | 0 | 0 | 0 | 0 | 0 | 0 | 0 | 0 | 0 | 0 | 0 | 0 | 0 | 0 | 0 | 0 | 0 | 0 | 0 | 0 | 0 | 0 | 0 | 0 | 0 | 0 | 0 | 0 | 0 | 0 | 0 | 0 | 0 | 0 | 0 | 0 | 0 | 0 | 0 | 0 | 0 | 0 | 0 | 0 | 0 | 0 | 0 | 0 | 0 | 0 | 0 | 0 | 0 | 0 | 0 | 0 | 0 | 0 | 0 | 0 | 0 | 0 | 0 | 0 | 0 | 0 | 0 | 0 | 0 | 0 | 0 | 0 | 0 | 0 | 0 | 0 | 0 | 0 | 0 | 0 | 0 | 0 | 0 | 0 | 0 | 0 | 0 | 0 | 0 | 0 | 0 | 0 | 0 | 0 | 0 | 0 | 0 | 0 | 0 | 0 | 0 | 0 | 0 | 0 | 0 | 0 | 0 | 0 | 0 | 0 | 0 | 0 | 0 | 0 | 0 | 0 | 0 | 0 | 0 | 0 | 0 | 0 | 0 | 0 | 0 | 0 | 0 | 0 | 0 | 0 | 0 | 0 | 0 | 0 | 0 | 0 | 0 | 0 | 0 | 0 | 0 | 0 | 0 | 0 | 0 | 0 | 0 | 0 | 0 | 0 | 0 | 0 | 0 | 0 | 0 | 0 | 0 | 0 | 0 | 0 | 0 | 0 | 0 | 0 | 0 | 0 | 0 | 0 | 0 | 0 | 0 | 0 | 0 | 0 | 0 | 0 | 0 | 0 | 0 | 0 | 0 | 0 | 0 | 0 | 0 | 0 | 0
OR_Commercial_OR - Health_New_Water Heating_Natural Gas_Water Heater - Pre-Rinse Spray Valve_A | OR | Commercial | OR - Health | New | Water Heating | Natural Gas | Water Heater - Pre-Rinse Spray Valve | A | OCM506 | Standard pre-rinse spray valve. | Low flow pre-rinse spray valve. | 4 | 16.81 | 0 | 0 | 114.44 | 0 | 0 | 0 | 0.28365 | 0.25 | KitchenFaucet | 25% | 53.33% | Discretionary | Retro5Med_OR | 81.34% | Water Heater | 0% | 0 |  | 0 |  | 0 | Avista TRM | Avista TRM | Avista TRM | Standard pre-rinse spray valve. | Standard pre-rinse spray valve. | Standard pre-rinse spray valve. | Standard pre-rinse spray valve. | Standard pre-rinse spray valve. | Standard pre-rinse spray valve. | Standard pre-rinse spray valve. | Standard pre-rinse spray valve. | Standard pre-rinse spray valve. | Standard pre-rinse spray valve. | Standard pre-rinse spray valve. | Standard pre-rinse spray valve. | Standard pre-rinse spray valve. | Standard pre-rinse spray valve. | Standard pre-rinse spray valve. | Standard pre-rinse spray valve. | Standard pre-rinse spray valve. | Standard pre-rinse spray valve. | Standard pre-rinse spray valve. | Standard pre-rinse spray valve. | Standard pre-rinse spray valve. | Standard pre-rinse spray valve. | Standard pre-rinse spray valve. | Standard pre-rinse spray valve. | Standard pre-rinse spray valve. | Standard pre-rinse spray valve. | Standard pre-rinse spray valve. | Low flow pre-rinse spray valve. | Low flow pre-rinse spray valve. | Low flow pre-rinse spray valve. | Low flow pre-rinse spray valve. | Low flow pre-rinse spray valve. | Low flow pre-rinse spray valve. | Low flow pre-rinse spray valve. | Low flow pre-rinse spray valve. | Low flow pre-rinse spray valve. | Low flow pre-rinse spray valve. | Low flow pre-rinse spray valve. | Low flow pre-rinse spray valve. | Low flow pre-rinse spray valve. | Low flow pre-rinse spray valve. | Low flow pre-rinse spray valve. | Low flow pre-rinse spray valve. | Low flow pre-rinse spray valve. | Low flow pre-rinse spray valve. | Low flow pre-rinse spray valve. | Low flow pre-rinse spray valve. | Low flow pre-rinse spray valve. | Low flow pre-rinse spray valve. | Low flow pre-rinse spray valve. | Low flow pre-rinse spray valve. | Low flow pre-rinse spray valve. | Low flow pre-rinse spray valve. | Low flow pre-rinse spray valve. | 114.44 | 114.44 | 114.44 | 114.44 | 114.44 | 114.44 | 114.44 | 114.44 | 114.44 | 114.44 | 114.44 | 114.44 | 114.44 | 114.44 | 114.44 | 114.44 | 114.44 | 114.44 | 114.44 | 114.44 | 114.44 | 114.44 | 114.44 | 114.44 | 114.44 | 114.44 | 114.44 | 0 | 0 | 0 | 0 | 0 | 0 | 0 | 0 | 0 | 0 | 0 | 0 | 0 | 0 | 0 | 0 | 0 | 0 | 0 | 0 | 0 | 0 | 0 | 0 | 0 | 0 | 0 | 0 | 0 | 0 | 0 | 0 | 0 | 0 | 0 | 0 | 0 | 0 | 0 | 0 | 0 | 0 | 0 | 0 | 0 | 0 | 0 | 0 | 0 | 0 | 0 | 0 | 0 | 0 | 0 | 0 | 0 | 0 | 0 | 0 | 0 | 0 | 0 | 0 | 0 | 0 | 0 | 0 | 0 | 0 | 0 | 0 | 0 | 0 | 0 | 0 | 0 | 0 | 0 | 0 | 0 | 0 | 0 | 0 | 0 | 0 | 0 | 0 | 0 | 0 | 0 | 0 | 0 | 0 | 0 | 0 | 0 | 0 | 0 | 0 | 0 | 0 | 0 | 0 | 0 | 0 | 0 | 0 | 0 | 0 | 0 | 0 | 0 | 0 | 0 | 0 | 0 | 0 | 0 | 0 | 0 | 0 | 0 | 0 | 0 | 0 | 0 | 0 | 0 | 0 | 0 | 0 | 0 | 0 | 0 | 0 | 0 | 0 | 0 | 0 | 0 | 0 | 0 | 0 | 0 | 0 | 0 | 0 | 0 | 0 | 0 | 0 | 0 | 0 | 0 | 0 | 0 | 0 | 0 | 0 | 0 | 0 | 0 | 0 | 0 | 0 | 0 | 0 | 0 | 0 | 0 | 0 | 0 | 0 | 0 | 0 | 0 | 0 | 0 | 0 | 0 | 0 | 0 | 0 | 0 | 0 | 0 | 0 | 0 | 0 | 0 | 0 | 0 | 0 | 0 | 0 | 0 | 0 | 0 | 0 | 0 | 0 | 0 | 0 | 0 | 0 | 0 | 0 | 0 | 0 | 0 | 0 | 0 | 0 | 0 | 0 | 0 | 0 | 0 | 0 | 0 | 0 | 0 | 0 | 0 | 0 | 0 | 0 | 0 | 0 | 0 | 0 | 0 | 0 | 0 | 0 | 0 | 0 | 0 | 0 | 0 | 0 | 0 | 0 | 0 | 0 | 0 | 0 | 0 | 0 | 0 | 0 | 0 | 0 | 0 | 0 | 0 | 0 | 0 | 0 | 0 | 0 | 0 | 0 | 0 | 0 | 0 | 0 | 0 | 0 | 0 | 0 | 0 | 0 | 0 | 0 | 0 | 0 | 0 | 0 | 0 | 0 | 0 | 0 | 0 | 0 | 0 | 0 | 0 | 0 | 0 | 0 | 0 | 0 | 0 | 0 | 0 | 0 | 0 | 0 | 0 | 0 | 0 | 0 | 0 | 0 | 0 | 0 | 0 | 0 | 0 | 0 | 0 | 0 | 0 | 0 | 0 | 0 | 0 | 0 | 0 | 0 | 0 | 0 | 0 | 0 | 0 | 0 | 0 | 0 | 0 | 0 | 0 | 0 | 0 | 0 | 0 | 0 | 0 | 0 | 0 | 0 | 0 | 0 | 0 | 0 | 0 | 0 | 0 | 0 | 0 | 0 | 0 | 0 | 0 | 0 | 0 | 0 | 0 | 0 | 0 | 0 | 0 | 0 | 0 | 0 | 0 | 0 | 0 | 0 | 0 | 0 | 0 | 0 | 0 | 0 | 0 | 0 | 0 | 0 | 0 | 0 | 0 | 0 | 0 | 0 | 0 | 0 | 0 | 0 | 0 | 0 | 0 | 0 | 0 | 0 | 0 | 0 | 0 | 0 | 0 | 0 | 0 | 0 | 0 | 0 | 0 | 0 | 0 | 0 | 0 | 0 | 0 | 0 | 0 | 0 | 0 | 0 | 0 | 0 | 0 | 0 | 0 | 0 | 0 | 0 | 0 | 0 | 0 | 0 | 0 | 0 | 0 | 0 | 0 | 0 | 0 | 0 | 0 | 0 | 0 | 0 | 0 | 0 | 0 | 0 | 0 | 0 | 0 | 0 | 0 | 0 | 0 | 0 | 0 | 0 | 0 | 0 | 0 | 0 | 0 | 0 | 0 | 0 | 0 | 0 | 0 | 0 | 0 | 0 | 0 | 0 | 0 | 0 | 0 | 0 | 0
OR_Commercial_OR - Health_New_Water Heating_Natural Gas_Water Heater - Temperature Setback_A | OR | Commercial | OR - Health | New | Water Heating | Natural Gas | Water Heater - Temperature Setback | A | OCM507 | No water heater temperature setback. | Water heater temperature setback. | 2 | 103.9223 | 0 | 0 | 2.25 | 0 | 0 | 0 | 0.28365 | 0.25 | WHunits | 15% | 100% | Discretionary | Retro5Med_OR | 81.34% | Water Heater | 0% | 0 |  | 0 |  | 0 | IL TRM - RS-HWE-TMPS-V08-210101 | IL TRM - RS-HWE-TMPS-V08-210101 | IL TRM - RS-HWE-TMPS-V08-210101 | No water heater temperature setback. | No water heater temperature setback. | No water heater temperature setback. | No water heater temperature setback. | No water heater temperature setback. | No water heater temperature setback. | No water heater temperature setback. | No water heater temperature setback. | No water heater temperature setback. | No water heater temperature setback. | No water heater temperature setback. | No water heater temperature setback. | No water heater temperature setback. | No water heater temperature setback. | No water heater temperature setback. | No water heater temperature setback. | No water heater temperature setback. | No water heater temperature setback. | No water heater temperature setback. | No water heater temperature setback. | No water heater temperature setback. | No water heater temperature setback. | No water heater temperature setback. | No water heater temperature setback. | No water heater temperature setback. | No water heater temperature setback. | No water heater temperature setback. | Water heater temperature setback. | Water heater temperature setback. | Water heater temperature setback. | Water heater temperature setback. | Water heater temperature setback. | Water heater temperature setback. | Water heater temperature setback. | Water heater temperature setback. | Water heater temperature setback. | Water heater temperature setback. | Water heater temperature setback. | Water heater temperature setback. | Water heater temperature setback. | Water heater temperature setback. | Water heater temperature setback. | Water heater temperature setback. | Water heater temperature setback. | Water heater temperature setback. | Water heater temperature setback. | Water heater temperature setback. | Water heater temperature setback. | Water heater temperature setback. | Water heater temperature setback. | Water heater temperature setback. | Water heater temperature setback. | Water heater temperature setback. | Water heater temperature setback. | 2.25 | 2.25 | 2.25 | 2.25 | 2.25 | 2.25 | 2.25 | 2.25 | 2.25 | 2.25 | 2.25 | 2.25 | 2.25 | 2.25 | 2.25 | 2.25 | 2.25 | 2.25 | 2.25 | 2.25 | 2.25 | 2.25 | 2.25 | 2.25 | 2.25 | 2.25 | 2.25 | 0 | 0 | 0 | 0 | 0 | 0 | 0 | 0 | 0 | 0 | 0 | 0 | 0 | 0 | 0 | 0 | 0 | 0 | 0 | 0 | 0 | 0 | 0 | 0 | 0 | 0 | 0 | 0 | 0 | 0 | 0 | 0 | 0 | 0 | 0 | 0 | 0 | 0 | 0 | 0 | 0 | 0 | 0 | 0 | 0 | 0 | 0 | 0 | 0 | 0 | 0 | 0 | 0 | 0 | 0 | 0 | 0 | 0 | 0 | 0 | 0 | 0 | 0 | 0 | 0 | 0 | 0 | 0 | 0 | 0 | 0 | 0 | 0 | 0 | 0 | 0 | 0 | 0 | 0 | 0 | 0 | 0 | 0 | 0 | 0 | 0 | 0 | 0 | 0 | 0 | 0 | 0 | 0 | 0 | 0 | 0 | 0 | 0 | 0 | 0 | 0 | 0 | 0 | 0 | 0 | 0 | 0 | 0 | 0 | 0 | 0 | 0 | 0 | 0 | 0 | 0 | 0 | 0 | 0 | 0 | 0 | 0 | 0 | 0 | 0 | 0 | 0 | 0 | 0 | 0 | 0 | 0 | 0 | 0 | 0 | 0 | 0 | 0 | 0 | 0 | 0 | 0 | 0 | 0 | 0 | 0 | 0 | 0 | 0 | 0 | 0 | 0 | 0 | 0 | 0 | 0 | 0 | 0 | 0 | 0 | 0 | 0 | 0 | 0 | 0 | 0 | 0 | 0 | 0 | 0 | 0 | 0 | 0 | 0 | 0 | 0 | 0 | 0 | 0 | 0 | 0 | 0 | 0 | 0 | 0 | 0 | 0 | 0 | 0 | 0 | 0 | 0 | 0 | 0 | 0 | 0 | 0 | 0 | 0 | 0 | 0 | 0 | 0 | 0 | 0 | 0 | 0 | 0 | 0 | 0 | 0 | 0 | 0 | 0 | 0 | 0 | 0 | 0 | 0 | 0 | 0 | 0 | 0 | 0 | 0 | 0 | 0 | 0 | 0 | 0 | 0 | 0 | 0 | 0 | 0 | 0 | 0 | 0 | 0 | 0 | 0 | 0 | 0 | 0 | 0 | 0 | 0 | 0 | 0 | 0 | 0 | 0 | 0 | 0 | 0 | 0 | 0 | 0 | 0 | 0 | 0 | 0 | 0 | 0 | 0 | 0 | 0 | 0 | 0 | 0 | 0 | 0 | 0 | 0 | 0 | 0 | 0 | 0 | 0 | 0 | 0 | 0 | 0 | 0 | 0 | 0 | 0 | 0 | 0 | 0 | 0 | 0 | 0 | 0 | 0 | 0 | 0 | 0 | 0 | 0 | 0 | 0 | 0 | 0 | 0 | 0 | 0 | 0 | 0 | 0 | 0 | 0 | 0 | 0 | 0 | 0 | 0 | 0 | 0 | 0 | 0 | 0 | 0 | 0 | 0 | 0 | 0 | 0 | 0 | 0 | 0 | 0 | 0 | 0 | 0 | 0 | 0 | 0 | 0 | 0 | 0 | 0 | 0 | 0 | 0 | 0 | 0 | 0 | 0 | 0 | 0 | 0 | 0 | 0 | 0 | 0 | 0 | 0 | 0 | 0 | 0 | 0 | 0 | 0 | 0 | 0 | 0 | 0 | 0 | 0 | 0 | 0 | 0 | 0 | 0 | 0 | 0 | 0 | 0 | 0 | 0 | 0 | 0 | 0 | 0 | 0 | 0 | 0 | 0 | 0 | 0 | 0 | 0 | 0 | 0 | 0 | 0 | 0 | 0 | 0 | 0 | 0 | 0 | 0 | 0 | 0 | 0 | 0 | 0 | 0 | 0 | 0 | 0 | 0 | 0 | 0 | 0 | 0 | 0 | 0 | 0 | 0 | 0 | 0 | 0 | 0 | 0 | 0 | 0 | 0 | 0 | 0 | 0 | 0 | 0 | 0 | 0 | 0 | 0 | 0 | 0 | 0 | 0 | 0 | 0 | 0 | 0 | 0 | 0 | 0 | 0 | 0 | 0 | 0 | 0 | 0 | 0 | 0 | 0 | 0 | 0 | 0 | 0 | 0 | 0 | 0 | 0 | 0 | 0 | 0 | 0 | 0 | 0 | 0 | 0 | 0 | 0
OR_Commercial_OR - Health_New_Water Heating_Natural Gas_Water Heater - Faucet Aerators_A | OR | Commercial | OR - Health | New | Water Heating | Natural Gas | Water Heater - Faucet Aerators | A | OCM508 | 0 | 0 | 10 | 24.4071 | 0 | 0 | 7.59 | 15.18 | 0 | 0 | 0.28365 | 0.25 | faucet | 86.67% | 86.67% | Discretionary | Retro5Med_OR | 81.34% | Water Heater | 0% | 0 |  | 0 |  | 0 | DHW_AER-Water Heating-XCELCO-2017-18-6 | DHW_AER-Water Heating-XCELCO-2017-18-6 | DHW_AER-Water Heating-ILTRM-v5.0-24 | 0 | 0 | 0 | 0 | 0 | 0 | 0 | 0 | 0 | 0 | 0 | 0 | 0 | 0 | 0 | 0 | 0 | 0 | 0 | 0 | 0 | 0 | 0 | 0 | 0 | 0 | 0 | 0 | 0 | 0 | 0 | 0 | 0 | 0 | 0 | 0 | 0 | 0 | 0 | 0 | 0 | 0 | 0 | 0 | 0 | 0 | 0 | 0 | 0 | 0 | 0 | 0 | 0 | 0 | 7.59 | 7.59 | 7.59 | 7.59 | 7.59 | 7.59 | 7.59 | 7.59 | 7.59 | 7.59 | 7.59 | 7.59 | 7.59 | 7.59 | 7.59 | 7.59 | 7.59 | 7.59 | 7.59 | 7.59 | 7.59 | 7.59 | 7.59 | 7.59 | 7.59 | 7.59 | 7.59 | 0 | 0 | 0 | 0 | 0 | 0 | 0 | 0 | 0 | 0 | 0 | 0 | 0 | 0 | 0 | 0 | 0 | 0 | 0 | 0 | 0 | 0 | 0 | 0 | 0 | 0 | 0 | 0 | 0 | 0 | 0 | 0 | 0 | 0 | 0 | 0 | 0 | 0 | 0 | 0 | 0 | 0 | 0 | 0 | 0 | 0 | 0 | 0 | 0 | 0 | 0 | 0 | 0 | 0 | 0 | 0 | 0 | 0 | 0 | 0 | 0 | 0 | 0 | 0 | 0 | 0 | 0 | 0 | 0 | 0 | 0 | 0 | 0 | 0 | 0 | 0 | 0 | 0 | 0 | 0 | 0 | 0 | 0 | 0 | 0 | 0 | 0 | 0 | 0 | 0 | 0 | 0 | 0 | 0 | 0 | 0 | 0 | 0 | 0 | 0 | 0 | 0 | 0 | 0 | 0 | 0 | 0 | 0 | 0 | 0 | 0 | 0 | 0 | 0 | 0 | 0 | 0 | 0 | 0 | 0 | 0 | 0 | 0 | 0 | 0 | 0 | 0 | 0 | 0 | 0 | 0 | 0 | 0 | 0 | 0 | 0 | 0 | 0 | 0 | 0 | 0 | 0 | 0 | 0 | 0 | 0 | 0 | 0 | 0 | 0 | 0 | 0 | 0 | 0 | 0 | 0 | 0 | 0 | 0 | 0 | 0 | 0 | 0 | 0 | 0 | 0 | 0 | 0 | 0 | 0 | 0 | 0 | 0 | 0 | 0 | 0 | 0 | 0 | 0 | 0 | 0 | 0 | 0 | 0 | 0 | 0 | 0 | 0 | 0 | 0 | 0 | 0 | 0 | 0 | 0 | 0 | 0 | 0 | 0 | 0 | 0 | 0 | 0 | 0 | 0 | 0 | 0 | 0 | 0 | 0 | 0 | 0 | 0 | 0 | 0 | 0 | 0 | 0 | 0 | 0 | 0 | 0 | 0 | 0 | 0 | 0 | 0 | 0 | 0 | 0 | 0 | 0 | 0 | 0 | 0 | 0 | 0 | 0 | 0 | 0 | 0 | 0 | 0 | 0 | 0 | 0 | 0 | 0 | 0 | 0 | 0 | 0 | 0 | 0 | 0 | 0 | 0 | 0 | 0 | 0 | 0 | 0 | 0 | 0 | 0 | 0 | 0 | 0 | 0 | 0 | 0 | 0 | 0 | 0 | 0 | 0 | 0 | 0 | 0 | 0 | 0 | 0 | 0 | 0 | 0 | 0 | 0 | 0 | 0 | 0 | 0 | 0 | 0 | 0 | 0 | 0 | 0 | 0 | 0 | 0 | 0 | 0 | 0 | 0 | 0 | 0 | 0 | 0 | 0 | 0 | 0 | 0 | 0 | 0 | 0 | 0 | 0 | 0 | 0 | 0 | 0 | 0 | 0 | 0 | 0 | 0 | 0 | 0 | 0 | 0 | 0 | 0 | 0 | 0 | 0 | 0 | 0 | 0 | 0 | 0 | 0 | 0 | 0 | 0 | 0 | 0 | 0 | 0 | 0 | 0 | 0 | 0 | 0 | 0 | 0 | 0 | 0 | 0 | 0 | 0 | 0 | 0 | 0 | 0 | 0 | 0 | 0 | 0 | 0 | 0 | 0 | 0 | 0 | 0 | 0 | 0 | 0 | 0 | 0 | 0 | 0 | 0 | 0 | 0 | 0 | 0 | 0 | 0 | 0 | 0 | 0 | 0 | 0 | 0 | 0 | 0 | 0 | 0 | 0 | 0 | 0 | 0 | 0 | 0 | 0 | 0 | 0 | 0 | 0 | 0 | 0 | 0 | 0 | 0 | 0 | 0 | 0 | 0 | 0 | 0 | 0 | 0 | 0 | 0 | 0 | 0 | 0 | 0 | 0 | 0 | 0 | 0 | 0 | 0 | 0 | 0 | 0 | 0 | 0 | 0 | 0 | 0 | 0 | 0 | 0 | 0 | 0 | 0 | 0 | 0 | 0 | 0 | 0 | 0 | 0 | 0 | 0 | 0 | 0 | 0 | 0 | 0 | 0 | 0 | 0 | 0 | 0 | 0 | 0 | 0 | 0 | 0 | 0 | 0 | 0 | 0 | 0
OR_Commercial_OR - Health_New_Water Heating_Natural Gas_Water Heater - Low-Flow Showerheads_A | OR | Commercial | OR - Health | New | Water Heating | Natural Gas | Water Heater - Low-Flow Showerheads | A | OCM509 | 0 | 0 | 10 | 10.9347 | 0 | 0 | 40.29 | 58.7 | 0 | 0 | 0.28365 | 0.25 | Showerhead | 86.67% | 86.67% | Discretionary | Retro5Med_OR | 81.34% | Water Heater | 0% | 0 |  | 0 |  | 0 | Com-Showerheads-2021P_V2 | Com-Showerheads-2021P_V2 | Com-Showerheads-2021P_V2 | 0 | 0 | 0 | 0 | 0 | 0 | 0 | 0 | 0 | 0 | 0 | 0 | 0 | 0 | 0 | 0 | 0 | 0 | 0 | 0 | 0 | 0 | 0 | 0 | 0 | 0 | 0 | 0 | 0 | 0 | 0 | 0 | 0 | 0 | 0 | 0 | 0 | 0 | 0 | 0 | 0 | 0 | 0 | 0 | 0 | 0 | 0 | 0 | 0 | 0 | 0 | 0 | 0 | 0 | 40.29 | 40.29 | 40.29 | 40.29 | 40.29 | 40.29 | 40.29 | 40.29 | 40.29 | 40.29 | 40.29 | 40.29 | 40.29 | 40.29 | 40.29 | 40.29 | 40.29 | 40.29 | 40.29 | 40.29 | 40.29 | 40.29 | 40.29 | 40.29 | 40.29 | 40.29 | 40.29 | 0 | 0 | 0 | 0 | 0 | 0 | 0 | 0 | 0 | 0 | 0 | 0 | 0 | 0 | 0 | 0 | 0 | 0 | 0 | 0 | 0 | 0 | 0 | 0 | 0 | 0 | 0 | 0 | 0 | 0 | 0 | 0 | 0 | 0 | 0 | 0 | 0 | 0 | 0 | 0 | 0 | 0 | 0 | 0 | 0 | 0 | 0 | 0 | 0 | 0 | 0 | 0 | 0 | 0 | 0 | 0 | 0 | 0 | 0 | 0 | 0 | 0 | 0 | 0 | 0 | 0 | 0 | 0 | 0 | 0 | 0 | 0 | 0 | 0 | 0 | 0 | 0 | 0 | 0 | 0 | 0 | 0 | 0 | 0 | 0 | 0 | 0 | 0 | 0 | 0 | 0 | 0 | 0 | 0 | 0 | 0 | 0 | 0 | 0 | 0 | 0 | 0 | 0 | 0 | 0 | 0 | 0 | 0 | 0 | 0 | 0 | 0 | 0 | 0 | 0 | 0 | 0 | 0 | 0 | 0 | 0 | 0 | 0 | 0 | 0 | 0 | 0 | 0 | 0 | 0 | 0 | 0 | 0 | 0 | 0 | 0 | 0 | 0 | 0 | 0 | 0 | 0 | 0 | 0 | 0 | 0 | 0 | 0 | 0 | 0 | 0 | 0 | 0 | 0 | 0 | 0 | 0 | 0 | 0 | 0 | 0 | 0 | 0 | 0 | 0 | 0 | 0 | 0 | 0 | 0 | 0 | 0 | 0 | 0 | 0 | 0 | 0 | 0 | 0 | 0 | 0 | 0 | 0 | 0 | 0 | 0 | 0 | 0 | 0 | 0 | 0 | 0 | 0 | 0 | 0 | 0 | 0 | 0 | 0 | 0 | 0 | 0 | 0 | 0 | 0 | 0 | 0 | 0 | 0 | 0 | 0 | 0 | 0 | 0 | 0 | 0 | 0 | 0 | 0 | 0 | 0 | 0 | 0 | 0 | 0 | 0 | 0 | 0 | 0 | 0 | 0 | 0 | 0 | 0 | 0 | 0 | 0 | 0 | 0 | 0 | 0 | 0 | 0 | 0 | 0 | 0 | 0 | 0 | 0 | 0 | 0 | 0 | 0 | 0 | 0 | 0 | 0 | 0 | 0 | 0 | 0 | 0 | 0 | 0 | 0 | 0 | 0 | 0 | 0 | 0 | 0 | 0 | 0 | 0 | 0 | 0 | 0 | 0 | 0 | 0 | 0 | 0 | 0 | 0 | 0 | 0 | 0 | 0 | 0 | 0 | 0 | 0 | 0 | 0 | 0 | 0 | 0 | 0 | 0 | 0 | 0 | 0 | 0 | 0 | 0 | 0 | 0 | 0 | 0 | 0 | 0 | 0 | 0 | 0 | 0 | 0 | 0 | 0 | 0 | 0 | 0 | 0 | 0 | 0 | 0 | 0 | 0 | 0 | 0 | 0 | 0 | 0 | 0 | 0 | 0 | 0 | 0 | 0 | 0 | 0 | 0 | 0 | 0 | 0 | 0 | 0 | 0 | 0 | 0 | 0 | 0 | 0 | 0 | 0 | 0 | 0 | 0 | 0 | 0 | 0 | 0 | 0 | 0 | 0 | 0 | 0 | 0 | 0 | 0 | 0 | 0 | 0 | 0 | 0 | 0 | 0 | 0 | 0 | 0 | 0 | 0 | 0 | 0 | 0 | 0 | 0 | 0 | 0 | 0 | 0 | 0 | 0 | 0 | 0 | 0 | 0 | 0 | 0 | 0 | 0 | 0 | 0 | 0 | 0 | 0 | 0 | 0 | 0 | 0 | 0 | 0 | 0 | 0 | 0 | 0 | 0 | 0 | 0 | 0 | 0 | 0 | 0 | 0 | 0 | 0 | 0 | 0 | 0 | 0 | 0 | 0 | 0 | 0 | 0 | 0 | 0 | 0 | 0 | 0 | 0 | 0 | 0 | 0 | 0 | 0 | 0 | 0 | 0 | 0 | 0 | 0 | 0 | 0 | 0 | 0 | 0 | 0 | 0 | 0 | 0 | 0 | 0 | 0 | 0 | 0 | 0 | 0 | 0 | 0 | 0 | 0 | 0 | 0 | 0 | 0 | 0 | 0
OR_Commercial_OR - Health_New_Water Heating_Natural Gas_Water Heater - Tank Blanket/Insulation_A | OR | Commercial | OR - Health | New | Water Heating | Natural Gas | Water Heater - Tank Blanket/Insulation | A | OCM510 | 0 | 0 | 15 | 200.7769 | 0 | 0 | 0.66 | 0 | 0 | 0 | 0.28365 | 0.25 | WHUnits | 100% | 100% | Discretionary | Retro5Med_OR | 81.34% | Water Heater | 0% | 0 |  | 0 |  | 0 | IL TRM - 4.3.12 Tank Insulation - CI-HWE-TKIN-V01-210101 / PA TRM - 2.3.4 - State of Pennsylvania TRM, Volume 2: Residential Measures, 2021 Final Order. August 8, 2019. | IL TRM - 4.3.12 Tank Insulation - CI-HWE-TKIN-V01-210101 / PA TRM - 2.3.4 - State of Pennsylvania TRM, Volume 2: Residential Measures, 2021 Final Order. August 8, 2019. | IL TRM - 4.3.12 Tank Insulation - CI-HWE-TKIN-V01-210101 / PA TRM - 2.3.4 - State of Pennsylvania TRM, Volume 2: Residential Measures, 2021 Final Order. August 8, 2019. | 0 | 0 | 0 | 0 | 0 | 0 | 0 | 0 | 0 | 0 | 0 | 0 | 0 | 0 | 0 | 0 | 0 | 0 | 0 | 0 | 0 | 0 | 0 | 0 | 0 | 0 | 0 | 0 | 0 | 0 | 0 | 0 | 0 | 0 | 0 | 0 | 0 | 0 | 0 | 0 | 0 | 0 | 0 | 0 | 0 | 0 | 0 | 0 | 0 | 0 | 0 | 0 | 0 | 0 | 0.66 | 0.66 | 0.66 | 0.66 | 0.66 | 0.66 | 0.66 | 0.66 | 0.66 | 0.66 | 0.66 | 0.66 | 0.66 | 0.66 | 0.66 | 0.66 | 0.66 | 0.66 | 0.66 | 0.66 | 0.66 | 0.66 | 0.66 | 0.66 | 0.66 | 0.66 | 0.66 | 0 | 0 | 0 | 0 | 0 | 0 | 0 | 0 | 0 | 0 | 0 | 0 | 0 | 0 | 0 | 0 | 0 | 0 | 0 | 0 | 0 | 0 | 0 | 0 | 0 | 0 | 0 | 0 | 0 | 0 | 0 | 0 | 0 | 0 | 0 | 0 | 0 | 0 | 0 | 0 | 0 | 0 | 0 | 0 | 0 | 0 | 0 | 0 | 0 | 0 | 0 | 0 | 0 | 0 | 0 | 0 | 0 | 0 | 0 | 0 | 0 | 0 | 0 | 0 | 0 | 0 | 0 | 0 | 0 | 0 | 0 | 0 | 0 | 0 | 0 | 0 | 0 | 0 | 0 | 0 | 0 | 0 | 0 | 0 | 0 | 0 | 0 | 0 | 0 | 0 | 0 | 0 | 0 | 0 | 0 | 0 | 0 | 0 | 0 | 0 | 0 | 0 | 0 | 0 | 0 | 0 | 0 | 0 | 0 | 0 | 0 | 0 | 0 | 0 | 0 | 0 | 0 | 0 | 0 | 0 | 0 | 0 | 0 | 0 | 0 | 0 | 0 | 0 | 0 | 0 | 0 | 0 | 0 | 0 | 0 | 0 | 0 | 0 | 0 | 0 | 0 | 0 | 0 | 0 | 0 | 0 | 0 | 0 | 0 | 0 | 0 | 0 | 0 | 0 | 0 | 0 | 0 | 0 | 0 | 0 | 0 | 0 | 0 | 0 | 0 | 0 | 0 | 0 | 0 | 0 | 0 | 0 | 0 | 0 | 0 | 0 | 0 | 0 | 0 | 0 | 0 | 0 | 0 | 0 | 0 | 0 | 0 | 0 | 0 | 0 | 0 | 0 | 0 | 0 | 0 | 0 | 0 | 0 | 0 | 0 | 0 | 0 | 0 | 0 | 0 | 0 | 0 | 0 | 0 | 0 | 0 | 0 | 0 | 0 | 0 | 0 | 0 | 0 | 0 | 0 | 0 | 0 | 0 | 0 | 0 | 0 | 0 | 0 | 0 | 0 | 0 | 0 | 0 | 0 | 0 | 0 | 0 | 0 | 0 | 0 | 0 | 0 | 0 | 0 | 0 | 0 | 0 | 0 | 0 | 0 | 0 | 0 | 0 | 0 | 0 | 0 | 0 | 0 | 0 | 0 | 0 | 0 | 0 | 0 | 0 | 0 | 0 | 0 | 0 | 0 | 0 | 0 | 0 | 0 | 0 | 0 | 0 | 0 | 0 | 0 | 0 | 0 | 0 | 0 | 0 | 0 | 0 | 0 | 0 | 0 | 0 | 0 | 0 | 0 | 0 | 0 | 0 | 0 | 0 | 0 | 0 | 0 | 0 | 0 | 0 | 0 | 0 | 0 | 0 | 0 | 0 | 0 | 0 | 0 | 0 | 0 | 0 | 0 | 0 | 0 | 0 | 0 | 0 | 0 | 0 | 0 | 0 | 0 | 0 | 0 | 0 | 0 | 0 | 0 | 0 | 0 | 0 | 0 | 0 | 0 | 0 | 0 | 0 | 0 | 0 | 0 | 0 | 0 | 0 | 0 | 0 | 0 | 0 | 0 | 0 | 0 | 0 | 0 | 0 | 0 | 0 | 0 | 0 | 0 | 0 | 0 | 0 | 0 | 0 | 0 | 0 | 0 | 0 | 0 | 0 | 0 | 0 | 0 | 0 | 0 | 0 | 0 | 0 | 0 | 0 | 0 | 0 | 0 | 0 | 0 | 0 | 0 | 0 | 0 | 0 | 0 | 0 | 0 | 0 | 0 | 0 | 0 | 0 | 0 | 0 | 0 | 0 | 0 | 0 | 0 | 0 | 0 | 0 | 0 | 0 | 0 | 0 | 0 | 0 | 0 | 0 | 0 | 0 | 0 | 0 | 0 | 0 | 0 | 0 | 0 | 0 | 0 | 0 | 0 | 0 | 0 | 0 | 0 | 0 | 0 | 0 | 0 | 0 | 0 | 0 | 0 | 0 | 0 | 0 | 0 | 0 | 0 | 0 | 0 | 0 | 0 | 0 | 0 | 0 | 0 | 0 | 0 | 0 | 0 | 0 | 0 | 0 | 0 | 0 | 0 | 0 | 0 | 0 | 0 | 0 | 0 | 0
OR_Commercial_OR - Health_New_Water Heating_Natural Gas_Water Heater - Drainwater Heat Recovery_A | OR | Commercial | OR - Health | New | Water Heating | Natural Gas | Water Heater - Drainwater Heat Recovery | A | OCM511 | 0 | 0 | 40 | 54.4308 | 0 | 0 | 967.53 | 0 | 0 | 0 | 0.28365 | 0.25 | faucet | 86.67% | 86.67% | Discretionary | Retro5Med_OR | 81.34% | Water Heater | 0% | 0 |  | 0 |  | 0 | DHW_DWHR-Water Heating-OPATRM-v1-1 | DHW_DWHR-Water Heating-OPATRM-v1-1 | DHW_DWHR-Water Heating-MNTRM-v1.0-7 | 0 | 0 | 0 | 0 | 0 | 0 | 0 | 0 | 0 | 0 | 0 | 0 | 0 | 0 | 0 | 0 | 0 | 0 | 0 | 0 | 0 | 0 | 0 | 0 | 0 | 0 | 0 | 0 | 0 | 0 | 0 | 0 | 0 | 0 | 0 | 0 | 0 | 0 | 0 | 0 | 0 | 0 | 0 | 0 | 0 | 0 | 0 | 0 | 0 | 0 | 0 | 0 | 0 | 0 | 967.53 | 967.53 | 967.53 | 967.53 | 967.53 | 967.53 | 967.53 | 967.53 | 967.53 | 967.53 | 967.53 | 967.53 | 967.53 | 967.53 | 967.53 | 967.53 | 967.53 | 967.53 | 967.53 | 967.53 | 967.53 | 967.53 | 967.53 | 967.53 | 967.53 | 967.53 | 967.53 | 0 | 0 | 0 | 0 | 0 | 0 | 0 | 0 | 0 | 0 | 0 | 0 | 0 | 0 | 0 | 0 | 0 | 0 | 0 | 0 | 0 | 0 | 0 | 0 | 0 | 0 | 0 | 0 | 0 | 0 | 0 | 0 | 0 | 0 | 0 | 0 | 0 | 0 | 0 | 0 | 0 | 0 | 0 | 0 | 0 | 0 | 0 | 0 | 0 | 0 | 0 | 0 | 0 | 0 | 0 | 0 | 0 | 0 | 0 | 0 | 0 | 0 | 0 | 0 | 0 | 0 | 0 | 0 | 0 | 0 | 0 | 0 | 0 | 0 | 0 | 0 | 0 | 0 | 0 | 0 | 0 | 0 | 0 | 0 | 0 | 0 | 0 | 0 | 0 | 0 | 0 | 0 | 0 | 0 | 0 | 0 | 0 | 0 | 0 | 0 | 0 | 0 | 0 | 0 | 0 | 0 | 0 | 0 | 0 | 0 | 0 | 0 | 0 | 0 | 0 | 0 | 0 | 0 | 0 | 0 | 0 | 0 | 0 | 0 | 0 | 0 | 0 | 0 | 0 | 0 | 0 | 0 | 0 | 0 | 0 | 0 | 0 | 0 | 0 | 0 | 0 | 0 | 0 | 0 | 0 | 0 | 0 | 0 | 0 | 0 | 0 | 0 | 0 | 0 | 0 | 0 | 0 | 0 | 0 | 0 | 0 | 0 | 0 | 0 | 0 | 0 | 0 | 0 | 0 | 0 | 0 | 0 | 0 | 0 | 0 | 0 | 0 | 0 | 0 | 0 | 0 | 0 | 0 | 0 | 0 | 0 | 0 | 0 | 0 | 0 | 0 | 0 | 0 | 0 | 0 | 0 | 0 | 0 | 0 | 0 | 0 | 0 | 0 | 0 | 0 | 0 | 0 | 0 | 0 | 0 | 0 | 0 | 0 | 0 | 0 | 0 | 0 | 0 | 0 | 0 | 0 | 0 | 0 | 0 | 0 | 0 | 0 | 0 | 0 | 0 | 0 | 0 | 0 | 0 | 0 | 0 | 0 | 0 | 0 | 0 | 0 | 0 | 0 | 0 | 0 | 0 | 0 | 0 | 0 | 0 | 0 | 0 | 0 | 0 | 0 | 0 | 0 | 0 | 0 | 0 | 0 | 0 | 0 | 0 | 0 | 0 | 0 | 0 | 0 | 0 | 0 | 0 | 0 | 0 | 0 | 0 | 0 | 0 | 0 | 0 | 0 | 0 | 0 | 0 | 0 | 0 | 0 | 0 | 0 | 0 | 0 | 0 | 0 | 0 | 0 | 0 | 0 | 0 | 0 | 0 | 0 | 0 | 0 | 0 | 0 | 0 | 0 | 0 | 0 | 0 | 0 | 0 | 0 | 0 | 0 | 0 | 0 | 0 | 0 | 0 | 0 | 0 | 0 | 0 | 0 | 0 | 0 | 0 | 0 | 0 | 0 | 0 | 0 | 0 | 0 | 0 | 0 | 0 | 0 | 0 | 0 | 0 | 0 | 0 | 0 | 0 | 0 | 0 | 0 | 0 | 0 | 0 | 0 | 0 | 0 | 0 | 0 | 0 | 0 | 0 | 0 | 0 | 0 | 0 | 0 | 0 | 0 | 0 | 0 | 0 | 0 | 0 | 0 | 0 | 0 | 0 | 0 | 0 | 0 | 0 | 0 | 0 | 0 | 0 | 0 | 0 | 0 | 0 | 0 | 0 | 0 | 0 | 0 | 0 | 0 | 0 | 0 | 0 | 0 | 0 | 0 | 0 | 0 | 0 | 0 | 0 | 0 | 0 | 0 | 0 | 0 | 0 | 0 | 0 | 0 | 0 | 0 | 0 | 0 | 0 | 0 | 0 | 0 | 0 | 0 | 0 | 0 | 0 | 0 | 0 | 0 | 0 | 0 | 0 | 0 | 0 | 0 | 0 | 0 | 0 | 0 | 0 | 0 | 0 | 0 | 0 | 0 | 0 | 0 | 0 | 0 | 0 | 0 | 0 | 0 | 0 | 0 | 0 | 0 | 0 | 0 | 0 | 0 | 0 | 0 | 0 | 0 | 0 | 0 | 0 | 0 | 0 | 0 | 0 | 0 | 0 | 0
OR_Commercial_OR - Health_New_Water Heating_Natural Gas_Water Heater - Circulation Pump Controls_A | OR | Commercial | OR - Health | New | Water Heating | Natural Gas | Water Heater - Circulation Pump Controls | A | OCM512 | Circulation pump with no controls. | Controlled circulation pump. | 11.5 | 5715.9356 | 0 | 0 | 1863.66 | 0 | 0 | 0 | 0.28365 | 0.25 | perbldg | 15% | 40% | Discretionary | Retro5Med_OR | 81.34% | Water Heater | 0% | 0 |  | 0 |  | 0 | RTF - ComResCirculatorPumps_2_3 - AEG Edited | RTF - ComResCirculatorPumps_2_3 - AEG Edited | RTF - ComResCirculatorPumps_2_3 - AEG Edited | Circulation pump with no controls. | Circulation pump with no controls. | Circulation pump with no controls. | Circulation pump with no controls. | Circulation pump with no controls. | Circulation pump with no controls. | Circulation pump with no controls. | Circulation pump with no controls. | Circulation pump with no controls. | Circulation pump with no controls. | Circulation pump with no controls. | Circulation pump with no controls. | Circulation pump with no controls. | Circulation pump with no controls. | Circulation pump with no controls. | Circulation pump with no controls. | Circulation pump with no controls. | Circulation pump with no controls. | Circulation pump with no controls. | Circulation pump with no controls. | Circulation pump with no controls. | Circulation pump with no controls. | Circulation pump with no controls. | Circulation pump with no controls. | Circulation pump with no controls. | Circulation pump with no controls. | Circulation pump with no controls. | Controlled circulation pump. | Controlled circulation pump. | Controlled circulation pump. | Controlled circulation pump. | Controlled circulation pump. | Controlled circulation pump. | Controlled circulation pump. | Controlled circulation pump. | Controlled circulation pump. | Controlled circulation pump. | Controlled circulation pump. | Controlled circulation pump. | Controlled circulation pump. | Controlled circulation pump. | Controlled circulation pump. | Controlled circulation pump. | Controlled circulation pump. | Controlled circulation pump. | Controlled circulation pump. | Controlled circulation pump. | Controlled circulation pump. | Controlled circulation pump. | Controlled circulation pump. | Controlled circulation pump. | Controlled circulation pump. | Controlled circulation pump. | Controlled circulation pump. | 1863.66 | 1863.66 | 1863.66 | 1863.66 | 1863.66 | 1863.66 | 1863.66 | 1863.66 | 1863.66 | 1863.66 | 1863.66 | 1863.66 | 1863.66 | 1863.66 | 1863.66 | 1863.66 | 1863.66 | 1863.66 | 1863.66 | 1863.66 | 1863.66 | 1863.66 | 1863.66 | 1863.66 | 1863.66 | 1863.66 | 1863.66 | 0 | 0 | 0 | 0 | 0 | 0 | 0 | 0 | 0 | 0 | 0 | 0 | 0 | 0 | 0 | 0 | 0 | 0 | 0 | 0 | 0 | 0 | 0 | 0 | 0 | 0 | 0 | 0 | 0 | 0 | 0 | 0 | 0 | 0 | 0 | 0 | 0 | 0 | 0 | 0 | 0 | 0 | 0 | 0 | 0 | 0 | 0 | 0 | 0 | 0 | 0 | 0 | 0 | 0 | 0 | 0 | 0 | 0 | 0 | 0 | 0 | 0 | 0 | 0 | 0 | 0 | 0 | 0 | 0 | 0 | 0 | 0 | 0 | 0 | 0 | 0 | 0 | 0 | 0 | 0 | 0 | 0 | 0 | 0 | 0 | 0 | 0 | 0 | 0 | 0 | 0 | 0 | 0 | 0 | 0 | 0 | 0 | 0 | 0 | 0 | 0 | 0 | 0 | 0 | 0 | 0 | 0 | 0 | 0 | 0 | 0 | 0 | 0 | 0 | 0 | 0 | 0 | 0 | 0 | 0 | 0 | 0 | 0 | 0 | 0 | 0 | 0 | 0 | 0 | 0 | 0 | 0 | 0 | 0 | 0 | 0 | 0 | 0 | 0 | 0 | 0 | 0 | 0 | 0 | 0 | 0 | 0 | 0 | 0 | 0 | 0 | 0 | 0 | 0 | 0 | 0 | 0 | 0 | 0 | 0 | 0 | 0 | 0 | 0 | 0 | 0 | 0 | 0 | 0 | 0 | 0 | 0 | 0 | 0 | 0 | 0 | 0 | 0 | 0 | 0 | 0 | 0 | 0 | 0 | 0 | 0 | 0 | 0 | 0 | 0 | 0 | 0 | 0 | 0 | 0 | 0 | 0 | 0 | 0 | 0 | 0 | 0 | 0 | 0 | 0 | 0 | 0 | 0 | 0 | 0 | 0 | 0 | 0 | 0 | 0 | 0 | 0 | 0 | 0 | 0 | 0 | 0 | 0 | 0 | 0 | 0 | 0 | 0 | 0 | 0 | 0 | 0 | 0 | 0 | 0 | 0 | 0 | 0 | 0 | 0 | 0 | 0 | 0 | 0 | 0 | 0 | 0 | 0 | 0 | 0 | 0 | 0 | 0 | 0 | 0 | 0 | 0 | 0 | 0 | 0 | 0 | 0 | 0 | 0 | 0 | 0 | 0 | 0 | 0 | 0 | 0 | 0 | 0 | 0 | 0 | 0 | 0 | 0 | 0 | 0 | 0 | 0 | 0 | 0 | 0 | 0 | 0 | 0 | 0 | 0 | 0 | 0 | 0 | 0 | 0 | 0 | 0 | 0 | 0 | 0 | 0 | 0 | 0 | 0 | 0 | 0 | 0 | 0 | 0 | 0 | 0 | 0 | 0 | 0 | 0 | 0 | 0 | 0 | 0 | 0 | 0 | 0 | 0 | 0 | 0 | 0 | 0 | 0 | 0 | 0 | 0 | 0 | 0 | 0 | 0 | 0 | 0 | 0 | 0 | 0 | 0 | 0 | 0 | 0 | 0 | 0 | 0 | 0 | 0 | 0 | 0 | 0 | 0 | 0 | 0 | 0 | 0 | 0 | 0 | 0 | 0 | 0 | 0 | 0 | 0 | 0 | 0 | 0 | 0 | 0 | 0 | 0 | 0 | 0 | 0 | 0 | 0 | 0 | 0 | 0 | 0 | 0 | 0 | 0 | 0 | 0 | 0 | 0 | 0 | 0 | 0 | 0 | 0 | 0 | 0 | 0 | 0 | 0 | 0 | 0 | 0 | 0 | 0 | 0 | 0 | 0 | 0 | 0 | 0 | 0 | 0 | 0 | 0 | 0 | 0 | 0 | 0 | 0 | 0 | 0 | 0 | 0 | 0 | 0 | 0 | 0 | 0 | 0 | 0 | 0 | 0 | 0 | 0 | 0 | 0 | 0 | 0 | 0 | 0 | 0 | 0 | 0 | 0 | 0 | 0 | 0 | 0 | 0 | 0 | 0 | 0 | 0 | 0 | 0 | 0 | 0 | 0 | 0 | 0 | 0 | 0 | 0 | 0 | 0 | 0 | 0 | 0 | 0 | 0 | 0 | 0 | 0 | 0 | 0 | 0 | 0 | 0
OR_Commercial_OR - Health_New_Water Heating_Natural Gas_Water Heater - Pipe Insulation_A | OR | Commercial | OR - Health | New | Water Heating | Natural Gas | Water Heater - Pipe Insulation | A | OCM513 | No insulation. | Water heater pipe insulation. | 15 | 5.02 | 0 | 0 | 39.55 | 0 | 0 | 0 | 0.28365 | 0.25 | PipeFeet | 1.124% | 100% | Discretionary | Retro5Med_OR | 81.34% | Water Heater | 0% | 0 |  | 0 |  | 0 | IL TRM v10 - 4.4.14 Pipe Insulation - CI-HVC-PINS-V07-220101 | IL TRM v10 - 4.4.14 Pipe Insulation - CI-HVC-PINS-V07-220101 | IL TRM v10 - 4.4.14 Pipe Insulation - CI-HVC-PINS-V07-220101 | No insulation. | No insulation. | No insulation. | No insulation. | No insulation. | No insulation. | No insulation. | No insulation. | No insulation. | No insulation. | No insulation. | No insulation. | No insulation. | No insulation. | No insulation. | No insulation. | No insulation. | No insulation. | No insulation. | No insulation. | No insulation. | No insulation. | No insulation. | No insulation. | No insulation. | No insulation. | No insulation. | Water heater pipe insulation. | Water heater pipe insulation. | Water heater pipe insulation. | Water heater pipe insulation. | Water heater pipe insulation. | Water heater pipe insulation. | Water heater pipe insulation. | Water heater pipe insulation. | Water heater pipe insulation. | Water heater pipe insulation. | Water heater pipe insulation. | Water heater pipe insulation. | Water heater pipe insulation. | Water heater pipe insulation. | Water heater pipe insulation. | Water heater pipe insulation. | Water heater pipe insulation. | Water heater pipe insulation. | Water heater pipe insulation. | Water heater pipe insulation. | Water heater pipe insulation. | Water heater pipe insulation. | Water heater pipe insulation. | Water heater pipe insulation. | Water heater pipe insulation. | Water heater pipe insulation. | Water heater pipe insulation. | 39.55 | 39.55 | 39.55 | 39.55 | 39.55 | 39.55 | 39.55 | 39.55 | 39.55 | 39.55 | 39.55 | 39.55 | 39.55 | 39.55 | 39.55 | 39.55 | 39.55 | 39.55 | 39.55 | 39.55 | 39.55 | 39.55 | 39.55 | 39.55 | 39.55 | 39.55 | 39.55 | 0 | 0 | 0 | 0 | 0 | 0 | 0 | 0 | 0 | 0 | 0 | 0 | 0 | 0 | 0 | 0 | 0 | 0 | 0 | 0 | 0 | 0 | 0 | 0 | 0 | 0 | 0 | 0 | 0 | 0 | 0 | 0 | 0 | 0 | 0 | 0 | 0 | 0 | 0 | 0 | 0 | 0 | 0 | 0 | 0 | 0 | 0 | 0 | 0 | 0 | 0 | 0 | 0 | 0 | 0 | 0 | 0 | 0 | 0 | 0 | 0 | 0 | 0 | 0 | 0 | 0 | 0 | 0 | 0 | 0 | 0 | 0 | 0 | 0 | 0 | 0 | 0 | 0 | 0 | 0 | 0 | 0 | 0 | 0 | 0 | 0 | 0 | 0 | 0 | 0 | 0 | 0 | 0 | 0 | 0 | 0 | 0 | 0 | 0 | 0 | 0 | 0 | 0 | 0 | 0 | 0 | 0 | 0 | 0 | 0 | 0 | 0 | 0 | 0 | 0 | 0 | 0 | 0 | 0 | 0 | 0 | 0 | 0 | 0 | 0 | 0 | 0 | 0 | 0 | 0 | 0 | 0 | 0 | 0 | 0 | 0 | 0 | 0 | 0 | 0 | 0 | 0 | 0 | 0 | 0 | 0 | 0 | 0 | 0 | 0 | 0 | 0 | 0 | 0 | 0 | 0 | 0 | 0 | 0 | 0 | 0 | 0 | 0 | 0 | 0 | 0 | 0 | 0 | 0 | 0 | 0 | 0 | 0 | 0 | 0 | 0 | 0 | 0 | 0 | 0 | 0 | 0 | 0 | 0 | 0 | 0 | 0 | 0 | 0 | 0 | 0 | 0 | 0 | 0 | 0 | 0 | 0 | 0 | 0 | 0 | 0 | 0 | 0 | 0 | 0 | 0 | 0 | 0 | 0 | 0 | 0 | 0 | 0 | 0 | 0 | 0 | 0 | 0 | 0 | 0 | 0 | 0 | 0 | 0 | 0 | 0 | 0 | 0 | 0 | 0 | 0 | 0 | 0 | 0 | 0 | 0 | 0 | 0 | 0 | 0 | 0 | 0 | 0 | 0 | 0 | 0 | 0 | 0 | 0 | 0 | 0 | 0 | 0 | 0 | 0 | 0 | 0 | 0 | 0 | 0 | 0 | 0 | 0 | 0 | 0 | 0 | 0 | 0 | 0 | 0 | 0 | 0 | 0 | 0 | 0 | 0 | 0 | 0 | 0 | 0 | 0 | 0 | 0 | 0 | 0 | 0 | 0 | 0 | 0 | 0 | 0 | 0 | 0 | 0 | 0 | 0 | 0 | 0 | 0 | 0 | 0 | 0 | 0 | 0 | 0 | 0 | 0 | 0 | 0 | 0 | 0 | 0 | 0 | 0 | 0 | 0 | 0 | 0 | 0 | 0 | 0 | 0 | 0 | 0 | 0 | 0 | 0 | 0 | 0 | 0 | 0 | 0 | 0 | 0 | 0 | 0 | 0 | 0 | 0 | 0 | 0 | 0 | 0 | 0 | 0 | 0 | 0 | 0 | 0 | 0 | 0 | 0 | 0 | 0 | 0 | 0 | 0 | 0 | 0 | 0 | 0 | 0 | 0 | 0 | 0 | 0 | 0 | 0 | 0 | 0 | 0 | 0 | 0 | 0 | 0 | 0 | 0 | 0 | 0 | 0 | 0 | 0 | 0 | 0 | 0 | 0 | 0 | 0 | 0 | 0 | 0 | 0 | 0 | 0 | 0 | 0 | 0 | 0 | 0 | 0 | 0 | 0 | 0 | 0 | 0 | 0 | 0 | 0 | 0 | 0 | 0 | 0 | 0 | 0 | 0 | 0 | 0 | 0 | 0 | 0 | 0 | 0 | 0 | 0 | 0 | 0 | 0 | 0 | 0 | 0 | 0 | 0 | 0 | 0 | 0 | 0 | 0 | 0 | 0 | 0 | 0 | 0 | 0 | 0 | 0 | 0 | 0 | 0 | 0 | 0 | 0 | 0 | 0 | 0 | 0 | 0 | 0 | 0 | 0 | 0 | 0 | 0 | 0 | 0 | 0 | 0 | 0 | 0 | 0 | 0 | 0 | 0 | 0 | 0 | 0 | 0 | 0
OR_Commercial_OR - Health_New_Water Heating_Natural Gas_Water Heater - Motion Control Faucet_A | OR | Commercial | OR - Health | New | Water Heating | Natural Gas | Water Heater - Motion Control Faucet | A | OCM514 | 1.39 gpm w/o motion sensor | 0.35 gpm w/ motion sensor | 5 | 0 | 0 | 0 | 1.07 | 0 | 0 | 0 | 0.28365 | 0.25 | sqft | 30% | 75% | Discretionary | Retro5Med_OR | 81.34% | Water Heater | 0% | 0 |  | 0 |  | 0 | n/a | n/a | n/a | 1.39 gpm w/o motion sensor | 1.39 gpm w/o motion sensor | 1.39 gpm w/o motion sensor | 1.39 gpm w/o motion sensor | 1.39 gpm w/o motion sensor | 1.39 gpm w/o motion sensor | 1.39 gpm w/o motion sensor | 1.39 gpm w/o motion sensor | 1.39 gpm w/o motion sensor | 1.39 gpm w/o motion sensor | 1.39 gpm w/o motion sensor | 1.39 gpm w/o motion sensor | 1.39 gpm w/o motion sensor | 1.39 gpm w/o motion sensor | 1.39 gpm w/o motion sensor | 1.39 gpm w/o motion sensor | 1.39 gpm w/o motion sensor | 1.39 gpm w/o motion sensor | 1.39 gpm w/o motion sensor | 1.39 gpm w/o motion sensor | 1.39 gpm w/o motion sensor | 1.39 gpm w/o motion sensor | 1.39 gpm w/o motion sensor | 1.39 gpm w/o motion sensor | 1.39 gpm w/o motion sensor | 1.39 gpm w/o motion sensor | 1.39 gpm w/o motion sensor | 0.35 gpm w/ motion sensor | 0.35 gpm w/ motion sensor | 0.35 gpm w/ motion sensor | 0.35 gpm w/ motion sensor | 0.35 gpm w/ motion sensor | 0.35 gpm w/ motion sensor | 0.35 gpm w/ motion sensor | 0.35 gpm w/ motion sensor | 0.35 gpm w/ motion sensor | 0.35 gpm w/ motion sensor | 0.35 gpm w/ motion sensor | 0.35 gpm w/ motion sensor | 0.35 gpm w/ motion sensor | 0.35 gpm w/ motion sensor | 0.35 gpm w/ motion sensor | 0.35 gpm w/ motion sensor | 0.35 gpm w/ motion sensor | 0.35 gpm w/ motion sensor | 0.35 gpm w/ motion sensor | 0.35 gpm w/ motion sensor | 0.35 gpm w/ motion sensor | 0.35 gpm w/ motion sensor | 0.35 gpm w/ motion sensor | 0.35 gpm w/ motion sensor | 0.35 gpm w/ motion sensor | 0.35 gpm w/ motion sensor | 0.35 gpm w/ motion sensor | 1.07 | 1.07 | 1.07 | 1.07 | 1.07 | 1.07 | 1.07 | 1.07 | 1.07 | 1.07 | 1.07 | 1.07 | 1.07 | 1.07 | 1.07 | 1.07 | 1.07 | 1.07 | 1.07 | 1.07 | 1.07 | 1.07 | 1.07 | 1.07 | 1.07 | 1.07 | 1.07 | 0 | 0 | 0 | 0 | 0 | 0 | 0 | 0 | 0 | 0 | 0 | 0 | 0 | 0 | 0 | 0 | 0 | 0 | 0 | 0 | 0 | 0 | 0 | 0 | 0 | 0 | 0 | 0 | 0 | 0 | 0 | 0 | 0 | 0 | 0 | 0 | 0 | 0 | 0 | 0 | 0 | 0 | 0 | 0 | 0 | 0 | 0 | 0 | 0 | 0 | 0 | 0 | 0 | 0 | 0 | 0 | 0 | 0 | 0 | 0 | 0 | 0 | 0 | 0 | 0 | 0 | 0 | 0 | 0 | 0 | 0 | 0 | 0 | 0 | 0 | 0 | 0 | 0 | 0 | 0 | 0 | 0 | 0 | 0 | 0 | 0 | 0 | 0 | 0 | 0 | 0 | 0 | 0 | 0 | 0 | 0 | 0 | 0 | 0 | 0 | 0 | 0 | 0 | 0 | 0 | 0 | 0 | 0 | 0 | 0 | 0 | 0 | 0 | 0 | 0 | 0 | 0 | 0 | 0 | 0 | 0 | 0 | 0 | 0 | 0 | 0 | 0 | 0 | 0 | 0 | 0 | 0 | 0 | 0 | 0 | 0 | 0 | 0 | 0 | 0 | 0 | 0 | 0 | 0 | 0 | 0 | 0 | 0 | 0 | 0 | 0 | 0 | 0 | 0 | 0 | 0 | 0 | 0 | 0 | 0 | 0 | 0 | 0 | 0 | 0 | 0 | 0 | 0 | 0 | 0 | 0 | 0 | 0 | 0 | 0 | 0 | 0 | 0 | 0 | 0 | 0 | 0 | 0 | 0 | 0 | 0 | 0 | 0 | 0 | 0 | 0 | 0 | 0 | 0 | 0 | 0 | 0 | 0 | 0 | 0 | 0 | 0 | 0 | 0 | 0 | 0 | 0 | 0 | 0 | 0 | 0 | 0 | 0 | 0 | 0 | 0 | 0 | 0 | 0 | 0 | 0 | 0 | 0 | 0 | 0 | 0 | 0 | 0 | 0 | 0 | 0 | 0 | 0 | 0 | 0 | 0 | 0 | 0 | 0 | 0 | 0 | 0 | 0 | 0 | 0 | 0 | 0 | 0 | 0 | 0 | 0 | 0 | 0 | 0 | 0 | 0 | 0 | 0 | 0 | 0 | 0 | 0 | 0 | 0 | 0 | 0 | 0 | 0 | 0 | 0 | 0 | 0 | 0 | 0 | 0 | 0 | 0 | 0 | 0 | 0 | 0 | 0 | 0 | 0 | 0 | 0 | 0 | 0 | 0 | 0 | 0 | 0 | 0 | 0 | 0 | 0 | 0 | 0 | 0 | 0 | 0 | 0 | 0 | 0 | 0 | 0 | 0 | 0 | 0 | 0 | 0 | 0 | 0 | 0 | 0 | 0 | 0 | 0 | 0 | 0 | 0 | 0 | 0 | 0 | 0 | 0 | 0 | 0 | 0 | 0 | 0 | 0 | 0 | 0 | 0 | 0 | 0 | 0 | 0 | 0 | 0 | 0 | 0 | 0 | 0 | 0 | 0 | 0 | 0 | 0 | 0 | 0 | 0 | 0 | 0 | 0 | 0 | 0 | 0 | 0 | 0 | 0 | 0 | 0 | 0 | 0 | 0 | 0 | 0 | 0 | 0 | 0 | 0 | 0 | 0 | 0 | 0 | 0 | 0 | 0 | 0 | 0 | 0 | 0 | 0 | 0 | 0 | 0 | 0 | 0 | 0 | 0 | 0 | 0 | 0 | 0 | 0 | 0 | 0 | 0 | 0 | 0 | 0 | 0 | 0 | 0 | 0 | 0 | 0 | 0 | 0 | 0 | 0 | 0 | 0 | 0 | 0 | 0 | 0 | 0 | 0 | 0 | 0 | 0 | 0 | 0 | 0 | 0 | 0 | 0 | 0 | 0 | 0 | 0 | 0 | 0 | 0 | 0 | 0 | 0 | 0 | 0 | 0 | 0 | 0 | 0 | 0 | 0 | 0 | 0 | 0 | 0 | 0 | 0 | 0 | 0 | 0 | 0 | 0 | 0 | 0 | 0 | 0 | 0 | 0 | 0 | 0 | 0 | 0 | 0 | 0 | 0 | 0 | 0 | 0 | 0 | 0
OR_Commercial_OR - Health_New_Water Heating_Natural Gas_Water Heater - Solar System_A | OR | Commercial | OR - Health | New | Water Heating | Natural Gas | Water Heater - Solar System | A | OCM515 | 0 | Solar water heater with electric backup unit | 20 | 40.1544 | 0 | 0 | 125.69 | 0 | 0 | 0 | 0.28365 | 0.25 | DHW kbtuh | 1% | 40% | Discretionary | Retro5Med_OR | 81.34% | Water Heater | 0% | 0 |  | 0 |  | 0 | DHW_WH-Water Heating-AEO17-8 | DHW_WH-Water Heating-AEO17-8 | DHW_WH-Water Heating-DOE-PTool2014-1 | 0 | 0 | 0 | 0 | 0 | 0 | 0 | 0 | 0 | 0 | 0 | 0 | 0 | 0 | 0 | 0 | 0 | 0 | 0 | 0 | 0 | 0 | 0 | 0 | 0 | 0 | 0 | Solar water heater with electric backup unit | Solar water heater with electric backup unit | Solar water heater with electric backup unit | Solar water heater with electric backup unit | Solar water heater with electric backup unit | Solar water heater with electric backup unit | Solar water heater with electric backup unit | Solar water heater with electric backup unit | Solar water heater with electric backup unit | Solar water heater with electric backup unit | Solar water heater with electric backup unit | Solar water heater with electric backup unit | Solar water heater with electric backup unit | Solar water heater with electric backup unit | Solar water heater with electric backup unit | Solar water heater with electric backup unit | Solar water heater with electric backup unit | Solar water heater with electric backup unit | Solar water heater with electric backup unit | Solar water heater with electric backup unit | Solar water heater with electric backup unit | Solar water heater with electric backup unit | Solar water heater with electric backup unit | Solar water heater with electric backup unit | Solar water heater with electric backup unit | Solar water heater with electric backup unit | Solar water heater with electric backup unit | 125.69 | 125.69 | 125.69 | 125.69 | 125.69 | 125.69 | 125.69 | 125.69 | 125.69 | 125.69 | 125.69 | 125.69 | 125.69 | 125.69 | 125.69 | 125.69 | 125.69 | 125.69 | 125.69 | 125.69 | 125.69 | 125.69 | 125.69 | 125.69 | 125.69 | 125.69 | 125.69 | 0 | 0 | 0 | 0 | 0 | 0 | 0 | 0 | 0 | 0 | 0 | 0 | 0 | 0 | 0 | 0 | 0 | 0 | 0 | 0 | 0 | 0 | 0 | 0 | 0 | 0 | 0 | 0 | 0 | 0 | 0 | 0 | 0 | 0 | 0 | 0 | 0 | 0 | 0 | 0 | 0 | 0 | 0 | 0 | 0 | 0 | 0 | 0 | 0 | 0 | 0 | 0 | 0 | 0 | 0 | 0 | 0 | 0 | 0 | 0 | 0 | 0 | 0 | 0 | 0 | 0 | 0 | 0 | 0 | 0 | 0 | 0 | 0 | 0 | 0 | 0 | 0 | 0 | 0 | 0 | 0 | 0 | 0 | 0 | 0 | 0 | 0 | 0 | 0 | 0 | 0 | 0 | 0 | 0 | 0 | 0 | 0 | 0 | 0 | 0 | 0 | 0 | 0 | 0 | 0 | 0 | 0 | 0 | 0 | 0 | 0 | 0 | 0 | 0 | 0 | 0 | 0 | 0 | 0 | 0 | 0 | 0 | 0 | 0 | 0 | 0 | 0 | 0 | 0 | 0 | 0 | 0 | 0 | 0 | 0 | 0 | 0 | 0 | 0 | 0 | 0 | 0 | 0 | 0 | 0 | 0 | 0 | 0 | 0 | 0 | 0 | 0 | 0 | 0 | 0 | 0 | 0 | 0 | 0 | 0 | 0 | 0 | 0 | 0 | 0 | 0 | 0 | 0 | 0 | 0 | 0 | 0 | 0 | 0 | 0 | 0 | 0 | 0 | 0 | 0 | 0 | 0 | 0 | 0 | 0 | 0 | 0 | 0 | 0 | 0 | 0 | 0 | 0 | 0 | 0 | 0 | 0 | 0 | 0 | 0 | 0 | 0 | 0 | 0 | 0 | 0 | 0 | 0 | 0 | 0 | 0 | 0 | 0 | 0 | 0 | 0 | 0 | 0 | 0 | 0 | 0 | 0 | 0 | 0 | 0 | 0 | 0 | 0 | 0 | 0 | 0 | 0 | 0 | 0 | 0 | 0 | 0 | 0 | 0 | 0 | 0 | 0 | 0 | 0 | 0 | 0 | 0 | 0 | 0 | 0 | 0 | 0 | 0 | 0 | 0 | 0 | 0 | 0 | 0 | 0 | 0 | 0 | 0 | 0 | 0 | 0 | 0 | 0 | 0 | 0 | 0 | 0 | 0 | 0 | 0 | 0 | 0 | 0 | 0 | 0 | 0 | 0 | 0 | 0 | 0 | 0 | 0 | 0 | 0 | 0 | 0 | 0 | 0 | 0 | 0 | 0 | 0 | 0 | 0 | 0 | 0 | 0 | 0 | 0 | 0 | 0 | 0 | 0 | 0 | 0 | 0 | 0 | 0 | 0 | 0 | 0 | 0 | 0 | 0 | 0 | 0 | 0 | 0 | 0 | 0 | 0 | 0 | 0 | 0 | 0 | 0 | 0 | 0 | 0 | 0 | 0 | 0 | 0 | 0 | 0 | 0 | 0 | 0 | 0 | 0 | 0 | 0 | 0 | 0 | 0 | 0 | 0 | 0 | 0 | 0 | 0 | 0 | 0 | 0 | 0 | 0 | 0 | 0 | 0 | 0 | 0 | 0 | 0 | 0 | 0 | 0 | 0 | 0 | 0 | 0 | 0 | 0 | 0 | 0 | 0 | 0 | 0 | 0 | 0 | 0 | 0 | 0 | 0 | 0 | 0 | 0 | 0 | 0 | 0 | 0 | 0 | 0 | 0 | 0 | 0 | 0 | 0 | 0 | 0 | 0 | 0 | 0 | 0 | 0 | 0 | 0 | 0 | 0 | 0 | 0 | 0 | 0 | 0 | 0 | 0 | 0 | 0 | 0 | 0 | 0 | 0 | 0 | 0 | 0 | 0 | 0 | 0 | 0 | 0 | 0 | 0 | 0 | 0 | 0 | 0 | 0 | 0 | 0 | 0 | 0 | 0 | 0 | 0 | 0 | 0 | 0 | 0 | 0 | 0 | 0 | 0 | 0 | 0 | 0 | 0 | 0 | 0 | 0 | 0 | 0 | 0 | 0 | 0 | 0 | 0 | 0 | 0 | 0 | 0 | 0 | 0 | 0
OR_Commercial_OR - Health_New_Water Heating_Natural Gas_Commercial Laundry - Ozone Treatment_A | OR | Commercial | OR - Health | New | Water Heating | Natural Gas | Commercial Laundry - Ozone Treatment | A | OCM516 | Standard commercial washer. | Ozone laundry treatment system. | 10 | 1833.2024 | 0 | 0 | 20531.93 | 0 | 453.05 | 0 | 0.28365 | 0.25 | perBldg | 0% | 6.667% | Discretionary | Retro5Med_OR | 81.34% | Water Heater | 0% | 0 |  | 0 |  | 0 | CW_OZON-Water Heating-ILTRM-v4.0-4 | CW_OZON-Water Heating-ILTRM-v4.0-4 | CW_OZON-Water Heating-ILTRM-v4.0-4 | Standard commercial washer. | Standard commercial washer. | Standard commercial washer. | Standard commercial washer. | Standard commercial washer. | Standard commercial washer. | Standard commercial washer. | Standard commercial washer. | Standard commercial washer. | Standard commercial washer. | Standard commercial washer. | Standard commercial washer. | Standard commercial washer. | Standard commercial washer. | Standard commercial washer. | Standard commercial washer. | Standard commercial washer. | Standard commercial washer. | Standard commercial washer. | Standard commercial washer. | Standard commercial washer. | Standard commercial washer. | Standard commercial washer. | Standard commercial washer. | Standard commercial washer. | Standard commercial washer. | Standard commercial washer. | Ozone laundry treatment system. | Ozone laundry treatment system. | Ozone laundry treatment system. | Ozone laundry treatment system. | Ozone laundry treatment system. | Ozone laundry treatment system. | Ozone laundry treatment system. | Ozone laundry treatment system. | Ozone laundry treatment system. | Ozone laundry treatment system. | Ozone laundry treatment system. | Ozone laundry treatment system. | Ozone laundry treatment system. | Ozone laundry treatment system. | Ozone laundry treatment system. | Ozone laundry treatment system. | Ozone laundry treatment system. | Ozone laundry treatment system. | Ozone laundry treatment system. | Ozone laundry treatment system. | Ozone laundry treatment system. | Ozone laundry treatment system. | Ozone laundry treatment system. | Ozone laundry treatment system. | Ozone laundry treatment system. | Ozone laundry treatment system. | Ozone laundry treatment system. | 20531.93 | 20531.93 | 20531.93 | 20531.93 | 20531.93 | 20531.93 | 20531.93 | 20531.93 | 20531.93 | 20531.93 | 20531.93 | 20531.93 | 20531.93 | 20531.93 | 20531.93 | 20531.93 | 20531.93 | 20531.93 | 20531.93 | 20531.93 | 20531.93 | 20531.93 | 20531.93 | 20531.93 | 20531.93 | 20531.93 | 20531.93 | 0 | 0 | 0 | 0 | 0 | 0 | 0 | 0 | 0 | 0 | 0 | 0 | 0 | 0 | 0 | 0 | 0 | 0 | 0 | 0 | 0 | 0 | 0 | 0 | 0 | 0 | 0 | 0 | 0 | 0 | 0 | 0 | 0 | 0 | 0 | 0 | 0 | 0 | 0 | 0 | 0 | 0 | 0 | 0 | 0 | 0 | 0 | 0 | 0 | 0 | 0 | 0 | 0 | 0 | 0 | 0 | 0 | 0 | 0 | 0 | 0 | 0 | 0 | 0 | 0 | 0 | 0 | 0 | 0 | 0 | 0 | 0 | 0 | 0 | 0 | 0 | 0 | 0 | 0 | 0 | 0 | 0 | 0 | 0 | 0 | 0 | 0 | 0 | 0 | 0 | 0 | 0 | 0 | 0 | 0 | 0 | 0 | 0 | 0 | 0 | 0 | 0 | 0 | 0 | 0 | 0 | 0 | 0 | 0 | 0 | 0 | 0 | 0 | 0 | 0 | 0 | 0 | 0 | 0 | 0 | 0 | 0 | 0 | 0 | 0 | 0 | 0 | 0 | 0 | 0 | 0 | 0 | 0 | 0 | 0 | 0 | 0 | 0 | 0 | 0 | 0 | 0 | 0 | 0 | 0 | 0 | 0 | 0 | 0 | 0 | 0 | 0 | 0 | 0 | 0 | 0 | 0 | 0 | 0 | 0 | 0 | 0 | 0 | 0 | 0 | 0 | 0 | 0 | 0 | 0 | 0 | 0 | 0 | 0 | 0 | 0 | 0 | 0 | 0 | 0 | 0 | 0 | 0 | 0 | 0 | 0 | 0 | 0 | 0 | 0 | 0 | 0 | 0 | 0 | 0 | 0 | 0 | 0 | 0 | 0 | 0 | 0 | 0 | 0 | 0 | 0 | 0 | 0 | 0 | 0 | 0 | 0 | 0 | 0 | 0 | 0 | 0 | 0 | 0 | 0 | 0 | 0 | 0 | 0 | 0 | 0 | 0 | 0 | 0 | 0 | 0 | 0 | 0 | 0 | 0 | 0 | 0 | 0 | 0 | 0 | 0 | 0 | 0 | 0 | 0 | 0 | 0 | 0 | 0 | 0 | 0 | 0 | 0 | 0 | 0 | 0 | 0 | 0 | 0 | 0 | 0 | 0 | 0 | 0 | 0 | 0 | 0 | 0 | 0 | 0 | 0 | 0 | 0 | 0 | 0 | 0 | 0 | 0 | 0 | 0 | 0 | 0 | 0 | 0 | 0 | 0 | 0 | 0 | 0 | 0 | 0 | 0 | 0 | 0 | 0 | 0 | 0 | 0 | 0 | 0 | 0 | 0 | 0 | 0 | 0 | 0 | 0 | 0 | 0 | 0 | 0 | 0 | 0 | 0 | 0 | 0 | 0 | 0 | 0 | 0 | 0 | 0 | 0 | 0 | 0 | 0 | 0 | 0 | 0 | 0 | 0 | 0 | 0 | 0 | 0 | 0 | 0 | 0 | 0 | 0 | 0 | 0 | 0 | 0 | 0 | 0 | 0 | 0 | 0 | 0 | 0 | 0 | 0 | 0 | 0 | 0 | 0 | 0 | 0 | 0 | 0 | 0 | 0 | 0 | 0 | 0 | 0 | 0 | 0 | 0 | 0 | 0 | 0 | 0 | 0 | 0 | 0 | 0 | 0 | 0 | 0 | 0 | 0 | 0 | 0 | 0 | 0 | 0 | 0 | 0 | 0 | 0 | 0 | 0 | 0 | 0 | 0 | 0 | 0 | 0 | 0 | 0 | 0 | 0 | 0 | 0 | 0 | 0 | 0 | 0 | 0 | 0 | 0 | 0 | 0 | 0 | 0 | 0 | 0 | 0 | 0 | 0 | 0 | 0 | 0 | 0 | 0 | 0 | 0 | 0 | 0 | 0 | 0 | 0 | 0 | 0 | 0 | 0 | 0 | 0 | 0 | 0 | 0 | 0 | 0 | 0 | 0 | 0 | 0 | 0 | 0 | 0 | 0 | 0 | 0 | 0 | 0 | 0 | 0 | 0 | 0 | 0 | 0 | 0 | 0 | 0 | 0 | 0 | 0 | 0 | 0 | 0 | 0 | 0 | 0 | 0 | 0
OR_Commercial_OR - Health_New_Water Heating_Natural Gas_Commercial Laundry - ENERGY STAR Washer_A | OR | Commercial | OR - Health | New | Water Heating | Natural Gas | Commercial Laundry - ENERGY STAR Washer | A | OCM517 | Standard efficiency washer. | ENERGY STAR rated washer. | 7 | 35.5089 | 0 | 0 | 934.54 | 408.35 | 0 | 0 | 0.28365 | 0.25 | ClothesWashers | 0% | 6.667% | Discretionary | Retro5Med_OR | 90.92% | Water Heater | 0% | 0 |  | 0 |  | 0 | CW-Miscellaneous-RTF-v5.1-21 | CW-Miscellaneous-RTF-v5.1-21 | CW-Miscellaneous-RTF-PreQCv5.0-8 | Standard efficiency washer. | Standard efficiency washer. | Standard efficiency washer. | Standard efficiency washer. | Standard efficiency washer. | Standard efficiency washer. | Standard efficiency washer. | Standard efficiency washer. | Standard efficiency washer. | Standard efficiency washer. | Standard efficiency washer. | Standard efficiency washer. | Standard efficiency washer. | Standard efficiency washer. | Standard efficiency washer. | Standard efficiency washer. | Standard efficiency washer. | Standard efficiency washer. | Standard efficiency washer. | Standard efficiency washer. | Standard efficiency washer. | Standard efficiency washer. | Standard efficiency washer. | Standard efficiency washer. | Standard efficiency washer. | Standard efficiency washer. | Standard efficiency washer. | ENERGY STAR rated washer. | ENERGY STAR rated washer. | ENERGY STAR rated washer. | ENERGY STAR rated washer. | ENERGY STAR rated washer. | ENERGY STAR rated washer. | ENERGY STAR rated washer. | ENERGY STAR rated washer. | ENERGY STAR rated washer. | ENERGY STAR rated washer. | ENERGY STAR rated washer. | ENERGY STAR rated washer. | ENERGY STAR rated washer. | ENERGY STAR rated washer. | ENERGY STAR rated washer. | ENERGY STAR rated washer. | ENERGY STAR rated washer. | ENERGY STAR rated washer. | ENERGY STAR rated washer. | ENERGY STAR rated washer. | ENERGY STAR rated washer. | ENERGY STAR rated washer. | ENERGY STAR rated washer. | ENERGY STAR rated washer. | ENERGY STAR rated washer. | ENERGY STAR rated washer. | ENERGY STAR rated washer. | 934.54 | 934.54 | 934.54 | 934.54 | 934.54 | 934.54 | 934.54 | 934.54 | 934.54 | 934.54 | 934.54 | 934.54 | 934.54 | 934.54 | 934.54 | 934.54 | 934.54 | 934.54 | 934.54 | 934.54 | 934.54 | 934.54 | 934.54 | 934.54 | 934.54 | 934.54 | 934.54 | 0 | 0 | 0 | 0 | 0 | 0 | 0 | 0 | 0 | 0 | 0 | 0 | 0 | 0 | 0 | 0 | 0 | 0 | 0 | 0 | 0 | 0 | 0 | 0 | 0 | 0 | 0 | 0 | 0 | 0 | 0 | 0 | 0 | 0 | 0 | 0 | 0 | 0 | 0 | 0 | 0 | 0 | 0 | 0 | 0 | 0 | 0 | 0 | 0 | 0 | 0 | 0 | 0 | 0 | 0 | 0 | 0 | 0 | 0 | 0 | 0 | 0 | 0 | 0 | 0 | 0 | 0 | 0 | 0 | 0 | 0 | 0 | 0 | 0 | 0 | 0 | 0 | 0 | 0 | 0 | 0 | 0 | 0 | 0 | 0 | 0 | 0 | 0 | 0 | 0 | 0 | 0 | 0 | 0 | 0 | 0 | 0 | 0 | 0 | 0 | 0 | 0 | 0 | 0 | 0 | 0 | 0 | 0 | 0 | 0 | 0 | 0 | 0 | 0 | 0 | 0 | 0 | 0 | 0 | 0 | 0 | 0 | 0 | 0 | 0 | 0 | 0 | 0 | 0 | 0 | 0 | 0 | 0 | 0 | 0 | 0 | 0 | 0 | 0 | 0 | 0 | 0 | 0 | 0 | 0 | 0 | 0 | 0 | 0 | 0 | 0 | 0 | 0 | 0 | 0 | 0 | 0 | 0 | 0 | 0 | 0 | 0 | 0 | 0 | 0 | 0 | 0 | 0 | 0 | 0 | 0 | 0 | 0 | 0 | 0 | 0 | 0 | 0 | 0 | 0 | 0 | 0 | 0 | 0 | 0 | 0 | 0 | 0 | 0 | 0 | 0 | 0 | 0 | 0 | 0 | 0 | 0 | 0 | 0 | 0 | 0 | 0 | 0 | 0 | 0 | 0 | 0 | 0 | 0 | 0 | 0 | 0 | 0 | 0 | 0 | 0 | 0 | 0 | 0 | 0 | 0 | 0 | 0 | 0 | 0 | 0 | 0 | 0 | 0 | 0 | 0 | 0 | 0 | 0 | 0 | 0 | 0 | 0 | 0 | 0 | 0 | 0 | 0 | 0 | 0 | 0 | 0 | 0 | 0 | 0 | 0 | 0 | 0 | 0 | 0 | 0 | 0 | 0 | 0 | 0 | 0 | 0 | 0 | 0 | 0 | 0 | 0 | 0 | 0 | 0 | 0 | 0 | 0 | 0 | 0 | 0 | 0 | 0 | 0 | 0 | 0 | 0 | 0 | 0 | 0 | 0 | 0 | 0 | 0 | 0 | 0 | 0 | 0 | 0 | 0 | 0 | 0 | 0 | 0 | 0 | 0 | 0 | 0 | 0 | 0 | 0 | 0 | 0 | 0 | 0 | 0 | 0 | 0 | 0 | 0 | 0 | 0 | 0 | 0 | 0 | 0 | 0 | 0 | 0 | 0 | 0 | 0 | 0 | 0 | 0 | 0 | 0 | 0 | 0 | 0 | 0 | 0 | 0 | 0 | 0 | 0 | 0 | 0 | 0 | 0 | 0 | 0 | 0 | 0 | 0 | 0 | 0 | 0 | 0 | 0 | 0 | 0 | 0 | 0 | 0 | 0 | 0 | 0 | 0 | 0 | 0 | 0 | 0 | 0 | 0 | 0 | 0 | 0 | 0 | 0 | 0 | 0 | 0 | 0 | 0 | 0 | 0 | 0 | 0 | 0 | 0 | 0 | 0 | 0 | 0 | 0 | 0 | 0 | 0 | 0 | 0 | 0 | 0 | 0 | 0 | 0 | 0 | 0 | 0 | 0 | 0 | 0 | 0 | 0 | 0 | 0 | 0 | 0 | 0 | 0 | 0 | 0 | 0 | 0 | 0 | 0 | 0 | 0 | 0 | 0 | 0 | 0 | 0 | 0 | 0 | 0 | 0 | 0 | 0 | 0 | 0 | 0 | 0 | 0 | 0 | 0 | 0 | 0 | 0 | 0 | 0 | 0 | 0 | 0 | 0 | 0 | 0 | 0 | 0 | 0 | 0 | 0 | 0 | 0 | 0 | 0 | 0 | 0 | 0 | 0 | 0 | 0 | 0 | 0 | 0 | 0 | 0 | 0 | 0 | 0 | 0 | 0
OR_Commercial_OR - Health_New_Water Heating_Natural Gas_Water Heater - Efficient Dishwasher_A | OR | Commercial | OR - Health | New | Water Heating | Natural Gas | Water Heater - Efficient Dishwasher | A | OCM518 | 0 | ENERGY STAR | 12 | 102.8166 | 0 | 0 | 4849.08 | 2692.63 | 0 | 0 | 0.28365 | 0.25 | perBldg | 0% | 6.667% | Discretionary | Retro5Med_OR | 81.34% | Water Heater | 0% | 0 |  | 0 |  | 0 | Avista TRM | Avista TRM | Avista TRM | 0 | 0 | 0 | 0 | 0 | 0 | 0 | 0 | 0 | 0 | 0 | 0 | 0 | 0 | 0 | 0 | 0 | 0 | 0 | 0 | 0 | 0 | 0 | 0 | 0 | 0 | 0 | ENERGY STAR | ENERGY STAR | ENERGY STAR | ENERGY STAR | ENERGY STAR | ENERGY STAR | ENERGY STAR | ENERGY STAR | ENERGY STAR | ENERGY STAR | ENERGY STAR | ENERGY STAR | ENERGY STAR | ENERGY STAR | ENERGY STAR | ENERGY STAR | ENERGY STAR | ENERGY STAR | ENERGY STAR | ENERGY STAR | ENERGY STAR | ENERGY STAR | ENERGY STAR | ENERGY STAR | ENERGY STAR | ENERGY STAR | ENERGY STAR | 4849.08 | 4849.08 | 4849.08 | 4849.08 | 4849.08 | 4849.08 | 4849.08 | 4849.08 | 4849.08 | 4849.08 | 4849.08 | 4849.08 | 4849.08 | 4849.08 | 4849.08 | 4849.08 | 4849.08 | 4849.08 | 4849.08 | 4849.08 | 4849.08 | 4849.08 | 4849.08 | 4849.08 | 4849.08 | 4849.08 | 4849.08 | 0 | 0 | 0 | 0 | 0 | 0 | 0 | 0 | 0 | 0 | 0 | 0 | 0 | 0 | 0 | 0 | 0 | 0 | 0 | 0 | 0 | 0 | 0 | 0 | 0 | 0 | 0 | 0 | 0 | 0 | 0 | 0 | 0 | 0 | 0 | 0 | 0 | 0 | 0 | 0 | 0 | 0 | 0 | 0 | 0 | 0 | 0 | 0 | 0 | 0 | 0 | 0 | 0 | 0 | 0 | 0 | 0 | 0 | 0 | 0 | 0 | 0 | 0 | 0 | 0 | 0 | 0 | 0 | 0 | 0 | 0 | 0 | 0 | 0 | 0 | 0 | 0 | 0 | 0 | 0 | 0 | 0 | 0 | 0 | 0 | 0 | 0 | 0 | 0 | 0 | 0 | 0 | 0 | 0 | 0 | 0 | 0 | 0 | 0 | 0 | 0 | 0 | 0 | 0 | 0 | 0 | 0 | 0 | 0 | 0 | 0 | 0 | 0 | 0 | 0 | 0 | 0 | 0 | 0 | 0 | 0 | 0 | 0 | 0 | 0 | 0 | 0 | 0 | 0 | 0 | 0 | 0 | 0 | 0 | 0 | 0 | 0 | 0 | 0 | 0 | 0 | 0 | 0 | 0 | 0 | 0 | 0 | 0 | 0 | 0 | 0 | 0 | 0 | 0 | 0 | 0 | 0 | 0 | 0 | 0 | 0 | 0 | 0 | 0 | 0 | 0 | 0 | 0 | 0 | 0 | 0 | 0 | 0 | 0 | 0 | 0 | 0 | 0 | 0 | 0 | 0 | 0 | 0 | 0 | 0 | 0 | 0 | 0 | 0 | 0 | 0 | 0 | 0 | 0 | 0 | 0 | 0 | 0 | 0 | 0 | 0 | 0 | 0 | 0 | 0 | 0 | 0 | 0 | 0 | 0 | 0 | 0 | 0 | 0 | 0 | 0 | 0 | 0 | 0 | 0 | 0 | 0 | 0 | 0 | 0 | 0 | 0 | 0 | 0 | 0 | 0 | 0 | 0 | 0 | 0 | 0 | 0 | 0 | 0 | 0 | 0 | 0 | 0 | 0 | 0 | 0 | 0 | 0 | 0 | 0 | 0 | 0 | 0 | 0 | 0 | 0 | 0 | 0 | 0 | 0 | 0 | 0 | 0 | 0 | 0 | 0 | 0 | 0 | 0 | 0 | 0 | 0 | 0 | 0 | 0 | 0 | 0 | 0 | 0 | 0 | 0 | 0 | 0 | 0 | 0 | 0 | 0 | 0 | 0 | 0 | 0 | 0 | 0 | 0 | 0 | 0 | 0 | 0 | 0 | 0 | 0 | 0 | 0 | 0 | 0 | 0 | 0 | 0 | 0 | 0 | 0 | 0 | 0 | 0 | 0 | 0 | 0 | 0 | 0 | 0 | 0 | 0 | 0 | 0 | 0 | 0 | 0 | 0 | 0 | 0 | 0 | 0 | 0 | 0 | 0 | 0 | 0 | 0 | 0 | 0 | 0 | 0 | 0 | 0 | 0 | 0 | 0 | 0 | 0 | 0 | 0 | 0 | 0 | 0 | 0 | 0 | 0 | 0 | 0 | 0 | 0 | 0 | 0 | 0 | 0 | 0 | 0 | 0 | 0 | 0 | 0 | 0 | 0 | 0 | 0 | 0 | 0 | 0 | 0 | 0 | 0 | 0 | 0 | 0 | 0 | 0 | 0 | 0 | 0 | 0 | 0 | 0 | 0 | 0 | 0 | 0 | 0 | 0 | 0 | 0 | 0 | 0 | 0 | 0 | 0 | 0 | 0 | 0 | 0 | 0 | 0 | 0 | 0 | 0 | 0 | 0 | 0 | 0 | 0 | 0 | 0 | 0 | 0 | 0 | 0 | 0 | 0 | 0 | 0 | 0 | 0 | 0 | 0 | 0 | 0 | 0 | 0 | 0 | 0 | 0 | 0 | 0 | 0 | 0 | 0 | 0 | 0 | 0 | 0 | 0 | 0 | 0 | 0 | 0 | 0 | 0 | 0 | 0 | 0 | 0 | 0 | 0 | 0 | 0 | 0 | 0 | 0 | 0 | 0 | 0 | 0 | 0 | 0 | 0 | 0 | 0 | 0
OR_Commercial_OR - Health_New_Water Heating_Natural Gas_Commercial Laundry - Alternative Dry-Cleaning Methods_A | OR | Commercial | OR - Health | New | Water Heating | Natural Gas | Commercial Laundry - Alternative Dry-Cleaning Methods | A | OCM519 | Standard efficiency dryer. | High efficiency alternative dry-cleaning methods. | 15 | 0 | 0 | 0 | 135143.55 | 0 | 0 | 0 | 0.28365 | 0.25 | perBldg | 0% | 6.667% | Discretionary | Retro5Med_OR | 81.34% | Water Heater | 0% | 0 |  | 0 |  | 0 | CW_ALTDRYCLN-Miscellaneous-SCE-ET05.01-6 | CW_ALTDRYCLN-Miscellaneous-SCE-ET05.01-6 | CW_ALTDRYCLN-Miscellaneous-SCE-ET05.01-6 | Standard efficiency dryer. | Standard efficiency dryer. | Standard efficiency dryer. | Standard efficiency dryer. | Standard efficiency dryer. | Standard efficiency dryer. | Standard efficiency dryer. | Standard efficiency dryer. | Standard efficiency dryer. | Standard efficiency dryer. | Standard efficiency dryer. | Standard efficiency dryer. | Standard efficiency dryer. | Standard efficiency dryer. | Standard efficiency dryer. | Standard efficiency dryer. | Standard efficiency dryer. | Standard efficiency dryer. | Standard efficiency dryer. | Standard efficiency dryer. | Standard efficiency dryer. | Standard efficiency dryer. | Standard efficiency dryer. | Standard efficiency dryer. | Standard efficiency dryer. | Standard efficiency dryer. | Standard efficiency dryer. | High efficiency alternative dry-cleaning methods. | High efficiency alternative dry-cleaning methods. | High efficiency alternative dry-cleaning methods. | High efficiency alternative dry-cleaning methods. | High efficiency alternative dry-cleaning methods. | High efficiency alternative dry-cleaning methods. | High efficiency alternative dry-cleaning methods. | High efficiency alternative dry-cleaning methods. | High efficiency alternative dry-cleaning methods. | High efficiency alternative dry-cleaning methods. | High efficiency alternative dry-cleaning methods. | High efficiency alternative dry-cleaning methods. | High efficiency alternative dry-cleaning methods. | High efficiency alternative dry-cleaning methods. | High efficiency alternative dry-cleaning methods. | High efficiency alternative dry-cleaning methods. | High efficiency alternative dry-cleaning methods. | High efficiency alternative dry-cleaning methods. | High efficiency alternative dry-cleaning methods. | High efficiency alternative dry-cleaning methods. | High efficiency alternative dry-cleaning methods. | High efficiency alternative dry-cleaning methods. | High efficiency alternative dry-cleaning methods. | High efficiency alternative dry-cleaning methods. | High efficiency alternative dry-cleaning methods. | High efficiency alternative dry-cleaning methods. | High efficiency alternative dry-cleaning methods. | 135143.55 | 135143.55 | 135143.55 | 135143.55 | 135143.55 | 135143.55 | 135143.55 | 135143.55 | 135143.55 | 135143.55 | 135143.55 | 135143.55 | 135143.55 | 135143.55 | 135143.55 | 135143.55 | 135143.55 | 135143.55 | 135143.55 | 135143.55 | 135143.55 | 135143.55 | 135143.55 | 135143.55 | 135143.55 | 135143.55 | 135143.55 | 0 | 0 | 0 | 0 | 0 | 0 | 0 | 0 | 0 | 0 | 0 | 0 | 0 | 0 | 0 | 0 | 0 | 0 | 0 | 0 | 0 | 0 | 0 | 0 | 0 | 0 | 0 | 0 | 0 | 0 | 0 | 0 | 0 | 0 | 0 | 0 | 0 | 0 | 0 | 0 | 0 | 0 | 0 | 0 | 0 | 0 | 0 | 0 | 0 | 0 | 0 | 0 | 0 | 0 | 0 | 0 | 0 | 0 | 0 | 0 | 0 | 0 | 0 | 0 | 0 | 0 | 0 | 0 | 0 | 0 | 0 | 0 | 0 | 0 | 0 | 0 | 0 | 0 | 0 | 0 | 0 | 0 | 0 | 0 | 0 | 0 | 0 | 0 | 0 | 0 | 0 | 0 | 0 | 0 | 0 | 0 | 0 | 0 | 0 | 0 | 0 | 0 | 0 | 0 | 0 | 0 | 0 | 0 | 0 | 0 | 0 | 0 | 0 | 0 | 0 | 0 | 0 | 0 | 0 | 0 | 0 | 0 | 0 | 0 | 0 | 0 | 0 | 0 | 0 | 0 | 0 | 0 | 0 | 0 | 0 | 0 | 0 | 0 | 0 | 0 | 0 | 0 | 0 | 0 | 0 | 0 | 0 | 0 | 0 | 0 | 0 | 0 | 0 | 0 | 0 | 0 | 0 | 0 | 0 | 0 | 0 | 0 | 0 | 0 | 0 | 0 | 0 | 0 | 0 | 0 | 0 | 0 | 0 | 0 | 0 | 0 | 0 | 0 | 0 | 0 | 0 | 0 | 0 | 0 | 0 | 0 | 0 | 0 | 0 | 0 | 0 | 0 | 0 | 0 | 0 | 0 | 0 | 0 | 0 | 0 | 0 | 0 | 0 | 0 | 0 | 0 | 0 | 0 | 0 | 0 | 0 | 0 | 0 | 0 | 0 | 0 | 0 | 0 | 0 | 0 | 0 | 0 | 0 | 0 | 0 | 0 | 0 | 0 | 0 | 0 | 0 | 0 | 0 | 0 | 0 | 0 | 0 | 0 | 0 | 0 | 0 | 0 | 0 | 0 | 0 | 0 | 0 | 0 | 0 | 0 | 0 | 0 | 0 | 0 | 0 | 0 | 0 | 0 | 0 | 0 | 0 | 0 | 0 | 0 | 0 | 0 | 0 | 0 | 0 | 0 | 0 | 0 | 0 | 0 | 0 | 0 | 0 | 0 | 0 | 0 | 0 | 0 | 0 | 0 | 0 | 0 | 0 | 0 | 0 | 0 | 0 | 0 | 0 | 0 | 0 | 0 | 0 | 0 | 0 | 0 | 0 | 0 | 0 | 0 | 0 | 0 | 0 | 0 | 0 | 0 | 0 | 0 | 0 | 0 | 0 | 0 | 0 | 0 | 0 | 0 | 0 | 0 | 0 | 0 | 0 | 0 | 0 | 0 | 0 | 0 | 0 | 0 | 0 | 0 | 0 | 0 | 0 | 0 | 0 | 0 | 0 | 0 | 0 | 0 | 0 | 0 | 0 | 0 | 0 | 0 | 0 | 0 | 0 | 0 | 0 | 0 | 0 | 0 | 0 | 0 | 0 | 0 | 0 | 0 | 0 | 0 | 0 | 0 | 0 | 0 | 0 | 0 | 0 | 0 | 0 | 0 | 0 | 0 | 0 | 0 | 0 | 0 | 0 | 0 | 0 | 0 | 0 | 0 | 0 | 0 | 0 | 0 | 0 | 0 | 0 | 0 | 0 | 0 | 0 | 0 | 0 | 0 | 0 | 0 | 0 | 0 | 0 | 0 | 0 | 0 | 0 | 0 | 0 | 0 | 0 | 0 | 0 | 0 | 0 | 0 | 0 | 0 | 0 | 0 | 0 | 0 | 0 | 0 | 0 | 0 | 0 | 0 | 0 | 0 | 0 | 0 | 0 | 0 | 0 | 0 | 0 | 0 | 0 | 0 | 0 | 0 | 0 | 0 | 0 | 0 | 0 | 0 | 0 | 0 | 0 | 0 | 0 | 0 | 0 | 0 | 0 | 0 | 0 | 0 | 0 | 0 | 0 | 0 | 0 | 0 | 0 | 0 | 0 | 0 | 0 | 0 | 0
OR_Commercial_OR - Health_New_Space Heating_Natural Gas_Advanced Kitchen Ventilation Controls_A | OR | Commercial | OR - Health | New | Space Heating | Natural Gas | Advanced Kitchen Ventilation Controls | A | OCM520 | No controls on exhaust hoods. | Variable exhaust hood flow based on temperature or grease sensor. | 15 | 0 | 0 | 0 | 0.12 | 0 | 0 | 0 | 0.28365 | 0.25 | sqft | 10% | 20% | Discretionary | RetroEven20_OR | 82.88% | Space Heating | 0% | 0 |  | 0 |  | 0 | IL TRM - CI-FSE-VENT-V03-160601 | COOK_EXHD-Ventilation-XCELCO-2017-18-2 | COOK_EXHD-Ventilation-XCELCO-2017-18-2 | No controls on exhaust hoods. | No controls on exhaust hoods. | No controls on exhaust hoods. | No controls on exhaust hoods. | No controls on exhaust hoods. | No controls on exhaust hoods. | No controls on exhaust hoods. | No controls on exhaust hoods. | No controls on exhaust hoods. | No controls on exhaust hoods. | No controls on exhaust hoods. | No controls on exhaust hoods. | No controls on exhaust hoods. | No controls on exhaust hoods. | No controls on exhaust hoods. | No controls on exhaust hoods. | No controls on exhaust hoods. | No controls on exhaust hoods. | No controls on exhaust hoods. | No controls on exhaust hoods. | No controls on exhaust hoods. | No controls on exhaust hoods. | No controls on exhaust hoods. | No controls on exhaust hoods. | No controls on exhaust hoods. | No controls on exhaust hoods. | No controls on exhaust hoods. | Variable exhaust hood flow based on temperature or grease sensor. | Variable exhaust hood flow based on temperature or grease sensor. | Variable exhaust hood flow based on temperature or grease sensor. | Variable exhaust hood flow based on temperature or grease sensor. | Variable exhaust hood flow based on temperature or grease sensor. | Variable exhaust hood flow based on temperature or grease sensor. | Variable exhaust hood flow based on temperature or grease sensor. | Variable exhaust hood flow based on temperature or grease sensor. | Variable exhaust hood flow based on temperature or grease sensor. | Variable exhaust hood flow based on temperature or grease sensor. | Variable exhaust hood flow based on temperature or grease sensor. | Variable exhaust hood flow based on temperature or grease sensor. | Variable exhaust hood flow based on temperature or grease sensor. | Variable exhaust hood flow based on temperature or grease sensor. | Variable exhaust hood flow based on temperature or grease sensor. | Variable exhaust hood flow based on temperature or grease sensor. | Variable exhaust hood flow based on temperature or grease sensor. | Variable exhaust hood flow based on temperature or grease sensor. | Variable exhaust hood flow based on temperature or grease sensor. | Variable exhaust hood flow based on temperature or grease sensor. | Variable exhaust hood flow based on temperature or grease sensor. | Variable exhaust hood flow based on temperature or grease sensor. | Variable exhaust hood flow based on temperature or grease sensor. | Variable exhaust hood flow based on temperature or grease sensor. | Variable exhaust hood flow based on temperature or grease sensor. | Variable exhaust hood flow based on temperature or grease sensor. | Variable exhaust hood flow based on temperature or grease sensor. | 0.12 | 0.12 | 0.12 | 0.12 | 0.12 | 0.12 | 0.12 | 0.12 | 0.12 | 0.12 | 0.12 | 0.12 | 0.12 | 0.12 | 0.12 | 0.12 | 0.12 | 0.12 | 0.12 | 0.12 | 0.12 | 0.12 | 0.12 | 0.12 | 0.12 | 0.12 | 0.12 | 0 | 0 | 0 | 0 | 0 | 0 | 0 | 0 | 0 | 0 | 0 | 0 | 0 | 0 | 0 | 0 | 0 | 0 | 0 | 0 | 0 | 0 | 0 | 0 | 0 | 0 | 0 | 0 | 0 | 0 | 0 | 0 | 0 | 0 | 0 | 0 | 0 | 0 | 0 | 0 | 0 | 0 | 0 | 0 | 0 | 0 | 0 | 0 | 0 | 0 | 0 | 0 | 0 | 0 | 0 | 0 | 0 | 0 | 0 | 0 | 0 | 0 | 0 | 0 | 0 | 0 | 0 | 0 | 0 | 0 | 0 | 0 | 0 | 0 | 0 | 0 | 0 | 0 | 0 | 0 | 0 | 0 | 0 | 0 | 0 | 0 | 0 | 0 | 0 | 0 | 0 | 0 | 0 | 0 | 0 | 0 | 0 | 0 | 0 | 0 | 0 | 0 | 0 | 0 | 0 | 0 | 0 | 0 | 0 | 0 | 0 | 0 | 0 | 0 | 0 | 0 | 0 | 0 | 0 | 0 | 0 | 0 | 0 | 0 | 0 | 0 | 0 | 0 | 0 | 0 | 0 | 0 | 0 | 0 | 0 | 0 | 0 | 0 | 0 | 0 | 0 | 0 | 0 | 0 | 0 | 0 | 0 | 0 | 0 | 0 | 0 | 0 | 0 | 0 | 0 | 0 | 0 | 0 | 0 | 0 | 0 | 0 | 0 | 0 | 0 | 0 | 0 | 0 | 0 | 0 | 0 | 0 | 0 | 0 | 0 | 0 | 0 | 0 | 0 | 0 | 0 | 0 | 0 | 0 | 0 | 0 | 0 | 0 | 0 | 0 | 0 | 0 | 0 | 0 | 0 | 0 | 0 | 0 | 0 | 0 | 0 | 0 | 0 | 0 | 0 | 0 | 0 | 0 | 0 | 0 | 0 | 0 | 0 | 0 | 0 | 0 | 0 | 0 | 0 | 0 | 0 | 0 | 0 | 0 | 0 | 0 | 0 | 0 | 0 | 0 | 0 | 0 | 0 | 0 | 0 | 0 | 0 | 0 | 0 | 0 | 0 | 0 | 0 | 0 | 0 | 0 | 0 | 0 | 0 | 0 | 0 | 0 | 0 | 0 | 0 | 0 | 0 | 0 | 0 | 0 | 0 | 0 | 0 | 0 | 0 | 0 | 0 | 0 | 0 | 0 | 0 | 0 | 0 | 0 | 0 | 0 | 0 | 0 | 0 | 0 | 0 | 0 | 0 | 0 | 0 | 0 | 0 | 0 | 0 | 0 | 0 | 0 | 0 | 0 | 0 | 0 | 0 | 0 | 0 | 0 | 0 | 0 | 0 | 0 | 0 | 0 | 0 | 0 | 0 | 0 | 0 | 0 | 0 | 0 | 0 | 0 | 0 | 0 | 0 | 0 | 0 | 0 | 0 | 0 | 0 | 0 | 0 | 0 | 0 | 0 | 0 | 0 | 0 | 0 | 0 | 0 | 0 | 0 | 0 | 0 | 0 | 0 | 0 | 0 | 0 | 0 | 0 | 0 | 0 | 0 | 0 | 0 | 0 | 0 | 0 | 0 | 0 | 0 | 0 | 0 | 0 | 0 | 0 | 0 | 0 | 0 | 0 | 0 | 0 | 0 | 0 | 0 | 0 | 0 | 0 | 0 | 0 | 0 | 0 | 0 | 0 | 0 | 0 | 0 | 0 | 0 | 0 | 0 | 0 | 0 | 0 | 0 | 0 | 0 | 0 | 0 | 0 | 0 | 0 | 0 | 0 | 0 | 0 | 0 | 0 | 0 | 0 | 0 | 0 | 0 | 0 | 0 | 0 | 0 | 0 | 0 | 0 | 0 | 0 | 0 | 0 | 0 | 0 | 0 | 0 | 0 | 0 | 0 | 0 | 0 | 0 | 0 | 0 | 0 | 0 | 0 | 0 | 0 | 0 | 0 | 0 | 0 | 0 | 0 | 0 | 0 | 0 | 0 | 0 | 0 | 0 | 0 | 0 | 0 | 0 | 0 | 0 | 0 | 0 | 0 | 0 | 0 | 0 | 0 | 0 | 0 | 0 | 0 | 0 | 0 | 0 | 0 | 0 | 0 | 0 | 0 | 0
OR_Commercial_OR - Health_New_Space Heating_Natural Gas_Infiltration Control - Loading Dock Sealing_A | OR | Commercial | OR - Health | New | Space Heating | Natural Gas | Infiltration Control - Loading Dock Sealing | A | OCM521 | 0 | 0 | 10 | 0 | 0 | 0 | 6337.3 | 0 | 0 | 0 | 0.28365 | 0.25 | perBldg | 0% | 0% | Discretionary | RetroEven20_OR | 82.88% | Space Heating | 0% | 0 |  | 0 |  | 0 | MEMD - Truck Loading Dock Seals - 8.10.01.FES-E10.v01 | MEMD - Truck Loading Dock Seals - 8.10.01.FES-E10.v01 | MEMD - Truck Loading Dock Seals - 8.10.01.FES-E10.v01 | 0 | 0 | 0 | 0 | 0 | 0 | 0 | 0 | 0 | 0 | 0 | 0 | 0 | 0 | 0 | 0 | 0 | 0 | 0 | 0 | 0 | 0 | 0 | 0 | 0 | 0 | 0 | 0 | 0 | 0 | 0 | 0 | 0 | 0 | 0 | 0 | 0 | 0 | 0 | 0 | 0 | 0 | 0 | 0 | 0 | 0 | 0 | 0 | 0 | 0 | 0 | 0 | 0 | 0 | 6337.3 | 6337.3 | 6337.3 | 6337.3 | 6337.3 | 6337.3 | 6337.3 | 6337.3 | 6337.3 | 6337.3 | 6337.3 | 6337.3 | 6337.3 | 6337.3 | 6337.3 | 6337.3 | 6337.3 | 6337.3 | 6337.3 | 6337.3 | 6337.3 | 6337.3 | 6337.3 | 6337.3 | 6337.3 | 6337.3 | 6337.3 | 0 | 0 | 0 | 0 | 0 | 0 | 0 | 0 | 0 | 0 | 0 | 0 | 0 | 0 | 0 | 0 | 0 | 0 | 0 | 0 | 0 | 0 | 0 | 0 | 0 | 0 | 0 | 0 | 0 | 0 | 0 | 0 | 0 | 0 | 0 | 0 | 0 | 0 | 0 | 0 | 0 | 0 | 0 | 0 | 0 | 0 | 0 | 0 | 0 | 0 | 0 | 0 | 0 | 0 | 0 | 0 | 0 | 0 | 0 | 0 | 0 | 0 | 0 | 0 | 0 | 0 | 0 | 0 | 0 | 0 | 0 | 0 | 0 | 0 | 0 | 0 | 0 | 0 | 0 | 0 | 0 | 0 | 0 | 0 | 0 | 0 | 0 | 0 | 0 | 0 | 0 | 0 | 0 | 0 | 0 | 0 | 0 | 0 | 0 | 0 | 0 | 0 | 0 | 0 | 0 | 0 | 0 | 0 | 0 | 0 | 0 | 0 | 0 | 0 | 0 | 0 | 0 | 0 | 0 | 0 | 0 | 0 | 0 | 0 | 0 | 0 | 0 | 0 | 0 | 0 | 0 | 0 | 0 | 0 | 0 | 0 | 0 | 0 | 0 | 0 | 0 | 0 | 0 | 0 | 0 | 0 | 0 | 0 | 0 | 0 | 0 | 0 | 0 | 0 | 0 | 0 | 0 | 0 | 0 | 0 | 0 | 0 | 0 | 0 | 0 | 0 | 0 | 0 | 0 | 0 | 0 | 0 | 0 | 0 | 0 | 0 | 0 | 0 | 0 | 0 | 0 | 0 | 0 | 0 | 0 | 0 | 0 | 0 | 0 | 0 | 0 | 0 | 0 | 0 | 0 | 0 | 0 | 0 | 0 | 0 | 0 | 0 | 0 | 0 | 0 | 0 | 0 | 0 | 0 | 0 | 0 | 0 | 0 | 0 | 0 | 0 | 0 | 0 | 0 | 0 | 0 | 0 | 0 | 0 | 0 | 0 | 0 | 0 | 0 | 0 | 0 | 0 | 0 | 0 | 0 | 0 | 0 | 0 | 0 | 0 | 0 | 0 | 0 | 0 | 0 | 0 | 0 | 0 | 0 | 0 | 0 | 0 | 0 | 0 | 0 | 0 | 0 | 0 | 0 | 0 | 0 | 0 | 0 | 0 | 0 | 0 | 0 | 0 | 0 | 0 | 0 | 0 | 0 | 0 | 0 | 0 | 0 | 0 | 0 | 0 | 0 | 0 | 0 | 0 | 0 | 0 | 0 | 0 | 0 | 0 | 0 | 0 | 0 | 0 | 0 | 0 | 0 | 0 | 0 | 0 | 0 | 0 | 0 | 0 | 0 | 0 | 0 | 0 | 0 | 0 | 0 | 0 | 0 | 0 | 0 | 0 | 0 | 0 | 0 | 0 | 0 | 0 | 0 | 0 | 0 | 0 | 0 | 0 | 0 | 0 | 0 | 0 | 0 | 0 | 0 | 0 | 0 | 0 | 0 | 0 | 0 | 0 | 0 | 0 | 0 | 0 | 0 | 0 | 0 | 0 | 0 | 0 | 0 | 0 | 0 | 0 | 0 | 0 | 0 | 0 | 0 | 0 | 0 | 0 | 0 | 0 | 0 | 0 | 0 | 0 | 0 | 0 | 0 | 0 | 0 | 0 | 0 | 0 | 0 | 0 | 0 | 0 | 0 | 0 | 0 | 0 | 0 | 0 | 0 | 0 | 0 | 0 | 0 | 0 | 0 | 0 | 0 | 0 | 0 | 0 | 0 | 0 | 0 | 0 | 0 | 0 | 0 | 0 | 0 | 0 | 0 | 0 | 0 | 0 | 0 | 0 | 0 | 0 | 0 | 0 | 0 | 0 | 0 | 0 | 0 | 0 | 0 | 0 | 0 | 0 | 0 | 0 | 0 | 0 | 0 | 0 | 0 | 0 | 0 | 0 | 0 | 0 | 0 | 0 | 0 | 0 | 0 | 0 | 0 | 0 | 0 | 0 | 0 | 0 | 0 | 0 | 0 | 0 | 0 | 0 | 0 | 0 | 0 | 0 | 0 | 0 | 0 | 0 | 0 | 0 | 0 | 0 | 0 | 0 | 0 | 0 | 0
OR_Commercial_OR - Health_New_Space Heating_Natural Gas_Greenhouse Heat Curtain_A | OR | Commercial | OR - Health | New | Space Heating | Natural Gas | Greenhouse Heat Curtain | A | OCM522 | No heat curtain. | 0 | 5 | 0 | 0 | 0 | 833.86 | 0 | 0 | 0 | 0.28365 | 0.25 | perBldg | 0% | 0% | Discretionary | RetroEven20_OR | 82.88% | Space Heating | 0% | 0 |  | 0 |  | 0 | CA eTRM https://www.caetrm.com/measure/SWBE001/01/ | CA eTRM https://www.caetrm.com/measure/SWBE001/01/ | CA eTRM https://www.caetrm.com/measure/SWBE001/01/ | No heat curtain. | No heat curtain. | No heat curtain. | No heat curtain. | No heat curtain. | No heat curtain. | No heat curtain. | No heat curtain. | No heat curtain. | No heat curtain. | No heat curtain. | No heat curtain. | No heat curtain. | No heat curtain. | No heat curtain. | No heat curtain. | No heat curtain. | No heat curtain. | No heat curtain. | No heat curtain. | No heat curtain. | No heat curtain. | No heat curtain. | No heat curtain. | No heat curtain. | No heat curtain. | No heat curtain. | 0 | 0 | 0 | 0 | 0 | 0 | 0 | 0 | 0 | 0 | 0 | 0 | 0 | 0 | 0 | 0 | 0 | 0 | 0 | 0 | 0 | 0 | 0 | 0 | 0 | 0 | 0 | 833.86 | 833.86 | 833.86 | 833.86 | 833.86 | 833.86 | 833.86 | 833.86 | 833.86 | 833.86 | 833.86 | 833.86 | 833.86 | 833.86 | 833.86 | 833.86 | 833.86 | 833.86 | 833.86 | 833.86 | 833.86 | 833.86 | 833.86 | 833.86 | 833.86 | 833.86 | 833.86 | 0 | 0 | 0 | 0 | 0 | 0 | 0 | 0 | 0 | 0 | 0 | 0 | 0 | 0 | 0 | 0 | 0 | 0 | 0 | 0 | 0 | 0 | 0 | 0 | 0 | 0 | 0 | 0 | 0 | 0 | 0 | 0 | 0 | 0 | 0 | 0 | 0 | 0 | 0 | 0 | 0 | 0 | 0 | 0 | 0 | 0 | 0 | 0 | 0 | 0 | 0 | 0 | 0 | 0 | 0 | 0 | 0 | 0 | 0 | 0 | 0 | 0 | 0 | 0 | 0 | 0 | 0 | 0 | 0 | 0 | 0 | 0 | 0 | 0 | 0 | 0 | 0 | 0 | 0 | 0 | 0 | 0 | 0 | 0 | 0 | 0 | 0 | 0 | 0 | 0 | 0 | 0 | 0 | 0 | 0 | 0 | 0 | 0 | 0 | 0 | 0 | 0 | 0 | 0 | 0 | 0 | 0 | 0 | 0 | 0 | 0 | 0 | 0 | 0 | 0 | 0 | 0 | 0 | 0 | 0 | 0 | 0 | 0 | 0 | 0 | 0 | 0 | 0 | 0 | 0 | 0 | 0 | 0 | 0 | 0 | 0 | 0 | 0 | 0 | 0 | 0 | 0 | 0 | 0 | 0 | 0 | 0 | 0 | 0 | 0 | 0 | 0 | 0 | 0 | 0 | 0 | 0 | 0 | 0 | 0 | 0 | 0 | 0 | 0 | 0 | 0 | 0 | 0 | 0 | 0 | 0 | 0 | 0 | 0 | 0 | 0 | 0 | 0 | 0 | 0 | 0 | 0 | 0 | 0 | 0 | 0 | 0 | 0 | 0 | 0 | 0 | 0 | 0 | 0 | 0 | 0 | 0 | 0 | 0 | 0 | 0 | 0 | 0 | 0 | 0 | 0 | 0 | 0 | 0 | 0 | 0 | 0 | 0 | 0 | 0 | 0 | 0 | 0 | 0 | 0 | 0 | 0 | 0 | 0 | 0 | 0 | 0 | 0 | 0 | 0 | 0 | 0 | 0 | 0 | 0 | 0 | 0 | 0 | 0 | 0 | 0 | 0 | 0 | 0 | 0 | 0 | 0 | 0 | 0 | 0 | 0 | 0 | 0 | 0 | 0 | 0 | 0 | 0 | 0 | 0 | 0 | 0 | 0 | 0 | 0 | 0 | 0 | 0 | 0 | 0 | 0 | 0 | 0 | 0 | 0 | 0 | 0 | 0 | 0 | 0 | 0 | 0 | 0 | 0 | 0 | 0 | 0 | 0 | 0 | 0 | 0 | 0 | 0 | 0 | 0 | 0 | 0 | 0 | 0 | 0 | 0 | 0 | 0 | 0 | 0 | 0 | 0 | 0 | 0 | 0 | 0 | 0 | 0 | 0 | 0 | 0 | 0 | 0 | 0 | 0 | 0 | 0 | 0 | 0 | 0 | 0 | 0 | 0 | 0 | 0 | 0 | 0 | 0 | 0 | 0 | 0 | 0 | 0 | 0 | 0 | 0 | 0 | 0 | 0 | 0 | 0 | 0 | 0 | 0 | 0 | 0 | 0 | 0 | 0 | 0 | 0 | 0 | 0 | 0 | 0 | 0 | 0 | 0 | 0 | 0 | 0 | 0 | 0 | 0 | 0 | 0 | 0 | 0 | 0 | 0 | 0 | 0 | 0 | 0 | 0 | 0 | 0 | 0 | 0 | 0 | 0 | 0 | 0 | 0 | 0 | 0 | 0 | 0 | 0 | 0 | 0 | 0 | 0 | 0 | 0 | 0 | 0 | 0 | 0 | 0 | 0 | 0 | 0 | 0 | 0 | 0 | 0 | 0 | 0 | 0 | 0 | 0 | 0 | 0 | 0 | 0 | 0 | 0 | 0 | 0 | 0 | 0 | 0 | 0 | 0 | 0 | 0 | 0 | 0 | 0 | 0 | 0 | 0 | 0 | 0 | 0 | 0 | 0 | 0 | 0 | 0 | 0 | 0 | 0 | 0 | 0 | 0 | 0 | 0 | 0 | 0 | 0 | 0 | 0 | 0 | 0 | 0 | 0 | 0 | 0 | 0 | 0 | 0 | 0 | 0 | 0 | 0 | 0 | 0 | 0 | 0 | 0
OR_Commercial_OR - Health_New_Space Heating_Natural Gas_Ventilation - Parking Garages, Demand Controlled_A | OR | Commercial | OR - Health | New | Space Heating | Natural Gas | Ventilation - Parking Garages, Demand Controlled | A | OCM523 | 0 | 0 | 5 | 0 | 0 | 0 | 843.06 | 0 | 0 | 0 | 0.28365 | 0.25 | garage | 0% | 0% | Discretionary | RetroEven20_OR | 82.88% | Central Systems | 0% | 0 |  | 0 |  | 0 | FOE - Parking Garage Ventilation Controls - W0047 | FOE - Parking Garage Ventilation Controls - W0047 | FOE - Parking Garage Ventilation Controls - W0047 | 0 | 0 | 0 | 0 | 0 | 0 | 0 | 0 | 0 | 0 | 0 | 0 | 0 | 0 | 0 | 0 | 0 | 0 | 0 | 0 | 0 | 0 | 0 | 0 | 0 | 0 | 0 | 0 | 0 | 0 | 0 | 0 | 0 | 0 | 0 | 0 | 0 | 0 | 0 | 0 | 0 | 0 | 0 | 0 | 0 | 0 | 0 | 0 | 0 | 0 | 0 | 0 | 0 | 0 | 843.06 | 843.06 | 843.06 | 843.06 | 843.06 | 843.06 | 843.06 | 843.06 | 843.06 | 843.06 | 843.06 | 843.06 | 843.06 | 843.06 | 843.06 | 843.06 | 843.06 | 843.06 | 843.06 | 843.06 | 843.06 | 843.06 | 843.06 | 843.06 | 843.06 | 843.06 | 843.06 | 0 | 0 | 0 | 0 | 0 | 0 | 0 | 0 | 0 | 0 | 0 | 0 | 0 | 0 | 0 | 0 | 0 | 0 | 0 | 0 | 0 | 0 | 0 | 0 | 0 | 0 | 0 | 0 | 0 | 0 | 0 | 0 | 0 | 0 | 0 | 0 | 0 | 0 | 0 | 0 | 0 | 0 | 0 | 0 | 0 | 0 | 0 | 0 | 0 | 0 | 0 | 0 | 0 | 0 | 0 | 0 | 0 | 0 | 0 | 0 | 0 | 0 | 0 | 0 | 0 | 0 | 0 | 0 | 0 | 0 | 0 | 0 | 0 | 0 | 0 | 0 | 0 | 0 | 0 | 0 | 0 | 0 | 0 | 0 | 0 | 0 | 0 | 0 | 0 | 0 | 0 | 0 | 0 | 0 | 0 | 0 | 0 | 0 | 0 | 0 | 0 | 0 | 0 | 0 | 0 | 0 | 0 | 0 | 0 | 0 | 0 | 0 | 0 | 0 | 0 | 0 | 0 | 0 | 0 | 0 | 0 | 0 | 0 | 0 | 0 | 0 | 0 | 0 | 0 | 0 | 0 | 0 | 0 | 0 | 0 | 0 | 0 | 0 | 0 | 0 | 0 | 0 | 0 | 0 | 0 | 0 | 0 | 0 | 0 | 0 | 0 | 0 | 0 | 0 | 0 | 0 | 0 | 0 | 0 | 0 | 0 | 0 | 0 | 0 | 0 | 0 | 0 | 0 | 0 | 0 | 0 | 0 | 0 | 0 | 0 | 0 | 0 | 0 | 0 | 0 | 0 | 0 | 0 | 0 | 0 | 0 | 0 | 0 | 0 | 0 | 0 | 0 | 0 | 0 | 0 | 0 | 0 | 0 | 0 | 0 | 0 | 0 | 0 | 0 | 0 | 0 | 0 | 0 | 0 | 0 | 0 | 0 | 0 | 0 | 0 | 0 | 0 | 0 | 0 | 0 | 0 | 0 | 0 | 0 | 0 | 0 | 0 | 0 | 0 | 0 | 0 | 0 | 0 | 0 | 0 | 0 | 0 | 0 | 0 | 0 | 0 | 0 | 0 | 0 | 0 | 0 | 0 | 0 | 0 | 0 | 0 | 0 | 0 | 0 | 0 | 0 | 0 | 0 | 0 | 0 | 0 | 0 | 0 | 0 | 0 | 0 | 0 | 0 | 0 | 0 | 0 | 0 | 0 | 0 | 0 | 0 | 0 | 0 | 0 | 0 | 0 | 0 | 0 | 0 | 0 | 0 | 0 | 0 | 0 | 0 | 0 | 0 | 0 | 0 | 0 | 0 | 0 | 0 | 0 | 0 | 0 | 0 | 0 | 0 | 0 | 0 | 0 | 0 | 0 | 0 | 0 | 0 | 0 | 0 | 0 | 0 | 0 | 0 | 0 | 0 | 0 | 0 | 0 | 0 | 0 | 0 | 0 | 0 | 0 | 0 | 0 | 0 | 0 | 0 | 0 | 0 | 0 | 0 | 0 | 0 | 0 | 0 | 0 | 0 | 0 | 0 | 0 | 0 | 0 | 0 | 0 | 0 | 0 | 0 | 0 | 0 | 0 | 0 | 0 | 0 | 0 | 0 | 0 | 0 | 0 | 0 | 0 | 0 | 0 | 0 | 0 | 0 | 0 | 0 | 0 | 0 | 0 | 0 | 0 | 0 | 0 | 0 | 0 | 0 | 0 | 0 | 0 | 0 | 0 | 0 | 0 | 0 | 0 | 0 | 0 | 0 | 0 | 0 | 0 | 0 | 0 | 0 | 0 | 0 | 0 | 0 | 0 | 0 | 0 | 0 | 0 | 0 | 0 | 0 | 0 | 0 | 0 | 0 | 0 | 0 | 0 | 0 | 0 | 0 | 0 | 0 | 0 | 0 | 0 | 0 | 0 | 0 | 0 | 0 | 0 | 0 | 0 | 0 | 0 | 0 | 0 | 0 | 0 | 0 | 0 | 0 | 0 | 0 | 0 | 0 | 0 | 0 | 0 | 0 | 0 | 0 | 0 | 0 | 0 | 0 | 0 | 0 | 0 | 0 | 0 | 0 | 0 | 0 | 0 | 0 | 0 | 0 | 0 | 0 | 0 | 0 | 0
OR_Commercial_OR - Health_New_Miscellaneous_Natural Gas_Pool Heater - Night Covers_A | OR | Commercial | OR - Health | New | Miscellaneous | Natural Gas | Pool Heater - Night Covers | A | OCM524 | Uncovered. | Night covers on pool. | 5 | 0.00010507 | 0 | 0 | 2.78 | 0 | 0 | 0 | 0.28365 | 0.25 | sqft pool | 15% | 100% | Discretionary | Retro12Med_OR | 75.44% | Pool Heater | 0% | 0 |  | 0 |  | 0 | PL_COV-Water Heating-SCG-R0-62 | PL_COV-Water Heating-SCG-R0-62 | PL_COV-Water Heating-SCG-R0-1 | Uncovered. | Uncovered. | Uncovered. | Uncovered. | Uncovered. | Uncovered. | Uncovered. | Uncovered. | Uncovered. | Uncovered. | Uncovered. | Uncovered. | Uncovered. | Uncovered. | Uncovered. | Uncovered. | Uncovered. | Uncovered. | Uncovered. | Uncovered. | Uncovered. | Uncovered. | Uncovered. | Uncovered. | Uncovered. | Uncovered. | Uncovered. | Night covers on pool. | Night covers on pool. | Night covers on pool. | Night covers on pool. | Night covers on pool. | Night covers on pool. | Night covers on pool. | Night covers on pool. | Night covers on pool. | Night covers on pool. | Night covers on pool. | Night covers on pool. | Night covers on pool. | Night covers on pool. | Night covers on pool. | Night covers on pool. | Night covers on pool. | Night covers on pool. | Night covers on pool. | Night covers on pool. | Night covers on pool. | Night covers on pool. | Night covers on pool. | Night covers on pool. | Night covers on pool. | Night covers on pool. | Night covers on pool. | 2.78 | 2.78 | 2.78 | 2.78 | 2.78 | 2.78 | 2.78 | 2.78 | 2.78 | 2.78 | 2.78 | 2.78 | 2.78 | 2.78 | 2.78 | 2.78 | 2.78 | 2.78 | 2.78 | 2.78 | 2.78 | 2.78 | 2.78 | 2.78 | 2.78 | 2.78 | 2.78 | 0 | 0 | 0 | 0 | 0 | 0 | 0 | 0 | 0 | 0 | 0 | 0 | 0 | 0 | 0 | 0 | 0 | 0 | 0 | 0 | 0 | 0 | 0 | 0 | 0 | 0 | 0 | 0 | 0 | 0 | 0 | 0 | 0 | 0 | 0 | 0 | 0 | 0 | 0 | 0 | 0 | 0 | 0 | 0 | 0 | 0 | 0 | 0 | 0 | 0 | 0 | 0 | 0 | 0 | 0 | 0 | 0 | 0 | 0 | 0 | 0 | 0 | 0 | 0 | 0 | 0 | 0 | 0 | 0 | 0 | 0 | 0 | 0 | 0 | 0 | 0 | 0 | 0 | 0 | 0 | 0 | 0 | 0 | 0 | 0 | 0 | 0 | 0 | 0 | 0 | 0 | 0 | 0 | 0 | 0 | 0 | 0 | 0 | 0 | 0 | 0 | 0 | 0 | 0 | 0 | 0 | 0 | 0 | 0 | 0 | 0 | 0 | 0 | 0 | 0 | 0 | 0 | 0 | 0 | 0 | 0 | 0 | 0 | 0 | 0 | 0 | 0 | 0 | 0 | 0 | 0 | 0 | 0 | 0 | 0 | 0 | 0 | 0 | 0 | 0 | 0 | 0 | 0 | 0 | 0 | 0 | 0 | 0 | 0 | 0 | 0 | 0 | 0 | 0 | 0 | 0 | 0 | 0 | 0 | 0 | 0 | 0 | 0 | 0 | 0 | 0 | 0 | 0 | 0 | 0 | 0 | 0 | 0 | 0 | 0 | 0 | 0 | 0 | 0 | 0 | 0 | 0 | 0 | 0 | 0 | 0 | 0 | 0 | 0 | 0 | 0 | 0 | 0 | 0 | 0 | 0 | 0 | 0 | 0 | 0 | 0 | 0 | 0 | 0 | 0 | 0 | 0 | 0 | 0 | 0 | 0 | 0 | 0 | 0 | 0 | 0 | 0 | 0 | 0 | 0 | 0 | 0 | 0 | 0 | 0 | 0 | 0 | 0 | 0 | 0 | 0 | 0 | 0 | 0 | 0 | 0 | 0 | 0 | 0 | 0 | 0 | 0 | 0 | 0 | 0 | 0 | 0 | 0 | 0 | 0 | 0 | 0 | 0 | 0 | 0 | 0 | 0 | 0 | 0 | 0 | 0 | 0 | 0 | 0 | 0 | 0 | 0 | 0 | 0 | 0 | 0 | 0 | 0 | 0 | 0 | 0 | 0 | 0 | 0 | 0 | 0 | 0 | 0 | 0 | 0 | 0 | 0 | 0 | 0 | 0 | 0 | 0 | 0 | 0 | 0 | 0 | 0 | 0 | 0 | 0 | 0 | 0 | 0 | 0 | 0 | 0 | 0 | 0 | 0 | 0 | 0 | 0 | 0 | 0 | 0 | 0 | 0 | 0 | 0 | 0 | 0 | 0 | 0 | 0 | 0 | 0 | 0 | 0 | 0 | 0 | 0 | 0 | 0 | 0 | 0 | 0 | 0 | 0 | 0 | 0 | 0 | 0 | 0 | 0 | 0 | 0 | 0 | 0 | 0 | 0 | 0 | 0 | 0 | 0 | 0 | 0 | 0 | 0 | 0 | 0 | 0 | 0 | 0 | 0 | 0 | 0 | 0 | 0 | 0 | 0 | 0 | 0 | 0 | 0 | 0 | 0 | 0 | 0 | 0 | 0 | 0 | 0 | 0 | 0 | 0 | 0 | 0 | 0 | 0 | 0 | 0 | 0 | 0 | 0 | 0 | 0 | 0 | 0 | 0 | 0 | 0 | 0 | 0 | 0 | 0 | 0 | 0 | 0 | 0 | 0 | 0 | 0 | 0 | 0 | 0 | 0 | 0 | 0 | 0 | 0 | 0 | 0 | 0 | 0 | 0 | 0 | 0 | 0 | 0 | 0 | 0 | 0 | 0 | 0 | 0 | 0 | 0 | 0 | 0 | 0 | 0 | 0 | 0 | 0 | 0 | 0 | 0 | 0 | 0 | 0 | 0 | 0 | 0 | 0 | 0 | 0 | 0 | 0 | 0 | 0 | 0 | 0 | 0 | 0 | 0 | 0 | 0 | 0 | 0 | 0 | 0 | 0 | 0 | 0 | 0 | 0 | 0
OR_Commercial_OR - Health_New_Space Heating_Natural Gas_Advanced New Construction Designs_A | OR | Commercial | OR - Health | New | Space Heating | Natural Gas | Advanced New Construction Designs | A | OCM525 | Standard new construction design. | New construction designs exceeding ASHRAE 90.1 requirements. | 3 | 0 | 0 | 0 | 1.4 | 0 | 0 | 0 | 0.28365 | 0.25 | sqft | 10% | 33.33% | Discretionary | LO1Slow_OR | 84.66% | Space Heating | 0% | 0 |  | 0 |  | 0 | COM_CX-HVAC-AEG-1 | COM_CX-All-AEG-5 | COM_CX-All-AEG-5 | Standard new construction design. | Standard new construction design. | Standard new construction design. | Standard new construction design. | Standard new construction design. | Standard new construction design. | Standard new construction design. | Standard new construction design. | Standard new construction design. | Standard new construction design. | Standard new construction design. | Standard new construction design. | Standard new construction design. | Standard new construction design. | Standard new construction design. | Standard new construction design. | Standard new construction design. | Standard new construction design. | Standard new construction design. | Standard new construction design. | Standard new construction design. | Standard new construction design. | Standard new construction design. | Standard new construction design. | Standard new construction design. | Standard new construction design. | Standard new construction design. | New construction designs exceeding ASHRAE 90.1 requirements. | New construction designs exceeding ASHRAE 90.1 requirements. | New construction designs exceeding ASHRAE 90.1 requirements. | New construction designs exceeding ASHRAE 90.1 requirements. | New construction designs exceeding ASHRAE 90.1 requirements. | New construction designs exceeding ASHRAE 90.1 requirements. | New construction designs exceeding ASHRAE 90.1 requirements. | New construction designs exceeding ASHRAE 90.1 requirements. | New construction designs exceeding ASHRAE 90.1 requirements. | New construction designs exceeding ASHRAE 90.1 requirements. | New construction designs exceeding ASHRAE 90.1 requirements. | New construction designs exceeding ASHRAE 90.1 requirements. | New construction designs exceeding ASHRAE 90.1 requirements. | New construction designs exceeding ASHRAE 90.1 requirements. | New construction designs exceeding ASHRAE 90.1 requirements. | New construction designs exceeding ASHRAE 90.1 requirements. | New construction designs exceeding ASHRAE 90.1 requirements. | New construction designs exceeding ASHRAE 90.1 requirements. | New construction designs exceeding ASHRAE 90.1 requirements. | New construction designs exceeding ASHRAE 90.1 requirements. | New construction designs exceeding ASHRAE 90.1 requirements. | New construction designs exceeding ASHRAE 90.1 requirements. | New construction designs exceeding ASHRAE 90.1 requirements. | New construction designs exceeding ASHRAE 90.1 requirements. | New construction designs exceeding ASHRAE 90.1 requirements. | New construction designs exceeding ASHRAE 90.1 requirements. | New construction designs exceeding ASHRAE 90.1 requirements. | 1.4 | 1.4 | 1.4 | 1.4 | 1.4 | 1.4 | 1.4 | 1.4 | 1.4 | 1.4 | 1.4 | 1.4 | 1.4 | 1.4 | 1.4 | 1.4 | 1.4 | 1.4 | 1.4 | 1.4 | 1.4 | 1.4 | 1.4 | 1.4 | 1.4 | 1.4 | 1.4 | 0 | 0 | 0 | 0 | 0 | 0 | 0 | 0 | 0 | 0 | 0 | 0 | 0 | 0 | 0 | 0 | 0 | 0 | 0 | 0 | 0 | 0 | 0 | 0 | 0 | 0 | 0 | 0 | 0 | 0 | 0 | 0 | 0 | 0 | 0 | 0 | 0 | 0 | 0 | 0 | 0 | 0 | 0 | 0 | 0 | 0 | 0 | 0 | 0 | 0 | 0 | 0 | 0 | 0 | 0 | 0 | 0 | 0 | 0 | 0 | 0 | 0 | 0 | 0 | 0 | 0 | 0 | 0 | 0 | 0 | 0 | 0 | 0 | 0 | 0 | 0 | 0 | 0 | 0 | 0 | 0 | 0 | 0 | 0 | 0 | 0 | 0 | 0 | 0 | 0 | 0 | 0 | 0 | 0 | 0 | 0 | 0 | 0 | 0 | 0 | 0 | 0 | 0 | 0 | 0 | 0 | 0 | 0 | 0 | 0 | 0 | 0 | 0 | 0 | 0 | 0 | 0 | 0 | 0 | 0 | 0 | 0 | 0 | 0 | 0 | 0 | 0 | 0 | 0 | 0 | 0 | 0 | 0 | 0 | 0 | 0 | 0 | 0 | 0 | 0 | 0 | 0 | 0 | 0 | 0 | 0 | 0 | 0 | 0 | 0 | 0 | 0 | 0 | 0 | 0 | 0 | 0 | 0 | 0 | 0 | 0 | 0 | 0 | 0 | 0 | 0 | 0 | 0 | 0 | 0 | 0 | 0 | 0 | 0 | 0 | 0 | 0 | 0 | 0 | 0 | 0 | 0 | 0 | 0 | 0 | 0 | 0 | 0 | 0 | 0 | 0 | 0 | 0 | 0 | 0 | 0 | 0 | 0 | 0 | 0 | 0 | 0 | 0 | 0 | 0 | 0 | 0 | 0 | 0 | 0 | 0 | 0 | 0 | 0 | 0 | 0 | 0 | 0 | 0 | 0 | 0 | 0 | 0 | 0 | 0 | 0 | 0 | 0 | 0 | 0 | 0 | 0 | 0 | 0 | 0 | 0 | 0 | 0 | 0 | 0 | 0 | 0 | 0 | 0 | 0 | 0 | 0 | 0 | 0 | 0 | 0 | 0 | 0 | 0 | 0 | 0 | 0 | 0 | 0 | 0 | 0 | 0 | 0 | 0 | 0 | 0 | 0 | 0 | 0 | 0 | 0 | 0 | 0 | 0 | 0 | 0 | 0 | 0 | 0 | 0 | 0 | 0 | 0 | 0 | 0 | 0 | 0 | 0 | 0 | 0 | 0 | 0 | 0 | 0 | 0 | 0 | 0 | 0 | 0 | 0 | 0 | 0 | 0 | 0 | 0 | 0 | 0 | 0 | 0 | 0 | 0 | 0 | 0 | 0 | 0 | 0 | 0 | 0 | 0 | 0 | 0 | 0 | 0 | 0 | 0 | 0 | 0 | 0 | 0 | 0 | 0 | 0 | 0 | 0 | 0 | 0 | 0 | 0 | 0 | 0 | 0 | 0 | 0 | 0 | 0 | 0 | 0 | 0 | 0 | 0 | 0 | 0 | 0 | 0 | 0 | 0 | 0 | 0 | 0 | 0 | 0 | 0 | 0 | 0 | 0 | 0 | 0 | 0 | 0 | 0 | 0 | 0 | 0 | 0 | 0 | 0 | 0 | 0 | 0 | 0 | 0 | 0 | 0 | 0 | 0 | 0 | 0 | 0 | 0 | 0 | 0 | 0 | 0 | 0 | 0 | 0 | 0 | 0 | 0 | 0 | 0 | 0 | 0 | 0 | 0 | 0 | 0 | 0 | 0 | 0 | 0 | 0 | 0 | 0 | 0 | 0 | 0 | 0 | 0 | 0 | 0 | 0 | 0 | 0 | 0 | 0 | 0 | 0 | 0 | 0 | 0 | 0 | 0 | 0 | 0 | 0 | 0 | 0 | 0 | 0 | 0 | 0 | 0 | 0 | 0 | 0 | 0 | 0 | 0 | 0 | 0 | 0 | 0 | 0 | 0 | 0 | 0 | 0 | 0 | 0 | 0 | 0 | 0 | 0 | 0 | 0 | 0 | 0 | 0 | 0 | 0 | 0 | 0 | 0 | 0 | 0 | 0
OR_Commercial_OR - Health_New_Water Heating_Natural Gas_Advanced New Construction Designs_A | OR | Commercial | OR - Health | New | Water Heating | Natural Gas | Advanced New Construction Designs | A | OCM526 | Standard new construction design. | New construction designs exceeding ASHRAE 90.1 requirements. | 3 | 0 | 0 | 0 | 1.4 | 0 | 0 | 0 | 0.28365 | 0.25 | sqft | 10% | 33.33% | Discretionary | LO1Slow_OR | 84.66% | Water Heating | 0% | 0 |  | 0 |  | 0 | COM_CX-HVAC-AEG-1 | COM_CX-All-AEG-5 | COM_CX-All-AEG-5 | Standard new construction design. | Standard new construction design. | Standard new construction design. | Standard new construction design. | Standard new construction design. | Standard new construction design. | Standard new construction design. | Standard new construction design. | Standard new construction design. | Standard new construction design. | Standard new construction design. | Standard new construction design. | Standard new construction design. | Standard new construction design. | Standard new construction design. | Standard new construction design. | Standard new construction design. | Standard new construction design. | Standard new construction design. | Standard new construction design. | Standard new construction design. | Standard new construction design. | Standard new construction design. | Standard new construction design. | Standard new construction design. | Standard new construction design. | Standard new construction design. | New construction designs exceeding ASHRAE 90.1 requirements. | New construction designs exceeding ASHRAE 90.1 requirements. | New construction designs exceeding ASHRAE 90.1 requirements. | New construction designs exceeding ASHRAE 90.1 requirements. | New construction designs exceeding ASHRAE 90.1 requirements. | New construction designs exceeding ASHRAE 90.1 requirements. | New construction designs exceeding ASHRAE 90.1 requirements. | New construction designs exceeding ASHRAE 90.1 requirements. | New construction designs exceeding ASHRAE 90.1 requirements. | New construction designs exceeding ASHRAE 90.1 requirements. | New construction designs exceeding ASHRAE 90.1 requirements. | New construction designs exceeding ASHRAE 90.1 requirements. | New construction designs exceeding ASHRAE 90.1 requirements. | New construction designs exceeding ASHRAE 90.1 requirements. | New construction designs exceeding ASHRAE 90.1 requirements. | New construction designs exceeding ASHRAE 90.1 requirements. | New construction designs exceeding ASHRAE 90.1 requirements. | New construction designs exceeding ASHRAE 90.1 requirements. | New construction designs exceeding ASHRAE 90.1 requirements. | New construction designs exceeding ASHRAE 90.1 requirements. | New construction designs exceeding ASHRAE 90.1 requirements. | New construction designs exceeding ASHRAE 90.1 requirements. | New construction designs exceeding ASHRAE 90.1 requirements. | New construction designs exceeding ASHRAE 90.1 requirements. | New construction designs exceeding ASHRAE 90.1 requirements. | New construction designs exceeding ASHRAE 90.1 requirements. | New construction designs exceeding ASHRAE 90.1 requirements. | 1.4 | 1.4 | 1.4 | 1.4 | 1.4 | 1.4 | 1.4 | 1.4 | 1.4 | 1.4 | 1.4 | 1.4 | 1.4 | 1.4 | 1.4 | 1.4 | 1.4 | 1.4 | 1.4 | 1.4 | 1.4 | 1.4 | 1.4 | 1.4 | 1.4 | 1.4 | 1.4 | 0 | 0 | 0 | 0 | 0 | 0 | 0 | 0 | 0 | 0 | 0 | 0 | 0 | 0 | 0 | 0 | 0 | 0 | 0 | 0 | 0 | 0 | 0 | 0 | 0 | 0 | 0 | 0 | 0 | 0 | 0 | 0 | 0 | 0 | 0 | 0 | 0 | 0 | 0 | 0 | 0 | 0 | 0 | 0 | 0 | 0 | 0 | 0 | 0 | 0 | 0 | 0 | 0 | 0 | 0 | 0 | 0 | 0 | 0 | 0 | 0 | 0 | 0 | 0 | 0 | 0 | 0 | 0 | 0 | 0 | 0 | 0 | 0 | 0 | 0 | 0 | 0 | 0 | 0 | 0 | 0 | 0 | 0 | 0 | 0 | 0 | 0 | 0 | 0 | 0 | 0 | 0 | 0 | 0 | 0 | 0 | 0 | 0 | 0 | 0 | 0 | 0 | 0 | 0 | 0 | 0 | 0 | 0 | 0 | 0 | 0 | 0 | 0 | 0 | 0 | 0 | 0 | 0 | 0 | 0 | 0 | 0 | 0 | 0 | 0 | 0 | 0 | 0 | 0 | 0 | 0 | 0 | 0 | 0 | 0 | 0 | 0 | 0 | 0 | 0 | 0 | 0 | 0 | 0 | 0 | 0 | 0 | 0 | 0 | 0 | 0 | 0 | 0 | 0 | 0 | 0 | 0 | 0 | 0 | 0 | 0 | 0 | 0 | 0 | 0 | 0 | 0 | 0 | 0 | 0 | 0 | 0 | 0 | 0 | 0 | 0 | 0 | 0 | 0 | 0 | 0 | 0 | 0 | 0 | 0 | 0 | 0 | 0 | 0 | 0 | 0 | 0 | 0 | 0 | 0 | 0 | 0 | 0 | 0 | 0 | 0 | 0 | 0 | 0 | 0 | 0 | 0 | 0 | 0 | 0 | 0 | 0 | 0 | 0 | 0 | 0 | 0 | 0 | 0 | 0 | 0 | 0 | 0 | 0 | 0 | 0 | 0 | 0 | 0 | 0 | 0 | 0 | 0 | 0 | 0 | 0 | 0 | 0 | 0 | 0 | 0 | 0 | 0 | 0 | 0 | 0 | 0 | 0 | 0 | 0 | 0 | 0 | 0 | 0 | 0 | 0 | 0 | 0 | 0 | 0 | 0 | 0 | 0 | 0 | 0 | 0 | 0 | 0 | 0 | 0 | 0 | 0 | 0 | 0 | 0 | 0 | 0 | 0 | 0 | 0 | 0 | 0 | 0 | 0 | 0 | 0 | 0 | 0 | 0 | 0 | 0 | 0 | 0 | 0 | 0 | 0 | 0 | 0 | 0 | 0 | 0 | 0 | 0 | 0 | 0 | 0 | 0 | 0 | 0 | 0 | 0 | 0 | 0 | 0 | 0 | 0 | 0 | 0 | 0 | 0 | 0 | 0 | 0 | 0 | 0 | 0 | 0 | 0 | 0 | 0 | 0 | 0 | 0 | 0 | 0 | 0 | 0 | 0 | 0 | 0 | 0 | 0 | 0 | 0 | 0 | 0 | 0 | 0 | 0 | 0 | 0 | 0 | 0 | 0 | 0 | 0 | 0 | 0 | 0 | 0 | 0 | 0 | 0 | 0 | 0 | 0 | 0 | 0 | 0 | 0 | 0 | 0 | 0 | 0 | 0 | 0 | 0 | 0 | 0 | 0 | 0 | 0 | 0 | 0 | 0 | 0 | 0 | 0 | 0 | 0 | 0 | 0 | 0 | 0 | 0 | 0 | 0 | 0 | 0 | 0 | 0 | 0 | 0 | 0 | 0 | 0 | 0 | 0 | 0 | 0 | 0 | 0 | 0 | 0 | 0 | 0 | 0 | 0 | 0 | 0 | 0 | 0 | 0 | 0 | 0 | 0 | 0 | 0 | 0 | 0 | 0 | 0 | 0 | 0 | 0 | 0 | 0 | 0 | 0 | 0 | 0 | 0 | 0 | 0 | 0 | 0 | 0 | 0 | 0 | 0 | 0 | 0 | 0 | 0 | 0 | 0 | 0 | 0 | 0 | 0 | 0 | 0 | 0 | 0 | 0 | 0 | 0 | 0 | 0 | 0 | 0 | 0 | 0 | 0 | 0 | 0 | 0
OR_Commercial_OR - Health_New_Space Heating_Natural Gas_Strategic Energy Management_A | OR | Commercial | OR - Health | New | Space Heating | Natural Gas | Strategic Energy Management | A | OCM527 | No strategic energy management. | Implementation of strategic energy management. | 3 | 0 | 0 | 0 | 0.09 | 0 | 0 | 0 | 0.28365 | 0.25 | sqft | 69% | 100% | Discretionary | RetroEven20_OR | 82.88% | Space Heating | 0% | 0 |  | 0 |  | 0 | DL20_COM_SEM-Misc-2021PLN-V4-1 | BEHAV_SEM-All-CPUC-2018_PG-2 | DL20_COM_SEM-Misc-2021PLN-V4-15 | No strategic energy management. | No strategic energy management. | No strategic energy management. | No strategic energy management. | No strategic energy management. | No strategic energy management. | No strategic energy management. | No strategic energy management. | No strategic energy management. | No strategic energy management. | No strategic energy management. | No strategic energy management. | No strategic energy management. | No strategic energy management. | No strategic energy management. | No strategic energy management. | No strategic energy management. | No strategic energy management. | No strategic energy management. | No strategic energy management. | No strategic energy management. | No strategic energy management. | No strategic energy management. | No strategic energy management. | No strategic energy management. | No strategic energy management. | No strategic energy management. | Implementation of strategic energy management. | Implementation of strategic energy management. | Implementation of strategic energy management. | Implementation of strategic energy management. | Implementation of strategic energy management. | Implementation of strategic energy management. | Implementation of strategic energy management. | Implementation of strategic energy management. | Implementation of strategic energy management. | Implementation of strategic energy management. | Implementation of strategic energy management. | Implementation of strategic energy management. | Implementation of strategic energy management. | Implementation of strategic energy management. | Implementation of strategic energy management. | Implementation of strategic energy management. | Implementation of strategic energy management. | Implementation of strategic energy management. | Implementation of strategic energy management. | Implementation of strategic energy management. | Implementation of strategic energy management. | Implementation of strategic energy management. | Implementation of strategic energy management. | Implementation of strategic energy management. | Implementation of strategic energy management. | Implementation of strategic energy management. | Implementation of strategic energy management. | 0.09 | 0.09 | 0.09 | 0.09 | 0.09 | 0.09 | 0.09 | 0.09 | 0.09 | 0.09 | 0.09 | 0.09 | 0.09 | 0.09 | 0.09 | 0.09 | 0.09 | 0.09 | 0.09 | 0.09 | 0.09 | 0.09 | 0.09 | 0.09 | 0.09 | 0.09 | 0.09 | 0 | 0 | 0 | 0 | 0 | 0 | 0 | 0 | 0 | 0 | 0 | 0 | 0 | 0 | 0 | 0 | 0 | 0 | 0 | 0 | 0 | 0 | 0 | 0 | 0 | 0 | 0 | 0 | 0 | 0 | 0 | 0 | 0 | 0 | 0 | 0 | 0 | 0 | 0 | 0 | 0 | 0 | 0 | 0 | 0 | 0 | 0 | 0 | 0 | 0 | 0 | 0 | 0 | 0 | 0 | 0 | 0 | 0 | 0 | 0 | 0 | 0 | 0 | 0 | 0 | 0 | 0 | 0 | 0 | 0 | 0 | 0 | 0 | 0 | 0 | 0 | 0 | 0 | 0 | 0 | 0 | 0 | 0 | 0 | 0 | 0 | 0 | 0 | 0 | 0 | 0 | 0 | 0 | 0 | 0 | 0 | 0 | 0 | 0 | 0 | 0 | 0 | 0 | 0 | 0 | 0 | 0 | 0 | 0 | 0 | 0 | 0 | 0 | 0 | 0 | 0 | 0 | 0 | 0 | 0 | 0 | 0 | 0 | 0 | 0 | 0 | 0 | 0 | 0 | 0 | 0 | 0 | 0 | 0 | 0 | 0 | 0 | 0 | 0 | 0 | 0 | 0 | 0 | 0 | 0 | 0 | 0 | 0 | 0 | 0 | 0 | 0 | 0 | 0 | 0 | 0 | 0 | 0 | 0 | 0 | 0 | 0 | 0 | 0 | 0 | 0 | 0 | 0 | 0 | 0 | 0 | 0 | 0 | 0 | 0 | 0 | 0 | 0 | 0 | 0 | 0 | 0 | 0 | 0 | 0 | 0 | 0 | 0 | 0 | 0 | 0 | 0 | 0 | 0 | 0 | 0 | 0 | 0 | 0 | 0 | 0 | 0 | 0 | 0 | 0 | 0 | 0 | 0 | 0 | 0 | 0 | 0 | 0 | 0 | 0 | 0 | 0 | 0 | 0 | 0 | 0 | 0 | 0 | 0 | 0 | 0 | 0 | 0 | 0 | 0 | 0 | 0 | 0 | 0 | 0 | 0 | 0 | 0 | 0 | 0 | 0 | 0 | 0 | 0 | 0 | 0 | 0 | 0 | 0 | 0 | 0 | 0 | 0 | 0 | 0 | 0 | 0 | 0 | 0 | 0 | 0 | 0 | 0 | 0 | 0 | 0 | 0 | 0 | 0 | 0 | 0 | 0 | 0 | 0 | 0 | 0 | 0 | 0 | 0 | 0 | 0 | 0 | 0 | 0 | 0 | 0 | 0 | 0 | 0 | 0 | 0 | 0 | 0 | 0 | 0 | 0 | 0 | 0 | 0 | 0 | 0 | 0 | 0 | 0 | 0 | 0 | 0 | 0 | 0 | 0 | 0 | 0 | 0 | 0 | 0 | 0 | 0 | 0 | 0 | 0 | 0 | 0 | 0 | 0 | 0 | 0 | 0 | 0 | 0 | 0 | 0 | 0 | 0 | 0 | 0 | 0 | 0 | 0 | 0 | 0 | 0 | 0 | 0 | 0 | 0 | 0 | 0 | 0 | 0 | 0 | 0 | 0 | 0 | 0 | 0 | 0 | 0 | 0 | 0 | 0 | 0 | 0 | 0 | 0 | 0 | 0 | 0 | 0 | 0 | 0 | 0 | 0 | 0 | 0 | 0 | 0 | 0 | 0 | 0 | 0 | 0 | 0 | 0 | 0 | 0 | 0 | 0 | 0 | 0 | 0 | 0 | 0 | 0 | 0 | 0 | 0 | 0 | 0 | 0 | 0 | 0 | 0 | 0 | 0 | 0 | 0 | 0 | 0 | 0 | 0 | 0 | 0 | 0 | 0 | 0 | 0 | 0 | 0 | 0 | 0 | 0 | 0 | 0 | 0 | 0 | 0 | 0 | 0 | 0 | 0 | 0 | 0 | 0 | 0 | 0 | 0 | 0 | 0 | 0 | 0 | 0 | 0 | 0 | 0 | 0 | 0 | 0 | 0 | 0 | 0 | 0 | 0 | 0 | 0 | 0 | 0 | 0 | 0 | 0 | 0 | 0 | 0 | 0 | 0 | 0 | 0 | 0 | 0 | 0 | 0 | 0 | 0 | 0 | 0 | 0 | 0 | 0
OR_Commercial_OR - Health_New_Water Heating_Natural Gas_Strategic Energy Management_A | OR | Commercial | OR - Health | New | Water Heating | Natural Gas | Strategic Energy Management | A | OCM528 | No strategic energy management. | Implementation of strategic energy management. | 3 | 0 | 0 | 0 | 0.09 | 0 | 0 | 0 | 0.28365 | 0.25 | sqft | 69% | 100% | Discretionary | RetroEven20_OR | 82.88% | Water Heating | 0% | 0 |  | 0 |  | 0 | DL20_COM_SEM-Misc-2021PLN-V4-1 | BEHAV_SEM-All-CPUC-2018_PG-2 | DL20_COM_SEM-Misc-2021PLN-V4-15 | No strategic energy management. | No strategic energy management. | No strategic energy management. | No strategic energy management. | No strategic energy management. | No strategic energy management. | No strategic energy management. | No strategic energy management. | No strategic energy management. | No strategic energy management. | No strategic energy management. | No strategic energy management. | No strategic energy management. | No strategic energy management. | No strategic energy management. | No strategic energy management. | No strategic energy management. | No strategic energy management. | No strategic energy management. | No strategic energy management. | No strategic energy management. | No strategic energy management. | No strategic energy management. | No strategic energy management. | No strategic energy management. | No strategic energy management. | No strategic energy management. | Implementation of strategic energy management. | Implementation of strategic energy management. | Implementation of strategic energy management. | Implementation of strategic energy management. | Implementation of strategic energy management. | Implementation of strategic energy management. | Implementation of strategic energy management. | Implementation of strategic energy management. | Implementation of strategic energy management. | Implementation of strategic energy management. | Implementation of strategic energy management. | Implementation of strategic energy management. | Implementation of strategic energy management. | Implementation of strategic energy management. | Implementation of strategic energy management. | Implementation of strategic energy management. | Implementation of strategic energy management. | Implementation of strategic energy management. | Implementation of strategic energy management. | Implementation of strategic energy management. | Implementation of strategic energy management. | Implementation of strategic energy management. | Implementation of strategic energy management. | Implementation of strategic energy management. | Implementation of strategic energy management. | Implementation of strategic energy management. | Implementation of strategic energy management. | 0.09 | 0.09 | 0.09 | 0.09 | 0.09 | 0.09 | 0.09 | 0.09 | 0.09 | 0.09 | 0.09 | 0.09 | 0.09 | 0.09 | 0.09 | 0.09 | 0.09 | 0.09 | 0.09 | 0.09 | 0.09 | 0.09 | 0.09 | 0.09 | 0.09 | 0.09 | 0.09 | 0 | 0 | 0 | 0 | 0 | 0 | 0 | 0 | 0 | 0 | 0 | 0 | 0 | 0 | 0 | 0 | 0 | 0 | 0 | 0 | 0 | 0 | 0 | 0 | 0 | 0 | 0 | 0 | 0 | 0 | 0 | 0 | 0 | 0 | 0 | 0 | 0 | 0 | 0 | 0 | 0 | 0 | 0 | 0 | 0 | 0 | 0 | 0 | 0 | 0 | 0 | 0 | 0 | 0 | 0 | 0 | 0 | 0 | 0 | 0 | 0 | 0 | 0 | 0 | 0 | 0 | 0 | 0 | 0 | 0 | 0 | 0 | 0 | 0 | 0 | 0 | 0 | 0 | 0 | 0 | 0 | 0 | 0 | 0 | 0 | 0 | 0 | 0 | 0 | 0 | 0 | 0 | 0 | 0 | 0 | 0 | 0 | 0 | 0 | 0 | 0 | 0 | 0 | 0 | 0 | 0 | 0 | 0 | 0 | 0 | 0 | 0 | 0 | 0 | 0 | 0 | 0 | 0 | 0 | 0 | 0 | 0 | 0 | 0 | 0 | 0 | 0 | 0 | 0 | 0 | 0 | 0 | 0 | 0 | 0 | 0 | 0 | 0 | 0 | 0 | 0 | 0 | 0 | 0 | 0 | 0 | 0 | 0 | 0 | 0 | 0 | 0 | 0 | 0 | 0 | 0 | 0 | 0 | 0 | 0 | 0 | 0 | 0 | 0 | 0 | 0 | 0 | 0 | 0 | 0 | 0 | 0 | 0 | 0 | 0 | 0 | 0 | 0 | 0 | 0 | 0 | 0 | 0 | 0 | 0 | 0 | 0 | 0 | 0 | 0 | 0 | 0 | 0 | 0 | 0 | 0 | 0 | 0 | 0 | 0 | 0 | 0 | 0 | 0 | 0 | 0 | 0 | 0 | 0 | 0 | 0 | 0 | 0 | 0 | 0 | 0 | 0 | 0 | 0 | 0 | 0 | 0 | 0 | 0 | 0 | 0 | 0 | 0 | 0 | 0 | 0 | 0 | 0 | 0 | 0 | 0 | 0 | 0 | 0 | 0 | 0 | 0 | 0 | 0 | 0 | 0 | 0 | 0 | 0 | 0 | 0 | 0 | 0 | 0 | 0 | 0 | 0 | 0 | 0 | 0 | 0 | 0 | 0 | 0 | 0 | 0 | 0 | 0 | 0 | 0 | 0 | 0 | 0 | 0 | 0 | 0 | 0 | 0 | 0 | 0 | 0 | 0 | 0 | 0 | 0 | 0 | 0 | 0 | 0 | 0 | 0 | 0 | 0 | 0 | 0 | 0 | 0 | 0 | 0 | 0 | 0 | 0 | 0 | 0 | 0 | 0 | 0 | 0 | 0 | 0 | 0 | 0 | 0 | 0 | 0 | 0 | 0 | 0 | 0 | 0 | 0 | 0 | 0 | 0 | 0 | 0 | 0 | 0 | 0 | 0 | 0 | 0 | 0 | 0 | 0 | 0 | 0 | 0 | 0 | 0 | 0 | 0 | 0 | 0 | 0 | 0 | 0 | 0 | 0 | 0 | 0 | 0 | 0 | 0 | 0 | 0 | 0 | 0 | 0 | 0 | 0 | 0 | 0 | 0 | 0 | 0 | 0 | 0 | 0 | 0 | 0 | 0 | 0 | 0 | 0 | 0 | 0 | 0 | 0 | 0 | 0 | 0 | 0 | 0 | 0 | 0 | 0 | 0 | 0 | 0 | 0 | 0 | 0 | 0 | 0 | 0 | 0 | 0 | 0 | 0 | 0 | 0 | 0 | 0 | 0 | 0 | 0 | 0 | 0 | 0 | 0 | 0 | 0 | 0 | 0 | 0 | 0 | 0 | 0 | 0 | 0 | 0 | 0 | 0 | 0 | 0 | 0 | 0 | 0 | 0 | 0 | 0 | 0 | 0 | 0 | 0 | 0 | 0 | 0 | 0 | 0 | 0 | 0 | 0 | 0 | 0 | 0 | 0 | 0 | 0 | 0 | 0 | 0 | 0 | 0 | 0 | 0 | 0 | 0 | 0 | 0 | 0 | 0 | 0 | 0 | 0 | 0 | 0 | 0 | 0 | 0 | 0 | 0 | 0 | 0 | 0 | 0
OR_Commercial_OR - Health_New_Space Heating_Natural Gas_Retrocommissioning_A | OR | Commercial | OR - Health | New | Space Heating | Natural Gas | Retrocommissioning | A | OCM529 | No retro commissioning. | Periodic recommissioning of building systems. | 3 | 0 | 0 | 0 | 1.31 | 0 | 0 | 0 | 0.28365 | 0.25 | sqft | 0% | 0% | Discretionary | RetroEven20_OR | 82.88% | Space Heating | 0% | 0 |  | 0 |  | 0 | COM_RCX-HVAC-AEG-1 | N/A | COM_RCX-HVAC-AEG-1 | No retro commissioning. | No retro commissioning. | No retro commissioning. | No retro commissioning. | No retro commissioning. | No retro commissioning. | No retro commissioning. | No retro commissioning. | No retro commissioning. | No retro commissioning. | No retro commissioning. | No retro commissioning. | No retro commissioning. | No retro commissioning. | No retro commissioning. | No retro commissioning. | No retro commissioning. | No retro commissioning. | No retro commissioning. | No retro commissioning. | No retro commissioning. | No retro commissioning. | No retro commissioning. | No retro commissioning. | No retro commissioning. | No retro commissioning. | No retro commissioning. | Periodic recommissioning of building systems. | Periodic recommissioning of building systems. | Periodic recommissioning of building systems. | Periodic recommissioning of building systems. | Periodic recommissioning of building systems. | Periodic recommissioning of building systems. | Periodic recommissioning of building systems. | Periodic recommissioning of building systems. | Periodic recommissioning of building systems. | Periodic recommissioning of building systems. | Periodic recommissioning of building systems. | Periodic recommissioning of building systems. | Periodic recommissioning of building systems. | Periodic recommissioning of building systems. | Periodic recommissioning of building systems. | Periodic recommissioning of building systems. | Periodic recommissioning of building systems. | Periodic recommissioning of building systems. | Periodic recommissioning of building systems. | Periodic recommissioning of building systems. | Periodic recommissioning of building systems. | Periodic recommissioning of building systems. | Periodic recommissioning of building systems. | Periodic recommissioning of building systems. | Periodic recommissioning of building systems. | Periodic recommissioning of building systems. | Periodic recommissioning of building systems. | 1.31 | 1.31 | 1.31 | 1.31 | 1.31 | 1.31 | 1.31 | 1.31 | 1.31 | 1.31 | 1.31 | 1.31 | 1.31 | 1.31 | 1.31 | 1.31 | 1.31 | 1.31 | 1.31 | 1.31 | 1.31 | 1.31 | 1.31 | 1.31 | 1.31 | 1.31 | 1.31 | 0 | 0 | 0 | 0 | 0 | 0 | 0 | 0 | 0 | 0 | 0 | 0 | 0 | 0 | 0 | 0 | 0 | 0 | 0 | 0 | 0 | 0 | 0 | 0 | 0 | 0 | 0 | 0 | 0 | 0 | 0 | 0 | 0 | 0 | 0 | 0 | 0 | 0 | 0 | 0 | 0 | 0 | 0 | 0 | 0 | 0 | 0 | 0 | 0 | 0 | 0 | 0 | 0 | 0 | 0 | 0 | 0 | 0 | 0 | 0 | 0 | 0 | 0 | 0 | 0 | 0 | 0 | 0 | 0 | 0 | 0 | 0 | 0 | 0 | 0 | 0 | 0 | 0 | 0 | 0 | 0 | 0 | 0 | 0 | 0 | 0 | 0 | 0 | 0 | 0 | 0 | 0 | 0 | 0 | 0 | 0 | 0 | 0 | 0 | 0 | 0 | 0 | 0 | 0 | 0 | 0 | 0 | 0 | 0 | 0 | 0 | 0 | 0 | 0 | 0 | 0 | 0 | 0 | 0 | 0 | 0 | 0 | 0 | 0 | 0 | 0 | 0 | 0 | 0 | 0 | 0 | 0 | 0 | 0 | 0 | 0 | 0 | 0 | 0 | 0 | 0 | 0 | 0 | 0 | 0 | 0 | 0 | 0 | 0 | 0 | 0 | 0 | 0 | 0 | 0 | 0 | 0 | 0 | 0 | 0 | 0 | 0 | 0 | 0 | 0 | 0 | 0 | 0 | 0 | 0 | 0 | 0 | 0 | 0 | 0 | 0 | 0 | 0 | 0 | 0 | 0 | 0 | 0 | 0 | 0 | 0 | 0 | 0 | 0 | 0 | 0 | 0 | 0 | 0 | 0 | 0 | 0 | 0 | 0 | 0 | 0 | 0 | 0 | 0 | 0 | 0 | 0 | 0 | 0 | 0 | 0 | 0 | 0 | 0 | 0 | 0 | 0 | 0 | 0 | 0 | 0 | 0 | 0 | 0 | 0 | 0 | 0 | 0 | 0 | 0 | 0 | 0 | 0 | 0 | 0 | 0 | 0 | 0 | 0 | 0 | 0 | 0 | 0 | 0 | 0 | 0 | 0 | 0 | 0 | 0 | 0 | 0 | 0 | 0 | 0 | 0 | 0 | 0 | 0 | 0 | 0 | 0 | 0 | 0 | 0 | 0 | 0 | 0 | 0 | 0 | 0 | 0 | 0 | 0 | 0 | 0 | 0 | 0 | 0 | 0 | 0 | 0 | 0 | 0 | 0 | 0 | 0 | 0 | 0 | 0 | 0 | 0 | 0 | 0 | 0 | 0 | 0 | 0 | 0 | 0 | 0 | 0 | 0 | 0 | 0 | 0 | 0 | 0 | 0 | 0 | 0 | 0 | 0 | 0 | 0 | 0 | 0 | 0 | 0 | 0 | 0 | 0 | 0 | 0 | 0 | 0 | 0 | 0 | 0 | 0 | 0 | 0 | 0 | 0 | 0 | 0 | 0 | 0 | 0 | 0 | 0 | 0 | 0 | 0 | 0 | 0 | 0 | 0 | 0 | 0 | 0 | 0 | 0 | 0 | 0 | 0 | 0 | 0 | 0 | 0 | 0 | 0 | 0 | 0 | 0 | 0 | 0 | 0 | 0 | 0 | 0 | 0 | 0 | 0 | 0 | 0 | 0 | 0 | 0 | 0 | 0 | 0 | 0 | 0 | 0 | 0 | 0 | 0 | 0 | 0 | 0 | 0 | 0 | 0 | 0 | 0 | 0 | 0 | 0 | 0 | 0 | 0 | 0 | 0 | 0 | 0 | 0 | 0 | 0 | 0 | 0 | 0 | 0 | 0 | 0 | 0 | 0 | 0 | 0 | 0 | 0 | 0 | 0 | 0 | 0 | 0 | 0 | 0 | 0 | 0 | 0 | 0 | 0 | 0 | 0 | 0 | 0 | 0 | 0 | 0 | 0 | 0 | 0 | 0 | 0 | 0 | 0 | 0 | 0 | 0 | 0 | 0 | 0 | 0 | 0 | 0 | 0 | 0 | 0 | 0 | 0 | 0 | 0 | 0 | 0 | 0 | 0 | 0 | 0 | 0 | 0 | 0 | 0 | 0 | 0 | 0 | 0
OR_Commercial_OR - Health_New_Water Heating_Natural Gas_Retrocommissioning_A | OR | Commercial | OR - Health | New | Water Heating | Natural Gas | Retrocommissioning | A | OCM530 | No retro commissioning. | Periodic recommissioning of building systems. | 3 | 0 | 0 | 0 | 1.31 | 0 | 0 | 0 | 0.28365 | 0.25 | sqft | 0% | 0% | Discretionary | RetroEven20_OR | 82.88% | Water Heating | 0% | 0 |  | 0 |  | 0 | COM_RCX-HVAC-AEG-1 | N/A | COM_RCX-HVAC-AEG-1 | No retro commissioning. | No retro commissioning. | No retro commissioning. | No retro commissioning. | No retro commissioning. | No retro commissioning. | No retro commissioning. | No retro commissioning. | No retro commissioning. | No retro commissioning. | No retro commissioning. | No retro commissioning. | No retro commissioning. | No retro commissioning. | No retro commissioning. | No retro commissioning. | No retro commissioning. | No retro commissioning. | No retro commissioning. | No retro commissioning. | No retro commissioning. | No retro commissioning. | No retro commissioning. | No retro commissioning. | No retro commissioning. | No retro commissioning. | No retro commissioning. | Periodic recommissioning of building systems. | Periodic recommissioning of building systems. | Periodic recommissioning of building systems. | Periodic recommissioning of building systems. | Periodic recommissioning of building systems. | Periodic recommissioning of building systems. | Periodic recommissioning of building systems. | Periodic recommissioning of building systems. | Periodic recommissioning of building systems. | Periodic recommissioning of building systems. | Periodic recommissioning of building systems. | Periodic recommissioning of building systems. | Periodic recommissioning of building systems. | Periodic recommissioning of building systems. | Periodic recommissioning of building systems. | Periodic recommissioning of building systems. | Periodic recommissioning of building systems. | Periodic recommissioning of building systems. | Periodic recommissioning of building systems. | Periodic recommissioning of building systems. | Periodic recommissioning of building systems. | Periodic recommissioning of building systems. | Periodic recommissioning of building systems. | Periodic recommissioning of building systems. | Periodic recommissioning of building systems. | Periodic recommissioning of building systems. | Periodic recommissioning of building systems. | 1.31 | 1.31 | 1.31 | 1.31 | 1.31 | 1.31 | 1.31 | 1.31 | 1.31 | 1.31 | 1.31 | 1.31 | 1.31 | 1.31 | 1.31 | 1.31 | 1.31 | 1.31 | 1.31 | 1.31 | 1.31 | 1.31 | 1.31 | 1.31 | 1.31 | 1.31 | 1.31 | 0 | 0 | 0 | 0 | 0 | 0 | 0 | 0 | 0 | 0 | 0 | 0 | 0 | 0 | 0 | 0 | 0 | 0 | 0 | 0 | 0 | 0 | 0 | 0 | 0 | 0 | 0 | 0 | 0 | 0 | 0 | 0 | 0 | 0 | 0 | 0 | 0 | 0 | 0 | 0 | 0 | 0 | 0 | 0 | 0 | 0 | 0 | 0 | 0 | 0 | 0 | 0 | 0 | 0 | 0 | 0 | 0 | 0 | 0 | 0 | 0 | 0 | 0 | 0 | 0 | 0 | 0 | 0 | 0 | 0 | 0 | 0 | 0 | 0 | 0 | 0 | 0 | 0 | 0 | 0 | 0 | 0 | 0 | 0 | 0 | 0 | 0 | 0 | 0 | 0 | 0 | 0 | 0 | 0 | 0 | 0 | 0 | 0 | 0 | 0 | 0 | 0 | 0 | 0 | 0 | 0 | 0 | 0 | 0 | 0 | 0 | 0 | 0 | 0 | 0 | 0 | 0 | 0 | 0 | 0 | 0 | 0 | 0 | 0 | 0 | 0 | 0 | 0 | 0 | 0 | 0 | 0 | 0 | 0 | 0 | 0 | 0 | 0 | 0 | 0 | 0 | 0 | 0 | 0 | 0 | 0 | 0 | 0 | 0 | 0 | 0 | 0 | 0 | 0 | 0 | 0 | 0 | 0 | 0 | 0 | 0 | 0 | 0 | 0 | 0 | 0 | 0 | 0 | 0 | 0 | 0 | 0 | 0 | 0 | 0 | 0 | 0 | 0 | 0 | 0 | 0 | 0 | 0 | 0 | 0 | 0 | 0 | 0 | 0 | 0 | 0 | 0 | 0 | 0 | 0 | 0 | 0 | 0 | 0 | 0 | 0 | 0 | 0 | 0 | 0 | 0 | 0 | 0 | 0 | 0 | 0 | 0 | 0 | 0 | 0 | 0 | 0 | 0 | 0 | 0 | 0 | 0 | 0 | 0 | 0 | 0 | 0 | 0 | 0 | 0 | 0 | 0 | 0 | 0 | 0 | 0 | 0 | 0 | 0 | 0 | 0 | 0 | 0 | 0 | 0 | 0 | 0 | 0 | 0 | 0 | 0 | 0 | 0 | 0 | 0 | 0 | 0 | 0 | 0 | 0 | 0 | 0 | 0 | 0 | 0 | 0 | 0 | 0 | 0 | 0 | 0 | 0 | 0 | 0 | 0 | 0 | 0 | 0 | 0 | 0 | 0 | 0 | 0 | 0 | 0 | 0 | 0 | 0 | 0 | 0 | 0 | 0 | 0 | 0 | 0 | 0 | 0 | 0 | 0 | 0 | 0 | 0 | 0 | 0 | 0 | 0 | 0 | 0 | 0 | 0 | 0 | 0 | 0 | 0 | 0 | 0 | 0 | 0 | 0 | 0 | 0 | 0 | 0 | 0 | 0 | 0 | 0 | 0 | 0 | 0 | 0 | 0 | 0 | 0 | 0 | 0 | 0 | 0 | 0 | 0 | 0 | 0 | 0 | 0 | 0 | 0 | 0 | 0 | 0 | 0 | 0 | 0 | 0 | 0 | 0 | 0 | 0 | 0 | 0 | 0 | 0 | 0 | 0 | 0 | 0 | 0 | 0 | 0 | 0 | 0 | 0 | 0 | 0 | 0 | 0 | 0 | 0 | 0 | 0 | 0 | 0 | 0 | 0 | 0 | 0 | 0 | 0 | 0 | 0 | 0 | 0 | 0 | 0 | 0 | 0 | 0 | 0 | 0 | 0 | 0 | 0 | 0 | 0 | 0 | 0 | 0 | 0 | 0 | 0 | 0 | 0 | 0 | 0 | 0 | 0 | 0 | 0 | 0 | 0 | 0 | 0 | 0 | 0 | 0 | 0 | 0 | 0 | 0 | 0 | 0 | 0 | 0 | 0 | 0 | 0 | 0 | 0 | 0 | 0 | 0 | 0 | 0 | 0 | 0 | 0 | 0 | 0 | 0 | 0 | 0 | 0 | 0 | 0 | 0 | 0 | 0 | 0 | 0 | 0 | 0 | 0 | 0 | 0 | 0 | 0 | 0 | 0 | 0 | 0 | 0 | 0 | 0 | 0 | 0 | 0 | 0 | 0
OR_Commercial_OR - Miscellaneous_Existing_Space Heating_Natural Gas_Insulation - Ceiling_A | OR | Commercial | OR - Miscellaneous | Existing | Space Heating | Natural Gas | Insulation - Ceiling | A | OCM531 | R-13 | R-38 | 22 | 0.09 | 0 | 0 | 0.79 | 0.03 | 0 | 0 | 0.24319 | 0.25 | sqft roof | 15% | 46.67% | Discretionary | Retro1Slow_OR | 84.23% | Space Heating | 0% | 670.8703 |  | 375.2167 |  | 0 | Avista TRM | Avista TRM | Avista TRM | R-13 | R-13 | R-13 | R-13 | R-13 | R-13 | R-13 | R-13 | R-13 | R-13 | R-13 | R-13 | R-13 | R-13 | R-13 | R-13 | R-13 | R-13 | R-13 | R-13 | R-13 | R-13 | R-13 | R-13 | R-13 | R-13 | R-13 | R-38 | R-38 | R-38 | R-38 | R-38 | R-38 | R-38 | R-38 | R-38 | R-38 | R-38 | R-38 | R-38 | R-38 | R-38 | R-38 | R-38 | R-38 | R-38 | R-38 | R-38 | R-38 | R-38 | R-38 | R-38 | R-38 | R-38 | 0.79 | 0.79 | 0.79 | 0.79 | 0.79 | 0.79 | 0.79 | 0.79 | 0.79 | 0.79 | 0.79 | 0.79 | 0.79 | 0.79 | 0.79 | 0.79 | 0.79 | 0.79 | 0.79 | 0.79 | 0.79 | 0.79 | 0.79 | 0.79 | 0.79 | 0.79 | 0.79 | 0 | 0 | 0.095212 | 0.094054 | 0.092706 | 0.09126 | 0.089695 | 0.087986 | 0.086129 | 0.084129 | 0.082 | 0.079776 | 0.077552 | 0.075336 | 0.073159 | 0.071084 | 0.069165 | 0.067477 | 0.066028 | 0.06475 | 0.063684 | 0.062681 | 0.061969 | 0.06128 | 0.060613 | 0.05999 | 0.059388 | 0.028888 | 0.015355 | 0.051201 | 0.081985 | 0.12231 | 0.17183 | 0.22881 | 0.28973 | 0.34928 | 0.40071 | 0.43704 | 0.45164 | 0.44042 | 0.40339 | 0.3451 | 0.27406 | 0.20045 | 0.14402 | 0.077288 | 0.060856 | 0 | 0 | 0 | 0 | 0 | 0.028888 | 0.043892 | 0.094463 | 0.17497 | 0.29428 | 0.46051 | 0.6796 | 0.95354 | 1.2787 | 1.6447 | 2.0359 | 2.4294 | 2.7996 | 3.1236 | 3.3844 | 3.5758 | 3.6995 | 3.7719 | 3.7871 | 3.7883 | 3.7453 | 3.7036 | 3.6633 | 3.6257 | 3.5893 | 303.4027 | 163.2585 | 552.2873 | 898.3709 | 1363.6016 | 1952.9689 | 2656.574 | 3443.8794 | 4259.4853 | 5022.945 | 5635.4178 | 5995.0236 | 6020.052 | 5674.9143 | 4989.5189 | 4061.5652 | 3035.8212 | 2224.2355 | 1213.6109 | 970.8887 | 0 | 0 | 0 | 0 | 0 | 303.4027 | 466.6612 | 1018.9485 | 1917.3194 | 3280.921 | 5233.8899 | 7890.4639 | 11334.3433 | 15593.8286 | 20616.7736 | 26252.1914 | 32247.215 | 38267.267 | 43942.1813 | 48931.7001 | 52993.2653 | 56029.0865 | 58253.322 | 59466.9329 | 60437.8216 | 60437.8216 | 60437.8216 | 60437.8216 | 60437.8216 | 60437.8216 | 0.024715 | 0.013203 | 0.044287 | 0.071348 | 0.10711 | 0.15147 | 0.20308 | 0.259 | 0.31457 | 0.36369 | 0.39977 | 0.4164 | 0.40928 | 0.37781 | 0.32566 | 0.26048 | 0.19179 | 0.13868 | 0.074867 | 0.059298 | 0 | 0 | 0 | 0 | 0 | 0.024715 | 0.03774 | 0.081708 | 0.15227 | 0.25772 | 0.40594 | 0.60318 | 0.8524 | 1.1516 | 1.4928 | 1.8623 | 2.2398 | 2.6016 | 2.9254 | 3.1937 | 3.3986 | 3.5397 | 3.6321 | 3.6685 | 3.6913 | 3.6686 | 3.647 | 3.6264 | 3.6067 | 3.5878 | 257.8923 | 138.7697 | 469.4442 | 763.6153 | 1159.0614 | 1660.0236 | 2258.0879 | 2927.2975 | 3620.5625 | 4269.5032 | 4790.1052 | 5095.77 | 5117.0442 | 4823.6771 | 4241.091 | 3452.3304 | 2580.448 | 1890.6002 | 1031.5692 | 825.2554 | 0 | 0 | 0 | 0 | 0 | 257.8923 | 396.662 | 866.1062 | 1629.7215 | 2788.7829 | 4448.8064 | 6706.8943 | 9634.1918 | 13254.7543 | 17524.2576 | 22314.3627 | 27410.1328 | 32527.1769 | 37350.8541 | 41591.9451 | 45044.2755 | 47624.7236 | 49515.3237 | 50546.8929 | 51372.1483 | 51372.1483 | 51372.1483 | 51372.1483 | 51372.1483 | 51372.1483 | 0.024715 | 0.013203 | 0.044287 | 0.071348 | 0.10711 | 0.15147 | 0.20308 | 0.259 | 0.31457 | 0.36369 | 0.39977 | 0.4164 | 0.40928 | 0.37781 | 0.32566 | 0.26048 | 0.19179 | 0.13868 | 0.074867 | 0.059298 | 0 | 0 | 0 | 0 | 0 | 0.024715 | 0.03774 | 0.081708 | 0.15227 | 0.25772 | 0.40594 | 0.60318 | 0.8524 | 1.1516 | 1.4928 | 1.8623 | 2.2398 | 2.6016 | 2.9254 | 3.1937 | 3.3986 | 3.5397 | 3.6321 | 3.6685 | 3.6913 | 3.6686 | 3.647 | 3.6264 | 3.6067 | 3.5878 | 257.8923 | 138.7697 | 469.4442 | 763.6153 | 1159.0614 | 1660.0236 | 2258.0879 | 2927.2975 | 3620.5625 | 4269.5032 | 4790.1052 | 5095.77 | 5117.0442 | 4823.6771 | 4241.091 | 3452.3304 | 2580.448 | 1890.6002 | 1031.5692 | 825.2554 | 0 | 0 | 0 | 0 | 0 | 257.8923 | 396.662 | 866.1062 | 1629.7215 | 2788.7829 | 4448.8064 | 6706.8943 | 9634.1918 | 13254.7543 | 17524.2576 | 22314.3627 | 27410.1328 | 32527.1769 | 37350.8541 | 41591.9451 | 45044.2755 | 47624.7236 | 49515.3237 | 50546.8929 | 51372.1483 | 51372.1483 | 51372.1483 | 51372.1483 | 51372.1483 | 51372.1483 | 0.024715 | 0.013203 | 0.044287 | 0.071348 | 0.10711 | 0.15147 | 0.20308 | 0.259 | 0.31457 | 0.36369 | 0.39977 | 0.4164 | 0.40928 | 0.37781 | 0.32566 | 0.26048 | 0.19179 | 0.13868 | 0.074867 | 0.059298 | 0 | 0 | 0 | 0 | 0 | 0.024715 | 0.03774 | 0.081708 | 0.15227 | 0.25772 | 0.40594 | 0.60318 | 0.8524 | 1.1516 | 1.4928 | 1.8623 | 2.2398 | 2.6016 | 2.9254 | 3.1937 | 3.3986 | 3.5397 | 3.6321 | 3.6685 | 3.6913 | 3.6686 | 3.647 | 3.6264 | 3.6067 | 3.5878 | 257.8923 | 138.7697 | 469.4442 | 763.6153 | 1159.0614 | 1660.0236 | 2258.0879 | 2927.2975 | 3620.5625 | 4269.5032 | 4790.1052 | 5095.77 | 5117.0442 | 4823.6771 | 4241.091 | 3452.3304 | 2580.448 | 1890.6002 | 1031.5692 | 825.2554 | 0 | 0 | 0 | 0 | 0 | 257.8923 | 396.662 | 866.1062 | 1629.7215 | 2788.7829 | 4448.8064 | 6706.8943 | 9634.1918 | 13254.7543 | 17524.2576 | 22314.3627 | 27410.1328 | 32527.1769 | 37350.8541 | 41591.9451 | 45044.2755 | 47624.7236 | 49515.3237 | 50546.8929 | 51372.1483 | 51372.1483 | 51372.1483 | 51372.1483 | 51372.1483 | 51372.1483 | 650.3161 | 652.0236 | 653.8213 | 655.7115 | 657.6962 | 659.7769 | 661.9546 | 664.2302 | 666.5911 | 669.0259 | 671.5235 | 674.0738 | 676.6671 | 679.2944 | 681.9469 | 684.6166 | 687.2957 | 689.8276 | 692.2242 | 694.4453 | 696.5028 | 698.4079 | 700.1711 | 701.8025 | 703.3113 | 363.7207 | 364.6757 | 365.6812 | 366.7384 | 367.8484 | 369.0121 | 370.2302 | 371.5029 | 372.8234 | 374.1851 | 375.582 | 377.0084 | 378.4588 | 379.9283 | 381.4118 | 382.905 | 384.4034 | 385.8195 | 387.1599 | 388.4022 | 389.5529 | 390.6184 | 391.6046 | 392.517 | 393.3609
OR_Commercial_OR - Miscellaneous_Existing_Space Heating_Natural Gas_Insulation - Ducting_A | OR | Commercial | OR - Miscellaneous | Existing | Space Heating | Natural Gas | Insulation - Ducting | A | OCM532 | R-4 | R-8 | 20 | 0 | 0 | 0 | 0.96 | 0 | 0 | 0 | 0.24319 | 0.25 | sqft duct | 15% | 66.67% | Discretionary | Retro1Slow_OR | 84.23% | Central Systems | 0% | 0 |  | 0 |  | 0 | INS_DCT-All-DEER-1 | INS_DCT-All-DEER-1 | Building Energy Simulation Tool | R-4 | R-4 | R-4 | R-4 | R-4 | R-4 | R-4 | R-4 | R-4 | R-4 | R-4 | R-4 | R-4 | R-4 | R-4 | R-4 | R-4 | R-4 | R-4 | R-4 | R-4 | R-4 | R-4 | R-4 | R-4 | R-4 | R-4 | R-8 | R-8 | R-8 | R-8 | R-8 | R-8 | R-8 | R-8 | R-8 | R-8 | R-8 | R-8 | R-8 | R-8 | R-8 | R-8 | R-8 | R-8 | R-8 | R-8 | R-8 | R-8 | R-8 | R-8 | R-8 | R-8 | R-8 | 0.96 | 0.96 | 0.96 | 0.96 | 0.96 | 0.96 | 0.96 | 0.96 | 0.96 | 0.96 | 0.96 | 0.96 | 0.96 | 0.96 | 0.96 | 0.96 | 0.96 | 0.96 | 0.96 | 0.96 | 0.96 | 0.96 | 0.96 | 0.96 | 0.96 | 0.96 | 0.96 | 0 | 0 | 0 | 0 | 0 | 0 | 0 | 0 | 0 | 0 | 0 | 0 | 0 | 0 | 0 | 0 | 0 | 0 | 0 | 0 | 0 | 0 | 0 | 0 | 0 | 0 | 0 | 0 | 0 | 0 | 0 | 0 | 0 | 0 | 0 | 0 | 0 | 0 | 0 | 0 | 0 | 0 | 0 | 0 | 0 | 0 | 0 | 0 | 0 | 0 | 0 | 0 | 0 | 0 | 0 | 0 | 0 | 0 | 0 | 0 | 0 | 0 | 0 | 0 | 0 | 0 | 0 | 0 | 0 | 0 | 0 | 0 | 0 | 0 | 0 | 0 | 0 | 246.0321 | 132.3879 | 447.855 | 728.4975 | 1105.7575 | 1583.681 | 2154.241 | 2792.6744 | 3454.057 | 4073.1537 | 4569.8137 | 4861.4214 | 4881.7172 | 4601.8417 | 4046.0481 | 3293.5617 | 2461.7762 | 1803.6536 | 984.1286 | 787.3028 | 0 | 0 | 0 | 0 | 0 | 246.0321 | 378.42 | 826.275 | 1554.7725 | 2660.53 | 4244.2109 | 6398.452 | 9191.1264 | 12645.1833 | 16718.337 | 21288.1507 | 26149.5721 | 31031.2893 | 35633.1311 | 39679.1792 | 42972.7409 | 45434.5171 | 47238.1707 | 48222.2992 | 49009.6021 | 49009.6021 | 49009.6021 | 49009.6021 | 49009.6021 | 49009.6021 | 0 | 0 | 0 | 0 | 0 | 0 | 0 | 0 | 0 | 0 | 0 | 0 | 0 | 0 | 0 | 0 | 0 | 0 | 0 | 0 | 0 | 0 | 0 | 0 | 0 | 0 | 0 | 0 | 0 | 0 | 0 | 0 | 0 | 0 | 0 | 0 | 0 | 0 | 0 | 0 | 0 | 0 | 0 | 0 | 0 | 0 | 0 | 0 | 0 | 0 | 209.1273 | 112.5297 | 380.6767 | 619.2229 | 939.8938 | 1346.1288 | 1831.1049 | 2373.7733 | 2935.9484 | 3462.1806 | 3884.3417 | 4132.2082 | 4149.4596 | 3911.5655 | 3439.1409 | 2799.5274 | 2092.5098 | 1533.1056 | 836.5093 | 669.2074 | 0 | 0 | 0 | 0 | 0 | 209.1273 | 321.657 | 702.3337 | 1321.5566 | 2261.4505 | 3607.5793 | 5438.6842 | 7812.4574 | 10748.4058 | 14210.5865 | 18094.9281 | 22227.1363 | 26376.5959 | 30288.1614 | 33727.3023 | 36526.8297 | 38619.3395 | 40152.4451 | 40988.9543 | 41658.1618 | 41658.1618 | 41658.1618 | 41658.1618 | 41658.1618 | 41658.1618 | 0 | 0 | 0 | 0 | 0 | 0 | 0 | 0 | 0 | 0 | 0 | 0 | 0 | 0 | 0 | 0 | 0 | 0 | 0 | 0 | 0 | 0 | 0 | 0 | 0 | 0 | 0 | 0 | 0 | 0 | 0 | 0 | 0 | 0 | 0 | 0 | 0 | 0 | 0 | 0 | 0 | 0 | 0 | 0 | 0 | 0 | 0 | 0 | 0 | 0 | 0 | 0 | 0 | 0 | 0 | 0 | 0 | 0 | 0 | 0 | 0 | 0 | 0 | 0 | 0 | 0 | 0 | 0 | 0 | 0 | 0 | 0 | 0 | 0 | 0 | 0 | 0 | 0 | 0 | 0 | 0 | 0 | 0 | 0 | 0 | 0 | 0 | 0 | 0 | 0 | 0 | 0 | 0 | 0 | 0 | 0 | 0 | 0 | 0 | 0 | 0 | 0 | 0 | 0 | 0 | 0 | 0 | 0 | 0 | 0 | 0 | 0 | 0 | 0 | 0 | 0 | 0 | 0 | 0 | 0 | 0 | 0 | 0 | 0 | 0 | 0 | 0 | 0 | 0 | 0 | 0 | 0 | 0 | 0 | 0 | 0 | 0 | 0 | 0 | 0 | 0 | 0 | 0 | 0 | 0 | 0 | 0 | 0 | 0 | 0 | 0 | 0 | 0 | 0 | 0 | 0 | 0 | 0 | 0 | 0 | 0 | 0 | 0 | 0 | 0 | 0 | 0 | 0 | 0 | 0 | 0 | 0 | 0 | 0 | 0 | 0 | 0 | 0 | 0 | 0 | 0 | 0 | 0 | 0 | 0 | 0 | 0 | 0 | 0 | 0 | 0 | 0 | 0 | 0 | 0 | 0 | 0 | 0 | 0 | 0 | 0 | 0 | 0 | 0 | 0 | 0 | 0 | 0 | 0 | 0 | 0 | 0 | 0 | 0 | 0 | 0 | 0 | 0 | 0 | 0 | 0 | 0 | 0 | 0 | 0 | 0 | 0 | 0 | 0 | 0 | 0 | 0 | 0 | 0 | 0 | 0 | 0 | 0 | 0 | 0 | 0 | 0 | 0 | 0 | 0 | 0 | 0 | 0 | 0 | 0
OR_Commercial_OR - Miscellaneous_Existing_Space Heating_Natural Gas_Insulation - Wall Cavity_A | OR | Commercial | OR - Miscellaneous | Existing | Space Heating | Natural Gas | Insulation - Wall Cavity | A | OCM533 | R-9 | R-23 | 22 | 0.36 | 0 | 0 | 0.67 | 0.1 | 0 | 0 | 0.24319 | 0.25 | sqft wall | 15% | 46.67% | Discretionary | Retro1Slow_OR | 84.23% | Space Heating | 0% | -78.4831 |  | 79.5554 |  | 0 | Avista TRM | Avista TRM | Avista TRM | R-9 | R-9 | R-9 | R-9 | R-9 | R-9 | R-9 | R-9 | R-9 | R-9 | R-9 | R-9 | R-9 | R-9 | R-9 | R-9 | R-9 | R-9 | R-9 | R-9 | R-9 | R-9 | R-9 | R-9 | R-9 | R-9 | R-9 | R-23 | R-23 | R-23 | R-23 | R-23 | R-23 | R-23 | R-23 | R-23 | R-23 | R-23 | R-23 | R-23 | R-23 | R-23 | R-23 | R-23 | R-23 | R-23 | R-23 | R-23 | R-23 | R-23 | R-23 | R-23 | R-23 | R-23 | 0.67 | 0.67 | 0.67 | 0.67 | 0.67 | 0.67 | 0.67 | 0.67 | 0.67 | 0.67 | 0.67 | 0.67 | 0.67 | 0.67 | 0.67 | 0.67 | 0.67 | 0.67 | 0.67 | 0.67 | 0.67 | 0.67 | 0.67 | 0.67 | 0.67 | 0.67 | 0.67 | 0 | 0 | 0.38196 | 0.37893 | 0.37551 | 0.37201 | 0.36843 | 0.36478 | 0.36104 | 0.35722 | 0.35334 | 0.34941 | 0.34543 | 0.34141 | 0.33736 | 0.33329 | 0.32921 | 0.32512 | 0.32103 | 0.31706 | 0.31319 | 0.30945 | 0.30595 | 0.30257 | 0.29928 | 0.29622 | 0.29326 | 0.060217 | 0.032145 | 0.10776 | 0.17366 | 0.26105 | 0.37017 | 0.49838 | 0.63925 | 0.78206 | 0.91195 | 1.0115 | 1.0635 | 1.0553 | 0.98279 | 0.85351 | 0.68614 | 0.50641 | 0.36644 | 0.1975 | 0.15611 | 0 | 0 | 0 | 0 | 0 | 0.060217 | 0.091884 | 0.19882 | 0.37062 | 0.62811 | 0.99205 | 1.4803 | 2.1039 | 2.8631 | 3.7431 | 4.712 | 5.7207 | 6.7081 | 7.61 | 8.3703 | 8.9525 | 9.3462 | 9.5971 | 9.6776 | 9.7181 | 9.6082 | 9.5019 | 9.3988 | 9.3027 | 9.2095 | 157.6529 | 84.8317 | 286.9773 | 466.8079 | 708.5492 | 1014.7939 | 1380.3984 | 1789.4948 | 2213.2967 | 2610.0026 | 2928.2533 | 3115.1102 | 3128.1153 | 2948.7763 | 2592.6338 | 2110.4543 | 1577.4613 | 1155.7483 | 630.6116 | 504.4893 | 0 | 0 | 0 | 0 | 0 | 157.6529 | 242.4846 | 529.4619 | 996.2699 | 1704.8191 | 2719.6129 | 4100.0113 | 5889.5061 | 8102.8028 | 10712.8054 | 13641.0587 | 16756.1689 | 19884.2842 | 22833.0605 | 25425.6943 | 27536.1485 | 29113.6098 | 30269.3582 | 30899.9698 | 31404.4591 | 31404.4591 | 31404.4591 | 31404.4591 | 31404.4591 | 31404.4591 | 0.051496 | 0.02761 | 0.093037 | 0.1507 | 0.2277 | 0.32455 | 0.43923 | 0.56633 | 0.69647 | 0.81642 | 0.91029 | 0.96213 | 0.95969 | 0.89842 | 0.78431 | 0.63382 | 0.47025 | 0.34207 | 0.18534 | 0.14728 | 0 | 0 | 0 | 0 | 0 | 0.051496 | 0.078922 | 0.17165 | 0.32162 | 0.54787 | 0.86979 | 1.3046 | 1.8639 | 2.5498 | 3.351 | 4.2405 | 5.1753 | 6.1004 | 6.9567 | 7.6917 | 8.2697 | 8.679 | 8.9588 | 9.0817 | 9.1682 | 9.1121 | 9.0588 | 9.008 | 8.9594 | 8.9127 | 134.005 | 72.107 | 243.9307 | 396.7867 | 602.2668 | 862.5748 | 1173.3386 | 1521.0706 | 1881.3022 | 2218.5022 | 2489.0153 | 2647.8436 | 2658.898 | 2506.4598 | 2203.7388 | 1793.8861 | 1340.8421 | 982.3861 | 536.0199 | 428.8159 | 0 | 0 | 0 | 0 | 0 | 134.005 | 206.1119 | 450.0426 | 846.8294 | 1449.0962 | 2311.671 | 3485.0096 | 5006.0802 | 6887.3824 | 9105.8846 | 11594.8999 | 14242.7435 | 16901.6416 | 19408.1014 | 21611.8402 | 23405.7263 | 24746.5684 | 25728.9544 | 26264.9743 | 26693.7902 | 26693.7902 | 26693.7902 | 26693.7902 | 26693.7902 | 26693.7902 | 0.051496 | 0.02761 | 0.093037 | 0.1507 | 0.2277 | 0.32455 | 0.43923 | 0.56633 | 0.69647 | 0.81642 | 0.91029 | 0.96213 | 0.95969 | 0.89842 | 0.78431 | 0.63382 | 0.47025 | 0.34207 | 0.18534 | 0.14728 | 0 | 0 | 0 | 0 | 0 | 0.051496 | 0.078922 | 0.17165 | 0.32162 | 0.54787 | 0.86979 | 1.3046 | 1.8639 | 2.5498 | 3.351 | 4.2405 | 5.1753 | 6.1004 | 6.9567 | 7.6917 | 8.2697 | 8.679 | 8.9588 | 9.0817 | 9.1682 | 9.1121 | 9.0588 | 9.008 | 8.9594 | 8.9127 | 134.005 | 72.107 | 243.9307 | 396.7867 | 602.2668 | 862.5748 | 1173.3386 | 1521.0706 | 1881.3022 | 2218.5022 | 2489.0153 | 2647.8436 | 2658.898 | 2506.4598 | 2203.7388 | 1793.8861 | 1340.8421 | 982.3861 | 536.0199 | 428.8159 | 0 | 0 | 0 | 0 | 0 | 134.005 | 206.1119 | 450.0426 | 846.8294 | 1449.0962 | 2311.671 | 3485.0096 | 5006.0802 | 6887.3824 | 9105.8846 | 11594.8999 | 14242.7435 | 16901.6416 | 19408.1014 | 21611.8402 | 23405.7263 | 24746.5684 | 25728.9544 | 26264.9743 | 26693.7902 | 26693.7902 | 26693.7902 | 26693.7902 | 26693.7902 | 26693.7902 | 0.051496 | 0.02761 | 0.093037 | 0.1507 | 0.2277 | 0.32455 | 0.43923 | 0.56633 | 0.69647 | 0.81642 | 0.91029 | 0.96213 | 0.95969 | 0.89842 | 0.78431 | 0.63382 | 0.47025 | 0.34207 | 0.18534 | 0.14728 | 0 | 0 | 0 | 0 | 0 | 0.051496 | 0.078922 | 0.17165 | 0.32162 | 0.54787 | 0.86979 | 1.3046 | 1.8639 | 2.5498 | 3.351 | 4.2405 | 5.1753 | 6.1004 | 6.9567 | 7.6917 | 8.2697 | 8.679 | 8.9588 | 9.0817 | 9.1682 | 9.1121 | 9.0588 | 9.008 | 8.9594 | 8.9127 | 134.005 | 72.107 | 243.9307 | 396.7867 | 602.2668 | 862.5748 | 1173.3386 | 1521.0706 | 1881.3022 | 2218.5022 | 2489.0153 | 2647.8436 | 2658.898 | 2506.4598 | 2203.7388 | 1793.8861 | 1340.8421 | 982.3861 | 536.0199 | 428.8159 | 0 | 0 | 0 | 0 | 0 | 134.005 | 206.1119 | 450.0426 | 846.8294 | 1449.0962 | 2311.671 | 3485.0096 | 5006.0802 | 6887.3824 | 9105.8846 | 11594.8999 | 14242.7435 | 16901.6416 | 19408.1014 | 21611.8402 | 23405.7263 | 24746.5684 | 25728.9544 | 26264.9743 | 26693.7902 | 26693.7902 | 26693.7902 | 26693.7902 | 26693.7902 | 26693.7902 | -76.0786 | -76.2783 | -76.4886 | -76.7098 | -76.942 | -77.1854 | -77.4401 | -77.7063 | -77.9825 | -78.2674 | -78.5596 | -78.8579 | -79.1613 | -79.4687 | -79.779 | -80.0913 | -80.4047 | -80.7009 | -80.9813 | -81.2411 | -81.4818 | -81.7047 | -81.911 | -82.1018 | -82.2783 | 77.118 | 77.3205 | 77.5337 | 77.7578 | 77.9932 | 78.2399 | 78.4982 | 78.768 | 79.048 | 79.3367 | 79.6329 | 79.9353 | 80.2429 | 80.5544 | 80.869 | 81.1855 | 81.5032 | 81.8035 | 82.0877 | 82.3511 | 82.5951 | 82.821 | 83.0301 | 83.2235 | 83.4025
OR_Commercial_OR - Miscellaneous_Existing_Space Heating_Natural Gas_Green Roof - Vegetated Rooftop_A | OR | Commercial | OR - Miscellaneous | Existing | Space Heating | Natural Gas | Green Roof - Vegetated Rooftop | A | OCM534 | No vegetation on roof | Green roof | 25 | 0.0049174 | 0 | 0 | 15.28 | 0 | 1.15 | 0 | 0.28365 | 0.25 | sqft roof | 0% | 0% | Discretionary | Retro1Slow_OR | 84.23% | Space Heating | 0% | 544357.2533 |  | 136326.6329 |  | 0 | Measure Cost Research v1.1 - Sep 2020.xlsx | Measure Cost Research v1.1 - Sep 2020.xlsx | Measure Cost Research v1.1 - Sep 2020.xlsx | No vegetation on roof | No vegetation on roof | No vegetation on roof | No vegetation on roof | No vegetation on roof | No vegetation on roof | No vegetation on roof | No vegetation on roof | No vegetation on roof | No vegetation on roof | No vegetation on roof | No vegetation on roof | No vegetation on roof | No vegetation on roof | No vegetation on roof | No vegetation on roof | No vegetation on roof | No vegetation on roof | No vegetation on roof | No vegetation on roof | No vegetation on roof | No vegetation on roof | No vegetation on roof | No vegetation on roof | No vegetation on roof | No vegetation on roof | No vegetation on roof | Green roof | Green roof | Green roof | Green roof | Green roof | Green roof | Green roof | Green roof | Green roof | Green roof | Green roof | Green roof | Green roof | Green roof | Green roof | Green roof | Green roof | Green roof | Green roof | Green roof | Green roof | Green roof | Green roof | Green roof | Green roof | Green roof | Green roof | 15.28 | 15.28 | 15.28 | 15.28 | 15.28 | 15.28 | 15.28 | 15.28 | 15.28 | 15.28 | 15.28 | 15.28 | 15.28 | 15.28 | 15.28 | 15.28 | 15.28 | 15.28 | 15.28 | 15.28 | 15.28 | 15.28 | 15.28 | 15.28 | 15.28 | 15.28 | 15.28 | 0 | 0 | 0.0051888 | 0.0051084 | 0.0050125 | 0.0049072 | 0.0047906 | 0.0046639 | 0.0045247 | 0.0043735 | 0.0042127 | 0.004046 | 0.0038791 | 0.003715 | 0.0035577 | 0.003412 | 0.0032819 | 0.0031718 | 0.0030816 | 0.0030056 | 0.0029463 | 0.0028917 | 0.0028588 | 0.0028269 | 0.002796 | 0.0027672 | 0.0027393 | 0 | 0 | 0 | 0 | 0 | 0 | 0 | 0 | 0 | 0 | 0 | 0 | 0 | 0 | 0 | 0 | 0 | 0 | 0 | 0 | 0 | 0 | 0 | 0 | 0 | 0 | 0 | 0 | 0 | 0 | 0 | 0 | 0 | 0 | 0 | 0 | 0 | 0 | 0 | 0 | 0 | 0 | 0 | 0 | 0 | 0 | 0 | 0 | 0 | 0 | 0 | 0 | 0 | 0 | 0 | 0 | 0 | 0 | 0 | 0 | 0 | 0 | 0 | 0 | 0 | 0 | 0 | 0 | 0 | 0 | 0 | 0 | 0 | 0 | 0 | 0 | 0 | 0 | 0 | 0 | 0 | 0 | 0 | 0 | 0 | 0 | 0 | 0 | 0 | 0 | 0 | 0 | 0 | 0 | 0 | 0 | 0 | 0 | 0 | 0 | 0 | 0 | 0 | 0 | 0 | 0 | 0 | 0 | 0 | 0 | 0 | 0 | 0 | 0 | 0 | 0 | 0 | 0 | 0 | 0 | 0 | 0 | 0 | 0 | 0 | 0 | 0 | 0 | 0 | 0 | 0 | 0 | 0 | 0 | 0 | 0 | 0 | 0 | 0 | 0 | 0 | 0 | 0 | 0 | 0 | 0 | 0 | 0 | 0 | 0 | 0 | 0 | 0 | 0 | 0 | 0 | 0 | 0 | 0 | 0 | 0 | 0 | 0 | 0 | 0 | 0 | 0 | 0 | 0 | 0 | 0 | 0 | 0 | 0 | 0 | 0 | 0 | 0 | 0 | 0 | 0 | 0 | 0 | 0 | 0 | 0 | 0 | 0 | 0 | 0 | 0 | 0 | 0 | 0 | 0 | 0 | 0 | 0 | 0 | 0 | 0 | 0 | 0 | 0 | 0 | 0 | 0 | 0 | 0 | 0 | 0 | 0 | 0 | 0 | 0 | 0 | 0 | 0 | 0 | 0 | 0 | 0 | 0 | 0 | 0 | 0 | 0 | 0 | 0 | 0 | 0 | 0 | 0 | 0 | 0 | 0 | 0 | 0 | 0 | 0 | 0 | 0 | 0 | 0 | 0 | 0 | 0 | 0 | 0 | 0 | 0 | 0 | 0 | 0 | 0 | 0 | 0 | 0 | 0 | 0 | 0 | 0 | 0 | 0 | 0 | 0 | 0 | 0 | 0 | 0 | 0 | 0 | 0 | 0 | 0 | 0 | 0 | 0 | 0 | 0 | 0 | 0 | 0 | 0 | 0 | 0 | 0 | 0 | 0 | 0 | 0 | 0 | 0 | 0 | 0 | 0 | 0 | 0 | 0 | 0 | 0 | 0 | 0 | 0 | 0 | 0 | 0 | 0 | 0 | 0 | 0 | 0 | 0 | 0 | 0 | 0 | 0 | 0 | 0 | 0 | 0 | 0 | 0 | 0 | 0 | 0 | 0 | 0 | 0 | 0 | 0 | 0 | 0 | 0 | 0 | 0 | 0 | 0 | 0 | 0 | 0 | 0 | 0 | 0 | 0 | 0 | 0 | 0 | 0 | 0 | 0 | 0 | 0 | 0 | 0 | 0 | 0 | 0 | 0 | 0 | 0 | 0 | 0 | 0 | 0 | 0 | 0 | 0 | 0 | 0 | 0 | 0 | 0 | 0 | 0 | 0 | 0 | 0 | 0 | 0 | 0 | 0 | 0 | 0 | 0 | 0 | 0 | 0 | 0 | 0 | 0 | 0 | 0 | 0 | 0 | 0 | 0 | 0 | 0 | 0 | 527679.1869 | 529064.695 | 530523.3595 | 532057.1217 | 533667.5491 | 535355.8597 | 537122.943 | 538969.3785 | 540885.0974 | 542860.6837 | 544887.3078 | 546956.6692 | 549060.9458 | 551192.7496 | 553345.0881 | 555511.3302 | 557685.1763 | 559739.6058 | 561684.2668 | 563486.5234 | 565156.0083 | 566701.8243 | 568132.554 | 569456.2735 | 570680.5683 | 132149.8453 | 132496.8264 | 132862.1284 | 133246.2377 | 133649.5466 | 134072.3603 | 134514.9015 | 134977.3153 | 135457.0803 | 135951.8381 | 136459.3777 | 136977.6202 | 137504.6067 | 138038.487 | 138577.51 | 139120.0149 | 139664.4242 | 140178.9272 | 140665.9403 | 141117.2901 | 141535.3892 | 141922.5171 | 142280.8233 | 142612.3303 | 142918.9377
OR_Commercial_OR - Miscellaneous_Existing_Space Heating_Natural Gas_Ducting - Repair and Sealing_A | OR | Commercial | OR - Miscellaneous | Existing | Space Heating | Natural Gas | Ducting - Repair and Sealing | A | OCM535 | 20% Leakage | Sealed | 18 | 0.14099 | 0 | 0 | 0.65 | 0.04 | 0 | 0 | 0.19525 | 0.25 | sqft duct | 15% | 66.67% | Discretionary | Retro1Slow_OR | 84.23% | Central Systems | 0% | 270.2742 |  | 195.8478 |  | 0 | DCT_RPR-All-DEER-1 | DCT_RPR-Cooling-RTF-1 | Building Energy Simulation Tool | 20% Leakage | 20% Leakage | 20% Leakage | 20% Leakage | 20% Leakage | 20% Leakage | 20% Leakage | 20% Leakage | 20% Leakage | 20% Leakage | 20% Leakage | 20% Leakage | 20% Leakage | 20% Leakage | 20% Leakage | 20% Leakage | 20% Leakage | 20% Leakage | 20% Leakage | 20% Leakage | 20% Leakage | 20% Leakage | 20% Leakage | 20% Leakage | 20% Leakage | 20% Leakage | 20% Leakage | Sealed | Sealed | Sealed | Sealed | Sealed | Sealed | Sealed | Sealed | Sealed | Sealed | Sealed | Sealed | Sealed | Sealed | Sealed | Sealed | Sealed | Sealed | Sealed | Sealed | Sealed | Sealed | Sealed | Sealed | Sealed | Sealed | Sealed | 0.65 | 0.65 | 0.65 | 0.65 | 0.65 | 0.65 | 0.65 | 0.65 | 0.65 | 0.65 | 0.65 | 0.65 | 0.65 | 0.65 | 0.65 | 0.65 | 0.65 | 0.65 | 0.65 | 0.65 | 0.65 | 0.65 | 0.65 | 0.65 | 0.65 | 0.65 | 0.65 | 0 | 0 | 0.14942 | 0.14799 | 0.14634 | 0.14459 | 0.14272 | 0.14072 | 0.13857 | 0.13626 | 0.13379 | 0.13117 | 0.12846 | 0.12569 | 0.12295 | 0.12029 | 0.11777 | 0.11552 | 0.11354 | 0.11175 | 0.11018 | 0.1087 | 0.10747 | 0.10627 | 0.10511 | 0.10404 | 0.10299 | 0.036762 | 0.019592 | 0.065537 | 0.10533 | 0.15781 | 0.22285 | 0.29851 | 0.38052 | 0.4621 | 0.53429 | 0.58703 | 0.61105 | 0.60019 | 0.55354 | 0.47651 | 0.38046 | 0.27951 | 0.20156 | 0.081325 | 0.071189 | 0 | 0 | 0 | 0 | 0 | 0.036762 | 0.056003 | 0.12091 | 0.2248 | 0.37971 | 0.59724 | 0.88661 | 1.2524 | 1.6917 | 2.193 | 2.7347 | 3.2869 | 3.8152 | 4.2862 | 4.6731 | 4.9641 | 5.1586 | 5.279 | 5.2861 | 5.2862 | 5.2262 | 5.1682 | 5.1119 | 5.0594 | 5.0086 | 246.0321 | 132.3879 | 447.855 | 728.4975 | 1105.7575 | 1583.681 | 2154.241 | 2792.6744 | 3454.057 | 4073.1537 | 4569.8137 | 4861.4214 | 4881.7172 | 4601.8417 | 4046.0481 | 3293.5617 | 2461.7762 | 1803.6536 | 738.0964 | 654.915 | 0 | 0 | 0 | 0 | 0 | 246.0321 | 378.42 | 826.275 | 1554.7725 | 2660.53 | 4244.2109 | 6398.452 | 9191.1264 | 12645.1833 | 16718.337 | 21288.1507 | 26149.5721 | 31031.2893 | 35633.1311 | 39679.1792 | 42972.7409 | 45434.5171 | 47238.1707 | 47976.2671 | 48631.1821 | 48631.1821 | 48631.1821 | 48631.1821 | 48631.1821 | 48631.1821 | 0.031443 | 0.016835 | 0.056623 | 0.091509 | 0.13788 | 0.19583 | 0.26388 | 0.33845 | 0.41363 | 0.48139 | 0.53246 | 0.55802 | 0.55184 | 0.51238 | 0.444 | 0.35675 | 0.26366 | 0.19124 | 0.077592 | 0.068299 | 0 | 0 | 0 | 0 | 0 | 0.031443 | 0.048122 | 0.10447 | 0.1953 | 0.33175 | 0.52482 | 0.78376 | 1.1139 | 1.5143 | 1.9759 | 2.4804 | 3.0016 | 3.5079 | 3.9675 | 4.3543 | 4.6547 | 4.8661 | 5.0086 | 5.0435 | 5.0716 | 5.0404 | 5.0107 | 4.9824 | 4.9554 | 4.9294 | 209.1273 | 112.5297 | 380.6767 | 619.2229 | 939.8938 | 1346.1288 | 1831.1049 | 2373.7733 | 2935.9484 | 3462.1806 | 3884.3417 | 4132.2082 | 4149.4596 | 3911.5655 | 3439.1409 | 2799.5274 | 2092.5098 | 1533.1056 | 627.382 | 556.6777 | 0 | 0 | 0 | 0 | 0 | 209.1273 | 321.657 | 702.3337 | 1321.5566 | 2261.4505 | 3607.5793 | 5438.6842 | 7812.4574 | 10748.4058 | 14210.5865 | 18094.9281 | 22227.1363 | 26376.5959 | 30288.1614 | 33727.3023 | 36526.8297 | 38619.3395 | 40152.4451 | 40779.827 | 41336.5048 | 41336.5048 | 41336.5048 | 41336.5048 | 41336.5048 | 41336.5048 | 0.031443 | 0.016835 | 0.056623 | 0.091509 | 0.13788 | 0.19583 | 0.26388 | 0.33845 | 0.41363 | 0.48139 | 0.53246 | 0.55802 | 0.55184 | 0.51238 | 0.444 | 0.35675 | 0.26366 | 0.19124 | 0.077592 | 0.068299 | 0 | 0 | 0 | 0 | 0 | 0.031443 | 0.048122 | 0.10447 | 0.1953 | 0.33175 | 0.52482 | 0.78376 | 1.1139 | 1.5143 | 1.9759 | 2.4804 | 3.0016 | 3.5079 | 3.9675 | 4.3543 | 4.6547 | 4.8661 | 5.0086 | 5.0435 | 5.0716 | 5.0404 | 5.0107 | 4.9824 | 4.9554 | 4.9294 | 209.1273 | 112.5297 | 380.6767 | 619.2229 | 939.8938 | 1346.1288 | 1831.1049 | 2373.7733 | 2935.9484 | 3462.1806 | 3884.3417 | 4132.2082 | 4149.4596 | 3911.5655 | 3439.1409 | 2799.5274 | 2092.5098 | 1533.1056 | 627.382 | 556.6777 | 0 | 0 | 0 | 0 | 0 | 209.1273 | 321.657 | 702.3337 | 1321.5566 | 2261.4505 | 3607.5793 | 5438.6842 | 7812.4574 | 10748.4058 | 14210.5865 | 18094.9281 | 22227.1363 | 26376.5959 | 30288.1614 | 33727.3023 | 36526.8297 | 38619.3395 | 40152.4451 | 40779.827 | 41336.5048 | 41336.5048 | 41336.5048 | 41336.5048 | 41336.5048 | 41336.5048 | 0.031443 | 0.016835 | 0.056623 | 0.091509 | 0.13788 | 0.19583 | 0.26388 | 0.33845 | 0.41363 | 0.48139 | 0.53246 | 0.55802 | 0.55184 | 0.51238 | 0.444 | 0.35675 | 0.26366 | 0.19124 | 0.077592 | 0.068299 | 0 | 0 | 0 | 0 | 0 | 0.031443 | 0.048122 | 0.10447 | 0.1953 | 0.33175 | 0.52482 | 0.78376 | 1.1139 | 1.5143 | 1.9759 | 2.4804 | 3.0016 | 3.5079 | 3.9675 | 4.3543 | 4.6547 | 4.8661 | 5.0086 | 5.0435 | 5.0716 | 5.0404 | 5.0107 | 4.9824 | 4.9554 | 4.9294 | 209.1273 | 112.5297 | 380.6767 | 619.2229 | 939.8938 | 1346.1288 | 1831.1049 | 2373.7733 | 2935.9484 | 3462.1806 | 3884.3417 | 4132.2082 | 4149.4596 | 3911.5655 | 3439.1409 | 2799.5274 | 2092.5098 | 1533.1056 | 627.382 | 556.6777 | 0 | 0 | 0 | 0 | 0 | 209.1273 | 321.657 | 702.3337 | 1321.5566 | 2261.4505 | 3607.5793 | 5438.6842 | 7812.4574 | 10748.4058 | 14210.5865 | 18094.9281 | 22227.1363 | 26376.5959 | 30288.1614 | 33727.3023 | 36526.8297 | 38619.3395 | 40152.4451 | 40779.827 | 41336.5048 | 41336.5048 | 41336.5048 | 41336.5048 | 41336.5048 | 41336.5048 | 261.9725 | 262.6621 | 263.3881 | 264.1515 | 264.9531 | 265.7935 | 266.6731 | 267.5922 | 268.5458 | 269.5292 | 270.538 | 271.5682 | 272.6157 | 273.677 | 274.7485 | 275.827 | 276.9092 | 277.9321 | 278.9003 | 279.7976 | 280.6288 | 281.3985 | 282.1109 | 282.77 | 283.3796 | 189.8322 | 190.3319 | 190.858 | 191.4112 | 191.992 | 192.601 | 193.2383 | 193.9043 | 194.5953 | 195.308 | 196.039 | 196.7855 | 197.5445 | 198.3136 | 199.09 | 199.8715 | 200.6557 | 201.3969 | 202.0985 | 202.7487 | 203.351 | 203.9088 | 204.425 | 204.9026 | 205.3443
OR_Commercial_OR - Miscellaneous_Existing_Space Heating_Natural Gas_Windows - High Efficiency Glazing_A | OR | Commercial | OR - Miscellaneous | Existing | Space Heating | Natural Gas | Windows - High Efficiency Glazing | A | OCM536 | Single Glaze | High Efficiency Glaze | 45 | 0.27353 | 0 | 0 | 22.04 | 0.08 | 0 | 0 | 0.28365 | 0.25 | sqft window | 47.83% | 63.78% | Discretionary | Retro1Slow_OR | 84.23% | Space Heating | 0% | 6792.1667 |  | 3019.2714 |  | 0 | WND_HE-Heating-RTF-v2.1-1 | WND_HE-Heating-RTF-v2.1-1 | Building Energy Simulation Tool | Single Glaze | Single Glaze | Single Glaze | Single Glaze | Single Glaze | Single Glaze | Single Glaze | Single Glaze | Single Glaze | Single Glaze | Single Glaze | Single Glaze | Single Glaze | Single Glaze | Single Glaze | Single Glaze | Single Glaze | Single Glaze | Single Glaze | Single Glaze | Single Glaze | Single Glaze | Single Glaze | Single Glaze | Single Glaze | Single Glaze | Single Glaze | High Efficiency Glaze | High Efficiency Glaze | High Efficiency Glaze | High Efficiency Glaze | High Efficiency Glaze | High Efficiency Glaze | High Efficiency Glaze | High Efficiency Glaze | High Efficiency Glaze | High Efficiency Glaze | High Efficiency Glaze | High Efficiency Glaze | High Efficiency Glaze | High Efficiency Glaze | High Efficiency Glaze | High Efficiency Glaze | High Efficiency Glaze | High Efficiency Glaze | High Efficiency Glaze | High Efficiency Glaze | High Efficiency Glaze | High Efficiency Glaze | High Efficiency Glaze | High Efficiency Glaze | High Efficiency Glaze | High Efficiency Glaze | High Efficiency Glaze | 22.04 | 22.04 | 22.04 | 22.04 | 22.04 | 22.04 | 22.04 | 22.04 | 22.04 | 22.04 | 22.04 | 22.04 | 22.04 | 22.04 | 22.04 | 22.04 | 22.04 | 22.04 | 22.04 | 22.04 | 22.04 | 22.04 | 22.04 | 22.04 | 22.04 | 22.04 | 22.04 | 0 | 0 | 0.28864 | 0.28418 | 0.27889 | 0.27309 | 0.2667 | 0.25979 | 0.25221 | 0.24401 | 0.2353 | 0.22629 | 0.21728 | 0.20843 | 0.19993 | 0.19203 | 0.18496 | 0.17895 | 0.174 | 0.16981 | 0.16652 | 0.16347 | 0.16161 | 0.15981 | 0.15806 | 0.15644 | 0.15486 | 0.011456 | 0.0060692 | 0.020149 | 0.032095 | 0.047575 | 0.066371 | 0.08765 | 0.10993 | 0.13111 | 0.14869 | 0.16018 | 0.16346 | 0.15745 | 0.14256 | 0.12073 | 0.095079 | 0.069103 | 0.04941 | 0.026436 | 0.020763 | 0 | 0 | 0 | 0 | 0 | 0.011456 | 0.017348 | 0.037175 | 0.068497 | 0.11447 | 0.17787 | 0.26034 | 0.3618 | 0.48 | 0.61031 | 0.74621 | 0.87925 | 1.0008 | 1.1039 | 1.1839 | 1.2405 | 1.2754 | 1.2941 | 1.2954 | 1.2925 | 1.2777 | 1.2635 | 1.2497 | 1.2368 | 1.2244 | 39.6903 | 21.357 | 72.2486 | 117.5223 | 178.3824 | 255.4818 | 347.5254 | 450.5184 | 557.2136 | 657.0872 | 737.2091 | 784.2517 | 787.5259 | 742.376 | 652.7145 | 531.3223 | 397.1374 | 290.9681 | 158.7611 | 127.0089 | 0 | 0 | 0 | 0 | 0 | 39.6903 | 61.0473 | 133.2959 | 250.8182 | 429.2006 | 684.6824 | 1032.2078 | 1482.7262 | 2039.9398 | 2697.027 | 3434.2361 | 4218.4879 | 5006.0137 | 5748.3897 | 6401.1042 | 6932.4265 | 7329.5639 | 7620.5319 | 7779.293 | 7906.3019 | 7906.3019 | 7906.3019 | 7906.3019 | 7906.3019 | 7906.3019 | 0.0098051 | 0.0052233 | 0.017455 | 0.027996 | 0.0418 | 0.05876 | 0.07823 | 0.098963 | 0.11911 | 0.13637 | 0.14834 | 0.15286 | 0.14869 | 0.13593 | 0.11617 | 0.092263 | 0.067572 | 0.04866 | 0.026203 | 0.02071 | 0 | 0 | 0 | 0 | 0 | 0.0098051 | 0.01493 | 0.032205 | 0.059749 | 0.10057 | 0.15747 | 0.23236 | 0.3257 | 0.43605 | 0.55972 | 0.69101 | 0.82225 | 0.94518 | 1.0525 | 1.1392 | 1.2038 | 1.2471 | 1.2744 | 1.284 | 1.2892 | 1.2812 | 1.2736 | 1.2664 | 1.2595 | 1.2528 | 33.7367 | 18.1535 | 61.4113 | 99.894 | 151.6251 | 217.1595 | 295.3966 | 382.9406 | 473.6316 | 558.5241 | 626.6278 | 666.614 | 669.397 | 631.0196 | 554.8073 | 451.6239 | 337.5668 | 247.3229 | 134.9469 | 107.9575 | 0 | 0 | 0 | 0 | 0 | 33.7367 | 51.8902 | 113.3015 | 213.1955 | 364.8206 | 581.9801 | 877.3766 | 1260.3173 | 1733.9488 | 2292.4729 | 2919.1007 | 3585.7147 | 4255.1117 | 4886.1312 | 5440.9386 | 5892.5625 | 6230.1293 | 6477.4521 | 6612.3991 | 6720.3566 | 6720.3566 | 6720.3566 | 6720.3566 | 6720.3566 | 6720.3566 | 0 | 0 | 0 | 0 | 0 | 0 | 0 | 0 | 0 | 0 | 0 | 0 | 0 | 0 | 0 | 0 | 0 | 0 | 0 | 0 | 0 | 0 | 0 | 0 | 0 | 0 | 0 | 0 | 0 | 0 | 0 | 0 | 0 | 0 | 0 | 0 | 0 | 0 | 0 | 0 | 0 | 0 | 0 | 0 | 0 | 0 | 0 | 0 | 0 | 0 | 0 | 0 | 0 | 0 | 0 | 0 | 0 | 0 | 0 | 0 | 0 | 0 | 0 | 0 | 0 | 0 | 0 | 0 | 0 | 0 | 0 | 0 | 0 | 0 | 0 | 0 | 0 | 0 | 0 | 0 | 0 | 0 | 0 | 0 | 0 | 0 | 0 | 0 | 0 | 0 | 0 | 0 | 0 | 0 | 0 | 0 | 0 | 0 | 0 | 0 | 0 | 0 | 0 | 0 | 0 | 0 | 0 | 0 | 0 | 0 | 0 | 0 | 0 | 0 | 0 | 0 | 0 | 0 | 0 | 0 | 0 | 0 | 0 | 0 | 0 | 0 | 0 | 0 | 0 | 0 | 0 | 0 | 0 | 0 | 0 | 0 | 0 | 0 | 0 | 0 | 0 | 0 | 0 | 0 | 0 | 0 | 0 | 0 | 0 | 0 | 0 | 0 | 0 | 0 | 0 | 0 | 0 | 0 | 0 | 0 | 0 | 0 | 0 | 0 | 0 | 0 | 0 | 0 | 0 | 0 | 0 | 0 | 0 | 0 | 0 | 0 | 0 | 0 | 0 | 0 | 0 | 0 | 0 | 0 | 0 | 0 | 0 | 0 | 0 | 0 | 0 | 0 | 0 | 0 | 0 | 0 | 0 | 0 | 0 | 0 | 6584.0677 | 6601.3552 | 6619.5556 | 6638.693 | 6658.7869 | 6679.8527 | 6701.9013 | 6724.94 | 6748.8432 | 6773.4934 | 6798.7804 | 6824.6007 | 6850.8566 | 6877.456 | 6904.3116 | 6931.3407 | 6958.4646 | 6984.0986 | 7008.3629 | 7030.8504 | 7051.6812 | 7070.969 | 7088.8208 | 7105.3374 | 7120.6134 | 2926.7667 | 2934.4514 | 2942.5419 | 2951.0489 | 2959.9811 | 2969.3453 | 2979.1464 | 2989.3876 | 3000.0131 | 3010.9707 | 3022.2113 | 3033.689 | 3045.3604 | 3057.1844 | 3069.1223 | 3081.1374 | 3093.1946 | 3104.5894 | 3115.3755 | 3125.3717 | 3134.6315 | 3143.2053 | 3151.1408 | 3158.4828 | 3165.2734
OR_Commercial_OR - Miscellaneous_Existing_Space Heating_Natural Gas_Windows - Secondary Glazing Systems_A | OR | Commercial | OR - Miscellaneous | Existing | Space Heating | Natural Gas | Windows - Secondary Glazing Systems | A | OCM537 | Windows rated to U-Factor 0.62 and SHGC 0.27. | Windows rated to U-Factor 0.4 and SHGC 0.2. | 30 | 1.0926 | 0 | 0 | 37.69 | 0.32 | 0 | 0 | 0.28365 | 0.25 | sqft window | 47.83% | 63.78% | Discretionary | Retro1Slow_OR | 84.23% | Space Heating | 0% | 3045.8793 |  | 1419.921 |  | 0 | RTF - ComSecondaryGlazingSystems_v1_1 | RTF - ComSecondaryGlazingSystems_v1_1 | RTF - ComSecondaryGlazingSystems_v1_1 | Windows rated to U-Factor 0.62 and SHGC 0.27. | Windows rated to U-Factor 0.62 and SHGC 0.27. | Windows rated to U-Factor 0.62 and SHGC 0.27. | Windows rated to U-Factor 0.62 and SHGC 0.27. | Windows rated to U-Factor 0.62 and SHGC 0.27. | Windows rated to U-Factor 0.62 and SHGC 0.27. | Windows rated to U-Factor 0.62 and SHGC 0.27. | Windows rated to U-Factor 0.62 and SHGC 0.27. | Windows rated to U-Factor 0.62 and SHGC 0.27. | Windows rated to U-Factor 0.62 and SHGC 0.27. | Windows rated to U-Factor 0.62 and SHGC 0.27. | Windows rated to U-Factor 0.62 and SHGC 0.27. | Windows rated to U-Factor 0.62 and SHGC 0.27. | Windows rated to U-Factor 0.62 and SHGC 0.27. | Windows rated to U-Factor 0.62 and SHGC 0.27. | Windows rated to U-Factor 0.62 and SHGC 0.27. | Windows rated to U-Factor 0.62 and SHGC 0.27. | Windows rated to U-Factor 0.62 and SHGC 0.27. | Windows rated to U-Factor 0.62 and SHGC 0.27. | Windows rated to U-Factor 0.62 and SHGC 0.27. | Windows rated to U-Factor 0.62 and SHGC 0.27. | Windows rated to U-Factor 0.62 and SHGC 0.27. | Windows rated to U-Factor 0.62 and SHGC 0.27. | Windows rated to U-Factor 0.62 and SHGC 0.27. | Windows rated to U-Factor 0.62 and SHGC 0.27. | Windows rated to U-Factor 0.62 and SHGC 0.27. | Windows rated to U-Factor 0.62 and SHGC 0.27. | Windows rated to U-Factor 0.4 and SHGC 0.2. | Windows rated to U-Factor 0.4 and SHGC 0.2. | Windows rated to U-Factor 0.4 and SHGC 0.2. | Windows rated to U-Factor 0.4 and SHGC 0.2. | Windows rated to U-Factor 0.4 and SHGC 0.2. | Windows rated to U-Factor 0.4 and SHGC 0.2. | Windows rated to U-Factor 0.4 and SHGC 0.2. | Windows rated to U-Factor 0.4 and SHGC 0.2. | Windows rated to U-Factor 0.4 and SHGC 0.2. | Windows rated to U-Factor 0.4 and SHGC 0.2. | Windows rated to U-Factor 0.4 and SHGC 0.2. | Windows rated to U-Factor 0.4 and SHGC 0.2. | Windows rated to U-Factor 0.4 and SHGC 0.2. | Windows rated to U-Factor 0.4 and SHGC 0.2. | Windows rated to U-Factor 0.4 and SHGC 0.2. | Windows rated to U-Factor 0.4 and SHGC 0.2. | Windows rated to U-Factor 0.4 and SHGC 0.2. | Windows rated to U-Factor 0.4 and SHGC 0.2. | Windows rated to U-Factor 0.4 and SHGC 0.2. | Windows rated to U-Factor 0.4 and SHGC 0.2. | Windows rated to U-Factor 0.4 and SHGC 0.2. | Windows rated to U-Factor 0.4 and SHGC 0.2. | Windows rated to U-Factor 0.4 and SHGC 0.2. | Windows rated to U-Factor 0.4 and SHGC 0.2. | Windows rated to U-Factor 0.4 and SHGC 0.2. | Windows rated to U-Factor 0.4 and SHGC 0.2. | Windows rated to U-Factor 0.4 and SHGC 0.2. | 37.69 | 37.69 | 37.69 | 37.69 | 37.69 | 37.69 | 37.69 | 37.69 | 37.69 | 37.69 | 37.69 | 37.69 | 37.69 | 37.69 | 37.69 | 37.69 | 37.69 | 37.69 | 37.69 | 37.69 | 37.69 | 37.69 | 37.69 | 37.69 | 37.69 | 37.69 | 37.69 | 0 | 0 | 1.1534 | 1.1358 | 1.1153 | 1.0931 | 1.0691 | 1.0435 | 1.016 | 0.98659 | 0.95575 | 0.92418 | 0.89285 | 0.8621 | 0.83245 | 0.80462 | 0.77933 | 0.75745 | 0.73903 | 0.72305 | 0.71 | 0.69779 | 0.68984 | 0.68215 | 0.6747 | 0.66775 | 0.66102 | 0.045778 | 0.024256 | 0.080576 | 0.12847 | 0.19071 | 0.26661 | 0.35308 | 0.44448 | 0.53256 | 0.60726 | 0.65822 | 0.67611 | 0.65558 | 0.59733 | 0.50868 | 0.40245 | 0.2935 | 0.21039 | 0.11272 | 0.088626 | 0 | 0 | 0 | 0 | 0 | 0.045778 | 0.069334 | 0.14866 | 0.27418 | 0.45885 | 0.71449 | 1.0487 | 1.4628 | 1.9497 | 2.4925 | 3.0663 | 3.6368 | 4.1673 | 4.6253 | 4.9886 | 5.251 | 5.4168 | 5.5101 | 5.5233 | 5.517 | 5.4541 | 5.3933 | 5.3344 | 5.2794 | 5.2262 | 39.6903 | 21.357 | 72.2486 | 117.5223 | 178.3824 | 255.4818 | 347.5254 | 450.5184 | 557.2136 | 657.0872 | 737.2091 | 784.2517 | 787.5259 | 742.376 | 652.7145 | 531.3223 | 397.1374 | 290.9681 | 158.7611 | 127.0089 | 0 | 0 | 0 | 0 | 0 | 39.6903 | 61.0473 | 133.2959 | 250.8182 | 429.2006 | 684.6824 | 1032.2078 | 1482.7262 | 2039.9398 | 2697.027 | 3434.2361 | 4218.4879 | 5006.0137 | 5748.3897 | 6401.1042 | 6932.4265 | 7329.5639 | 7620.5319 | 7779.293 | 7906.3019 | 7906.3019 | 7906.3019 | 7906.3019 | 7906.3019 | 7906.3019 | 0.039178 | 0.020874 | 0.069792 | 0.11203 | 0.16747 | 0.23584 | 0.31474 | 0.3994 | 0.48258 | 0.55506 | 0.60692 | 0.62893 | 0.61521 | 0.56539 | 0.48547 | 0.38707 | 0.2843 | 0.20517 | 0.11061 | 0.087499 | 0 | 0 | 0 | 0 | 0 | 0.039178 | 0.059665 | 0.12876 | 0.23909 | 0.40295 | 0.63203 | 0.93482 | 1.3145 | 1.7667 | 2.2782 | 2.8273 | 3.383 | 3.9107 | 4.378 | 4.761 | 5.0502 | 5.247 | 5.3733 | 5.4198 | 5.4468 | 5.4131 | 5.3811 | 5.3506 | 5.3214 | 5.2934 | 33.7367 | 18.1535 | 61.4113 | 99.894 | 151.6251 | 217.1595 | 295.3966 | 382.9406 | 473.6316 | 558.5241 | 626.6278 | 666.614 | 669.397 | 631.0196 | 554.8073 | 451.6239 | 337.5668 | 247.3229 | 134.9469 | 107.9575 | 0 | 0 | 0 | 0 | 0 | 33.7367 | 51.8902 | 113.3015 | 213.1955 | 364.8206 | 581.9801 | 877.3766 | 1260.3173 | 1733.9488 | 2292.4729 | 2919.1007 | 3585.7147 | 4255.1117 | 4886.1312 | 5440.9386 | 5892.5625 | 6230.1293 | 6477.4521 | 6612.3991 | 6720.3566 | 6720.3566 | 6720.3566 | 6720.3566 | 6720.3566 | 6720.3566 | 0 | 0 | 0 | 0 | 0 | 0 | 0 | 0 | 0 | 0 | 0 | 0 | 0 | 0 | 0 | 0 | 0 | 0 | 0 | 0 | 0 | 0 | 0 | 0 | 0 | 0 | 0 | 0 | 0 | 0 | 0 | 0 | 0 | 0 | 0 | 0 | 0 | 0 | 0 | 0 | 0 | 0 | 0 | 0 | 0 | 0 | 0 | 0 | 0 | 0 | 0 | 0 | 0 | 0 | 0 | 0 | 0 | 0 | 0 | 0 | 0 | 0 | 0 | 0 | 0 | 0 | 0 | 0 | 0 | 0 | 0 | 0 | 0 | 0 | 0 | 0 | 0 | 0 | 0 | 0 | 0 | 0 | 0 | 0 | 0 | 0 | 0 | 0 | 0 | 0 | 0 | 0 | 0 | 0 | 0 | 0 | 0 | 0 | 0 | 0 | 0.039194 | 0.020894 | 0.069908 | 0.1123 | 0.16801 | 0.23678 | 0.31622 | 0.40157 | 0.48553 | 0.55876 | 0.61125 | 0.63361 | 0.6199 | 0.56975 | 0.48922 | 0.39005 | 0.28649 | 0.20675 | 0.11146 | 0.088173 | 0 | 0 | 0 | 0 | 0 | 0.039194 | 0.059725 | 0.12898 | 0.23966 | 0.40425 | 0.63456 | 0.93922 | 1.3216 | 1.7775 | 2.2935 | 2.8475 | 3.4082 | 3.9405 | 4.4117 | 4.7977 | 5.0891 | 5.2874 | 5.4147 | 5.4615 | 5.4887 | 5.4548 | 5.4225 | 5.3917 | 5.3623 | 5.334 | 33.7367 | 18.1535 | 61.4113 | 99.894 | 151.6251 | 217.1595 | 295.3966 | 382.9406 | 473.6316 | 558.5241 | 626.6278 | 666.614 | 669.397 | 631.0196 | 554.8073 | 451.6239 | 337.5668 | 247.3229 | 134.9469 | 107.9575 | 0 | 0 | 0 | 0 | 0 | 33.7367 | 51.8902 | 113.3015 | 213.1955 | 364.8206 | 581.9801 | 877.3766 | 1260.3173 | 1733.9488 | 2292.4729 | 2919.1007 | 3585.7147 | 4255.1117 | 4886.1312 | 5440.9386 | 5892.5625 | 6230.1293 | 6477.4521 | 6612.3991 | 6720.3566 | 6720.3566 | 6720.3566 | 6720.3566 | 6720.3566 | 6720.3566 | 2952.5594 | 2960.3118 | 2968.4736 | 2977.0555 | 2986.0665 | 2995.5132 | 3005.4007 | 3015.7321 | 3026.4513 | 3037.5054 | 3048.8451 | 3060.424 | 3072.1982 | 3084.1264 | 3096.1695 | 3108.2905 | 3120.4539 | 3131.9492 | 3142.8303 | 3152.9146 | 3162.256 | 3170.9054 | 3178.9108 | 3186.3175 | 3193.1679 | 1376.4174 | 1380.0314 | 1383.8362 | 1387.8369 | 1392.0376 | 1396.4415 | 1401.0508 | 1405.8671 | 1410.8641 | 1416.0173 | 1421.3037 | 1426.7015 | 1432.1903 | 1437.751 | 1443.3652 | 1449.0157 | 1454.6861 | 1460.0449 | 1465.1175 | 1469.8185 | 1474.1733 | 1478.2054 | 1481.9374 | 1485.3902 | 1488.5837
OR_Commercial_OR - Miscellaneous_Existing_Space Heating_Natural Gas_HVAC - Energy Recovery Ventilator_A | OR | Commercial | OR - Miscellaneous | Existing | Space Heating | Natural Gas | HVAC - Energy Recovery Ventilator | A | OCM538 | No ERV | ERV | 20 | 0.21075 | 0 | 0 | 1.09 | 0 | 0 | 0 | 0.28365 | 0.25 | sqft | 5% | 15% | Discretionary | RetroEven20_OR | 82.88% | Space Heating | 0% | 585.3327 |  | 249.8879 |  | 0 | HRV-Cooling/Heating-E3T-1 | HRV-Cooling/Heating-E3T-1 | HRV-Cooling/Heating-E3T-1 | No ERV | No ERV | No ERV | No ERV | No ERV | No ERV | No ERV | No ERV | No ERV | No ERV | No ERV | No ERV | No ERV | No ERV | No ERV | No ERV | No ERV | No ERV | No ERV | No ERV | No ERV | No ERV | No ERV | No ERV | No ERV | No ERV | No ERV | ERV | ERV | ERV | ERV | ERV | ERV | ERV | ERV | ERV | ERV | ERV | ERV | ERV | ERV | ERV | ERV | ERV | ERV | ERV | ERV | ERV | ERV | ERV | ERV | ERV | ERV | ERV | 1.09 | 1.09 | 1.09 | 1.09 | 1.09 | 1.09 | 1.09 | 1.09 | 1.09 | 1.09 | 1.09 | 1.09 | 1.09 | 1.09 | 1.09 | 1.09 | 1.09 | 1.09 | 1.09 | 1.09 | 1.09 | 1.09 | 1.09 | 1.09 | 1.09 | 1.09 | 1.09 | 0 | 0 | 0.2233 | 0.22113 | 0.21856 | 0.21578 | 0.21275 | 0.20942 | 0.20575 | 0.20173 | 0.19735 | 0.19266 | 0.18776 | 0.18276 | 0.17783 | 0.17311 | 0.16875 | 0.16493 | 0.16167 | 0.15881 | 0.15645 | 0.15424 | 0.15249 | 0.1508 | 0.14915 | 0.14762 | 0.14614 | 0.10697 | 0.21744 | 0.21491 | 0.21218 | 0.2092 | 0.20593 | 0.20232 | 0.19836 | 0.19406 | 0.18945 | 0.18463 | 0.17971 | 0.17486 | 0.17023 | 0.16594 | 0.16218 | 0.15897 | 0.15616 | 0.15384 | 0.15167 | 0 | 0 | 0 | 0 | 0 | 0.10697 | 0.32338 | 0.53453 | 0.73992 | 0.93874 | 1.13 | 1.3125 | 1.4852 | 1.647 | 1.7973 | 1.9362 | 2.0644 | 2.1835 | 2.2959 | 2.404 | 2.5117 | 2.621 | 2.7308 | 2.8441 | 2.9555 | 2.922 | 2.8896 | 2.8581 | 2.8288 | 2.8004 | 479.0569 | 983.3274 | 983.3274 | 983.3274 | 983.3274 | 983.3274 | 983.3274 | 983.3274 | 983.3274 | 983.3274 | 983.3274 | 983.3274 | 983.3274 | 983.3274 | 983.3274 | 983.3274 | 983.3274 | 983.3274 | 983.3274 | 983.3274 | 0 | 0 | 0 | 0 | 0 | 479.0569 | 1462.3843 | 2445.7117 | 3429.039 | 4412.3664 | 5395.6938 | 6379.0212 | 7362.3485 | 8345.6759 | 9329.0033 | 10312.3306 | 11295.658 | 12278.9854 | 13262.3127 | 14245.6401 | 15228.9675 | 16212.2949 | 17195.6222 | 18178.9496 | 19162.277 | 19162.277 | 19162.277 | 19162.277 | 19162.277 | 19162.277 | 0.091498 | 0.18686 | 0.18571 | 0.18439 | 0.18286 | 0.18108 | 0.17903 | 0.17669 | 0.17405 | 0.17115 | 0.16803 | 0.16481 | 0.16159 | 0.15849 | 0.15562 | 0.15314 | 0.15108 | 0.14932 | 0.14795 | 0.14668 | 0 | 0 | 0 | 0 | 0 | 0.091498 | 0.27789 | 0.46189 | 0.64298 | 0.8205 | 0.99361 | 1.1614 | 1.3229 | 1.4772 | 1.6237 | 1.7622 | 1.8932 | 2.0178 | 2.1376 | 2.2545 | 2.3718 | 2.4909 | 2.6112 | 2.7351 | 2.8584 | 2.8408 | 2.8241 | 2.8082 | 2.7929 | 2.7783 | 407.1984 | 835.8283 | 835.8283 | 835.8283 | 835.8283 | 835.8283 | 835.8283 | 835.8283 | 835.8283 | 835.8283 | 835.8283 | 835.8283 | 835.8283 | 835.8283 | 835.8283 | 835.8283 | 835.8283 | 835.8283 | 835.8283 | 835.8283 | 0 | 0 | 0 | 0 | 0 | 407.1984 | 1243.0267 | 2078.8549 | 2914.6832 | 3750.5114 | 4586.3397 | 5422.168 | 6257.9962 | 7093.8245 | 7929.6528 | 8765.481 | 9601.3093 | 10437.1376 | 11272.9658 | 12108.7941 | 12944.6224 | 13780.4506 | 14616.2789 | 15452.1072 | 16287.9354 | 16287.9354 | 16287.9354 | 16287.9354 | 16287.9354 | 16287.9354 | 0.091498 | 0.18686 | 0.18571 | 0.18439 | 0.18286 | 0.18108 | 0.17903 | 0.17669 | 0.17405 | 0.17115 | 0.16803 | 0.16481 | 0.16159 | 0.15849 | 0.15562 | 0.15314 | 0.15108 | 0.14932 | 0.14795 | 0.14668 | 0 | 0 | 0 | 0 | 0 | 0.091498 | 0.27789 | 0.46189 | 0.64298 | 0.8205 | 0.99361 | 1.1614 | 1.3229 | 1.4772 | 1.6237 | 1.7622 | 1.8932 | 2.0178 | 2.1376 | 2.2545 | 2.3718 | 2.4909 | 2.6112 | 2.7351 | 2.8584 | 2.8408 | 2.8241 | 2.8082 | 2.7929 | 2.7783 | 407.1984 | 835.8283 | 835.8283 | 835.8283 | 835.8283 | 835.8283 | 835.8283 | 835.8283 | 835.8283 | 835.8283 | 835.8283 | 835.8283 | 835.8283 | 835.8283 | 835.8283 | 835.8283 | 835.8283 | 835.8283 | 835.8283 | 835.8283 | 0 | 0 | 0 | 0 | 0 | 407.1984 | 1243.0267 | 2078.8549 | 2914.6832 | 3750.5114 | 4586.3397 | 5422.168 | 6257.9962 | 7093.8245 | 7929.6528 | 8765.481 | 9601.3093 | 10437.1376 | 11272.9658 | 12108.7941 | 12944.6224 | 13780.4506 | 14616.2789 | 15452.1072 | 16287.9354 | 16287.9354 | 16287.9354 | 16287.9354 | 16287.9354 | 16287.9354 | 0.091498 | 0.18686 | 0.18571 | 0.18439 | 0.18286 | 0.18108 | 0.17903 | 0.17669 | 0.17405 | 0.17115 | 0.16803 | 0.16481 | 0.16159 | 0.15849 | 0.15562 | 0.15314 | 0.15108 | 0.14932 | 0.14795 | 0.14668 | 0 | 0 | 0 | 0 | 0 | 0.091498 | 0.27789 | 0.46189 | 0.64298 | 0.8205 | 0.99361 | 1.1614 | 1.3229 | 1.4772 | 1.6237 | 1.7622 | 1.8932 | 2.0178 | 2.1376 | 2.2545 | 2.3718 | 2.4909 | 2.6112 | 2.7351 | 2.8584 | 2.8408 | 2.8241 | 2.8082 | 2.7929 | 2.7783 | 407.1984 | 835.8283 | 835.8283 | 835.8283 | 835.8283 | 835.8283 | 835.8283 | 835.8283 | 835.8283 | 835.8283 | 835.8283 | 835.8283 | 835.8283 | 835.8283 | 835.8283 | 835.8283 | 835.8283 | 835.8283 | 835.8283 | 835.8283 | 0 | 0 | 0 | 0 | 0 | 407.1984 | 1243.0267 | 2078.8549 | 2914.6832 | 3750.5114 | 4586.3397 | 5422.168 | 6257.9962 | 7093.8245 | 7929.6528 | 8765.481 | 9601.3093 | 10437.1376 | 11272.9658 | 12108.7941 | 12944.6224 | 13780.4506 | 14616.2789 | 15452.1072 | 16287.9354 | 16287.9354 | 16287.9354 | 16287.9354 | 16287.9354 | 16287.9354 | 567.3992 | 568.889 | 570.4574 | 572.1067 | 573.8383 | 575.6537 | 577.5538 | 579.5392 | 581.5991 | 583.7234 | 585.9026 | 588.1277 | 590.3904 | 592.6827 | 594.997 | 597.3263 | 599.6638 | 601.8729 | 603.9639 | 605.9019 | 607.697 | 609.3592 | 610.8976 | 612.321 | 613.6374 | 242.2318 | 242.8679 | 243.5375 | 244.2415 | 244.9808 | 245.7558 | 246.567 | 247.4146 | 248.294 | 249.2009 | 250.1312 | 251.0812 | 252.0472 | 253.0258 | 254.0138 | 255.0082 | 256.0061 | 256.9492 | 257.8419 | 258.6692 | 259.4356 | 260.1452 | 260.802 | 261.4097 | 261.9717
OR_Commercial_OR - Miscellaneous_Existing_Space Heating_Natural Gas_Building Shell - Air Sealing (Infiltration Control)_A | OR | Commercial | OR - Miscellaneous | Existing | Space Heating | Natural Gas | Building Shell - Air Sealing (Infiltration Control) | A | OCM539 | Building with air infiltration. | Air sealing to reduce air infiltration. | 10 | 1.3561 | 0 | 0 | 8 | 0.39 | 0 | 0 | 0.28365 | 0.25 | foot door | 45% | 66.67% | Discretionary | Retro1Slow_OR | 84.23% | Space Heating | 0% | 729.7722 |  | 431.1377 |  | 0 | IL TRM - CI-MSC-WTST-V01-200101 | IL TRM - CI-MSC-WTST-V01-200101 | IL TRM - CI-MSC-WTST-V01-200101 | Building with air infiltration. | Building with air infiltration. | Building with air infiltration. | Building with air infiltration. | Building with air infiltration. | Building with air infiltration. | Building with air infiltration. | Building with air infiltration. | Building with air infiltration. | Building with air infiltration. | Building with air infiltration. | Building with air infiltration. | Building with air infiltration. | Building with air infiltration. | Building with air infiltration. | Building with air infiltration. | Building with air infiltration. | Building with air infiltration. | Building with air infiltration. | Building with air infiltration. | Building with air infiltration. | Building with air infiltration. | Building with air infiltration. | Building with air infiltration. | Building with air infiltration. | Building with air infiltration. | Building with air infiltration. | Air sealing to reduce air infiltration. | Air sealing to reduce air infiltration. | Air sealing to reduce air infiltration. | Air sealing to reduce air infiltration. | Air sealing to reduce air infiltration. | Air sealing to reduce air infiltration. | Air sealing to reduce air infiltration. | Air sealing to reduce air infiltration. | Air sealing to reduce air infiltration. | Air sealing to reduce air infiltration. | Air sealing to reduce air infiltration. | Air sealing to reduce air infiltration. | Air sealing to reduce air infiltration. | Air sealing to reduce air infiltration. | Air sealing to reduce air infiltration. | Air sealing to reduce air infiltration. | Air sealing to reduce air infiltration. | Air sealing to reduce air infiltration. | Air sealing to reduce air infiltration. | Air sealing to reduce air infiltration. | Air sealing to reduce air infiltration. | Air sealing to reduce air infiltration. | Air sealing to reduce air infiltration. | Air sealing to reduce air infiltration. | Air sealing to reduce air infiltration. | Air sealing to reduce air infiltration. | Air sealing to reduce air infiltration. | 8 | 8 | 8 | 8 | 8 | 8 | 8 | 8 | 8 | 8 | 8 | 8 | 8 | 8 | 8 | 8 | 8 | 8 | 8 | 8 | 8 | 8 | 8 | 8 | 8 | 8 | 8 | 0 | 0 | 1.4343 | 1.4167 | 1.3959 | 1.3733 | 1.3485 | 1.3211 | 1.2909 | 1.258 | 1.2227 | 1.1855 | 1.148 | 1.1107 | 1.0741 | 1.0396 | 1.0081 | 0.98071 | 0.95762 | 0.93764 | 0.92143 | 0.90629 | 0.896 | 0.88604 | 0.87639 | 0.86739 | 0.85868 | 0.0016674 | 0.00088623 | 0.002954 | 0.0047272 | 0.0070458 | 0.0098859 | 0.01314 | 0.0166 | 0.019955 | 0.022815 | 0.023454 | 0.024818 | 0.022503 | 0.019027 | 0.014005 | 0.0079234 | 0.0013915 | 0 | 0 | 0 | 0 | 0 | 0 | 0 | 0 | 0.0016674 | 0.0025332 | 0.0054499 | 0.010089 | 0.016953 | 0.026494 | 0.039029 | 0.054634 | 0.073053 | 0.093646 | 0.11414 | 0.13525 | 0.1533 | 0.1674 | 0.17633 | 0.17946 | 0.17663 | 0.17294 | 0.16995 | 0.16716 | 0.16526 | 0.16343 | 0.16165 | 0.15999 | 0.15838 | 1.1625 | 0.62554 | 2.1161 | 3.4422 | 5.2247 | 7.483 | 10.1789 | 13.1955 | 16.3206 | 19.2458 | 20.43 | 22.3449 | 20.9502 | 18.3017 | 13.893 | 8.0793 | 1.4531 | 0 | 0 | 0 | 0 | 0 | 0 | 0 | 0 | 1.1625 | 1.788 | 3.9042 | 7.3464 | 12.5711 | 20.0541 | 30.2329 | 43.4284 | 59.749 | 78.9948 | 99.4248 | 121.7697 | 142.7199 | 161.0216 | 174.9146 | 182.9938 | 184.4469 | 184.4469 | 184.4469 | 184.4469 | 184.4469 | 184.4469 | 184.4469 | 184.4469 | 184.4469 | 0.0014266 | 0.00076206 | 0.0025554 | 0.0041147 | 0.0061723 | 0.0087189 | 0.011672 | 0.014856 | 0.018 | 0.020751 | 0.021512 | 0.022957 | 0.020995 | 0.017901 | 0.013283 | 0.0075722 | 0.0013392 | 0 | 0 | 0 | 0 | 0 | 0 | 0 | 0 | 0.0014266 | 0.0021783 | 0.0047146 | 0.0087816 | 0.014851 | 0.023366 | 0.034667 | 0.048895 | 0.065897 | 0.085172 | 0.10469 | 0.1251 | 0.14302 | 0.15749 | 0.16724 | 0.17151 | 0.16999 | 0.16754 | 0.16565 | 0.16391 | 0.1629 | 0.16195 | 0.16103 | 0.16016 | 0.15932 | 0.98813 | 0.53171 | 1.7987 | 2.9259 | 4.441 | 6.3605 | 8.652 | 11.2162 | 13.8725 | 16.3589 | 17.3655 | 18.9931 | 17.8076 | 15.5564 | 11.809 | 6.8674 | 1.2351 | 0 | 0 | 0 | 0 | 0 | 0 | 0 | 0 | 0.98813 | 1.5198 | 3.3186 | 6.2444 | 10.6854 | 17.046 | 25.698 | 36.9142 | 50.7866 | 67.1456 | 84.5111 | 103.5042 | 121.3119 | 136.8683 | 148.6774 | 155.5447 | 156.7799 | 156.7799 | 156.7799 | 156.7799 | 156.7799 | 156.7799 | 156.7799 | 156.7799 | 156.7799 | 0.0014266 | 0.00076206 | 0.0025554 | 0.0041147 | 0.0061723 | 0.0087189 | 0.011672 | 0.014856 | 0.018 | 0.020751 | 0.021512 | 0.022957 | 0.020995 | 0.017901 | 0.013283 | 0.0075722 | 0.0013392 | 0 | 0 | 0 | 0 | 0 | 0 | 0 | 0 | 0.0014266 | 0.0021783 | 0.0047146 | 0.0087816 | 0.014851 | 0.023366 | 0.034667 | 0.048895 | 0.065897 | 0.085172 | 0.10469 | 0.1251 | 0.14302 | 0.15749 | 0.16724 | 0.17151 | 0.16999 | 0.16754 | 0.16565 | 0.16391 | 0.1629 | 0.16195 | 0.16103 | 0.16016 | 0.15932 | 0.98813 | 0.53171 | 1.7987 | 2.9259 | 4.441 | 6.3605 | 8.652 | 11.2162 | 13.8725 | 16.3589 | 17.3655 | 18.9931 | 17.8076 | 15.5564 | 11.809 | 6.8674 | 1.2351 | 0 | 0 | 0 | 0 | 0 | 0 | 0 | 0 | 0.98813 | 1.5198 | 3.3186 | 6.2444 | 10.6854 | 17.046 | 25.698 | 36.9142 | 50.7866 | 67.1456 | 84.5111 | 103.5042 | 121.3119 | 136.8683 | 148.6774 | 155.5447 | 156.7799 | 156.7799 | 156.7799 | 156.7799 | 156.7799 | 156.7799 | 156.7799 | 156.7799 | 156.7799 | 0.0014266 | 0.00076206 | 0.0025554 | 0.0041147 | 0.0061723 | 0.0087189 | 0.011672 | 0.014856 | 0.018 | 0.020751 | 0.021512 | 0.022957 | 0.020995 | 0.017901 | 0.013283 | 0.0075722 | 0.0013392 | 0 | 0 | 0 | 0 | 0 | 0 | 0 | 0 | 0.0014266 | 0.0021783 | 0.0047146 | 0.0087816 | 0.014851 | 0.023366 | 0.034667 | 0.048895 | 0.065897 | 0.085172 | 0.10469 | 0.1251 | 0.14302 | 0.15749 | 0.16724 | 0.17151 | 0.16999 | 0.16754 | 0.16565 | 0.16391 | 0.1629 | 0.16195 | 0.16103 | 0.16016 | 0.15932 | 0.98813 | 0.53171 | 1.7987 | 2.9259 | 4.441 | 6.3605 | 8.652 | 11.2162 | 13.8725 | 16.3589 | 17.3655 | 18.9931 | 17.8076 | 15.5564 | 11.809 | 6.8674 | 1.2351 | 0 | 0 | 0 | 0 | 0 | 0 | 0 | 0 | 0.98813 | 1.5198 | 3.3186 | 6.2444 | 10.6854 | 17.046 | 25.698 | 36.9142 | 50.7866 | 67.1456 | 84.5111 | 103.5042 | 121.3119 | 136.8683 | 148.6774 | 155.5447 | 156.7799 | 156.7799 | 156.7799 | 156.7799 | 156.7799 | 156.7799 | 156.7799 | 156.7799 | 156.7799 | 707.4134 | 709.2708 | 711.2263 | 713.2825 | 715.4414 | 717.7048 | 720.0738 | 722.5491 | 725.1174 | 727.7659 | 730.4828 | 733.257 | 736.078 | 738.9359 | 741.8214 | 744.7255 | 747.6398 | 750.394 | 753.001 | 755.4171 | 757.6553 | 759.7276 | 761.6456 | 763.4202 | 765.0615 | 417.9284 | 419.0258 | 420.1811 | 421.3958 | 422.6713 | 424.0085 | 425.408 | 426.8704 | 428.3877 | 429.9524 | 431.5575 | 433.1964 | 434.8631 | 436.5515 | 438.2562 | 439.9718 | 441.6936 | 443.3207 | 444.8609 | 446.2883 | 447.6105 | 448.8349 | 449.968 | 451.0164 | 451.9861
OR_Commercial_OR - Miscellaneous_Existing_Space Heating_Natural Gas_Ventilation - Demand Controlled_A | OR | Commercial | OR - Miscellaneous | Existing | Space Heating | Natural Gas | Ventilation - Demand Controlled | A | OCM540 | No occupancy based outdoor air controls. | Outdoor air controlled based on occupancy to meet ASHRAE 62.1 | 10 | 0.052043 | 0 | 0 | 0.25 | 0.02 | 0 | 0 | 0.28365 | 0.25 | sqft | 55% | 75% | Discretionary | Retro5Med_OR | 81.34% | Central Systems | 0% | 542.8524 |  | 351.0997 |  | 0 | IL TRM - CI-HVC-DCV-V05-190101 | VENT_DCV-Heating-7PLN-v5-8 | IL TRM - CI-HVC-DCV-V05-190101 | No occupancy based outdoor air controls. | No occupancy based outdoor air controls. | No occupancy based outdoor air controls. | No occupancy based outdoor air controls. | No occupancy based outdoor air controls. | No occupancy based outdoor air controls. | No occupancy based outdoor air controls. | No occupancy based outdoor air controls. | No occupancy based outdoor air controls. | No occupancy based outdoor air controls. | No occupancy based outdoor air controls. | No occupancy based outdoor air controls. | No occupancy based outdoor air controls. | No occupancy based outdoor air controls. | No occupancy based outdoor air controls. | No occupancy based outdoor air controls. | No occupancy based outdoor air controls. | No occupancy based outdoor air controls. | No occupancy based outdoor air controls. | No occupancy based outdoor air controls. | No occupancy based outdoor air controls. | No occupancy based outdoor air controls. | No occupancy based outdoor air controls. | No occupancy based outdoor air controls. | No occupancy based outdoor air controls. | No occupancy based outdoor air controls. | No occupancy based outdoor air controls. | Outdoor air controlled based on occupancy to meet ASHRAE 62.1 | Outdoor air controlled based on occupancy to meet ASHRAE 62.1 | Outdoor air controlled based on occupancy to meet ASHRAE 62.1 | Outdoor air controlled based on occupancy to meet ASHRAE 62.1 | Outdoor air controlled based on occupancy to meet ASHRAE 62.1 | Outdoor air controlled based on occupancy to meet ASHRAE 62.1 | Outdoor air controlled based on occupancy to meet ASHRAE 62.1 | Outdoor air controlled based on occupancy to meet ASHRAE 62.1 | Outdoor air controlled based on occupancy to meet ASHRAE 62.1 | Outdoor air controlled based on occupancy to meet ASHRAE 62.1 | Outdoor air controlled based on occupancy to meet ASHRAE 62.1 | Outdoor air controlled based on occupancy to meet ASHRAE 62.1 | Outdoor air controlled based on occupancy to meet ASHRAE 62.1 | Outdoor air controlled based on occupancy to meet ASHRAE 62.1 | Outdoor air controlled based on occupancy to meet ASHRAE 62.1 | Outdoor air controlled based on occupancy to meet ASHRAE 62.1 | Outdoor air controlled based on occupancy to meet ASHRAE 62.1 | Outdoor air controlled based on occupancy to meet ASHRAE 62.1 | Outdoor air controlled based on occupancy to meet ASHRAE 62.1 | Outdoor air controlled based on occupancy to meet ASHRAE 62.1 | Outdoor air controlled based on occupancy to meet ASHRAE 62.1 | Outdoor air controlled based on occupancy to meet ASHRAE 62.1 | Outdoor air controlled based on occupancy to meet ASHRAE 62.1 | Outdoor air controlled based on occupancy to meet ASHRAE 62.1 | Outdoor air controlled based on occupancy to meet ASHRAE 62.1 | Outdoor air controlled based on occupancy to meet ASHRAE 62.1 | Outdoor air controlled based on occupancy to meet ASHRAE 62.1 | 0.25 | 0.25 | 0.25 | 0.25 | 0.25 | 0.25 | 0.25 | 0.25 | 0.25 | 0.25 | 0.25 | 0.25 | 0.25 | 0.25 | 0.25 | 0.25 | 0.25 | 0.25 | 0.25 | 0.25 | 0.25 | 0.25 | 0.25 | 0.25 | 0.25 | 0.25 | 0.25 | 0 | 0 | 0.055093 | 0.054465 | 0.053737 | 0.052959 | 0.05212 | 0.051207 | 0.050214 | 0.049137 | 0.047979 | 0.046752 | 0.045479 | 0.044193 | 0.042928 | 0.041722 | 0.040605 | 0.039622 | 0.038777 | 0.038031 | 0.037406 | 0.036818 | 0.0364 | 0.035995 | 0.035603 | 0.035238 | 0.034883 | 0.090247 | 0.10955 | 0.13226 | 0.15131 | 0.16986 | 0.1951 | 0.20988 | 0.20981 | 0.19306 | 0.16171 | 0.04723 | 0 | 0 | 0 | 0 | 0 | 0 | 0 | 0 | 0 | 0 | 0 | 0 | 0 | 0 | 0.090247 | 0.19877 | 0.32837 | 0.47493 | 0.63726 | 0.8212 | 1.0152 | 1.2032 | 1.3679 | 1.4946 | 1.5012 | 1.4587 | 1.4169 | 1.3771 | 1.3403 | 1.3078 | 1.2799 | 1.2553 | 1.2347 | 1.2153 | 1.2015 | 1.1881 | 1.1752 | 1.1631 | 1.1514 | 1638.0979 | 2011.3229 | 2461.2707 | 2857.1474 | 3258.9384 | 3810.0908 | 4179.7287 | 4269.8882 | 4023.8572 | 3458.8461 | 1038.5033 | 0 | 0 | 0 | 0 | 0 | 0 | 0 | 0 | 0 | 0 | 0 | 0 | 0 | 0 | 1638.0979 | 3649.4208 | 6110.6914 | 8967.8388 | 12226.7773 | 16036.8681 | 20216.5968 | 24486.485 | 28510.3421 | 31969.1882 | 33007.6914 | 33007.6914 | 33007.6914 | 33007.6914 | 33007.6914 | 33007.6914 | 33007.6914 | 33007.6914 | 33007.6914 | 33007.6914 | 33007.6914 | 33007.6914 | 33007.6914 | 33007.6914 | 33007.6914 | 0.077203 | 0.094174 | 0.11436 | 0.13161 | 0.14864 | 0.17182 | 0.18605 | 0.18727 | 0.17356 | 0.14647 | 0.043111 | 0 | 0 | 0 | 0 | 0 | 0 | 0 | 0 | 0 | 0 | 0 | 0 | 0 | 0 | 0.077203 | 0.17087 | 0.28393 | 0.41309 | 0.55766 | 0.72318 | 0.89989 | 1.0739 | 1.2298 | 1.3538 | 1.3702 | 1.342 | 1.3138 | 1.2869 | 1.2619 | 1.2401 | 1.2218 | 1.2059 | 1.1932 | 1.1814 | 1.1741 | 1.1672 | 1.1606 | 1.1543 | 1.1482 | 1392.3832 | 1709.6245 | 2092.0801 | 2428.5753 | 2770.0977 | 3238.5772 | 3552.7694 | 3629.4049 | 3420.2786 | 2940.0191 | 882.7278 | 0 | 0 | 0 | 0 | 0 | 0 | 0 | 0 | 0 | 0 | 0 | 0 | 0 | 0 | 1392.3832 | 3102.0077 | 5194.0877 | 7622.663 | 10392.7607 | 13631.3378 | 17184.1073 | 20813.5122 | 24233.7908 | 27173.8099 | 28056.5377 | 28056.5377 | 28056.5377 | 28056.5377 | 28056.5377 | 28056.5377 | 28056.5377 | 28056.5377 | 28056.5377 | 28056.5377 | 28056.5377 | 28056.5377 | 28056.5377 | 28056.5377 | 28056.5377 | 0.077203 | 0.094174 | 0.11436 | 0.13161 | 0.14864 | 0.17182 | 0.18605 | 0.18727 | 0.17356 | 0.14647 | 0.043111 | 0 | 0 | 0 | 0 | 0 | 0 | 0 | 0 | 0 | 0 | 0 | 0 | 0 | 0 | 0.077203 | 0.17087 | 0.28393 | 0.41309 | 0.55766 | 0.72318 | 0.89989 | 1.0739 | 1.2298 | 1.3538 | 1.3702 | 1.342 | 1.3138 | 1.2869 | 1.2619 | 1.2401 | 1.2218 | 1.2059 | 1.1932 | 1.1814 | 1.1741 | 1.1672 | 1.1606 | 1.1543 | 1.1482 | 1392.3832 | 1709.6245 | 2092.0801 | 2428.5753 | 2770.0977 | 3238.5772 | 3552.7694 | 3629.4049 | 3420.2786 | 2940.0191 | 882.7278 | 0 | 0 | 0 | 0 | 0 | 0 | 0 | 0 | 0 | 0 | 0 | 0 | 0 | 0 | 1392.3832 | 3102.0077 | 5194.0877 | 7622.663 | 10392.7607 | 13631.3378 | 17184.1073 | 20813.5122 | 24233.7908 | 27173.8099 | 28056.5377 | 28056.5377 | 28056.5377 | 28056.5377 | 28056.5377 | 28056.5377 | 28056.5377 | 28056.5377 | 28056.5377 | 28056.5377 | 28056.5377 | 28056.5377 | 28056.5377 | 28056.5377 | 28056.5377 | 0.077203 | 0.094174 | 0.11436 | 0.13161 | 0.14864 | 0.17182 | 0.18605 | 0.18727 | 0.17356 | 0.14647 | 0.043111 | 0 | 0 | 0 | 0 | 0 | 0 | 0 | 0 | 0 | 0 | 0 | 0 | 0 | 0 | 0.077203 | 0.17087 | 0.28393 | 0.41309 | 0.55766 | 0.72318 | 0.89989 | 1.0739 | 1.2298 | 1.3538 | 1.3702 | 1.342 | 1.3138 | 1.2869 | 1.2619 | 1.2401 | 1.2218 | 1.2059 | 1.1932 | 1.1814 | 1.1741 | 1.1672 | 1.1606 | 1.1543 | 1.1482 | 1392.3832 | 1709.6245 | 2092.0801 | 2428.5753 | 2770.0977 | 3238.5772 | 3552.7694 | 3629.4049 | 3420.2786 | 2940.0191 | 882.7278 | 0 | 0 | 0 | 0 | 0 | 0 | 0 | 0 | 0 | 0 | 0 | 0 | 0 | 0 | 1392.3832 | 3102.0077 | 5194.0877 | 7622.663 | 10392.7607 | 13631.3378 | 17184.1073 | 20813.5122 | 24233.7908 | 27173.8099 | 28056.5377 | 28056.5377 | 28056.5377 | 28056.5377 | 28056.5377 | 28056.5377 | 28056.5377 | 28056.5377 | 28056.5377 | 28056.5377 | 28056.5377 | 28056.5377 | 28056.5377 | 28056.5377 | 28056.5377 | 526.1783 | 527.5634 | 529.0216 | 530.555 | 532.165 | 533.8529 | 535.6195 | 537.4656 | 539.3809 | 541.3561 | 543.3824 | 545.4515 | 547.5555 | 549.6871 | 551.8393 | 554.0054 | 556.1791 | 558.2335 | 560.1782 | 561.9805 | 563.65 | 565.1959 | 566.6267 | 567.9506 | 569.175 | 340.3154 | 341.2113 | 342.1544 | 343.1461 | 344.1874 | 345.2791 | 346.4217 | 347.6157 | 348.8544 | 350.132 | 351.4425 | 352.7807 | 354.1415 | 355.5202 | 356.9121 | 358.3131 | 359.719 | 361.0477 | 362.3055 | 363.4711 | 364.5509 | 365.5508 | 366.4762 | 367.3324 | 368.1243
OR_Commercial_OR - Miscellaneous_Existing_Space Heating_Natural Gas_HVAC - Dedicated Outdoor Air System (DOAS)_A | OR | Commercial | OR - Miscellaneous | Existing | Space Heating | Natural Gas | HVAC - Dedicated Outdoor Air System (DOAS) | A | OCM541 | No DOAS. | Outdoor air supplied by a DOAS. | 20 | 0.33956 | 0 | 0 | 10.85 | 0 | 0 | 0 | 0.28365 | 0.25 | sqft | 6.967% | 20.85% | Discretionary | RetroEven20_OR | 82.88% | Central Systems | 0% | 3616.5535 |  | 1543.9648 |  | 0 | 2021P_Com-VRF-DOAS-2021P_V2 | 2021P_Com-VRF-DOAS-2021P_V2 | 2021P_Com-VRF-DOAS-2021P_V2 | No DOAS. | No DOAS. | No DOAS. | No DOAS. | No DOAS. | No DOAS. | No DOAS. | No DOAS. | No DOAS. | No DOAS. | No DOAS. | No DOAS. | No DOAS. | No DOAS. | No DOAS. | No DOAS. | No DOAS. | No DOAS. | No DOAS. | No DOAS. | No DOAS. | No DOAS. | No DOAS. | No DOAS. | No DOAS. | No DOAS. | No DOAS. | Outdoor air supplied by a DOAS. | Outdoor air supplied by a DOAS. | Outdoor air supplied by a DOAS. | Outdoor air supplied by a DOAS. | Outdoor air supplied by a DOAS. | Outdoor air supplied by a DOAS. | Outdoor air supplied by a DOAS. | Outdoor air supplied by a DOAS. | Outdoor air supplied by a DOAS. | Outdoor air supplied by a DOAS. | Outdoor air supplied by a DOAS. | Outdoor air supplied by a DOAS. | Outdoor air supplied by a DOAS. | Outdoor air supplied by a DOAS. | Outdoor air supplied by a DOAS. | Outdoor air supplied by a DOAS. | Outdoor air supplied by a DOAS. | Outdoor air supplied by a DOAS. | Outdoor air supplied by a DOAS. | Outdoor air supplied by a DOAS. | Outdoor air supplied by a DOAS. | Outdoor air supplied by a DOAS. | Outdoor air supplied by a DOAS. | Outdoor air supplied by a DOAS. | Outdoor air supplied by a DOAS. | Outdoor air supplied by a DOAS. | Outdoor air supplied by a DOAS. | 10.85 | 10.85 | 10.85 | 10.85 | 10.85 | 10.85 | 10.85 | 10.85 | 10.85 | 10.85 | 10.85 | 10.85 | 10.85 | 10.85 | 10.85 | 10.85 | 10.85 | 10.85 | 10.85 | 10.85 | 10.85 | 10.85 | 10.85 | 10.85 | 10.85 | 10.85 | 10.85 | 0 | 0 | 0.35826 | 0.35267 | 0.34602 | 0.33875 | 0.3307 | 0.32196 | 0.31234 | 0.3019 | 0.2908 | 0.27929 | 0.26776 | 0.25643 | 0.24558 | 0.23551 | 0.22654 | 0.21893 | 0.2127 | 0.20745 | 0.20336 | 0.19959 | 0.19731 | 0.19511 | 0.19298 | 0.19099 | 0.18906 | 0.23679 | 0.47846 | 0.46944 | 0.45957 | 0.44865 | 0.43678 | 0.42375 | 0.40958 | 0.39451 | 0.3789 | 0.36326 | 0.34789 | 0.33316 | 0.31951 | 0.30733 | 0.29701 | 0.28856 | 0.28144 | 0.27589 | 0.27078 | 0 | 0 | 0 | 0 | 0 | 0.23679 | 0.71155 | 1.1676 | 1.6026 | 2.0132 | 2.3967 | 2.7489 | 3.0666 | 3.3483 | 3.5947 | 3.8096 | 3.9963 | 4.1603 | 4.3093 | 4.4524 | 4.5999 | 4.7576 | 4.9217 | 5.1004 | 5.2767 | 5.2165 | 5.1583 | 5.1019 | 5.0493 | 4.9984 | 660.9364 | 1356.6589 | 1356.6589 | 1356.6589 | 1356.6589 | 1356.6589 | 1356.6589 | 1356.6589 | 1356.6589 | 1356.6589 | 1356.6589 | 1356.6589 | 1356.6589 | 1356.6589 | 1356.6589 | 1356.6589 | 1356.6589 | 1356.6589 | 1356.6589 | 1356.6589 | 0 | 0 | 0 | 0 | 0 | 660.9364 | 2017.5952 | 3374.2541 | 4730.9129 | 6087.5718 | 7444.2306 | 8800.8895 | 10157.5484 | 11514.2072 | 12870.8661 | 14227.5249 | 15584.1838 | 16940.8426 | 18297.5015 | 19654.1603 | 21010.8192 | 22367.4781 | 23724.1369 | 25080.7958 | 26437.4546 | 26437.4546 | 26437.4546 | 26437.4546 | 26437.4546 | 26437.4546 | 0.20266 | 0.41178 | 0.40671 | 0.40092 | 0.39426 | 0.38679 | 0.37834 | 0.3689 | 0.35863 | 0.34779 | 0.33676 | 0.32577 | 0.31513 | 0.3052 | 0.29632 | 0.28885 | 0.28282 | 0.27784 | 0.27413 | 0.27075 | 0 | 0 | 0 | 0 | 0 | 0.20266 | 0.6124 | 1.0116 | 1.3981 | 1.7691 | 2.1224 | 2.4543 | 2.762 | 3.0438 | 3.2995 | 3.5317 | 3.7422 | 3.9351 | 4.1162 | 4.2928 | 4.4734 | 4.6629 | 4.8586 | 5.0678 | 5.2762 | 5.2436 | 5.2125 | 5.1829 | 5.1545 | 5.1274 | 561.7959 | 1153.16 | 1153.16 | 1153.16 | 1153.16 | 1153.16 | 1153.16 | 1153.16 | 1153.16 | 1153.16 | 1153.16 | 1153.16 | 1153.16 | 1153.16 | 1153.16 | 1153.16 | 1153.16 | 1153.16 | 1153.16 | 1153.16 | 0 | 0 | 0 | 0 | 0 | 561.7959 | 1714.9559 | 2868.116 | 4021.276 | 5174.436 | 6327.596 | 7480.7561 | 8633.9161 | 9787.0761 | 10940.2362 | 12093.3962 | 13246.5562 | 14399.7162 | 15552.8763 | 16706.0363 | 17859.1963 | 19012.3564 | 20165.5164 | 21318.6764 | 22471.8364 | 22471.8364 | 22471.8364 | 22471.8364 | 22471.8364 | 22471.8364 | 0 | 0 | 0 | 0 | 0 | 0 | 0 | 0 | 0 | 0 | 0 | 0 | 0 | 0 | 0 | 0 | 0 | 0 | 0 | 0 | 0 | 0 | 0 | 0 | 0 | 0 | 0 | 0 | 0 | 0 | 0 | 0 | 0 | 0 | 0 | 0 | 0 | 0 | 0 | 0 | 0 | 0 | 0 | 0 | 0 | 0 | 0 | 0 | 0 | 0 | 0 | 0 | 0 | 0 | 0 | 0 | 0 | 0 | 0 | 0 | 0 | 0 | 0 | 0 | 0 | 0 | 0 | 0 | 0 | 0 | 0 | 0 | 0 | 0 | 0 | 0 | 0 | 0 | 0 | 0 | 0 | 0 | 0 | 0 | 0 | 0 | 0 | 0 | 0 | 0 | 0 | 0 | 0 | 0 | 0 | 0 | 0 | 0 | 0 | 0 | 0.20276 | 0.41224 | 0.40748 | 0.40206 | 0.39582 | 0.3888 | 0.38079 | 0.37185 | 0.36209 | 0.35175 | 0.34119 | 0.33061 | 0.3203 | 0.31063 | 0.30194 | 0.2946 | 0.28865 | 0.28371 | 0.28 | 0.27662 | 0 | 0 | 0 | 0 | 0 | 0.20276 | 0.61307 | 1.0135 | 1.4021 | 1.7761 | 2.1334 | 2.4703 | 2.7841 | 3.0732 | 3.3371 | 3.5781 | 3.7977 | 3.9997 | 4.1896 | 4.3743 | 4.5625 | 4.7591 | 4.9614 | 5.1764 | 5.3905 | 5.3571 | 5.3253 | 5.295 | 5.2661 | 5.2383 | 561.7959 | 1153.16 | 1153.16 | 1153.16 | 1153.16 | 1153.16 | 1153.16 | 1153.16 | 1153.16 | 1153.16 | 1153.16 | 1153.16 | 1153.16 | 1153.16 | 1153.16 | 1153.16 | 1153.16 | 1153.16 | 1153.16 | 1153.16 | 0 | 0 | 0 | 0 | 0 | 561.7959 | 1714.9559 | 2868.116 | 4021.276 | 5174.436 | 6327.596 | 7480.7561 | 8633.9161 | 9787.0761 | 10940.2362 | 12093.3962 | 13246.5562 | 14399.7162 | 15552.8763 | 16706.0363 | 17859.1963 | 19012.3564 | 20165.5164 | 21318.6764 | 22471.8364 | 22471.8364 | 22471.8364 | 22471.8364 | 22471.8364 | 22471.8364 | 3505.4683 | 3514.6959 | 3524.4108 | 3534.6261 | 3545.3521 | 3556.597 | 3568.3668 | 3580.6653 | 3593.4255 | 3606.5848 | 3620.0842 | 3633.8686 | 3647.8859 | 3662.0868 | 3676.4248 | 3690.8557 | 3705.3376 | 3719.0242 | 3731.9798 | 3743.9869 | 3755.1096 | 3765.4086 | 3774.9409 | 3783.7604 | 3791.9175 | 1496.5408 | 1500.4802 | 1504.6277 | 1508.9887 | 1513.5678 | 1518.3685 | 1523.3932 | 1528.6436 | 1534.0911 | 1539.709 | 1545.4722 | 1551.357 | 1557.3412 | 1563.4038 | 1569.5249 | 1575.6857 | 1581.8682 | 1587.7113 | 1593.2422 | 1598.3682 | 1603.1167 | 1607.5135 | 1611.583 | 1615.3482 | 1618.8306
OR_Commercial_OR - Miscellaneous_Existing_Space Heating_Natural Gas_Destratification Fans (HVLS)_A | OR | Commercial | OR - Miscellaneous | Existing | Space Heating | Natural Gas | Destratification Fans (HVLS) | A | OCM542 | No destratification fans. | High volume low speed destratification fans. | 15 | 718.9258 | 0 | 0 | 9799.26 | 0 | 0 | 0 | 0.28365 | 0.25 | Strat Fan | 15% | 20% | Discretionary | RetroEven20_OR | 82.88% | Space Heating | 0% | 1796.6331 |  | 767.0116 |  | 0 | DL20_IHVLS-Ag-2021PLN-v2-8 | DL20_IHVLS-Ag-2021PLN-v2-8 | HVLS-Heating-AEG-v5.0-121 | No destratification fans. | No destratification fans. | No destratification fans. | No destratification fans. | No destratification fans. | No destratification fans. | No destratification fans. | No destratification fans. | No destratification fans. | No destratification fans. | No destratification fans. | No destratification fans. | No destratification fans. | No destratification fans. | No destratification fans. | No destratification fans. | No destratification fans. | No destratification fans. | No destratification fans. | No destratification fans. | No destratification fans. | No destratification fans. | No destratification fans. | No destratification fans. | No destratification fans. | No destratification fans. | No destratification fans. | High volume low speed destratification fans. | High volume low speed destratification fans. | High volume low speed destratification fans. | High volume low speed destratification fans. | High volume low speed destratification fans. | High volume low speed destratification fans. | High volume low speed destratification fans. | High volume low speed destratification fans. | High volume low speed destratification fans. | High volume low speed destratification fans. | High volume low speed destratification fans. | High volume low speed destratification fans. | High volume low speed destratification fans. | High volume low speed destratification fans. | High volume low speed destratification fans. | High volume low speed destratification fans. | High volume low speed destratification fans. | High volume low speed destratification fans. | High volume low speed destratification fans. | High volume low speed destratification fans. | High volume low speed destratification fans. | High volume low speed destratification fans. | High volume low speed destratification fans. | High volume low speed destratification fans. | High volume low speed destratification fans. | High volume low speed destratification fans. | High volume low speed destratification fans. | 9799.26 | 9799.26 | 9799.26 | 9799.26 | 9799.26 | 9799.26 | 9799.26 | 9799.26 | 9799.26 | 9799.26 | 9799.26 | 9799.26 | 9799.26 | 9799.26 | 9799.26 | 9799.26 | 9799.26 | 9799.26 | 9799.26 | 9799.26 | 9799.26 | 9799.26 | 9799.26 | 9799.26 | 9799.26 | 9799.26 | 9799.26 | 0 | 0 | 760.278 | 750.697 | 739.4041 | 727.1672 | 713.773 | 698.9725 | 682.7051 | 664.9922 | 645.9807 | 625.9962 | 605.8929 | 585.9432 | 566.5447 | 548.2286 | 531.519 | 517.0475 | 504.8633 | 494.3254 | 485.7752 | 477.7918 | 472.3621 | 467.1111 | 462.02 | 457.2733 | 452.6773 | 0.015699 | 0.031818 | 0.031339 | 0.030821 | 0.030253 | 0.029626 | 0.028936 | 0.028186 | 0.02738 | 0.026533 | 0.025681 | 0.024835 | 0.024013 | 0.023237 | 0.022528 | 0.011238 | 0 | 3.7731e-17 | 0 | 0 | 0 | 0 | 0 | 0 | 0 | 0.015699 | 0.047319 | 0.077947 | 0.10748 | 0.13575 | 0.16256 | 0.18772 | 0.21103 | 0.23238 | 0.25172 | 0.26932 | 0.28529 | 0.29985 | 0.3134 | 0.32637 | 0.32872 | 0.32098 | 0.31428 | 0.30884 | 0.30377 | 0.30031 | 0.29698 | 0.29374 | 0.29072 | 0.2878 | 0.020649 | 0.042385 | 0.042385 | 0.042385 | 0.042385 | 0.042385 | 0.042385 | 0.042385 | 0.042385 | 0.042385 | 0.042385 | 0.042385 | 0.042385 | 0.042385 | 0.042385 | 0.021736 | 0 | 7.6328e-17 | 0 | 0 | 0 | 0 | 0 | 0 | 0 | 0.020649 | 0.063034 | 0.10542 | 0.1478 | 0.19019 | 0.23257 | 0.27496 | 0.31734 | 0.35973 | 0.40211 | 0.4445 | 0.48688 | 0.52927 | 0.57165 | 0.61404 | 0.63577 | 0.63577 | 0.63577 | 0.63577 | 0.63577 | 0.63577 | 0.63577 | 0.63577 | 0.63577 | 0.63577 | 0.013432 | 0.027362 | 0.027114 | 0.026832 | 0.026509 | 0.026137 | 0.025712 | 0.025236 | 0.024711 | 0.024146 | 0.02357 | 0.02299 | 0.02242 | 0.021879 | 0.021385 | 0.010749 | 0 | 3.9126e-17 | 0 | 0 | 0 | 0 | 0 | 0 | 0 | 0.013432 | 0.040693 | 0.067438 | 0.093568 | 0.11895 | 0.14342 | 0.1668 | 0.18894 | 0.20972 | 0.22908 | 0.24718 | 0.26409 | 0.27996 | 0.29508 | 0.30981 | 0.31441 | 0.30917 | 0.30472 | 0.30128 | 0.29811 | 0.29628 | 0.29453 | 0.29287 | 0.29127 | 0.28975 | 0.017552 | 0.036027 | 0.036027 | 0.036027 | 0.036027 | 0.036027 | 0.036027 | 0.036027 | 0.036027 | 0.036027 | 0.036027 | 0.036027 | 0.036027 | 0.036027 | 0.036027 | 0.018475 | 0 | 6.9389e-17 | 0 | 0 | 0 | 0 | 0 | 0 | 0 | 0.017552 | 0.053579 | 0.089606 | 0.12563 | 0.16166 | 0.19769 | 0.23371 | 0.26974 | 0.30577 | 0.3418 | 0.37782 | 0.41385 | 0.44988 | 0.4859 | 0.52193 | 0.54041 | 0.54041 | 0.54041 | 0.54041 | 0.54041 | 0.54041 | 0.54041 | 0.54041 | 0.54041 | 0.54041 | 0 | 0 | 0 | 0 | 0 | 0 | 0 | 0 | 0 | 0 | 0 | 0 | 0 | 0 | 0 | 0 | 0 | 0 | 0 | 0 | 0 | 0 | 0 | 0 | 0 | 0 | 0 | 0 | 0 | 0 | 0 | 0 | 0 | 0 | 0 | 0 | 0 | 0 | 0 | 0 | 0 | 0 | 0 | 0 | 0 | 0 | 0 | 0 | 0 | 0 | 0 | 0 | 0 | 0 | 0 | 0 | 0 | 0 | 0 | 0 | 0 | 0 | 0 | 0 | 0 | 0 | 0 | 0 | 0 | 0 | 0 | 0 | 0 | 0 | 0 | 0 | 0 | 0 | 0 | 0 | 0 | 0 | 0 | 0 | 0 | 0 | 0 | 0 | 0 | 0 | 0 | 0 | 0 | 0 | 0 | 0 | 0 | 0 | 0 | 0 | 0.013432 | 0.027362 | 0.027114 | 0.026832 | 0.026509 | 0.026137 | 0.025712 | 0.025236 | 0.024711 | 0.024146 | 0.02357 | 0.02299 | 0.02242 | 0.021879 | 0.021385 | 0.010749 | 0 | 3.9126e-17 | 0 | 0 | 0 | 0 | 0 | 0 | 0 | 0.013432 | 0.040693 | 0.067438 | 0.093568 | 0.11895 | 0.14342 | 0.1668 | 0.18894 | 0.20972 | 0.22908 | 0.24718 | 0.26409 | 0.27996 | 0.29508 | 0.30981 | 0.31441 | 0.30917 | 0.30472 | 0.30128 | 0.29811 | 0.29628 | 0.29453 | 0.29287 | 0.29127 | 0.28975 | 0.017552 | 0.036027 | 0.036027 | 0.036027 | 0.036027 | 0.036027 | 0.036027 | 0.036027 | 0.036027 | 0.036027 | 0.036027 | 0.036027 | 0.036027 | 0.036027 | 0.036027 | 0.018475 | 0 | 6.9389e-17 | 0 | 0 | 0 | 0 | 0 | 0 | 0 | 0.017552 | 0.053579 | 0.089606 | 0.12563 | 0.16166 | 0.19769 | 0.23371 | 0.26974 | 0.30577 | 0.3418 | 0.37782 | 0.41385 | 0.44988 | 0.4859 | 0.52193 | 0.54041 | 0.54041 | 0.54041 | 0.54041 | 0.54041 | 0.54041 | 0.54041 | 0.54041 | 0.54041 | 0.54041 | 1741.5877 | 1746.1605 | 1750.9748 | 1756.0369 | 1761.3521 | 1766.9243 | 1772.7565 | 1778.8506 | 1785.1733 | 1791.6937 | 1798.3825 | 1805.2124 | 1812.1575 | 1819.1934 | 1826.2971 | 1833.4467 | 1840.6214 | 1847.402 | 1853.8203 | 1859.7686 | 1865.2787 | 1870.3806 | 1875.1027 | 1879.4716 | 1883.5123 | 743.5118 | 745.464 | 747.5193 | 749.6804 | 751.9495 | 754.3284 | 756.8182 | 759.4199 | 762.1192 | 764.9029 | 767.7584 | 770.6742 | 773.6392 | 776.6429 | 779.6756 | 782.7279 | 785.7909 | 788.6856 | 791.4257 | 793.9651 | 796.3175 | 798.4956 | 800.5115 | 802.3766 | 804.1017
OR_Commercial_OR - Miscellaneous_Existing_Space Heating_Natural Gas_Gas Boiler - Maintenance_A | OR | Commercial | OR - Miscellaneous | Existing | Space Heating | Natural Gas | Gas Boiler - Maintenance | A | OCM543 | Degrade performance | General cleaning and maintenance | 3 | 0.26236 | 0 | 0 | 0.95 | 0 | 0 | 0 | 0.28365 | 0.25 | kBtuh Heat | 20% | 30% | Discretionary | Retro12Med_OR | 75.44% | Boiler | 0% | 1656.2962 |  | 707.0995 |  | 0 | GBLR_MNT-Heating-ILTRM-v4.0-43 | GBLR_MNT-Heating-ILTRM-v4.0-43 | GBLR_MNT-Heating-ILTRM-v4.0-1 | Degrade performance | Degrade performance | Degrade performance | Degrade performance | Degrade performance | Degrade performance | Degrade performance | Degrade performance | Degrade performance | Degrade performance | Degrade performance | Degrade performance | Degrade performance | Degrade performance | Degrade performance | Degrade performance | Degrade performance | Degrade performance | Degrade performance | Degrade performance | Degrade performance | Degrade performance | Degrade performance | Degrade performance | Degrade performance | Degrade performance | Degrade performance | General cleaning and maintenance | General cleaning and maintenance | General cleaning and maintenance | General cleaning and maintenance | General cleaning and maintenance | General cleaning and maintenance | General cleaning and maintenance | General cleaning and maintenance | General cleaning and maintenance | General cleaning and maintenance | General cleaning and maintenance | General cleaning and maintenance | General cleaning and maintenance | General cleaning and maintenance | General cleaning and maintenance | General cleaning and maintenance | General cleaning and maintenance | General cleaning and maintenance | General cleaning and maintenance | General cleaning and maintenance | General cleaning and maintenance | General cleaning and maintenance | General cleaning and maintenance | General cleaning and maintenance | General cleaning and maintenance | General cleaning and maintenance | General cleaning and maintenance | 0.95 | 0.95 | 0.95 | 0.95 | 0.95 | 0.95 | 0.95 | 0.95 | 0.95 | 0.95 | 0.95 | 0.95 | 0.95 | 0.95 | 0.95 | 0.95 | 0.95 | 0.95 | 0.95 | 0.95 | 0.95 | 0.95 | 0.95 | 0.95 | 0.95 | 0.95 | 0.95 | 0 | 0 | 0.27606 | 0.27167 | 0.26652 | 0.26091 | 0.25476 | 0.24812 | 0.24086 | 0.233 | 0.22467 | 0.21604 | 0.20742 | 0.19896 | 0.19087 | 0.18339 | 0.17676 | 0.17119 | 0.1667 | 0.16294 | 0.16005 | 0.15739 | 0.15588 | 0.1544 | 0.15295 | 0.15159 | 0.15027 | 0.011953 | 0.011763 | 0.011539 | 0 | 1.8102e-18 | 0 | 0 | 0 | 0 | 0 | 0 | 0 | 0 | 0 | 0 | 0 | 0 | 0 | 0 | 0 | 0 | 0 | 0 | 0 | 0 | 0.011953 | 0.023525 | 0.034618 | 0.03389 | 0.033091 | 0.032228 | 0.031286 | 0.030265 | 0.029182 | 0.028062 | 0.026942 | 0.025843 | 0.024792 | 0.023821 | 0.022959 | 0.022236 | 0.021653 | 0.021164 | 0.02079 | 0.020444 | 0.020247 | 0.020055 | 0.019867 | 0.019691 | 0.019519 | 43.2969 | 43.2969 | 43.2969 | 0 | 7.1054e-15 | 0 | 0 | 0 | 0 | 0 | 0 | 0 | 0 | 0 | 0 | 0 | 0 | 0 | 0 | 0 | 0 | 0 | 0 | 0 | 0 | 43.2969 | 86.5938 | 129.8908 | 129.8908 | 129.8908 | 129.8908 | 129.8908 | 129.8908 | 129.8908 | 129.8908 | 129.8908 | 129.8908 | 129.8908 | 129.8908 | 129.8908 | 129.8908 | 129.8908 | 129.8908 | 129.8908 | 129.8908 | 129.8908 | 129.8908 | 129.8908 | 129.8908 | 129.8908 | 0.01023 | 0.010123 | 0.009997 | 0 | 1.8714e-18 | 0 | 0 | 0 | 0 | 0 | 0 | 0 | 0 | 0 | 0 | 0 | 0 | 0 | 0 | 0 | 0 | 0 | 0 | 0 | 0 | 0.01023 | 0.020246 | 0.029991 | 0.029564 | 0.029078 | 0.028539 | 0.027932 | 0.027258 | 0.026527 | 0.025757 | 0.024976 | 0.024199 | 0.023449 | 0.022753 | 0.022136 | 0.021624 | 0.021221 | 0.020892 | 0.020656 | 0.020441 | 0.020351 | 0.020265 | 0.020181 | 0.0201 | 0.020022 | 36.8024 | 36.8024 | 36.8024 | 0 | 7.1054e-15 | 0 | 0 | 0 | 0 | 0 | 0 | 0 | 0 | 0 | 0 | 0 | 0 | 0 | 0 | 0 | 0 | 0 | 0 | 0 | 0 | 36.8024 | 73.6048 | 110.4072 | 110.4072 | 110.4072 | 110.4072 | 110.4072 | 110.4072 | 110.4072 | 110.4072 | 110.4072 | 110.4072 | 110.4072 | 110.4072 | 110.4072 | 110.4072 | 110.4072 | 110.4072 | 110.4072 | 110.4072 | 110.4072 | 110.4072 | 110.4072 | 110.4072 | 110.4072 | 0 | 0 | 0 | 0.0099413 | 0.0098122 | 0.0087037 | 0 | 0 | 0 | 0 | 0 | 0 | 0 | 0 | 0 | 0 | 0 | 0 | 0 | 0 | 0 | 0 | 0 | 0 | 0 | 0 | 0 | 0 | 0.0099413 | 0.019624 | 0.028045 | 0.027586 | 0.02708 | 0.026533 | 0.025957 | 0.025373 | 0.024784 | 0.024205 | 0.023665 | 0.023178 | 0.022767 | 0.022437 | 0.022162 | 0.021957 | 0.021768 | 0.021673 | 0.021582 | 0.021493 | 0.021407 | 0.021324 | 0 | 0 | 0 | 36.8024 | 36.8024 | 33.1221 | 0 | 0 | 0 | 0 | 0 | 0 | 0 | 0 | 0 | 0 | 0 | 0 | 0 | 0 | 0 | 0 | 0 | 0 | 0 | 0 | 0 | 0 | 36.8024 | 73.6048 | 106.7269 | 106.7269 | 106.7269 | 106.7269 | 106.7269 | 106.7269 | 106.7269 | 106.7269 | 106.7269 | 106.7269 | 106.7269 | 106.7269 | 106.7269 | 106.7269 | 106.7269 | 106.7269 | 106.7269 | 106.7269 | 106.7269 | 106.7269 | 0.010235 | 0.010134 | 0.010016 | 0 | 1.8788e-18 | 0 | 0 | 0 | 0 | 0 | 0 | 0 | 0 | 0 | 0 | 0 | 0 | 0 | 0 | 0 | 0 | 0 | 0 | 0 | 0 | 0.010235 | 0.020269 | 0.030048 | 0.029648 | 0.029193 | 0.028687 | 0.028113 | 0.027476 | 0.026783 | 0.02605 | 0.025304 | 0.024558 | 0.023834 | 0.023158 | 0.022556 | 0.022055 | 0.021659 | 0.021334 | 0.021098 | 0.020884 | 0.020792 | 0.020703 | 0.020618 | 0.020535 | 0.020455 | 36.8024 | 36.8024 | 36.8024 | 0 | 7.1054e-15 | 0 | 0 | 0 | 0 | 0 | 0 | 0 | 0 | 0 | 0 | 0 | 0 | 0 | 0 | 0 | 0 | 0 | 0 | 0 | 0 | 36.8024 | 73.6048 | 110.4072 | 110.4072 | 110.4072 | 110.4072 | 110.4072 | 110.4072 | 110.4072 | 110.4072 | 110.4072 | 110.4072 | 110.4072 | 110.4072 | 110.4072 | 110.4072 | 110.4072 | 110.4072 | 110.4072 | 110.4072 | 110.4072 | 110.4072 | 110.4072 | 110.4072 | 110.4072 | 1616.7503 | 1621.6478 | 1626.4732 | 1631.2136 | 1635.857 | 1640.3922 | 1644.8085 | 1649.0961 | 1653.2454 | 1657.2478 | 1661.0949 | 1664.7791 | 1668.2929 | 1671.6297 | 1674.7831 | 1677.747 | 1680.5161 | 1683.0851 | 1685.4494 | 1687.6045 | 1689.5684 | 1691.3578 | 1692.9878 | 1694.4724 | 1695.8242 | 690.2167 | 692.3075 | 694.3676 | 696.3913 | 698.3737 | 700.3098 | 702.1952 | 704.0256 | 705.7971 | 707.5057 | 709.1481 | 710.721 | 712.2211 | 713.6456 | 714.9918 | 716.2572 | 717.4394 | 718.5361 | 719.5454 | 720.4655 | 721.3039 | 722.0678 | 722.7637 | 723.3975 | 723.9746
OR_Commercial_OR - Miscellaneous_Existing_Space Heating_Natural Gas_Gas Furnace - Maintenance_A | OR | Commercial | OR - Miscellaneous | Existing | Space Heating | Natural Gas | Gas Furnace - Maintenance | A | OCM544 | Degrade performance | General cleaning and maintenance | 3 | 0.1644 | 0 | 0 | 0.95 | 0 | 0 | 0 | 0.28365 | 0.25 | kBtuh Heat | 20% | 30% | Discretionary | Retro12Med_OR | 75.44% | Furnace | 0% | 2662.9857 |  | 1136.8714 |  | 0 | IL TRM - CI-HVC-FTUN-V03-200101 | GBLR_MNT-Heating-ILTRM-v4.0-43 | IL TRM - CI-HVC-FTUN-V03-200101 | Degrade performance | Degrade performance | Degrade performance | Degrade performance | Degrade performance | Degrade performance | Degrade performance | Degrade performance | Degrade performance | Degrade performance | Degrade performance | Degrade performance | Degrade performance | Degrade performance | Degrade performance | Degrade performance | Degrade performance | Degrade performance | Degrade performance | Degrade performance | Degrade performance | Degrade performance | Degrade performance | Degrade performance | Degrade performance | Degrade performance | Degrade performance | General cleaning and maintenance | General cleaning and maintenance | General cleaning and maintenance | General cleaning and maintenance | General cleaning and maintenance | General cleaning and maintenance | General cleaning and maintenance | General cleaning and maintenance | General cleaning and maintenance | General cleaning and maintenance | General cleaning and maintenance | General cleaning and maintenance | General cleaning and maintenance | General cleaning and maintenance | General cleaning and maintenance | General cleaning and maintenance | General cleaning and maintenance | General cleaning and maintenance | General cleaning and maintenance | General cleaning and maintenance | General cleaning and maintenance | General cleaning and maintenance | General cleaning and maintenance | General cleaning and maintenance | General cleaning and maintenance | General cleaning and maintenance | General cleaning and maintenance | 0.95 | 0.95 | 0.95 | 0.95 | 0.95 | 0.95 | 0.95 | 0.95 | 0.95 | 0.95 | 0.95 | 0.95 | 0.95 | 0.95 | 0.95 | 0.95 | 0.95 | 0.95 | 0.95 | 0.95 | 0.95 | 0.95 | 0.95 | 0.95 | 0.95 | 0.95 | 0.95 | 0 | 0 | 0.17353 | 0.17029 | 0.16653 | 0.16247 | 0.15803 | 0.15328 | 0.14811 | 0.14257 | 0.13674 | 0.13074 | 0.12477 | 0.11892 | 0.11333 | 0.10814 | 0.10349 | 0.099489 | 0.096141 | 0.093273 | 0.090953 | 0.088807 | 0.087671 | 0.086579 | 0.085527 | 0.084548 | 0.083606 | 0.015913 | 0.015616 | 0.015271 | 0 | 0 | 0 | 0 | 0 | 0 | 0 | 0 | 0 | 0 | 0 | 0 | 0 | 0 | 0 | 0 | 0 | 0 | 0 | 0 | 0 | 0 | 0.015913 | 0.031232 | 0.045813 | 0.044697 | 0.043477 | 0.042167 | 0.040747 | 0.039223 | 0.037617 | 0.035968 | 0.034325 | 0.032717 | 0.031178 | 0.029751 | 0.02847 | 0.02737 | 0.026449 | 0.02566 | 0.025022 | 0.024432 | 0.024119 | 0.023818 | 0.023529 | 0.02326 | 0.023001 | 91.7028 | 91.7028 | 91.7028 | 0 | 0 | 0 | 0 | 0 | 0 | 0 | 0 | 0 | 0 | 0 | 0 | 0 | 0 | 0 | 0 | 0 | 0 | 0 | 0 | 0 | 0 | 91.7028 | 183.4056 | 275.1084 | 275.1084 | 275.1084 | 275.1084 | 275.1084 | 275.1084 | 275.1084 | 275.1084 | 275.1084 | 275.1084 | 275.1084 | 275.1084 | 275.1084 | 275.1084 | 275.1084 | 275.1084 | 275.1084 | 275.1084 | 275.1084 | 275.1084 | 275.1084 | 275.1084 | 275.1084 | 0.013623 | 0.01345 | 0.013248 | 0 | 0 | 0 | 0 | 0 | 0 | 0 | 0 | 0 | 0 | 0 | 0 | 0 | 0 | 0 | 0 | 0 | 0 | 0 | 0 | 0 | 0 | 0.013623 | 0.0269 | 0.039743 | 0.039063 | 0.038295 | 0.037448 | 0.036505 | 0.035466 | 0.03435 | 0.03318 | 0.031998 | 0.030824 | 0.029688 | 0.028625 | 0.027665 | 0.026841 | 0.026155 | 0.025574 | 0.025114 | 0.024691 | 0.024504 | 0.024327 | 0.024159 | 0.023999 | 0.023847 | 77.9474 | 77.9474 | 77.9474 | 0 | 0 | 0 | 0 | 0 | 0 | 0 | 0 | 0 | 0 | 0 | 0 | 0 | 0 | 0 | 0 | 0 | 0 | 0 | 0 | 0 | 0 | 77.9474 | 155.8947 | 233.8421 | 233.8421 | 233.8421 | 233.8421 | 233.8421 | 233.8421 | 233.8421 | 233.8421 | 233.8421 | 233.8421 | 233.8421 | 233.8421 | 233.8421 | 233.8421 | 233.8421 | 233.8421 | 233.8421 | 233.8421 | 233.8421 | 233.8421 | 233.8421 | 233.8421 | 233.8421 | 0 | 0 | 0 | 0 | 0 | 0 | 0 | 0 | 0 | 0 | 0 | 0 | 0 | 0 | 0 | 0 | 0 | 0 | 0 | 0 | 0 | 0 | 0 | 0 | 0 | 0 | 0 | 0 | 0 | 0 | 0 | 0 | 0 | 0 | 0 | 0 | 0 | 0 | 0 | 0 | 0 | 0 | 0 | 0 | 0 | 0 | 0 | 0 | 0 | 0 | 0 | 0 | 0 | 0 | 0 | 0 | 0 | 0 | 0 | 0 | 0 | 0 | 0 | 0 | 0 | 0 | 0 | 0 | 0 | 0 | 0 | 0 | 0 | 0 | 0 | 0 | 0 | 0 | 0 | 0 | 0 | 0 | 0 | 0 | 0 | 0 | 0 | 0 | 0 | 0 | 0 | 0 | 0 | 0 | 0 | 0 | 0 | 0 | 0 | 0 | 0 | 0.013465 | 0.013273 | 0.013058 | 0 | 0 | 0 | 0 | 0 | 0 | 0 | 0 | 0 | 0 | 0 | 0 | 0 | 0 | 0 | 0 | 0 | 0 | 0 | 0 | 0 | 0 | 0.013465 | 0.026546 | 0.039174 | 0.038447 | 0.037643 | 0.036742 | 0.03575 | 0.034681 | 0.033558 | 0.032419 | 0.031282 | 0.030176 | 0.029134 | 0.02819 | 0.027375 | 0.026695 | 0.026114 | 0.025652 | 0.025226 | 0.025034 | 0.024853 | 0.024682 | 0.024518 | 0.024363 | 0 | 77.9474 | 77.9474 | 77.9474 | 0 | 0 | 0 | 0 | 0 | 0 | 0 | 0 | 0 | 0 | 0 | 0 | 0 | 0 | 0 | 0 | 0 | 0 | 0 | 0 | 0 | 0 | 77.9474 | 155.8947 | 233.8421 | 233.8421 | 233.8421 | 233.8421 | 233.8421 | 233.8421 | 233.8421 | 233.8421 | 233.8421 | 233.8421 | 233.8421 | 233.8421 | 233.8421 | 233.8421 | 233.8421 | 233.8421 | 233.8421 | 233.8421 | 233.8421 | 233.8421 | 233.8421 | 233.8421 | 2567.5332 | 2573.5283 | 2580.234 | 2587.6815 | 2595.8983 | 2604.9091 | 2614.7359 | 2625.3983 | 2636.8253 | 2648.9512 | 2661.7152 | 2675.0609 | 2688.9354 | 2703.2893 | 2718.076 | 2733.2516 | 2748.7745 | 2763.5415 | 2777.6388 | 2790.78 | 2803.0211 | 2814.4164 | 2825.0176 | 2834.8745 | 2844.0344 | 1096.1212 | 1098.6806 | 1101.5434 | 1104.7229 | 1108.2308 | 1112.0776 | 1116.2728 | 1120.8248 | 1125.7031 | 1130.8799 | 1136.329 | 1142.0265 | 1147.9498 | 1154.0777 | 1160.3904 | 1166.8691 | 1173.4961 | 1179.8003 | 1185.8187 | 1191.4288 | 1196.6548 | 1201.5196 | 1206.0454 | 1210.2535 | 1214.164
OR_Commercial_OR - Miscellaneous_Existing_Space Heating_Natural Gas_Gas Boiler - Hot Water Reset_A | OR | Commercial | OR - Miscellaneous | Existing | Space Heating | Natural Gas | Gas Boiler - Hot Water Reset | A | OCM545 | No control | Reset control installed | 20 | 466.4162 | 0 | 0 | 799.38 | 0 | 0 | 0 | 0.28365 | 0.25 | BoilerCtrl | 35% | 55% | Discretionary | RetroEven20_OR | 82.88% | Boiler | 0% | 193.1597 |  | 82.463 |  | 0 | GBLR_HWRST-Heating-ILTRM-v4.0-43 | GBLR_HWRST-Heating-ILTRM-v4.0-1 | GBLR_HWRST-Heating-ILTRM-v4.0-1 | No control | No control | No control | No control | No control | No control | No control | No control | No control | No control | No control | No control | No control | No control | No control | No control | No control | No control | No control | No control | No control | No control | No control | No control | No control | No control | No control | Reset control installed | Reset control installed | Reset control installed | Reset control installed | Reset control installed | Reset control installed | Reset control installed | Reset control installed | Reset control installed | Reset control installed | Reset control installed | Reset control installed | Reset control installed | Reset control installed | Reset control installed | Reset control installed | Reset control installed | Reset control installed | Reset control installed | Reset control installed | Reset control installed | Reset control installed | Reset control installed | Reset control installed | Reset control installed | Reset control installed | Reset control installed | 799.38 | 799.38 | 799.38 | 799.38 | 799.38 | 799.38 | 799.38 | 799.38 | 799.38 | 799.38 | 799.38 | 799.38 | 799.38 | 799.38 | 799.38 | 799.38 | 799.38 | 799.38 | 799.38 | 799.38 | 799.38 | 799.38 | 799.38 | 799.38 | 799.38 | 799.38 | 799.38 | 0 | 0 | 493.5613 | 489.6206 | 485.2699 | 480.9074 | 476.535 | 472.1543 | 467.7662 | 463.3717 | 458.9755 | 454.5821 | 450.1954 | 445.8191 | 441.4565 | 437.1107 | 432.7844 | 428.4816 | 424.2044 | 420.0148 | 415.9092 | 411.8882 | 407.9668 | 404.1328 | 400.375 | 396.8589 | 393.421 | 0.024423 | 0.04973 | 0.049288 | 0.048845 | 0.048401 | 0.047956 | 0.047511 | 0.047064 | 0.046618 | 0.046171 | 0.045726 | 0.045281 | 0.044838 | 0.044397 | 0.043958 | 0.04352 | 0.043086 | 0.042661 | 0.042244 | 0.041835 | 0 | 0 | 0 | 0 | 0 | 0.024423 | 0.073958 | 0.12259 | 0.17033 | 0.21719 | 0.26314 | 0.30821 | 0.35238 | 0.39565 | 0.43804 | 0.47954 | 0.52016 | 0.5599 | 0.59879 | 0.63682 | 0.67401 | 0.71037 | 0.74601 | 0.78096 | 0.81525 | 0.80749 | 0.7999 | 0.79246 | 0.7855 | 0.7787 | 0.049482 | 0.10157 | 0.10157 | 0.10157 | 0.10157 | 0.10157 | 0.10157 | 0.10157 | 0.10157 | 0.10157 | 0.10157 | 0.10157 | 0.10157 | 0.10157 | 0.10157 | 0.10157 | 0.10157 | 0.10157 | 0.10157 | 0.10157 | 0 | 0 | 0 | 0 | 0 | 0.049482 | 0.15105 | 0.25262 | 0.35419 | 0.45576 | 0.55733 | 0.6589 | 0.76047 | 0.86204 | 0.9636 | 1.0652 | 1.1667 | 1.2683 | 1.3699 | 1.4714 | 1.573 | 1.6746 | 1.7762 | 1.8777 | 1.9793 | 1.9793 | 1.9793 | 1.9793 | 1.9793 | 1.9793 | 0.020885 | 0.042711 | 0.042548 | 0.042379 | 0.042208 | 0.042034 | 0.041857 | 0.041679 | 0.041498 | 0.041314 | 0.041128 | 0.04094 | 0.040749 | 0.040556 | 0.040362 | 0.040168 | 0.039974 | 0.039786 | 0.039603 | 0.039426 | 0 | 0 | 0 | 0 | 0 | 0.020885 | 0.06352 | 0.10582 | 0.14778 | 0.1894 | 0.23065 | 0.27154 | 0.31206 | 0.3522 | 0.39195 | 0.43132 | 0.47028 | 0.50884 | 0.54699 | 0.58474 | 0.62209 | 0.65907 | 0.69574 | 0.73215 | 0.7683 | 0.76499 | 0.76179 | 0.7587 | 0.75571 | 0.7528 | 0.04206 | 0.086334 | 0.086334 | 0.086334 | 0.086334 | 0.086334 | 0.086334 | 0.086334 | 0.086334 | 0.086334 | 0.086334 | 0.086334 | 0.086334 | 0.086334 | 0.086334 | 0.086334 | 0.086334 | 0.086334 | 0.086334 | 0.086334 | 0 | 0 | 0 | 0 | 0 | 0.04206 | 0.12839 | 0.21473 | 0.30106 | 0.38739 | 0.47373 | 0.56006 | 0.6464 | 0.73273 | 0.81906 | 0.9054 | 0.99173 | 1.0781 | 1.1644 | 1.2507 | 1.3371 | 1.4234 | 1.5097 | 1.5961 | 1.6824 | 1.6824 | 1.6824 | 1.6824 | 1.6824 | 1.6824 | 0.020885 | 0.042711 | 0.042548 | 0.042379 | 0.042208 | 0.042034 | 0.041857 | 0.041679 | 0.041498 | 0.041314 | 0.041128 | 0.04094 | 0.040749 | 0.040556 | 0.040362 | 0.040168 | 0.039974 | 0.039786 | 0.039603 | 0.039426 | 0 | 0 | 0 | 0 | 0 | 0.020885 | 0.06352 | 0.10582 | 0.14778 | 0.1894 | 0.23065 | 0.27154 | 0.31206 | 0.3522 | 0.39195 | 0.43132 | 0.47028 | 0.50884 | 0.54699 | 0.58474 | 0.62209 | 0.65907 | 0.69574 | 0.73215 | 0.7683 | 0.76499 | 0.76179 | 0.7587 | 0.75571 | 0.7528 | 0.04206 | 0.086334 | 0.086334 | 0.086334 | 0.086334 | 0.086334 | 0.086334 | 0.086334 | 0.086334 | 0.086334 | 0.086334 | 0.086334 | 0.086334 | 0.086334 | 0.086334 | 0.086334 | 0.086334 | 0.086334 | 0.086334 | 0.086334 | 0 | 0 | 0 | 0 | 0 | 0.04206 | 0.12839 | 0.21473 | 0.30106 | 0.38739 | 0.47373 | 0.56006 | 0.6464 | 0.73273 | 0.81906 | 0.9054 | 0.99173 | 1.0781 | 1.1644 | 1.2507 | 1.3371 | 1.4234 | 1.5097 | 1.5961 | 1.6824 | 1.6824 | 1.6824 | 1.6824 | 1.6824 | 1.6824 | 0.020885 | 0.042711 | 0.042548 | 0.042379 | 0.042208 | 0.042034 | 0.041857 | 0.041679 | 0.041498 | 0.041314 | 0.041128 | 0.04094 | 0.040749 | 0.040556 | 0.040362 | 0.040168 | 0.039974 | 0.039786 | 0.039603 | 0.039426 | 0 | 0 | 0 | 0 | 0 | 0.020885 | 0.06352 | 0.10582 | 0.14778 | 0.1894 | 0.23065 | 0.27154 | 0.31206 | 0.3522 | 0.39195 | 0.43132 | 0.47028 | 0.50884 | 0.54699 | 0.58474 | 0.62209 | 0.65907 | 0.69574 | 0.73215 | 0.7683 | 0.76499 | 0.76179 | 0.7587 | 0.75571 | 0.7528 | 0.04206 | 0.086334 | 0.086334 | 0.086334 | 0.086334 | 0.086334 | 0.086334 | 0.086334 | 0.086334 | 0.086334 | 0.086334 | 0.086334 | 0.086334 | 0.086334 | 0.086334 | 0.086334 | 0.086334 | 0.086334 | 0.086334 | 0.086334 | 0 | 0 | 0 | 0 | 0 | 0.04206 | 0.12839 | 0.21473 | 0.30106 | 0.38739 | 0.47373 | 0.56006 | 0.6464 | 0.73273 | 0.81906 | 0.9054 | 0.99173 | 1.0781 | 1.1644 | 1.2507 | 1.3371 | 1.4234 | 1.5097 | 1.5961 | 1.6824 | 1.6824 | 1.6824 | 1.6824 | 1.6824 | 1.6824 | 188.5478 | 189.1189 | 189.6817 | 190.2345 | 190.776 | 191.3049 | 191.82 | 192.32 | 192.8039 | 193.2706 | 193.7193 | 194.149 | 194.5587 | 194.9479 | 195.3156 | 195.6613 | 195.9842 | 196.2838 | 196.5596 | 196.8109 | 197.0399 | 197.2486 | 197.4387 | 197.6118 | 197.7695 | 80.4941 | 80.7379 | 80.9782 | 81.2142 | 81.4454 | 81.6711 | 81.891 | 82.1045 | 82.3111 | 82.5103 | 82.7019 | 82.8853 | 83.0603 | 83.2264 | 83.3834 | 83.531 | 83.6688 | 83.7967 | 83.9144 | 84.0217 | 84.1195 | 84.2086 | 84.2898 | 84.3637 | 84.431