F7_Commercial_Interruptible - Health_Existing_Food Preparation_Natural Gas_Double Rack Oven_A_Achievable Economic RVT Potential | F7 | Commercial | Interruptible - Health | Existing | Food Preparation | Natural Gas | Double Rack Oven | A | Cumulative Energy Savings (MWh or mTherms) | Achievable Economic RVT Potential | 0 | 0 | 0 | 0 | 0 | 0 | 0 | 0 | 0 | 0 | 0 | 0 | 0 | 0 | 0 | 0 | 0 | 0 | 0 | 0 | 0 | 0 | 0 | 0 | 0 | 0 | 0
F8_Commercial_Interruptible - Health_Existing_Food Preparation_Natural Gas_Double Rack Oven_A_Achievable Economic RVT Potential | F8 | Commercial | Interruptible - Health | Existing | Food Preparation | Natural Gas | Double Rack Oven | A | Cumulative Summer Peak Savings (MW) | Achievable Economic RVT Potential | 0 | 0 | 0 | 0 | 0 | 0 | 0 | 0 | 0 | 0 | 0 | 0 | 0 | 0 | 0 | 0 | 0 | 0 | 0 | 0 | 0 | 0 | 0 | 0 | 0 | 0 | 0
F9_Commercial_Interruptible - Health_Existing_Food Preparation_Natural Gas_Double Rack Oven_A_Achievable Economic RVT Potential | F9 | Commercial | Interruptible - Health | Existing | Food Preparation | Natural Gas | Double Rack Oven | A | Cumulative Winter Peak Savings (MW) | Achievable Economic RVT Potential | 0 | 0 | 0 | 0 | 0 | 0 | 0 | 0 | 0 | 0 | 0 | 0 | 0 | 0 | 0 | 0 | 0 | 0 | 0 | 0 | 0 | 0 | 0 | 0 | 0 | 0 | 0
F10_Commercial_Interruptible - Health_Existing_Food Preparation_Natural Gas_Double Rack Oven_A_Achievable Economic RVT Potential | F10 | Commercial | Interruptible - Health | Existing | Food Preparation | Natural Gas | Double Rack Oven | A | Purchases (Incremental) | Achievable Economic RVT Potential | 0 | 0 | 0 | 0 | 0 | 0 | 0 | 0 | 0 | 0 | 0 | 0 | 0 | 0 | 0 | 0 | 0 | 0 | 0 | 0 | 0 | 0 | 0 | 0 | 0 | 0 | 0
F11_Commercial_Interruptible - Health_Existing_Food Preparation_Natural Gas_Double Rack Oven_A_Achievable Economic RVT Potential | F11 | Commercial | Interruptible - Health | Existing | Food Preparation | Natural Gas | Double Rack Oven | A | Purchases (Cumulative) | Achievable Economic RVT Potential | 0 | 0 | 0 | 0 | 0 | 0 | 0 | 0 | 0 | 0 | 0 | 0 | 0 | 0 | 0 | 0 | 0 | 0 | 0 | 0 | 0 | 0 | 0 | 0 | 0 | 0 | 0
F1_Commercial_Interruptible - Health_Existing_Food Preparation_Natural Gas_Fryer_A_Achievable Economic RVT Potential | F1 | Commercial | Interruptible - Health | Existing | Food Preparation | Natural Gas | Fryer | A | Integrated Unit Energy Savings (kWh or therms) | Achievable Economic RVT Potential | 0 | 395.2691 | 395.2691 | 395.2691 | 395.2691 | 395.2691 | 395.2691 | 395.2691 | 395.2691 | 395.2691 | 395.2691 | 395.2691 | 395.2691 | 395.2691 | 395.2691 | 395.2691 | 395.2691 | 395.2691 | 395.2691 | 395.2691 | 395.2691 | 395.2691 | 395.2691 | 395.2691 | 395.2691 | 395.2691 | 395.2691
F2_Commercial_Interruptible - Health_Existing_Food Preparation_Natural Gas_Fryer_A_Achievable Economic RVT Potential | F2 | Commercial | Interruptible - Health | Existing | Food Preparation | Natural Gas | Fryer | A | Integrated Unit Summer Peak Savings (kW) | Achievable Economic RVT Potential | 0 | 0 | 0 | 0 | 0 | 0 | 0 | 0 | 0 | 0 | 0 | 0 | 0 | 0 | 0 | 0 | 0 | 0 | 0 | 0 | 0 | 0 | 0 | 0 | 0 | 0 | 0
F3_Commercial_Interruptible - Health_Existing_Food Preparation_Natural Gas_Fryer_A_Achievable Economic RVT Potential | F3 | Commercial | Interruptible - Health | Existing | Food Preparation | Natural Gas | Fryer | A | Integrated Unit Winter Peak Savings (kW) | Achievable Economic RVT Potential | 0 | 0 | 0 | 0 | 0 | 0 | 0 | 0 | 0 | 0 | 0 | 0 | 0 | 0 | 0 | 0 | 0 | 0 | 0 | 0 | 0 | 0 | 0 | 0 | 0 | 0 | 0
F4_Commercial_Interruptible - Health_Existing_Food Preparation_Natural Gas_Fryer_A_Achievable Economic RVT Potential | F4 | Commercial | Interruptible - Health | Existing | Food Preparation | Natural Gas | Fryer | A | Incremental Energy Savings (MWh or mTherms) | Achievable Economic RVT Potential | 0 | 0 | 0 | 0 | 0 | 0 | 0 | 0 | 0 | 0 | 0 | 0 | 0 | 0 | 0 | 0 | 0 | 0 | 0 | 0 | 0 | 0 | 0 | 0 | 0 | 0 | 0
F5_Commercial_Interruptible - Health_Existing_Food Preparation_Natural Gas_Fryer_A_Achievable Economic RVT Potential | F5 | Commercial | Interruptible - Health | Existing | Food Preparation | Natural Gas | Fryer | A | Incremental Summer Peak Savings (MW) | Achievable Economic RVT Potential | 0 | 0 | 0 | 0 | 0 | 0 | 0 | 0 | 0 | 0 | 0 | 0 | 0 | 0 | 0 | 0 | 0 | 0 | 0 | 0 | 0 | 0 | 0 | 0 | 0 | 0 | 0
F6_Commercial_Interruptible - Health_Existing_Food Preparation_Natural Gas_Fryer_A_Achievable Economic RVT Potential | F6 | Commercial | Interruptible - Health | Existing | Food Preparation | Natural Gas | Fryer | A | Incremental Winter Peak Savings (MW) | Achievable Economic RVT Potential | 0 | 0 | 0 | 0 | 0 | 0 | 0 | 0 | 0 | 0 | 0 | 0 | 0 | 0 | 0 | 0 | 0 | 0 | 0 | 0 | 0 | 0 | 0 | 0 | 0 | 0 | 0
F7_Commercial_Interruptible - Health_Existing_Food Preparation_Natural Gas_Fryer_A_Achievable Economic RVT Potential | F7 | Commercial | Interruptible - Health | Existing | Food Preparation | Natural Gas | Fryer | A | Cumulative Energy Savings (MWh or mTherms) | Achievable Economic RVT Potential | 0 | 0 | 0 | 0 | 0 | 0 | 0 | 0 | 0 | 0 | 0 | 0 | 0 | 0 | 0 | 0 | 0 | 0 | 0 | 0 | 0 | 0 | 0 | 0 | 0 | 0 | 0
F8_Commercial_Interruptible - Health_Existing_Food Preparation_Natural Gas_Fryer_A_Achievable Economic RVT Potential | F8 | Commercial | Interruptible - Health | Existing | Food Preparation | Natural Gas | Fryer | A | Cumulative Summer Peak Savings (MW) | Achievable Economic RVT Potential | 0 | 0 | 0 | 0 | 0 | 0 | 0 | 0 | 0 | 0 | 0 | 0 | 0 | 0 | 0 | 0 | 0 | 0 | 0 | 0 | 0 | 0 | 0 | 0 | 0 | 0 | 0
F9_Commercial_Interruptible - Health_Existing_Food Preparation_Natural Gas_Fryer_A_Achievable Economic RVT Potential | F9 | Commercial | Interruptible - Health | Existing | Food Preparation | Natural Gas | Fryer | A | Cumulative Winter Peak Savings (MW) | Achievable Economic RVT Potential | 0 | 0 | 0 | 0 | 0 | 0 | 0 | 0 | 0 | 0 | 0 | 0 | 0 | 0 | 0 | 0 | 0 | 0 | 0 | 0 | 0 | 0 | 0 | 0 | 0 | 0 | 0
F10_Commercial_Interruptible - Health_Existing_Food Preparation_Natural Gas_Fryer_A_Achievable Economic RVT Potential | F10 | Commercial | Interruptible - Health | Existing | Food Preparation | Natural Gas | Fryer | A | Purchases (Incremental) | Achievable Economic RVT Potential | 0 | 0 | 0 | 0 | 0 | 0 | 0 | 0 | 0 | 0 | 0 | 0 | 0 | 0 | 0 | 0 | 0 | 0 | 0 | 0 | 0 | 0 | 0 | 0 | 0 | 0 | 0
F11_Commercial_Interruptible - Health_Existing_Food Preparation_Natural Gas_Fryer_A_Achievable Economic RVT Potential | F11 | Commercial | Interruptible - Health | Existing | Food Preparation | Natural Gas | Fryer | A | Purchases (Cumulative) | Achievable Economic RVT Potential | 0 | 0 | 0 | 0 | 0 | 0 | 0 | 0 | 0 | 0 | 0 | 0 | 0 | 0 | 0 | 0 | 0 | 0 | 0 | 0 | 0 | 0 | 0 | 0 | 0 | 0 | 0
F1_Commercial_Interruptible - Health_Existing_Food Preparation_Natural Gas_Broiler_A_Achievable Economic RVT Potential | F1 | Commercial | Interruptible - Health | Existing | Food Preparation | Natural Gas | Broiler | A | Integrated Unit Energy Savings (kWh or therms) | Achievable Economic RVT Potential | 0 | 240.24 | 240.24 | 240.24 | 240.24 | 240.24 | 240.24 | 240.24 | 240.24 | 240.24 | 240.24 | 240.24 | 240.24 | 240.24 | 240.24 | 240.24 | 240.24 | 240.24 | 240.24 | 240.24 | 240.24 | 240.24 | 240.24 | 240.24 | 240.24 | 240.24 | 240.24
F2_Commercial_Interruptible - Health_Existing_Food Preparation_Natural Gas_Broiler_A_Achievable Economic RVT Potential | F2 | Commercial | Interruptible - Health | Existing | Food Preparation | Natural Gas | Broiler | A | Integrated Unit Summer Peak Savings (kW) | Achievable Economic RVT Potential | 0 | 0 | 0 | 0 | 0 | 0 | 0 | 0 | 0 | 0 | 0 | 0 | 0 | 0 | 0 | 0 | 0 | 0 | 0 | 0 | 0 | 0 | 0 | 0 | 0 | 0 | 0
F3_Commercial_Interruptible - Health_Existing_Food Preparation_Natural Gas_Broiler_A_Achievable Economic RVT Potential | F3 | Commercial | Interruptible - Health | Existing | Food Preparation | Natural Gas | Broiler | A | Integrated Unit Winter Peak Savings (kW) | Achievable Economic RVT Potential | 0 | 0 | 0 | 0 | 0 | 0 | 0 | 0 | 0 | 0 | 0 | 0 | 0 | 0 | 0 | 0 | 0 | 0 | 0 | 0 | 0 | 0 | 0 | 0 | 0 | 0 | 0
F4_Commercial_Interruptible - Health_Existing_Food Preparation_Natural Gas_Broiler_A_Achievable Economic RVT Potential | F4 | Commercial | Interruptible - Health | Existing | Food Preparation | Natural Gas | Broiler | A | Incremental Energy Savings (MWh or mTherms) | Achievable Economic RVT Potential | 0 | 0 | 0 | 0 | 0 | 0 | 0 | 0 | 0 | 0 | 0 | 0 | 0 | 0 | 0 | 0 | 0 | 0 | 0 | 0 | 0 | 0 | 0 | 0 | 0 | 0 | 0
F5_Commercial_Interruptible - Health_Existing_Food Preparation_Natural Gas_Broiler_A_Achievable Economic RVT Potential | F5 | Commercial | Interruptible - Health | Existing | Food Preparation | Natural Gas | Broiler | A | Incremental Summer Peak Savings (MW) | Achievable Economic RVT Potential | 0 | 0 | 0 | 0 | 0 | 0 | 0 | 0 | 0 | 0 | 0 | 0 | 0 | 0 | 0 | 0 | 0 | 0 | 0 | 0 | 0 | 0 | 0 | 0 | 0 | 0 | 0
F6_Commercial_Interruptible - Health_Existing_Food Preparation_Natural Gas_Broiler_A_Achievable Economic RVT Potential | F6 | Commercial | Interruptible - Health | Existing | Food Preparation | Natural Gas | Broiler | A | Incremental Winter Peak Savings (MW) | Achievable Economic RVT Potential | 0 | 0 | 0 | 0 | 0 | 0 | 0 | 0 | 0 | 0 | 0 | 0 | 0 | 0 | 0 | 0 | 0 | 0 | 0 | 0 | 0 | 0 | 0 | 0 | 0 | 0 | 0
F7_Commercial_Interruptible - Health_Existing_Food Preparation_Natural Gas_Broiler_A_Achievable Economic RVT Potential | F7 | Commercial | Interruptible - Health | Existing | Food Preparation | Natural Gas | Broiler | A | Cumulative Energy Savings (MWh or mTherms) | Achievable Economic RVT Potential | 0 | 0 | 0 | 0 | 0 | 0 | 0 | 0 | 0 | 0 | 0 | 0 | 0 | 0 | 0 | 0 | 0 | 0 | 0 | 0 | 0 | 0 | 0 | 0 | 0 | 0 | 0
F8_Commercial_Interruptible - Health_Existing_Food Preparation_Natural Gas_Broiler_A_Achievable Economic RVT Potential | F8 | Commercial | Interruptible - Health | Existing | Food Preparation | Natural Gas | Broiler | A | Cumulative Summer Peak Savings (MW) | Achievable Economic RVT Potential | 0 | 0 | 0 | 0 | 0 | 0 | 0 | 0 | 0 | 0 | 0 | 0 | 0 | 0 | 0 | 0 | 0 | 0 | 0 | 0 | 0 | 0 | 0 | 0 | 0 | 0 | 0
F9_Commercial_Interruptible - Health_Existing_Food Preparation_Natural Gas_Broiler_A_Achievable Economic RVT Potential | F9 | Commercial | Interruptible - Health | Existing | Food Preparation | Natural Gas | Broiler | A | Cumulative Winter Peak Savings (MW) | Achievable Economic RVT Potential | 0 | 0 | 0 | 0 | 0 | 0 | 0 | 0 | 0 | 0 | 0 | 0 | 0 | 0 | 0 | 0 | 0 | 0 | 0 | 0 | 0 | 0 | 0 | 0 | 0 | 0 | 0
F10_Commercial_Interruptible - Health_Existing_Food Preparation_Natural Gas_Broiler_A_Achievable Economic RVT Potential | F10 | Commercial | Interruptible - Health | Existing | Food Preparation | Natural Gas | Broiler | A | Purchases (Incremental) | Achievable Economic RVT Potential | 0 | 0 | 0 | 0 | 0 | 0 | 0 | 0 | 0 | 0 | 0 | 0 | 0 | 0 | 0 | 0 | 0 | 0 | 0 | 0 | 0 | 0 | 0 | 0 | 0 | 0 | 0
F11_Commercial_Interruptible - Health_Existing_Food Preparation_Natural Gas_Broiler_A_Achievable Economic RVT Potential | F11 | Commercial | Interruptible - Health | Existing | Food Preparation | Natural Gas | Broiler | A | Purchases (Cumulative) | Achievable Economic RVT Potential | 0 | 0 | 0 | 0 | 0 | 0 | 0 | 0 | 0 | 0 | 0 | 0 | 0 | 0 | 0 | 0 | 0 | 0 | 0 | 0 | 0 | 0 | 0 | 0 | 0 | 0 | 0
F1_Commercial_Interruptible - Health_Existing_Food Preparation_Natural Gas_Griddle_A_Achievable Economic RVT Potential | F1 | Commercial | Interruptible - Health | Existing | Food Preparation | Natural Gas | Griddle | A | Integrated Unit Energy Savings (kWh or therms) | Achievable Economic RVT Potential | 0 | 167.9465 | 167.9465 | 167.9465 | 167.9465 | 167.9465 | 167.9465 | 167.9465 | 167.9465 | 167.9465 | 167.9465 | 167.9465 | 167.9465 | 167.9465 | 167.9465 | 167.9465 | 167.9465 | 167.9465 | 167.9465 | 167.9465 | 167.9465 | 167.9465 | 167.9465 | 167.9465 | 167.9465 | 167.9465 | 167.9465
F2_Commercial_Interruptible - Health_Existing_Food Preparation_Natural Gas_Griddle_A_Achievable Economic RVT Potential | F2 | Commercial | Interruptible - Health | Existing | Food Preparation | Natural Gas | Griddle | A | Integrated Unit Summer Peak Savings (kW) | Achievable Economic RVT Potential | 0 | 0 | 0 | 0 | 0 | 0 | 0 | 0 | 0 | 0 | 0 | 0 | 0 | 0 | 0 | 0 | 0 | 0 | 0 | 0 | 0 | 0 | 0 | 0 | 0 | 0 | 0
F3_Commercial_Interruptible - Health_Existing_Food Preparation_Natural Gas_Griddle_A_Achievable Economic RVT Potential | F3 | Commercial | Interruptible - Health | Existing | Food Preparation | Natural Gas | Griddle | A | Integrated Unit Winter Peak Savings (kW) | Achievable Economic RVT Potential | 0 | 0 | 0 | 0 | 0 | 0 | 0 | 0 | 0 | 0 | 0 | 0 | 0 | 0 | 0 | 0 | 0 | 0 | 0 | 0 | 0 | 0 | 0 | 0 | 0 | 0 | 0
F4_Commercial_Interruptible - Health_Existing_Food Preparation_Natural Gas_Griddle_A_Achievable Economic RVT Potential | F4 | Commercial | Interruptible - Health | Existing | Food Preparation | Natural Gas | Griddle | A | Incremental Energy Savings (MWh or mTherms) | Achievable Economic RVT Potential | 0 | 0 | 0 | 0 | 0 | 0 | 0 | 0 | 0 | 0 | 0 | 0 | 0 | 0 | 0 | 0 | 0 | 0 | 0 | 0 | 0 | 0 | 0 | 0 | 0 | 0 | 0
F5_Commercial_Interruptible - Health_Existing_Food Preparation_Natural Gas_Griddle_A_Achievable Economic RVT Potential | F5 | Commercial | Interruptible - Health | Existing | Food Preparation | Natural Gas | Griddle | A | Incremental Summer Peak Savings (MW) | Achievable Economic RVT Potential | 0 | 0 | 0 | 0 | 0 | 0 | 0 | 0 | 0 | 0 | 0 | 0 | 0 | 0 | 0 | 0 | 0 | 0 | 0 | 0 | 0 | 0 | 0 | 0 | 0 | 0 | 0
F6_Commercial_Interruptible - Health_Existing_Food Preparation_Natural Gas_Griddle_A_Achievable Economic RVT Potential | F6 | Commercial | Interruptible - Health | Existing | Food Preparation | Natural Gas | Griddle | A | Incremental Winter Peak Savings (MW) | Achievable Economic RVT Potential | 0 | 0 | 0 | 0 | 0 | 0 | 0 | 0 | 0 | 0 | 0 | 0 | 0 | 0 | 0 | 0 | 0 | 0 | 0 | 0 | 0 | 0 | 0 | 0 | 0 | 0 | 0
F7_Commercial_Interruptible - Health_Existing_Food Preparation_Natural Gas_Griddle_A_Achievable Economic RVT Potential | F7 | Commercial | Interruptible - Health | Existing | Food Preparation | Natural Gas | Griddle | A | Cumulative Energy Savings (MWh or mTherms) | Achievable Economic RVT Potential | 0 | 0 | 0 | 0 | 0 | 0 | 0 | 0 | 0 | 0 | 0 | 0 | 0 | 0 | 0 | 0 | 0 | 0 | 0 | 0 | 0 | 0 | 0 | 0 | 0 | 0 | 0
F8_Commercial_Interruptible - Health_Existing_Food Preparation_Natural Gas_Griddle_A_Achievable Economic RVT Potential | F8 | Commercial | Interruptible - Health | Existing | Food Preparation | Natural Gas | Griddle | A | Cumulative Summer Peak Savings (MW) | Achievable Economic RVT Potential | 0 | 0 | 0 | 0 | 0 | 0 | 0 | 0 | 0 | 0 | 0 | 0 | 0 | 0 | 0 | 0 | 0 | 0 | 0 | 0 | 0 | 0 | 0 | 0 | 0 | 0 | 0
F9_Commercial_Interruptible - Health_Existing_Food Preparation_Natural Gas_Griddle_A_Achievable Economic RVT Potential | F9 | Commercial | Interruptible - Health | Existing | Food Preparation | Natural Gas | Griddle | A | Cumulative Winter Peak Savings (MW) | Achievable Economic RVT Potential | 0 | 0 | 0 | 0 | 0 | 0 | 0 | 0 | 0 | 0 | 0 | 0 | 0 | 0 | 0 | 0 | 0 | 0 | 0 | 0 | 0 | 0 | 0 | 0 | 0 | 0 | 0
F10_Commercial_Interruptible - Health_Existing_Food Preparation_Natural Gas_Griddle_A_Achievable Economic RVT Potential | F10 | Commercial | Interruptible - Health | Existing | Food Preparation | Natural Gas | Griddle | A | Purchases (Incremental) | Achievable Economic RVT Potential | 0 | 0 | 0 | 0 | 0 | 0 | 0 | 0 | 0 | 0 | 0 | 0 | 0 | 0 | 0 | 0 | 0 | 0 | 0 | 0 | 0 | 0 | 0 | 0 | 0 | 0 | 0
F11_Commercial_Interruptible - Health_Existing_Food Preparation_Natural Gas_Griddle_A_Achievable Economic RVT Potential | F11 | Commercial | Interruptible - Health | Existing | Food Preparation | Natural Gas | Griddle | A | Purchases (Cumulative) | Achievable Economic RVT Potential | 0 | 0 | 0 | 0 | 0 | 0 | 0 | 0 | 0 | 0 | 0 | 0 | 0 | 0 | 0 | 0 | 0 | 0 | 0 | 0 | 0 | 0 | 0 | 0 | 0 | 0 | 0
F1_Commercial_Interruptible - Health_Existing_Food Preparation_Natural Gas_Range_A_Achievable Economic RVT Potential | F1 | Commercial | Interruptible - Health | Existing | Food Preparation | Natural Gas | Range | A | Integrated Unit Energy Savings (kWh or therms) | Achievable Economic RVT Potential | 0 | 171.4286 | 171.4286 | 171.4286 | 171.4286 | 171.4286 | 171.4286 | 171.4286 | 171.4286 | 171.4286 | 171.4286 | 171.4286 | 171.4286 | 171.4286 | 171.4286 | 171.4286 | 171.4286 | 171.4286 | 171.4286 | 171.4286 | 171.4286 | 171.4286 | 171.4286 | 171.4286 | 171.4286 | 171.4286 | 171.4286
F2_Commercial_Interruptible - Health_Existing_Food Preparation_Natural Gas_Range_A_Achievable Economic RVT Potential | F2 | Commercial | Interruptible - Health | Existing | Food Preparation | Natural Gas | Range | A | Integrated Unit Summer Peak Savings (kW) | Achievable Economic RVT Potential | 0 | 0 | 0 | 0 | 0 | 0 | 0 | 0 | 0 | 0 | 0 | 0 | 0 | 0 | 0 | 0 | 0 | 0 | 0 | 0 | 0 | 0 | 0 | 0 | 0 | 0 | 0
F3_Commercial_Interruptible - Health_Existing_Food Preparation_Natural Gas_Range_A_Achievable Economic RVT Potential | F3 | Commercial | Interruptible - Health | Existing | Food Preparation | Natural Gas | Range | A | Integrated Unit Winter Peak Savings (kW) | Achievable Economic RVT Potential | 0 | 0 | 0 | 0 | 0 | 0 | 0 | 0 | 0 | 0 | 0 | 0 | 0 | 0 | 0 | 0 | 0 | 0 | 0 | 0 | 0 | 0 | 0 | 0 | 0 | 0 | 0
F4_Commercial_Interruptible - Health_Existing_Food Preparation_Natural Gas_Range_A_Achievable Economic RVT Potential | F4 | Commercial | Interruptible - Health | Existing | Food Preparation | Natural Gas | Range | A | Incremental Energy Savings (MWh or mTherms) | Achievable Economic RVT Potential | 0 | 0 | 0 | 0 | 0 | 0 | 0 | 0 | 0 | 0 | 0 | 0 | 0 | 0 | 0 | 0 | 0 | 0 | 0 | 0 | 0 | 0 | 0 | 0 | 0 | 0 | 0
F5_Commercial_Interruptible - Health_Existing_Food Preparation_Natural Gas_Range_A_Achievable Economic RVT Potential | F5 | Commercial | Interruptible - Health | Existing | Food Preparation | Natural Gas | Range | A | Incremental Summer Peak Savings (MW) | Achievable Economic RVT Potential | 0 | 0 | 0 | 0 | 0 | 0 | 0 | 0 | 0 | 0 | 0 | 0 | 0 | 0 | 0 | 0 | 0 | 0 | 0 | 0 | 0 | 0 | 0 | 0 | 0 | 0 | 0
F6_Commercial_Interruptible - Health_Existing_Food Preparation_Natural Gas_Range_A_Achievable Economic RVT Potential | F6 | Commercial | Interruptible - Health | Existing | Food Preparation | Natural Gas | Range | A | Incremental Winter Peak Savings (MW) | Achievable Economic RVT Potential | 0 | 0 | 0 | 0 | 0 | 0 | 0 | 0 | 0 | 0 | 0 | 0 | 0 | 0 | 0 | 0 | 0 | 0 | 0 | 0 | 0 | 0 | 0 | 0 | 0 | 0 | 0
F7_Commercial_Interruptible - Health_Existing_Food Preparation_Natural Gas_Range_A_Achievable Economic RVT Potential | F7 | Commercial | Interruptible - Health | Existing | Food Preparation | Natural Gas | Range | A | Cumulative Energy Savings (MWh or mTherms) | Achievable Economic RVT Potential | 0 | 0 | 0 | 0 | 0 | 0 | 0 | 0 | 0 | 0 | 0 | 0 | 0 | 0 | 0 | 0 | 0 | 0 | 0 | 0 | 0 | 0 | 0 | 0 | 0 | 0 | 0
F8_Commercial_Interruptible - Health_Existing_Food Preparation_Natural Gas_Range_A_Achievable Economic RVT Potential | F8 | Commercial | Interruptible - Health | Existing | Food Preparation | Natural Gas | Range | A | Cumulative Summer Peak Savings (MW) | Achievable Economic RVT Potential | 0 | 0 | 0 | 0 | 0 | 0 | 0 | 0 | 0 | 0 | 0 | 0 | 0 | 0 | 0 | 0 | 0 | 0 | 0 | 0 | 0 | 0 | 0 | 0 | 0 | 0 | 0
F9_Commercial_Interruptible - Health_Existing_Food Preparation_Natural Gas_Range_A_Achievable Economic RVT Potential | F9 | Commercial | Interruptible - Health | Existing | Food Preparation | Natural Gas | Range | A | Cumulative Winter Peak Savings (MW) | Achievable Economic RVT Potential | 0 | 0 | 0 | 0 | 0 | 0 | 0 | 0 | 0 | 0 | 0 | 0 | 0 | 0 | 0 | 0 | 0 | 0 | 0 | 0 | 0 | 0 | 0 | 0 | 0 | 0 | 0
F10_Commercial_Interruptible - Health_Existing_Food Preparation_Natural Gas_Range_A_Achievable Economic RVT Potential | F10 | Commercial | Interruptible - Health | Existing | Food Preparation | Natural Gas | Range | A | Purchases (Incremental) | Achievable Economic RVT Potential | 0 | 0 | 0 | 0 | 0 | 0 | 0 | 0 | 0 | 0 | 0 | 0 | 0 | 0 | 0 | 0 | 0 | 0 | 0 | 0 | 0 | 0 | 0 | 0 | 0 | 0 | 0
F11_Commercial_Interruptible - Health_Existing_Food Preparation_Natural Gas_Range_A_Achievable Economic RVT Potential | F11 | Commercial | Interruptible - Health | Existing | Food Preparation | Natural Gas | Range | A | Purchases (Cumulative) | Achievable Economic RVT Potential | 0 | 0 | 0 | 0 | 0 | 0 | 0 | 0 | 0 | 0 | 0 | 0 | 0 | 0 | 0 | 0 | 0 | 0 | 0 | 0 | 0 | 0 | 0 | 0 | 0 | 0 | 0
F1_Commercial_Interruptible - Health_Existing_Food Preparation_Natural Gas_Steamer_A_Achievable Economic RVT Potential | F1 | Commercial | Interruptible - Health | Existing | Food Preparation | Natural Gas | Steamer | A | Integrated Unit Energy Savings (kWh or therms) | Achievable Economic RVT Potential | 0 | 1215.1419 | 1215.1419 | 1215.1419 | 1215.1419 | 1215.1419 | 1215.1419 | 1215.1419 | 1215.1419 | 1215.1419 | 1215.1419 | 1215.1419 | 1215.1419 | 1215.1419 | 1215.1419 | 1215.1419 | 1215.1419 | 1215.1419 | 1215.1419 | 1215.1419 | 1215.1419 | 1215.1419 | 1215.1419 | 1215.1419 | 1215.1419 | 1215.1419 | 1215.1419
F2_Commercial_Interruptible - Health_Existing_Food Preparation_Natural Gas_Steamer_A_Achievable Economic RVT Potential | F2 | Commercial | Interruptible - Health | Existing | Food Preparation | Natural Gas | Steamer | A | Integrated Unit Summer Peak Savings (kW) | Achievable Economic RVT Potential | 0 | 0 | 0 | 0 | 0 | 0 | 0 | 0 | 0 | 0 | 0 | 0 | 0 | 0 | 0 | 0 | 0 | 0 | 0 | 0 | 0 | 0 | 0 | 0 | 0 | 0 | 0
F3_Commercial_Interruptible - Health_Existing_Food Preparation_Natural Gas_Steamer_A_Achievable Economic RVT Potential | F3 | Commercial | Interruptible - Health | Existing | Food Preparation | Natural Gas | Steamer | A | Integrated Unit Winter Peak Savings (kW) | Achievable Economic RVT Potential | 0 | 0 | 0 | 0 | 0 | 0 | 0 | 0 | 0 | 0 | 0 | 0 | 0 | 0 | 0 | 0 | 0 | 0 | 0 | 0 | 0 | 0 | 0 | 0 | 0 | 0 | 0
F4_Commercial_Interruptible - Health_Existing_Food Preparation_Natural Gas_Steamer_A_Achievable Economic RVT Potential | F4 | Commercial | Interruptible - Health | Existing | Food Preparation | Natural Gas | Steamer | A | Incremental Energy Savings (MWh or mTherms) | Achievable Economic RVT Potential | 0 | 0 | 0.012834 | 0.038098 | 0.062269 | 0.085683 | 0.10858 | 0.13115 | 0.1594 | 0.18663 | 0.19989 | 0.19964 | 0.1995 | 0.28136 | 0.26733 | 0.25738 | 0.24448 | 0.23453 | 0.22698 | 0.2213 | 0.24784 | 0.18184 | 0.17617 | 0.16177 | 0.14184 | 0.15508 | 0.10132
F5_Commercial_Interruptible - Health_Existing_Food Preparation_Natural Gas_Steamer_A_Achievable Economic RVT Potential | F5 | Commercial | Interruptible - Health | Existing | Food Preparation | Natural Gas | Steamer | A | Incremental Summer Peak Savings (MW) | Achievable Economic RVT Potential | 0 | 0 | 0 | 0 | 0 | 0 | 0 | 0 | 0 | 0 | 0 | 0 | 0 | 0 | 0 | 0 | 0 | 0 | 0 | 0 | 0 | 0 | 0 | 0 | 0 | 0 | 0
F6_Commercial_Interruptible - Health_Existing_Food Preparation_Natural Gas_Steamer_A_Achievable Economic RVT Potential | F6 | Commercial | Interruptible - Health | Existing | Food Preparation | Natural Gas | Steamer | A | Incremental Winter Peak Savings (MW) | Achievable Economic RVT Potential | 0 | 0 | 0 | 0 | 0 | 0 | 0 | 0 | 0 | 0 | 0 | 0 | 0 | 0 | 0 | 0 | 0 | 0 | 0 | 0 | 0 | 0 | 0 | 0 | 0 | 0 | 0
F7_Commercial_Interruptible - Health_Existing_Food Preparation_Natural Gas_Steamer_A_Achievable Economic RVT Potential | F7 | Commercial | Interruptible - Health | Existing | Food Preparation | Natural Gas | Steamer | A | Cumulative Energy Savings (MWh or mTherms) | Achievable Economic RVT Potential | 0 | 0 | 0.012834 | 0.050932 | 0.1132 | 0.19888 | 0.30747 | 0.43862 | 0.59802 | 0.78464 | 0.98454 | 1.1842 | 1.3837 | 1.665 | 1.9324 | 2.1898 | 2.4342 | 2.6688 | 2.8957 | 3.117 | 3.3649 | 3.5467 | 3.7229 | 3.8847 | 4.0265 | 4.1816 | 4.2829
F8_Commercial_Interruptible - Health_Existing_Food Preparation_Natural Gas_Steamer_A_Achievable Economic RVT Potential | F8 | Commercial | Interruptible - Health | Existing | Food Preparation | Natural Gas | Steamer | A | Cumulative Summer Peak Savings (MW) | Achievable Economic RVT Potential | 0 | 0 | 0 | 0 | 0 | 0 | 0 | 0 | 0 | 0 | 0 | 0 | 0 | 0 | 0 | 0 | 0 | 0 | 0 | 0 | 0 | 0 | 0 | 0 | 0 | 0 | 0
F9_Commercial_Interruptible - Health_Existing_Food Preparation_Natural Gas_Steamer_A_Achievable Economic RVT Potential | F9 | Commercial | Interruptible - Health | Existing | Food Preparation | Natural Gas | Steamer | A | Cumulative Winter Peak Savings (MW) | Achievable Economic RVT Potential | 0 | 0 | 0 | 0 | 0 | 0 | 0 | 0 | 0 | 0 | 0 | 0 | 0 | 0 | 0 | 0 | 0 | 0 | 0 | 0 | 0 | 0 | 0 | 0 | 0 | 0 | 0
F10_Commercial_Interruptible - Health_Existing_Food Preparation_Natural Gas_Steamer_A_Achievable Economic RVT Potential | F10 | Commercial | Interruptible - Health | Existing | Food Preparation | Natural Gas | Steamer | A | Purchases (Incremental) | Achievable Economic RVT Potential | 0 | 0 | 0.010562 | 0.031353 | 0.051244 | 0.070513 | 0.08936 | 0.10793 | 0.13118 | 0.15358 | 0.1645 | 0.16429 | 0.16418 | 0.23155 | 0.22 | 0.21181 | 0.2012 | 0.19301 | 0.18679 | 0.18211 | 0.20396 | 0.14964 | 0.14498 | 0.13313 | 0.11673 | 0.12763 | 0.083381
F11_Commercial_Interruptible - Health_Existing_Food Preparation_Natural Gas_Steamer_A_Achievable Economic RVT Potential | F11 | Commercial | Interruptible - Health | Existing | Food Preparation | Natural Gas | Steamer | A | Purchases (Cumulative) | Achievable Economic RVT Potential | 0 | 0 | 0.010562 | 0.041915 | 0.093159 | 0.16367 | 0.25303 | 0.36096 | 0.49214 | 0.64572 | 0.81022 | 0.97451 | 1.1387 | 1.3702 | 1.5902 | 1.8021 | 2.0033 | 2.1963 | 2.383 | 2.5652 | 2.7691 | 2.9188 | 3.0637 | 3.1969 | 3.3136 | 3.4412 | 3.5246
F1_Commercial_Interruptible - Health_Existing_Food Preparation_Natural Gas_Commercial Food Prep Other_A_Achievable Economic RVT Potential | F1 | Commercial | Interruptible - Health | Existing | Food Preparation | Natural Gas | Commercial Food Prep Other | A | Integrated Unit Energy Savings (kWh or therms) | Achievable Economic RVT Potential | 0 | 0 | 0 | 0 | 0 | 0 | 0 | 0 | 0 | 0 | 0 | 0 | 0 | 0 | 0 | 0 | 0 | 0 | 0 | 0 | 0 | 0 | 0 | 0 | 0 | 0 | 0
F2_Commercial_Interruptible - Health_Existing_Food Preparation_Natural Gas_Commercial Food Prep Other_A_Achievable Economic RVT Potential | F2 | Commercial | Interruptible - Health | Existing | Food Preparation | Natural Gas | Commercial Food Prep Other | A | Integrated Unit Summer Peak Savings (kW) | Achievable Economic RVT Potential | 0 | 0 | 0 | 0 | 0 | 0 | 0 | 0 | 0 | 0 | 0 | 0 | 0 | 0 | 0 | 0 | 0 | 0 | 0 | 0 | 0 | 0 | 0 | 0 | 0 | 0 | 0
F3_Commercial_Interruptible - Health_Existing_Food Preparation_Natural Gas_Commercial Food Prep Other_A_Achievable Economic RVT Potential | F3 | Commercial | Interruptible - Health | Existing | Food Preparation | Natural Gas | Commercial Food Prep Other | A | Integrated Unit Winter Peak Savings (kW) | Achievable Economic RVT Potential | 0 | 0 | 0 | 0 | 0 | 0 | 0 | 0 | 0 | 0 | 0 | 0 | 0 | 0 | 0 | 0 | 0 | 0 | 0 | 0 | 0 | 0 | 0 | 0 | 0 | 0 | 0
F4_Commercial_Interruptible - Health_Existing_Food Preparation_Natural Gas_Commercial Food Prep Other_A_Achievable Economic RVT Potential | F4 | Commercial | Interruptible - Health | Existing | Food Preparation | Natural Gas | Commercial Food Prep Other | A | Incremental Energy Savings (MWh or mTherms) | Achievable Economic RVT Potential | 0 | 0 | 0 | 0 | 0 | 0 | 0 | 0 | 0 | 0 | 0 | 0 | 0 | 0 | 0 | 0 | 0 | 0 | 0 | 0 | 0 | 0 | 0 | 0 | 0 | 0 | 0
F5_Commercial_Interruptible - Health_Existing_Food Preparation_Natural Gas_Commercial Food Prep Other_A_Achievable Economic RVT Potential | F5 | Commercial | Interruptible - Health | Existing | Food Preparation | Natural Gas | Commercial Food Prep Other | A | Incremental Summer Peak Savings (MW) | Achievable Economic RVT Potential | 0 | 0 | 0 | 0 | 0 | 0 | 0 | 0 | 0 | 0 | 0 | 0 | 0 | 0 | 0 | 0 | 0 | 0 | 0 | 0 | 0 | 0 | 0 | 0 | 0 | 0 | 0
F6_Commercial_Interruptible - Health_Existing_Food Preparation_Natural Gas_Commercial Food Prep Other_A_Achievable Economic RVT Potential | F6 | Commercial | Interruptible - Health | Existing | Food Preparation | Natural Gas | Commercial Food Prep Other | A | Incremental Winter Peak Savings (MW) | Achievable Economic RVT Potential | 0 | 0 | 0 | 0 | 0 | 0 | 0 | 0 | 0 | 0 | 0 | 0 | 0 | 0 | 0 | 0 | 0 | 0 | 0 | 0 | 0 | 0 | 0 | 0 | 0 | 0 | 0
F7_Commercial_Interruptible - Health_Existing_Food Preparation_Natural Gas_Commercial Food Prep Other_A_Achievable Economic RVT Potential | F7 | Commercial | Interruptible - Health | Existing | Food Preparation | Natural Gas | Commercial Food Prep Other | A | Cumulative Energy Savings (MWh or mTherms) | Achievable Economic RVT Potential | 0 | 0 | 0 | 0 | 0 | 0 | 0 | 0 | 0 | 0 | 0 | 0 | 0 | 0 | 0 | 0 | 0 | 0 | 0 | 0 | 0 | 0 | 0 | 0 | 0 | 0 | 0
F8_Commercial_Interruptible - Health_Existing_Food Preparation_Natural Gas_Commercial Food Prep Other_A_Achievable Economic RVT Potential | F8 | Commercial | Interruptible - Health | Existing | Food Preparation | Natural Gas | Commercial Food Prep Other | A | Cumulative Summer Peak Savings (MW) | Achievable Economic RVT Potential | 0 | 0 | 0 | 0 | 0 | 0 | 0 | 0 | 0 | 0 | 0 | 0 | 0 | 0 | 0 | 0 | 0 | 0 | 0 | 0 | 0 | 0 | 0 | 0 | 0 | 0 | 0
F9_Commercial_Interruptible - Health_Existing_Food Preparation_Natural Gas_Commercial Food Prep Other_A_Achievable Economic RVT Potential | F9 | Commercial | Interruptible - Health | Existing | Food Preparation | Natural Gas | Commercial Food Prep Other | A | Cumulative Winter Peak Savings (MW) | Achievable Economic RVT Potential | 0 | 0 | 0 | 0 | 0 | 0 | 0 | 0 | 0 | 0 | 0 | 0 | 0 | 0 | 0 | 0 | 0 | 0 | 0 | 0 | 0 | 0 | 0 | 0 | 0 | 0 | 0
F10_Commercial_Interruptible - Health_Existing_Food Preparation_Natural Gas_Commercial Food Prep Other_A_Achievable Economic RVT Potential | F10 | Commercial | Interruptible - Health | Existing | Food Preparation | Natural Gas | Commercial Food Prep Other | A | Purchases (Incremental) | Achievable Economic RVT Potential | 0 | 0 | 0 | 0 | 0 | 0 | 0 | 0 | 0 | 0 | 0 | 0 | 0 | 0 | 0 | 0 | 0 | 0 | 0 | 0 | 0 | 0 | 0 | 0 | 0 | 0 | 0
F11_Commercial_Interruptible - Health_Existing_Food Preparation_Natural Gas_Commercial Food Prep Other_A_Achievable Economic RVT Potential | F11 | Commercial | Interruptible - Health | Existing | Food Preparation | Natural Gas | Commercial Food Prep Other | A | Purchases (Cumulative) | Achievable Economic RVT Potential | 0 | 0 | 0 | 0 | 0 | 0 | 0 | 0 | 0 | 0 | 0 | 0 | 0 | 0 | 0 | 0 | 0 | 0 | 0 | 0 | 0 | 0 | 0 | 0 | 0 | 0 | 0
F1_Commercial_Interruptible - Health_Existing_Miscellaneous_Natural Gas_Pool Heater_A_Achievable Economic RVT Potential | F1 | Commercial | Interruptible - Health | Existing | Miscellaneous | Natural Gas | Pool Heater | A | Integrated Unit Energy Savings (kWh or therms) | Achievable Economic RVT Potential | 0 | 0 | 0 | 0 | 0 | 0 | 0 | 0 | 0 | 0 | 0 | 0 | 0 | 0 | 0 | 0 | 0 | 0 | 0 | 0 | 0 | 0 | 0 | 0 | 0 | 0 | 0
F2_Commercial_Interruptible - Health_Existing_Miscellaneous_Natural Gas_Pool Heater_A_Achievable Economic RVT Potential | F2 | Commercial | Interruptible - Health | Existing | Miscellaneous | Natural Gas | Pool Heater | A | Integrated Unit Summer Peak Savings (kW) | Achievable Economic RVT Potential | 0 | 0 | 0 | 0 | 0 | 0 | 0 | 0 | 0 | 0 | 0 | 0 | 0 | 0 | 0 | 0 | 0 | 0 | 0 | 0 | 0 | 0 | 0 | 0 | 0 | 0 | 0
F3_Commercial_Interruptible - Health_Existing_Miscellaneous_Natural Gas_Pool Heater_A_Achievable Economic RVT Potential | F3 | Commercial | Interruptible - Health | Existing | Miscellaneous | Natural Gas | Pool Heater | A | Integrated Unit Winter Peak Savings (kW) | Achievable Economic RVT Potential | 0 | 0 | 0 | 0 | 0 | 0 | 0 | 0 | 0 | 0 | 0 | 0 | 0 | 0 | 0 | 0 | 0 | 0 | 0 | 0 | 0 | 0 | 0 | 0 | 0 | 0 | 0
F4_Commercial_Interruptible - Health_Existing_Miscellaneous_Natural Gas_Pool Heater_A_Achievable Economic RVT Potential | F4 | Commercial | Interruptible - Health | Existing | Miscellaneous | Natural Gas | Pool Heater | A | Incremental Energy Savings (MWh or mTherms) | Achievable Economic RVT Potential | 0 | 0 | 0 | 0 | 0 | 0 | 0 | 0 | 0 | 0 | 0 | 0 | 0 | 0 | 0 | 0 | 0 | 0 | 0 | 0 | 0 | 0 | 0 | 0 | 0 | 0 | 0
F5_Commercial_Interruptible - Health_Existing_Miscellaneous_Natural Gas_Pool Heater_A_Achievable Economic RVT Potential | F5 | Commercial | Interruptible - Health | Existing | Miscellaneous | Natural Gas | Pool Heater | A | Incremental Summer Peak Savings (MW) | Achievable Economic RVT Potential | 0 | 0 | 0 | 0 | 0 | 0 | 0 | 0 | 0 | 0 | 0 | 0 | 0 | 0 | 0 | 0 | 0 | 0 | 0 | 0 | 0 | 0 | 0 | 0 | 0 | 0 | 0
F6_Commercial_Interruptible - Health_Existing_Miscellaneous_Natural Gas_Pool Heater_A_Achievable Economic RVT Potential | F6 | Commercial | Interruptible - Health | Existing | Miscellaneous | Natural Gas | Pool Heater | A | Incremental Winter Peak Savings (MW) | Achievable Economic RVT Potential | 0 | 0 | 0 | 0 | 0 | 0 | 0 | 0 | 0 | 0 | 0 | 0 | 0 | 0 | 0 | 0 | 0 | 0 | 0 | 0 | 0 | 0 | 0 | 0 | 0 | 0 | 0
F7_Commercial_Interruptible - Health_Existing_Miscellaneous_Natural Gas_Pool Heater_A_Achievable Economic RVT Potential | F7 | Commercial | Interruptible - Health | Existing | Miscellaneous | Natural Gas | Pool Heater | A | Cumulative Energy Savings (MWh or mTherms) | Achievable Economic RVT Potential | 0 | 0 | 0 | 0 | 0 | 0 | 0 | 0 | 0 | 0 | 0 | 0 | 0 | 0 | 0 | 0 | 0 | 0 | 0 | 0 | 0 | 0 | 0 | 0 | 0 | 0 | 0
F8_Commercial_Interruptible - Health_Existing_Miscellaneous_Natural Gas_Pool Heater_A_Achievable Economic RVT Potential | F8 | Commercial | Interruptible - Health | Existing | Miscellaneous | Natural Gas | Pool Heater | A | Cumulative Summer Peak Savings (MW) | Achievable Economic RVT Potential | 0 | 0 | 0 | 0 | 0 | 0 | 0 | 0 | 0 | 0 | 0 | 0 | 0 | 0 | 0 | 0 | 0 | 0 | 0 | 0 | 0 | 0 | 0 | 0 | 0 | 0 | 0
F9_Commercial_Interruptible - Health_Existing_Miscellaneous_Natural Gas_Pool Heater_A_Achievable Economic RVT Potential | F9 | Commercial | Interruptible - Health | Existing | Miscellaneous | Natural Gas | Pool Heater | A | Cumulative Winter Peak Savings (MW) | Achievable Economic RVT Potential | 0 | 0 | 0 | 0 | 0 | 0 | 0 | 0 | 0 | 0 | 0 | 0 | 0 | 0 | 0 | 0 | 0 | 0 | 0 | 0 | 0 | 0 | 0 | 0 | 0 | 0 | 0
F10_Commercial_Interruptible - Health_Existing_Miscellaneous_Natural Gas_Pool Heater_A_Achievable Economic RVT Potential | F10 | Commercial | Interruptible - Health | Existing | Miscellaneous | Natural Gas | Pool Heater | A | Purchases (Incremental) | Achievable Economic RVT Potential | 0 | 0 | 0 | 0 | 0 | 0 | 0 | 0 | 0 | 0 | 0 | 0 | 0 | 0 | 0 | 0 | 0 | 0 | 0 | 0 | 0 | 0 | 0 | 0 | 0 | 0 | 0
F11_Commercial_Interruptible - Health_Existing_Miscellaneous_Natural Gas_Pool Heater_A_Achievable Economic RVT Potential | F11 | Commercial | Interruptible - Health | Existing | Miscellaneous | Natural Gas | Pool Heater | A | Purchases (Cumulative) | Achievable Economic RVT Potential | 0 | 0 | 0 | 0 | 0 | 0 | 0 | 0 | 0 | 0 | 0 | 0 | 0 | 0 | 0 | 0 | 0 | 0 | 0 | 0 | 0 | 0 | 0 | 0 | 0 | 0 | 0
F1_Commercial_Interruptible - Health_New_Space Heating_Natural Gas_Furnace_A_Achievable Economic RVT Potential | F1 | Commercial | Interruptible - Health | New | Space Heating | Natural Gas | Furnace | A | Integrated Unit Energy Savings (kWh or therms) | Achievable Economic RVT Potential | 0 | 0 | 0 | 0 | 0 | 0 | 0 | 0 | 0 | 0 | 0 | 0 | 0 | 0 | 0 | 0 | 0 | 0 | 0 | 0 | 0 | 0 | 0 | 0 | 0 | 0 | 0
F2_Commercial_Interruptible - Health_New_Space Heating_Natural Gas_Furnace_A_Achievable Economic RVT Potential | F2 | Commercial | Interruptible - Health | New | Space Heating | Natural Gas | Furnace | A | Integrated Unit Summer Peak Savings (kW) | Achievable Economic RVT Potential | 0 | 0 | 0 | 0 | 0 | 0 | 0 | 0 | 0 | 0 | 0 | 0 | 0 | 0 | 0 | 0 | 0 | 0 | 0 | 0 | 0 | 0 | 0 | 0 | 0 | 0 | 0
F3_Commercial_Interruptible - Health_New_Space Heating_Natural Gas_Furnace_A_Achievable Economic RVT Potential | F3 | Commercial | Interruptible - Health | New | Space Heating | Natural Gas | Furnace | A | Integrated Unit Winter Peak Savings (kW) | Achievable Economic RVT Potential | 0 | 0 | 0 | 0 | 0 | 0 | 0 | 0 | 0 | 0 | 0 | 0 | 0 | 0 | 0 | 0 | 0 | 0 | 0 | 0 | 0 | 0 | 0 | 0 | 0 | 0 | 0
F4_Commercial_Interruptible - Health_New_Space Heating_Natural Gas_Furnace_A_Achievable Economic RVT Potential | F4 | Commercial | Interruptible - Health | New | Space Heating | Natural Gas | Furnace | A | Incremental Energy Savings (MWh or mTherms) | Achievable Economic RVT Potential | 0 | 0 | 0 | 0 | 0 | 0 | 0 | 0 | 0 | 0 | 0 | 0 | 0 | 0 | 0 | 0 | 0 | 0 | 0 | 0 | 0 | 0 | 0 | 0 | 0 | 0 | 0
F5_Commercial_Interruptible - Health_New_Space Heating_Natural Gas_Furnace_A_Achievable Economic RVT Potential | F5 | Commercial | Interruptible - Health | New | Space Heating | Natural Gas | Furnace | A | Incremental Summer Peak Savings (MW) | Achievable Economic RVT Potential | 0 | 0 | 0 | 0 | 0 | 0 | 0 | 0 | 0 | 0 | 0 | 0 | 0 | 0 | 0 | 0 | 0 | 0 | 0 | 0 | 0 | 0 | 0 | 0 | 0 | 0 | 0
F6_Commercial_Interruptible - Health_New_Space Heating_Natural Gas_Furnace_A_Achievable Economic RVT Potential | F6 | Commercial | Interruptible - Health | New | Space Heating | Natural Gas | Furnace | A | Incremental Winter Peak Savings (MW) | Achievable Economic RVT Potential | 0 | 0 | 0 | 0 | 0 | 0 | 0 | 0 | 0 | 0 | 0 | 0 | 0 | 0 | 0 | 0 | 0 | 0 | 0 | 0 | 0 | 0 | 0 | 0 | 0 | 0 | 0
F7_Commercial_Interruptible - Health_New_Space Heating_Natural Gas_Furnace_A_Achievable Economic RVT Potential | F7 | Commercial | Interruptible - Health | New | Space Heating | Natural Gas | Furnace | A | Cumulative Energy Savings (MWh or mTherms) | Achievable Economic RVT Potential | 0 | 0 | 0 | 0 | 0 | 0 | 0 | 0 | 0 | 0 | 0 | 0 | 0 | 0 | 0 | 0 | 0 | 0 | 0 | 0 | 0 | 0 | 0 | 0 | 0 | 0 | 0
F8_Commercial_Interruptible - Health_New_Space Heating_Natural Gas_Furnace_A_Achievable Economic RVT Potential | F8 | Commercial | Interruptible - Health | New | Space Heating | Natural Gas | Furnace | A | Cumulative Summer Peak Savings (MW) | Achievable Economic RVT Potential | 0 | 0 | 0 | 0 | 0 | 0 | 0 | 0 | 0 | 0 | 0 | 0 | 0 | 0 | 0 | 0 | 0 | 0 | 0 | 0 | 0 | 0 | 0 | 0 | 0 | 0 | 0
F9_Commercial_Interruptible - Health_New_Space Heating_Natural Gas_Furnace_A_Achievable Economic RVT Potential | F9 | Commercial | Interruptible - Health | New | Space Heating | Natural Gas | Furnace | A | Cumulative Winter Peak Savings (MW) | Achievable Economic RVT Potential | 0 | 0 | 0 | 0 | 0 | 0 | 0 | 0 | 0 | 0 | 0 | 0 | 0 | 0 | 0 | 0 | 0 | 0 | 0 | 0 | 0 | 0 | 0 | 0 | 0 | 0 | 0
F10_Commercial_Interruptible - Health_New_Space Heating_Natural Gas_Furnace_A_Achievable Economic RVT Potential | F10 | Commercial | Interruptible - Health | New | Space Heating | Natural Gas | Furnace | A | Purchases (Incremental) | Achievable Economic RVT Potential | 0 | 0 | 0 | 0 | 0 | 0 | 0 | 0 | 0 | 0 | 0 | 0 | 0 | 0 | 0 | 0 | 0 | 0 | 0 | 0 | 0 | 0 | 0 | 0 | 0 | 0 | 0
F11_Commercial_Interruptible - Health_New_Space Heating_Natural Gas_Furnace_A_Achievable Economic RVT Potential | F11 | Commercial | Interruptible - Health | New | Space Heating | Natural Gas | Furnace | A | Purchases (Cumulative) | Achievable Economic RVT Potential | 0 | 0 | 0 | 0 | 0 | 0 | 0 | 0 | 0 | 0 | 0 | 0 | 0 | 0 | 0 | 0 | 0 | 0 | 0 | 0 | 0 | 0 | 0 | 0 | 0 | 0 | 0
F1_Commercial_Interruptible - Health_New_Space Heating_Natural Gas_Boiler_A_Achievable Economic RVT Potential | F1 | Commercial | Interruptible - Health | New | Space Heating | Natural Gas | Boiler | A | Integrated Unit Energy Savings (kWh or therms) | Achievable Economic RVT Potential | 0 | 0 | 0 | 0 | 0 | 0 | 0 | 0 | 0 | 0 | 0 | 0 | 0 | 0 | 0 | 0 | 0 | 0 | 0 | 0 | 0 | 0 | 0 | 0 | 0 | 0 | 0
F2_Commercial_Interruptible - Health_New_Space Heating_Natural Gas_Boiler_A_Achievable Economic RVT Potential | F2 | Commercial | Interruptible - Health | New | Space Heating | Natural Gas | Boiler | A | Integrated Unit Summer Peak Savings (kW) | Achievable Economic RVT Potential | 0 | 0 | 0 | 0 | 0 | 0 | 0 | 0 | 0 | 0 | 0 | 0 | 0 | 0 | 0 | 0 | 0 | 0 | 0 | 0 | 0 | 0 | 0 | 0 | 0 | 0 | 0
F3_Commercial_Interruptible - Health_New_Space Heating_Natural Gas_Boiler_A_Achievable Economic RVT Potential | F3 | Commercial | Interruptible - Health | New | Space Heating | Natural Gas | Boiler | A | Integrated Unit Winter Peak Savings (kW) | Achievable Economic RVT Potential | 0 | 0 | 0 | 0 | 0 | 0 | 0 | 0 | 0 | 0 | 0 | 0 | 0 | 0 | 0 | 0 | 0 | 0 | 0 | 0 | 0 | 0 | 0 | 0 | 0 | 0 | 0
F4_Commercial_Interruptible - Health_New_Space Heating_Natural Gas_Boiler_A_Achievable Economic RVT Potential | F4 | Commercial | Interruptible - Health | New | Space Heating | Natural Gas | Boiler | A | Incremental Energy Savings (MWh or mTherms) | Achievable Economic RVT Potential | 0 | 0 | 0 | 0 | 0 | 0 | 0 | 0 | 0 | 0 | 0 | 0 | 0 | 0 | 0 | 0 | 0 | 0 | 0 | 0 | 0 | 0 | 0 | 0 | 0 | 0 | 0
F5_Commercial_Interruptible - Health_New_Space Heating_Natural Gas_Boiler_A_Achievable Economic RVT Potential | F5 | Commercial | Interruptible - Health | New | Space Heating | Natural Gas | Boiler | A | Incremental Summer Peak Savings (MW) | Achievable Economic RVT Potential | 0 | 0 | 0 | 0 | 0 | 0 | 0 | 0 | 0 | 0 | 0 | 0 | 0 | 0 | 0 | 0 | 0 | 0 | 0 | 0 | 0 | 0 | 0 | 0 | 0 | 0 | 0
F6_Commercial_Interruptible - Health_New_Space Heating_Natural Gas_Boiler_A_Achievable Economic RVT Potential | F6 | Commercial | Interruptible - Health | New | Space Heating | Natural Gas | Boiler | A | Incremental Winter Peak Savings (MW) | Achievable Economic RVT Potential | 0 | 0 | 0 | 0 | 0 | 0 | 0 | 0 | 0 | 0 | 0 | 0 | 0 | 0 | 0 | 0 | 0 | 0 | 0 | 0 | 0 | 0 | 0 | 0 | 0 | 0 | 0
F7_Commercial_Interruptible - Health_New_Space Heating_Natural Gas_Boiler_A_Achievable Economic RVT Potential | F7 | Commercial | Interruptible - Health | New | Space Heating | Natural Gas | Boiler | A | Cumulative Energy Savings (MWh or mTherms) | Achievable Economic RVT Potential | 0 | 0 | 0 | 0 | 0 | 0 | 0 | 0 | 0 | 0 | 0 | 0 | 0 | 0 | 0 | 0 | 0 | 0 | 0 | 0 | 0 | 0 | 0 | 0 | 0 | 0 | 0
F8_Commercial_Interruptible - Health_New_Space Heating_Natural Gas_Boiler_A_Achievable Economic RVT Potential | F8 | Commercial | Interruptible - Health | New | Space Heating | Natural Gas | Boiler | A | Cumulative Summer Peak Savings (MW) | Achievable Economic RVT Potential | 0 | 0 | 0 | 0 | 0 | 0 | 0 | 0 | 0 | 0 | 0 | 0 | 0 | 0 | 0 | 0 | 0 | 0 | 0 | 0 | 0 | 0 | 0 | 0 | 0 | 0 | 0
F9_Commercial_Interruptible - Health_New_Space Heating_Natural Gas_Boiler_A_Achievable Economic RVT Potential | F9 | Commercial | Interruptible - Health | New | Space Heating | Natural Gas | Boiler | A | Cumulative Winter Peak Savings (MW) | Achievable Economic RVT Potential | 0 | 0 | 0 | 0 | 0 | 0 | 0 | 0 | 0 | 0 | 0 | 0 | 0 | 0 | 0 | 0 | 0 | 0 | 0 | 0 | 0 | 0 | 0 | 0 | 0 | 0 | 0
F10_Commercial_Interruptible - Health_New_Space Heating_Natural Gas_Boiler_A_Achievable Economic RVT Potential | F10 | Commercial | Interruptible - Health | New | Space Heating | Natural Gas | Boiler | A | Purchases (Incremental) | Achievable Economic RVT Potential | 0 | 0 | 0 | 0 | 0 | 0 | 0 | 0 | 0 | 0 | 0 | 0 | 0 | 0 | 0 | 0 | 0 | 0 | 0 | 0 | 0 | 0 | 0 | 0 | 0 | 0 | 0
F11_Commercial_Interruptible - Health_New_Space Heating_Natural Gas_Boiler_A_Achievable Economic RVT Potential | F11 | Commercial | Interruptible - Health | New | Space Heating | Natural Gas | Boiler | A | Purchases (Cumulative) | Achievable Economic RVT Potential | 0 | 0 | 0 | 0 | 0 | 0 | 0 | 0 | 0 | 0 | 0 | 0 | 0 | 0 | 0 | 0 | 0 | 0 | 0 | 0 | 0 | 0 | 0 | 0 | 0 | 0 | 0
F1_Commercial_Interruptible - Health_New_Space Heating_Natural Gas_Unit Heater_A_Achievable Economic RVT Potential | F1 | Commercial | Interruptible - Health | New | Space Heating | Natural Gas | Unit Heater | A | Integrated Unit Energy Savings (kWh or therms) | Achievable Economic RVT Potential | 0 | 0 | 0 | 0 | 0 | 0 | 0 | 0 | 0 | 0 | 0 | 0 | 0 | 0 | 0 | 0 | 0 | 0 | 0 | 0 | 0 | 0 | 0 | 0 | 0 | 0 | 0
F2_Commercial_Interruptible - Health_New_Space Heating_Natural Gas_Unit Heater_A_Achievable Economic RVT Potential | F2 | Commercial | Interruptible - Health | New | Space Heating | Natural Gas | Unit Heater | A | Integrated Unit Summer Peak Savings (kW) | Achievable Economic RVT Potential | 0 | 0 | 0 | 0 | 0 | 0 | 0 | 0 | 0 | 0 | 0 | 0 | 0 | 0 | 0 | 0 | 0 | 0 | 0 | 0 | 0 | 0 | 0 | 0 | 0 | 0 | 0
F3_Commercial_Interruptible - Health_New_Space Heating_Natural Gas_Unit Heater_A_Achievable Economic RVT Potential | F3 | Commercial | Interruptible - Health | New | Space Heating | Natural Gas | Unit Heater | A | Integrated Unit Winter Peak Savings (kW) | Achievable Economic RVT Potential | 0 | 0 | 0 | 0 | 0 | 0 | 0 | 0 | 0 | 0 | 0 | 0 | 0 | 0 | 0 | 0 | 0 | 0 | 0 | 0 | 0 | 0 | 0 | 0 | 0 | 0 | 0
F4_Commercial_Interruptible - Health_New_Space Heating_Natural Gas_Unit Heater_A_Achievable Economic RVT Potential | F4 | Commercial | Interruptible - Health | New | Space Heating | Natural Gas | Unit Heater | A | Incremental Energy Savings (MWh or mTherms) | Achievable Economic RVT Potential | 0 | 0 | 0 | 0 | 0 | 0 | 0 | 0 | 0 | 0 | 0 | 0 | 0 | 0 | 0 | 0 | 0 | 0 | 0 | 0 | 0 | 0 | 0 | 0 | 0 | 0 | 0
F5_Commercial_Interruptible - Health_New_Space Heating_Natural Gas_Unit Heater_A_Achievable Economic RVT Potential | F5 | Commercial | Interruptible - Health | New | Space Heating | Natural Gas | Unit Heater | A | Incremental Summer Peak Savings (MW) | Achievable Economic RVT Potential | 0 | 0 | 0 | 0 | 0 | 0 | 0 | 0 | 0 | 0 | 0 | 0 | 0 | 0 | 0 | 0 | 0 | 0 | 0 | 0 | 0 | 0 | 0 | 0 | 0 | 0 | 0
F6_Commercial_Interruptible - Health_New_Space Heating_Natural Gas_Unit Heater_A_Achievable Economic RVT Potential | F6 | Commercial | Interruptible - Health | New | Space Heating | Natural Gas | Unit Heater | A | Incremental Winter Peak Savings (MW) | Achievable Economic RVT Potential | 0 | 0 | 0 | 0 | 0 | 0 | 0 | 0 | 0 | 0 | 0 | 0 | 0 | 0 | 0 | 0 | 0 | 0 | 0 | 0 | 0 | 0 | 0 | 0 | 0 | 0 | 0
F7_Commercial_Interruptible - Health_New_Space Heating_Natural Gas_Unit Heater_A_Achievable Economic RVT Potential | F7 | Commercial | Interruptible - Health | New | Space Heating | Natural Gas | Unit Heater | A | Cumulative Energy Savings (MWh or mTherms) | Achievable Economic RVT Potential | 0 | 0 | 0 | 0 | 0 | 0 | 0 | 0 | 0 | 0 | 0 | 0 | 0 | 0 | 0 | 0 | 0 | 0 | 0 | 0 | 0 | 0 | 0 | 0 | 0 | 0 | 0
F8_Commercial_Interruptible - Health_New_Space Heating_Natural Gas_Unit Heater_A_Achievable Economic RVT Potential | F8 | Commercial | Interruptible - Health | New | Space Heating | Natural Gas | Unit Heater | A | Cumulative Summer Peak Savings (MW) | Achievable Economic RVT Potential | 0 | 0 | 0 | 0 | 0 | 0 | 0 | 0 | 0 | 0 | 0 | 0 | 0 | 0 | 0 | 0 | 0 | 0 | 0 | 0 | 0 | 0 | 0 | 0 | 0 | 0 | 0
F9_Commercial_Interruptible - Health_New_Space Heating_Natural Gas_Unit Heater_A_Achievable Economic RVT Potential | F9 | Commercial | Interruptible - Health | New | Space Heating | Natural Gas | Unit Heater | A | Cumulative Winter Peak Savings (MW) | Achievable Economic RVT Potential | 0 | 0 | 0 | 0 | 0 | 0 | 0 | 0 | 0 | 0 | 0 | 0 | 0 | 0 | 0 | 0 | 0 | 0 | 0 | 0 | 0 | 0 | 0 | 0 | 0 | 0 | 0
F10_Commercial_Interruptible - Health_New_Space Heating_Natural Gas_Unit Heater_A_Achievable Economic RVT Potential | F10 | Commercial | Interruptible - Health | New | Space Heating | Natural Gas | Unit Heater | A | Purchases (Incremental) | Achievable Economic RVT Potential | 0 | 0 | 0 | 0 | 0 | 0 | 0 | 0 | 0 | 0 | 0 | 0 | 0 | 0 | 0 | 0 | 0 | 0 | 0 | 0 | 0 | 0 | 0 | 0 | 0 | 0 | 0
F11_Commercial_Interruptible - Health_New_Space Heating_Natural Gas_Unit Heater_A_Achievable Economic RVT Potential | F11 | Commercial | Interruptible - Health | New | Space Heating | Natural Gas | Unit Heater | A | Purchases (Cumulative) | Achievable Economic RVT Potential | 0 | 0 | 0 | 0 | 0 | 0 | 0 | 0 | 0 | 0 | 0 | 0 | 0 | 0 | 0 | 0 | 0 | 0 | 0 | 0 | 0 | 0 | 0 | 0 | 0 | 0 | 0
F1_Commercial_Interruptible - Health_New_Water Heating_Natural Gas_Water Heater_A_Achievable Economic RVT Potential | F1 | Commercial | Interruptible - Health | New | Water Heating | Natural Gas | Water Heater | A | Integrated Unit Energy Savings (kWh or therms) | Achievable Economic RVT Potential | 0 | 0 | 0 | 0 | 0 | 0 | 0 | 0 | 0 | 0 | 0 | 0 | 0 | 0 | 0 | 0 | 0 | 0 | 0 | 0 | 0 | 0 | 0 | 0 | 0 | 0 | 0
F2_Commercial_Interruptible - Health_New_Water Heating_Natural Gas_Water Heater_A_Achievable Economic RVT Potential | F2 | Commercial | Interruptible - Health | New | Water Heating | Natural Gas | Water Heater | A | Integrated Unit Summer Peak Savings (kW) | Achievable Economic RVT Potential | 0 | 0 | 0 | 0 | 0 | 0 | 0 | 0 | 0 | 0 | 0 | 0 | 0 | 0 | 0 | 0 | 0 | 0 | 0 | 0 | 0 | 0 | 0 | 0 | 0 | 0 | 0
F3_Commercial_Interruptible - Health_New_Water Heating_Natural Gas_Water Heater_A_Achievable Economic RVT Potential | F3 | Commercial | Interruptible - Health | New | Water Heating | Natural Gas | Water Heater | A | Integrated Unit Winter Peak Savings (kW) | Achievable Economic RVT Potential | 0 | 0 | 0 | 0 | 0 | 0 | 0 | 0 | 0 | 0 | 0 | 0 | 0 | 0 | 0 | 0 | 0 | 0 | 0 | 0 | 0 | 0 | 0 | 0 | 0 | 0 | 0
F4_Commercial_Interruptible - Health_New_Water Heating_Natural Gas_Water Heater_A_Achievable Economic RVT Potential | F4 | Commercial | Interruptible - Health | New | Water Heating | Natural Gas | Water Heater | A | Incremental Energy Savings (MWh or mTherms) | Achievable Economic RVT Potential | 0 | 0 | 0 | 0 | 0 | 0 | 0 | 0 | 0 | 0 | 0 | 0 | 0 | 0 | 0 | 0 | 0 | 0 | 0 | 0 | 0 | 0 | 0 | 0 | 0 | 0 | 0
F5_Commercial_Interruptible - Health_New_Water Heating_Natural Gas_Water Heater_A_Achievable Economic RVT Potential | F5 | Commercial | Interruptible - Health | New | Water Heating | Natural Gas | Water Heater | A | Incremental Summer Peak Savings (MW) | Achievable Economic RVT Potential | 0 | 0 | 0 | 0 | 0 | 0 | 0 | 0 | 0 | 0 | 0 | 0 | 0 | 0 | 0 | 0 | 0 | 0 | 0 | 0 | 0 | 0 | 0 | 0 | 0 | 0 | 0
F6_Commercial_Interruptible - Health_New_Water Heating_Natural Gas_Water Heater_A_Achievable Economic RVT Potential | F6 | Commercial | Interruptible - Health | New | Water Heating | Natural Gas | Water Heater | A | Incremental Winter Peak Savings (MW) | Achievable Economic RVT Potential | 0 | 0 | 0 | 0 | 0 | 0 | 0 | 0 | 0 | 0 | 0 | 0 | 0 | 0 | 0 | 0 | 0 | 0 | 0 | 0 | 0 | 0 | 0 | 0 | 0 | 0 | 0
F7_Commercial_Interruptible - Health_New_Water Heating_Natural Gas_Water Heater_A_Achievable Economic RVT Potential | F7 | Commercial | Interruptible - Health | New | Water Heating | Natural Gas | Water Heater | A | Cumulative Energy Savings (MWh or mTherms) | Achievable Economic RVT Potential | 0 | 0 | 0 | 0 | 0 | 0 | 0 | 0 | 0 | 0 | 0 | 0 | 0 | 0 | 0 | 0 | 0 | 0 | 0 | 0 | 0 | 0 | 0 | 0 | 0 | 0 | 0
F8_Commercial_Interruptible - Health_New_Water Heating_Natural Gas_Water Heater_A_Achievable Economic RVT Potential | F8 | Commercial | Interruptible - Health | New | Water Heating | Natural Gas | Water Heater | A | Cumulative Summer Peak Savings (MW) | Achievable Economic RVT Potential | 0 | 0 | 0 | 0 | 0 | 0 | 0 | 0 | 0 | 0 | 0 | 0 | 0 | 0 | 0 | 0 | 0 | 0 | 0 | 0 | 0 | 0 | 0 | 0 | 0 | 0 | 0
F9_Commercial_Interruptible - Health_New_Water Heating_Natural Gas_Water Heater_A_Achievable Economic RVT Potential | F9 | Commercial | Interruptible - Health | New | Water Heating | Natural Gas | Water Heater | A | Cumulative Winter Peak Savings (MW) | Achievable Economic RVT Potential | 0 | 0 | 0 | 0 | 0 | 0 | 0 | 0 | 0 | 0 | 0 | 0 | 0 | 0 | 0 | 0 | 0 | 0 | 0 | 0 | 0 | 0 | 0 | 0 | 0 | 0 | 0
F10_Commercial_Interruptible - Health_New_Water Heating_Natural Gas_Water Heater_A_Achievable Economic RVT Potential | F10 | Commercial | Interruptible - Health | New | Water Heating | Natural Gas | Water Heater | A | Purchases (Incremental) | Achievable Economic RVT Potential | 0 | 0 | 0 | 0 | 0 | 0 | 0 | 0 | 0 | 0 | 0 | 0 | 0 | 0 | 0 | 0 | 0 | 0 | 0 | 0 | 0 | 0 | 0 | 0 | 0 | 0 | 0
F11_Commercial_Interruptible - Health_New_Water Heating_Natural Gas_Water Heater_A_Achievable Economic RVT Potential | F11 | Commercial | Interruptible - Health | New | Water Heating | Natural Gas | Water Heater | A | Purchases (Cumulative) | Achievable Economic RVT Potential | 0 | 0 | 0 | 0 | 0 | 0 | 0 | 0 | 0 | 0 | 0 | 0 | 0 | 0 | 0 | 0 | 0 | 0 | 0 | 0 | 0 | 0 | 0 | 0 | 0 | 0 | 0
F1_Commercial_Interruptible - Health_New_Food Preparation_Natural Gas_Oven_A_Achievable Economic RVT Potential | F1 | Commercial | Interruptible - Health | New | Food Preparation | Natural Gas | Oven | A | Integrated Unit Energy Savings (kWh or therms) | Achievable Economic RVT Potential | 0 | 0 | 0 | 0 | 0 | 0 | 0 | 0 | 0 | 0 | 0 | 0 | 0 | 0 | 0 | 0 | 0 | 0 | 0 | 0 | 0 | 0 | 0 | 0 | 0 | 0 | 0
F2_Commercial_Interruptible - Health_New_Food Preparation_Natural Gas_Oven_A_Achievable Economic RVT Potential | F2 | Commercial | Interruptible - Health | New | Food Preparation | Natural Gas | Oven | A | Integrated Unit Summer Peak Savings (kW) | Achievable Economic RVT Potential | 0 | 0 | 0 | 0 | 0 | 0 | 0 | 0 | 0 | 0 | 0 | 0 | 0 | 0 | 0 | 0 | 0 | 0 | 0 | 0 | 0 | 0 | 0 | 0 | 0 | 0 | 0
F3_Commercial_Interruptible - Health_New_Food Preparation_Natural Gas_Oven_A_Achievable Economic RVT Potential | F3 | Commercial | Interruptible - Health | New | Food Preparation | Natural Gas | Oven | A | Integrated Unit Winter Peak Savings (kW) | Achievable Economic RVT Potential | 0 | 0 | 0 | 0 | 0 | 0 | 0 | 0 | 0 | 0 | 0 | 0 | 0 | 0 | 0 | 0 | 0 | 0 | 0 | 0 | 0 | 0 | 0 | 0 | 0 | 0 | 0
F4_Commercial_Interruptible - Health_New_Food Preparation_Natural Gas_Oven_A_Achievable Economic RVT Potential | F4 | Commercial | Interruptible - Health | New | Food Preparation | Natural Gas | Oven | A | Incremental Energy Savings (MWh or mTherms) | Achievable Economic RVT Potential | 0 | 0 | 0 | 0 | 0 | 0 | 0 | 0 | 0 | 0 | 0 | 0 | 0 | 0 | 0 | 0 | 0 | 0 | 0 | 0 | 0 | 0 | 0 | 0 | 0 | 0 | 0
F5_Commercial_Interruptible - Health_New_Food Preparation_Natural Gas_Oven_A_Achievable Economic RVT Potential | F5 | Commercial | Interruptible - Health | New | Food Preparation | Natural Gas | Oven | A | Incremental Summer Peak Savings (MW) | Achievable Economic RVT Potential | 0 | 0 | 0 | 0 | 0 | 0 | 0 | 0 | 0 | 0 | 0 | 0 | 0 | 0 | 0 | 0 | 0 | 0 | 0 | 0 | 0 | 0 | 0 | 0 | 0 | 0 | 0
F6_Commercial_Interruptible - Health_New_Food Preparation_Natural Gas_Oven_A_Achievable Economic RVT Potential | F6 | Commercial | Interruptible - Health | New | Food Preparation | Natural Gas | Oven | A | Incremental Winter Peak Savings (MW) | Achievable Economic RVT Potential | 0 | 0 | 0 | 0 | 0 | 0 | 0 | 0 | 0 | 0 | 0 | 0 | 0 | 0 | 0 | 0 | 0 | 0 | 0 | 0 | 0 | 0 | 0 | 0 | 0 | 0 | 0
F7_Commercial_Interruptible - Health_New_Food Preparation_Natural Gas_Oven_A_Achievable Economic RVT Potential | F7 | Commercial | Interruptible - Health | New | Food Preparation | Natural Gas | Oven | A | Cumulative Energy Savings (MWh or mTherms) | Achievable Economic RVT Potential | 0 | 0 | 0 | 0 | 0 | 0 | 0 | 0 | 0 | 0 | 0 | 0 | 0 | 0 | 0 | 0 | 0 | 0 | 0 | 0 | 0 | 0 | 0 | 0 | 0 | 0 | 0
F8_Commercial_Interruptible - Health_New_Food Preparation_Natural Gas_Oven_A_Achievable Economic RVT Potential | F8 | Commercial | Interruptible - Health | New | Food Preparation | Natural Gas | Oven | A | Cumulative Summer Peak Savings (MW) | Achievable Economic RVT Potential | 0 | 0 | 0 | 0 | 0 | 0 | 0 | 0 | 0 | 0 | 0 | 0 | 0 | 0 | 0 | 0 | 0 | 0 | 0 | 0 | 0 | 0 | 0 | 0 | 0 | 0 | 0
F9_Commercial_Interruptible - Health_New_Food Preparation_Natural Gas_Oven_A_Achievable Economic RVT Potential | F9 | Commercial | Interruptible - Health | New | Food Preparation | Natural Gas | Oven | A | Cumulative Winter Peak Savings (MW) | Achievable Economic RVT Potential | 0 | 0 | 0 | 0 | 0 | 0 | 0 | 0 | 0 | 0 | 0 | 0 | 0 | 0 | 0 | 0 | 0 | 0 | 0 | 0 | 0 | 0 | 0 | 0 | 0 | 0 | 0
F10_Commercial_Interruptible - Health_New_Food Preparation_Natural Gas_Oven_A_Achievable Economic RVT Potential | F10 | Commercial | Interruptible - Health | New | Food Preparation | Natural Gas | Oven | A | Purchases (Incremental) | Achievable Economic RVT Potential | 0 | 0 | 0 | 0 | 0 | 0 | 0 | 0 | 0 | 0 | 0 | 0 | 0 | 0 | 0 | 0 | 0 | 0 | 0 | 0 | 0 | 0 | 0 | 0 | 0 | 0 | 0
F11_Commercial_Interruptible - Health_New_Food Preparation_Natural Gas_Oven_A_Achievable Economic RVT Potential | F11 | Commercial | Interruptible - Health | New | Food Preparation | Natural Gas | Oven | A | Purchases (Cumulative) | Achievable Economic RVT Potential | 0 | 0 | 0 | 0 | 0 | 0 | 0 | 0 | 0 | 0 | 0 | 0 | 0 | 0 | 0 | 0 | 0 | 0 | 0 | 0 | 0 | 0 | 0 | 0 | 0 | 0 | 0
F1_Commercial_Interruptible - Health_New_Food Preparation_Natural Gas_Conveyor Oven_A_Achievable Economic RVT Potential | F1 | Commercial | Interruptible - Health | New | Food Preparation | Natural Gas | Conveyor Oven | A | Integrated Unit Energy Savings (kWh or therms) | Achievable Economic RVT Potential | 0 | 0 | 0 | 0 | 0 | 0 | 0 | 0 | 0 | 0 | 0 | 0 | 0 | 0 | 0 | 0 | 0 | 0 | 0 | 0 | 0 | 0 | 0 | 0 | 0 | 0 | 0
F2_Commercial_Interruptible - Health_New_Food Preparation_Natural Gas_Conveyor Oven_A_Achievable Economic RVT Potential | F2 | Commercial | Interruptible - Health | New | Food Preparation | Natural Gas | Conveyor Oven | A | Integrated Unit Summer Peak Savings (kW) | Achievable Economic RVT Potential | 0 | 0 | 0 | 0 | 0 | 0 | 0 | 0 | 0 | 0 | 0 | 0 | 0 | 0 | 0 | 0 | 0 | 0 | 0 | 0 | 0 | 0 | 0 | 0 | 0 | 0 | 0
F3_Commercial_Interruptible - Health_New_Food Preparation_Natural Gas_Conveyor Oven_A_Achievable Economic RVT Potential | F3 | Commercial | Interruptible - Health | New | Food Preparation | Natural Gas | Conveyor Oven | A | Integrated Unit Winter Peak Savings (kW) | Achievable Economic RVT Potential | 0 | 0 | 0 | 0 | 0 | 0 | 0 | 0 | 0 | 0 | 0 | 0 | 0 | 0 | 0 | 0 | 0 | 0 | 0 | 0 | 0 | 0 | 0 | 0 | 0 | 0 | 0
F4_Commercial_Interruptible - Health_New_Food Preparation_Natural Gas_Conveyor Oven_A_Achievable Economic RVT Potential | F4 | Commercial | Interruptible - Health | New | Food Preparation | Natural Gas | Conveyor Oven | A | Incremental Energy Savings (MWh or mTherms) | Achievable Economic RVT Potential | 0 | 0 | 0 | 0 | 0 | 0 | 0 | 0 | 0 | 0 | 0 | 0 | 0 | 0 | 0 | 0 | 0 | 0 | 0 | 0 | 0 | 0 | 0 | 0 | 0 | 0 | 0
F5_Commercial_Interruptible - Health_New_Food Preparation_Natural Gas_Conveyor Oven_A_Achievable Economic RVT Potential | F5 | Commercial | Interruptible - Health | New | Food Preparation | Natural Gas | Conveyor Oven | A | Incremental Summer Peak Savings (MW) | Achievable Economic RVT Potential | 0 | 0 | 0 | 0 | 0 | 0 | 0 | 0 | 0 | 0 | 0 | 0 | 0 | 0 | 0 | 0 | 0 | 0 | 0 | 0 | 0 | 0 | 0 | 0 | 0 | 0 | 0
F6_Commercial_Interruptible - Health_New_Food Preparation_Natural Gas_Conveyor Oven_A_Achievable Economic RVT Potential | F6 | Commercial | Interruptible - Health | New | Food Preparation | Natural Gas | Conveyor Oven | A | Incremental Winter Peak Savings (MW) | Achievable Economic RVT Potential | 0 | 0 | 0 | 0 | 0 | 0 | 0 | 0 | 0 | 0 | 0 | 0 | 0 | 0 | 0 | 0 | 0 | 0 | 0 | 0 | 0 | 0 | 0 | 0 | 0 | 0 | 0
F7_Commercial_Interruptible - Health_New_Food Preparation_Natural Gas_Conveyor Oven_A_Achievable Economic RVT Potential | F7 | Commercial | Interruptible - Health | New | Food Preparation | Natural Gas | Conveyor Oven | A | Cumulative Energy Savings (MWh or mTherms) | Achievable Economic RVT Potential | 0 | 0 | 0 | 0 | 0 | 0 | 0 | 0 | 0 | 0 | 0 | 0 | 0 | 0 | 0 | 0 | 0 | 0 | 0 | 0 | 0 | 0 | 0 | 0 | 0 | 0 | 0
F8_Commercial_Interruptible - Health_New_Food Preparation_Natural Gas_Conveyor Oven_A_Achievable Economic RVT Potential | F8 | Commercial | Interruptible - Health | New | Food Preparation | Natural Gas | Conveyor Oven | A | Cumulative Summer Peak Savings (MW) | Achievable Economic RVT Potential | 0 | 0 | 0 | 0 | 0 | 0 | 0 | 0 | 0 | 0 | 0 | 0 | 0 | 0 | 0 | 0 | 0 | 0 | 0 | 0 | 0 | 0 | 0 | 0 | 0 | 0 | 0
F9_Commercial_Interruptible - Health_New_Food Preparation_Natural Gas_Conveyor Oven_A_Achievable Economic RVT Potential | F9 | Commercial | Interruptible - Health | New | Food Preparation | Natural Gas | Conveyor Oven | A | Cumulative Winter Peak Savings (MW) | Achievable Economic RVT Potential | 0 | 0 | 0 | 0 | 0 | 0 | 0 | 0 | 0 | 0 | 0 | 0 | 0 | 0 | 0 | 0 | 0 | 0 | 0 | 0 | 0 | 0 | 0 | 0 | 0 | 0 | 0
F10_Commercial_Interruptible - Health_New_Food Preparation_Natural Gas_Conveyor Oven_A_Achievable Economic RVT Potential | F10 | Commercial | Interruptible - Health | New | Food Preparation | Natural Gas | Conveyor Oven | A | Purchases (Incremental) | Achievable Economic RVT Potential | 0 | 0 | 0 | 0 | 0 | 0 | 0 | 0 | 0 | 0 | 0 | 0 | 0 | 0 | 0 | 0 | 0 | 0 | 0 | 0 | 0 | 0 | 0 | 0 | 0 | 0 | 0
F11_Commercial_Interruptible - Health_New_Food Preparation_Natural Gas_Conveyor Oven_A_Achievable Economic RVT Potential | F11 | Commercial | Interruptible - Health | New | Food Preparation | Natural Gas | Conveyor Oven | A | Purchases (Cumulative) | Achievable Economic RVT Potential | 0 | 0 | 0 | 0 | 0 | 0 | 0 | 0 | 0 | 0 | 0 | 0 | 0 | 0 | 0 | 0 | 0 | 0 | 0 | 0 | 0 | 0 | 0 | 0 | 0 | 0 | 0
F1_Commercial_Interruptible - Health_New_Food Preparation_Natural Gas_Double Rack Oven_A_Achievable Economic RVT Potential | F1 | Commercial | Interruptible - Health | New | Food Preparation | Natural Gas | Double Rack Oven | A | Integrated Unit Energy Savings (kWh or therms) | Achievable Economic RVT Potential | 0 | 0 | 0 | 0 | 0 | 0 | 0 | 0 | 0 | 0 | 0 | 0 | 0 | 0 | 0 | 0 | 0 | 0 | 0 | 0 | 0 | 0 | 0 | 0 | 0 | 0 | 0
F2_Commercial_Interruptible - Health_New_Food Preparation_Natural Gas_Double Rack Oven_A_Achievable Economic RVT Potential | F2 | Commercial | Interruptible - Health | New | Food Preparation | Natural Gas | Double Rack Oven | A | Integrated Unit Summer Peak Savings (kW) | Achievable Economic RVT Potential | 0 | 0 | 0 | 0 | 0 | 0 | 0 | 0 | 0 | 0 | 0 | 0 | 0 | 0 | 0 | 0 | 0 | 0 | 0 | 0 | 0 | 0 | 0 | 0 | 0 | 0 | 0
F3_Commercial_Interruptible - Health_New_Food Preparation_Natural Gas_Double Rack Oven_A_Achievable Economic RVT Potential | F3 | Commercial | Interruptible - Health | New | Food Preparation | Natural Gas | Double Rack Oven | A | Integrated Unit Winter Peak Savings (kW) | Achievable Economic RVT Potential | 0 | 0 | 0 | 0 | 0 | 0 | 0 | 0 | 0 | 0 | 0 | 0 | 0 | 0 | 0 | 0 | 0 | 0 | 0 | 0 | 0 | 0 | 0 | 0 | 0 | 0 | 0
F4_Commercial_Interruptible - Health_New_Food Preparation_Natural Gas_Double Rack Oven_A_Achievable Economic RVT Potential | F4 | Commercial | Interruptible - Health | New | Food Preparation | Natural Gas | Double Rack Oven | A | Incremental Energy Savings (MWh or mTherms) | Achievable Economic RVT Potential | 0 | 0 | 0 | 0 | 0 | 0 | 0 | 0 | 0 | 0 | 0 | 0 | 0 | 0 | 0 | 0 | 0 | 0 | 0 | 0 | 0 | 0 | 0 | 0 | 0 | 0 | 0
F5_Commercial_Interruptible - Health_New_Food Preparation_Natural Gas_Double Rack Oven_A_Achievable Economic RVT Potential | F5 | Commercial | Interruptible - Health | New | Food Preparation | Natural Gas | Double Rack Oven | A | Incremental Summer Peak Savings (MW) | Achievable Economic RVT Potential | 0 | 0 | 0 | 0 | 0 | 0 | 0 | 0 | 0 | 0 | 0 | 0 | 0 | 0 | 0 | 0 | 0 | 0 | 0 | 0 | 0 | 0 | 0 | 0 | 0 | 0 | 0
F6_Commercial_Interruptible - Health_New_Food Preparation_Natural Gas_Double Rack Oven_A_Achievable Economic RVT Potential | F6 | Commercial | Interruptible - Health | New | Food Preparation | Natural Gas | Double Rack Oven | A | Incremental Winter Peak Savings (MW) | Achievable Economic RVT Potential | 0 | 0 | 0 | 0 | 0 | 0 | 0 | 0 | 0 | 0 | 0 | 0 | 0 | 0 | 0 | 0 | 0 | 0 | 0 | 0 | 0 | 0 | 0 | 0 | 0 | 0 | 0
F7_Commercial_Interruptible - Health_New_Food Preparation_Natural Gas_Double Rack Oven_A_Achievable Economic RVT Potential | F7 | Commercial | Interruptible - Health | New | Food Preparation | Natural Gas | Double Rack Oven | A | Cumulative Energy Savings (MWh or mTherms) | Achievable Economic RVT Potential | 0 | 0 | 0 | 0 | 0 | 0 | 0 | 0 | 0 | 0 | 0 | 0 | 0 | 0 | 0 | 0 | 0 | 0 | 0 | 0 | 0 | 0 | 0 | 0 | 0 | 0 | 0
F8_Commercial_Interruptible - Health_New_Food Preparation_Natural Gas_Double Rack Oven_A_Achievable Economic RVT Potential | F8 | Commercial | Interruptible - Health | New | Food Preparation | Natural Gas | Double Rack Oven | A | Cumulative Summer Peak Savings (MW) | Achievable Economic RVT Potential | 0 | 0 | 0 | 0 | 0 | 0 | 0 | 0 | 0 | 0 | 0 | 0 | 0 | 0 | 0 | 0 | 0 | 0 | 0 | 0 | 0 | 0 | 0 | 0 | 0 | 0 | 0
F9_Commercial_Interruptible - Health_New_Food Preparation_Natural Gas_Double Rack Oven_A_Achievable Economic RVT Potential | F9 | Commercial | Interruptible - Health | New | Food Preparation | Natural Gas | Double Rack Oven | A | Cumulative Winter Peak Savings (MW) | Achievable Economic RVT Potential | 0 | 0 | 0 | 0 | 0 | 0 | 0 | 0 | 0 | 0 | 0 | 0 | 0 | 0 | 0 | 0 | 0 | 0 | 0 | 0 | 0 | 0 | 0 | 0 | 0 | 0 | 0
F10_Commercial_Interruptible - Health_New_Food Preparation_Natural Gas_Double Rack Oven_A_Achievable Economic RVT Potential | F10 | Commercial | Interruptible - Health | New | Food Preparation | Natural Gas | Double Rack Oven | A | Purchases (Incremental) | Achievable Economic RVT Potential | 0 | 0 | 0 | 0 | 0 | 0 | 0 | 0 | 0 | 0 | 0 | 0 | 0 | 0 | 0 | 0 | 0 | 0 | 0 | 0 | 0 | 0 | 0 | 0 | 0 | 0 | 0
F11_Commercial_Interruptible - Health_New_Food Preparation_Natural Gas_Double Rack Oven_A_Achievable Economic RVT Potential | F11 | Commercial | Interruptible - Health | New | Food Preparation | Natural Gas | Double Rack Oven | A | Purchases (Cumulative) | Achievable Economic RVT Potential | 0 | 0 | 0 | 0 | 0 | 0 | 0 | 0 | 0 | 0 | 0 | 0 | 0 | 0 | 0 | 0 | 0 | 0 | 0 | 0 | 0 | 0 | 0 | 0 | 0 | 0 | 0
F1_Commercial_Interruptible - Health_New_Food Preparation_Natural Gas_Fryer_A_Achievable Economic RVT Potential | F1 | Commercial | Interruptible - Health | New | Food Preparation | Natural Gas | Fryer | A | Integrated Unit Energy Savings (kWh or therms) | Achievable Economic RVT Potential | 0 | 0 | 0 | 0 | 0 | 0 | 0 | 0 | 0 | 0 | 0 | 0 | 0 | 0 | 0 | 0 | 0 | 0 | 0 | 0 | 0 | 0 | 0 | 0 | 0 | 0 | 0
F2_Commercial_Interruptible - Health_New_Food Preparation_Natural Gas_Fryer_A_Achievable Economic RVT Potential | F2 | Commercial | Interruptible - Health | New | Food Preparation | Natural Gas | Fryer | A | Integrated Unit Summer Peak Savings (kW) | Achievable Economic RVT Potential | 0 | 0 | 0 | 0 | 0 | 0 | 0 | 0 | 0 | 0 | 0 | 0 | 0 | 0 | 0 | 0 | 0 | 0 | 0 | 0 | 0 | 0 | 0 | 0 | 0 | 0 | 0
F3_Commercial_Interruptible - Health_New_Food Preparation_Natural Gas_Fryer_A_Achievable Economic RVT Potential | F3 | Commercial | Interruptible - Health | New | Food Preparation | Natural Gas | Fryer | A | Integrated Unit Winter Peak Savings (kW) | Achievable Economic RVT Potential | 0 | 0 | 0 | 0 | 0 | 0 | 0 | 0 | 0 | 0 | 0 | 0 | 0 | 0 | 0 | 0 | 0 | 0 | 0 | 0 | 0 | 0 | 0 | 0 | 0 | 0 | 0
F4_Commercial_Interruptible - Health_New_Food Preparation_Natural Gas_Fryer_A_Achievable Economic RVT Potential | F4 | Commercial | Interruptible - Health | New | Food Preparation | Natural Gas | Fryer | A | Incremental Energy Savings (MWh or mTherms) | Achievable Economic RVT Potential | 0 | 0 | 0 | 0 | 0 | 0 | 0 | 0 | 0 | 0 | 0 | 0 | 0 | 0 | 0 | 0 | 0 | 0 | 0 | 0 | 0 | 0 | 0 | 0 | 0 | 0 | 0
F5_Commercial_Interruptible - Health_New_Food Preparation_Natural Gas_Fryer_A_Achievable Economic RVT Potential | F5 | Commercial | Interruptible - Health | New | Food Preparation | Natural Gas | Fryer | A | Incremental Summer Peak Savings (MW) | Achievable Economic RVT Potential | 0 | 0 | 0 | 0 | 0 | 0 | 0 | 0 | 0 | 0 | 0 | 0 | 0 | 0 | 0 | 0 | 0 | 0 | 0 | 0 | 0 | 0 | 0 | 0 | 0 | 0 | 0
F6_Commercial_Interruptible - Health_New_Food Preparation_Natural Gas_Fryer_A_Achievable Economic RVT Potential | F6 | Commercial | Interruptible - Health | New | Food Preparation | Natural Gas | Fryer | A | Incremental Winter Peak Savings (MW) | Achievable Economic RVT Potential | 0 | 0 | 0 | 0 | 0 | 0 | 0 | 0 | 0 | 0 | 0 | 0 | 0 | 0 | 0 | 0 | 0 | 0 | 0 | 0 | 0 | 0 | 0 | 0 | 0 | 0 | 0
F7_Commercial_Interruptible - Health_New_Food Preparation_Natural Gas_Fryer_A_Achievable Economic RVT Potential | F7 | Commercial | Interruptible - Health | New | Food Preparation | Natural Gas | Fryer | A | Cumulative Energy Savings (MWh or mTherms) | Achievable Economic RVT Potential | 0 | 0 | 0 | 0 | 0 | 0 | 0 | 0 | 0 | 0 | 0 | 0 | 0 | 0 | 0 | 0 | 0 | 0 | 0 | 0 | 0 | 0 | 0 | 0 | 0 | 0 | 0
F8_Commercial_Interruptible - Health_New_Food Preparation_Natural Gas_Fryer_A_Achievable Economic RVT Potential | F8 | Commercial | Interruptible - Health | New | Food Preparation | Natural Gas | Fryer | A | Cumulative Summer Peak Savings (MW) | Achievable Economic RVT Potential | 0 | 0 | 0 | 0 | 0 | 0 | 0 | 0 | 0 | 0 | 0 | 0 | 0 | 0 | 0 | 0 | 0 | 0 | 0 | 0 | 0 | 0 | 0 | 0 | 0 | 0 | 0
F9_Commercial_Interruptible - Health_New_Food Preparation_Natural Gas_Fryer_A_Achievable Economic RVT Potential | F9 | Commercial | Interruptible - Health | New | Food Preparation | Natural Gas | Fryer | A | Cumulative Winter Peak Savings (MW) | Achievable Economic RVT Potential | 0 | 0 | 0 | 0 | 0 | 0 | 0 | 0 | 0 | 0 | 0 | 0 | 0 | 0 | 0 | 0 | 0 | 0 | 0 | 0 | 0 | 0 | 0 | 0 | 0 | 0 | 0
F10_Commercial_Interruptible - Health_New_Food Preparation_Natural Gas_Fryer_A_Achievable Economic RVT Potential | F10 | Commercial | Interruptible - Health | New | Food Preparation | Natural Gas | Fryer | A | Purchases (Incremental) | Achievable Economic RVT Potential | 0 | 0 | 0 | 0 | 0 | 0 | 0 | 0 | 0 | 0 | 0 | 0 | 0 | 0 | 0 | 0 | 0 | 0 | 0 | 0 | 0 | 0 | 0 | 0 | 0 | 0 | 0
F11_Commercial_Interruptible - Health_New_Food Preparation_Natural Gas_Fryer_A_Achievable Economic RVT Potential | F11 | Commercial | Interruptible - Health | New | Food Preparation | Natural Gas | Fryer | A | Purchases (Cumulative) | Achievable Economic RVT Potential | 0 | 0 | 0 | 0 | 0 | 0 | 0 | 0 | 0 | 0 | 0 | 0 | 0 | 0 | 0 | 0 | 0 | 0 | 0 | 0 | 0 | 0 | 0 | 0 | 0 | 0 | 0
F1_Commercial_Interruptible - Health_New_Food Preparation_Natural Gas_Broiler_A_Achievable Economic RVT Potential | F1 | Commercial | Interruptible - Health | New | Food Preparation | Natural Gas | Broiler | A | Integrated Unit Energy Savings (kWh or therms) | Achievable Economic RVT Potential | 0 | 0 | 0 | 0 | 0 | 0 | 0 | 0 | 0 | 0 | 0 | 0 | 0 | 0 | 0 | 0 | 0 | 0 | 0 | 0 | 0 | 0 | 0 | 0 | 0 | 0 | 0
F2_Commercial_Interruptible - Health_New_Food Preparation_Natural Gas_Broiler_A_Achievable Economic RVT Potential | F2 | Commercial | Interruptible - Health | New | Food Preparation | Natural Gas | Broiler | A | Integrated Unit Summer Peak Savings (kW) | Achievable Economic RVT Potential | 0 | 0 | 0 | 0 | 0 | 0 | 0 | 0 | 0 | 0 | 0 | 0 | 0 | 0 | 0 | 0 | 0 | 0 | 0 | 0 | 0 | 0 | 0 | 0 | 0 | 0 | 0
F3_Commercial_Interruptible - Health_New_Food Preparation_Natural Gas_Broiler_A_Achievable Economic RVT Potential | F3 | Commercial | Interruptible - Health | New | Food Preparation | Natural Gas | Broiler | A | Integrated Unit Winter Peak Savings (kW) | Achievable Economic RVT Potential | 0 | 0 | 0 | 0 | 0 | 0 | 0 | 0 | 0 | 0 | 0 | 0 | 0 | 0 | 0 | 0 | 0 | 0 | 0 | 0 | 0 | 0 | 0 | 0 | 0 | 0 | 0
F4_Commercial_Interruptible - Health_New_Food Preparation_Natural Gas_Broiler_A_Achievable Economic RVT Potential | F4 | Commercial | Interruptible - Health | New | Food Preparation | Natural Gas | Broiler | A | Incremental Energy Savings (MWh or mTherms) | Achievable Economic RVT Potential | 0 | 0 | 0 | 0 | 0 | 0 | 0 | 0 | 0 | 0 | 0 | 0 | 0 | 0 | 0 | 0 | 0 | 0 | 0 | 0 | 0 | 0 | 0 | 0 | 0 | 0 | 0
F5_Commercial_Interruptible - Health_New_Food Preparation_Natural Gas_Broiler_A_Achievable Economic RVT Potential | F5 | Commercial | Interruptible - Health | New | Food Preparation | Natural Gas | Broiler | A | Incremental Summer Peak Savings (MW) | Achievable Economic RVT Potential | 0 | 0 | 0 | 0 | 0 | 0 | 0 | 0 | 0 | 0 | 0 | 0 | 0 | 0 | 0 | 0 | 0 | 0 | 0 | 0 | 0 | 0 | 0 | 0 | 0 | 0 | 0
F6_Commercial_Interruptible - Health_New_Food Preparation_Natural Gas_Broiler_A_Achievable Economic RVT Potential | F6 | Commercial | Interruptible - Health | New | Food Preparation | Natural Gas | Broiler | A | Incremental Winter Peak Savings (MW) | Achievable Economic RVT Potential | 0 | 0 | 0 | 0 | 0 | 0 | 0 | 0 | 0 | 0 | 0 | 0 | 0 | 0 | 0 | 0 | 0 | 0 | 0 | 0 | 0 | 0 | 0 | 0 | 0 | 0 | 0
F7_Commercial_Interruptible - Health_New_Food Preparation_Natural Gas_Broiler_A_Achievable Economic RVT Potential | F7 | Commercial | Interruptible - Health | New | Food Preparation | Natural Gas | Broiler | A | Cumulative Energy Savings (MWh or mTherms) | Achievable Economic RVT Potential | 0 | 0 | 0 | 0 | 0 | 0 | 0 | 0 | 0 | 0 | 0 | 0 | 0 | 0 | 0 | 0 | 0 | 0 | 0 | 0 | 0 | 0 | 0 | 0 | 0 | 0 | 0
F8_Commercial_Interruptible - Health_New_Food Preparation_Natural Gas_Broiler_A_Achievable Economic RVT Potential | F8 | Commercial | Interruptible - Health | New | Food Preparation | Natural Gas | Broiler | A | Cumulative Summer Peak Savings (MW) | Achievable Economic RVT Potential | 0 | 0 | 0 | 0 | 0 | 0 | 0 | 0 | 0 | 0 | 0 | 0 | 0 | 0 | 0 | 0 | 0 | 0 | 0 | 0 | 0 | 0 | 0 | 0 | 0 | 0 | 0
F9_Commercial_Interruptible - Health_New_Food Preparation_Natural Gas_Broiler_A_Achievable Economic RVT Potential | F9 | Commercial | Interruptible - Health | New | Food Preparation | Natural Gas | Broiler | A | Cumulative Winter Peak Savings (MW) | Achievable Economic RVT Potential | 0 | 0 | 0 | 0 | 0 | 0 | 0 | 0 | 0 | 0 | 0 | 0 | 0 | 0 | 0 | 0 | 0 | 0 | 0 | 0 | 0 | 0 | 0 | 0 | 0 | 0 | 0
F10_Commercial_Interruptible - Health_New_Food Preparation_Natural Gas_Broiler_A_Achievable Economic RVT Potential | F10 | Commercial | Interruptible - Health | New | Food Preparation | Natural Gas | Broiler | A | Purchases (Incremental) | Achievable Economic RVT Potential | 0 | 0 | 0 | 0 | 0 | 0 | 0 | 0 | 0 | 0 | 0 | 0 | 0 | 0 | 0 | 0 | 0 | 0 | 0 | 0 | 0 | 0 | 0 | 0 | 0 | 0 | 0
F11_Commercial_Interruptible - Health_New_Food Preparation_Natural Gas_Broiler_A_Achievable Economic RVT Potential | F11 | Commercial | Interruptible - Health | New | Food Preparation | Natural Gas | Broiler | A | Purchases (Cumulative) | Achievable Economic RVT Potential | 0 | 0 | 0 | 0 | 0 | 0 | 0 | 0 | 0 | 0 | 0 | 0 | 0 | 0 | 0 | 0 | 0 | 0 | 0 | 0 | 0 | 0 | 0 | 0 | 0 | 0 | 0
F1_Commercial_Interruptible - Health_New_Food Preparation_Natural Gas_Griddle_A_Achievable Economic RVT Potential | F1 | Commercial | Interruptible - Health | New | Food Preparation | Natural Gas | Griddle | A | Integrated Unit Energy Savings (kWh or therms) | Achievable Economic RVT Potential | 0 | 0 | 0 | 0 | 0 | 0 | 0 | 0 | 0 | 0 | 0 | 0 | 0 | 0 | 0 | 0 | 0 | 0 | 0 | 0 | 0 | 0 | 0 | 0 | 0 | 0 | 0
F2_Commercial_Interruptible - Health_New_Food Preparation_Natural Gas_Griddle_A_Achievable Economic RVT Potential | F2 | Commercial | Interruptible - Health | New | Food Preparation | Natural Gas | Griddle | A | Integrated Unit Summer Peak Savings (kW) | Achievable Economic RVT Potential | 0 | 0 | 0 | 0 | 0 | 0 | 0 | 0 | 0 | 0 | 0 | 0 | 0 | 0 | 0 | 0 | 0 | 0 | 0 | 0 | 0 | 0 | 0 | 0 | 0 | 0 | 0
F3_Commercial_Interruptible - Health_New_Food Preparation_Natural Gas_Griddle_A_Achievable Economic RVT Potential | F3 | Commercial | Interruptible - Health | New | Food Preparation | Natural Gas | Griddle | A | Integrated Unit Winter Peak Savings (kW) | Achievable Economic RVT Potential | 0 | 0 | 0 | 0 | 0 | 0 | 0 | 0 | 0 | 0 | 0 | 0 | 0 | 0 | 0 | 0 | 0 | 0 | 0 | 0 | 0 | 0 | 0 | 0 | 0 | 0 | 0
F4_Commercial_Interruptible - Health_New_Food Preparation_Natural Gas_Griddle_A_Achievable Economic RVT Potential | F4 | Commercial | Interruptible - Health | New | Food Preparation | Natural Gas | Griddle | A | Incremental Energy Savings (MWh or mTherms) | Achievable Economic RVT Potential | 0 | 0 | 0 | 0 | 0 | 0 | 0 | 0 | 0 | 0 | 0 | 0 | 0 | 0 | 0 | 0 | 0 | 0 | 0 | 0 | 0 | 0 | 0 | 0 | 0 | 0 | 0
F5_Commercial_Interruptible - Health_New_Food Preparation_Natural Gas_Griddle_A_Achievable Economic RVT Potential | F5 | Commercial | Interruptible - Health | New | Food Preparation | Natural Gas | Griddle | A | Incremental Summer Peak Savings (MW) | Achievable Economic RVT Potential | 0 | 0 | 0 | 0 | 0 | 0 | 0 | 0 | 0 | 0 | 0 | 0 | 0 | 0 | 0 | 0 | 0 | 0 | 0 | 0 | 0 | 0 | 0 | 0 | 0 | 0 | 0
F6_Commercial_Interruptible - Health_New_Food Preparation_Natural Gas_Griddle_A_Achievable Economic RVT Potential | F6 | Commercial | Interruptible - Health | New | Food Preparation | Natural Gas | Griddle | A | Incremental Winter Peak Savings (MW) | Achievable Economic RVT Potential | 0 | 0 | 0 | 0 | 0 | 0 | 0 | 0 | 0 | 0 | 0 | 0 | 0 | 0 | 0 | 0 | 0 | 0 | 0 | 0 | 0 | 0 | 0 | 0 | 0 | 0 | 0
F7_Commercial_Interruptible - Health_New_Food Preparation_Natural Gas_Griddle_A_Achievable Economic RVT Potential | F7 | Commercial | Interruptible - Health | New | Food Preparation | Natural Gas | Griddle | A | Cumulative Energy Savings (MWh or mTherms) | Achievable Economic RVT Potential | 0 | 0 | 0 | 0 | 0 | 0 | 0 | 0 | 0 | 0 | 0 | 0 | 0 | 0 | 0 | 0 | 0 | 0 | 0 | 0 | 0 | 0 | 0 | 0 | 0 | 0 | 0
F8_Commercial_Interruptible - Health_New_Food Preparation_Natural Gas_Griddle_A_Achievable Economic RVT Potential | F8 | Commercial | Interruptible - Health | New | Food Preparation | Natural Gas | Griddle | A | Cumulative Summer Peak Savings (MW) | Achievable Economic RVT Potential | 0 | 0 | 0 | 0 | 0 | 0 | 0 | 0 | 0 | 0 | 0 | 0 | 0 | 0 | 0 | 0 | 0 | 0 | 0 | 0 | 0 | 0 | 0 | 0 | 0 | 0 | 0
F9_Commercial_Interruptible - Health_New_Food Preparation_Natural Gas_Griddle_A_Achievable Economic RVT Potential | F9 | Commercial | Interruptible - Health | New | Food Preparation | Natural Gas | Griddle | A | Cumulative Winter Peak Savings (MW) | Achievable Economic RVT Potential | 0 | 0 | 0 | 0 | 0 | 0 | 0 | 0 | 0 | 0 | 0 | 0 | 0 | 0 | 0 | 0 | 0 | 0 | 0 | 0 | 0 | 0 | 0 | 0 | 0 | 0 | 0
F10_Commercial_Interruptible - Health_New_Food Preparation_Natural Gas_Griddle_A_Achievable Economic RVT Potential | F10 | Commercial | Interruptible - Health | New | Food Preparation | Natural Gas | Griddle | A | Purchases (Incremental) | Achievable Economic RVT Potential | 0 | 0 | 0 | 0 | 0 | 0 | 0 | 0 | 0 | 0 | 0 | 0 | 0 | 0 | 0 | 0 | 0 | 0 | 0 | 0 | 0 | 0 | 0 | 0 | 0 | 0 | 0
F11_Commercial_Interruptible - Health_New_Food Preparation_Natural Gas_Griddle_A_Achievable Economic RVT Potential | F11 | Commercial | Interruptible - Health | New | Food Preparation | Natural Gas | Griddle | A | Purchases (Cumulative) | Achievable Economic RVT Potential | 0 | 0 | 0 | 0 | 0 | 0 | 0 | 0 | 0 | 0 | 0 | 0 | 0 | 0 | 0 | 0 | 0 | 0 | 0 | 0 | 0 | 0 | 0 | 0 | 0 | 0 | 0
F1_Commercial_Interruptible - Health_New_Food Preparation_Natural Gas_Range_A_Achievable Economic RVT Potential | F1 | Commercial | Interruptible - Health | New | Food Preparation | Natural Gas | Range | A | Integrated Unit Energy Savings (kWh or therms) | Achievable Economic RVT Potential | 0 | 0 | 0 | 0 | 0 | 0 | 0 | 0 | 0 | 0 | 0 | 0 | 0 | 0 | 0 | 0 | 0 | 0 | 0 | 0 | 0 | 0 | 0 | 0 | 0 | 0 | 0
F2_Commercial_Interruptible - Health_New_Food Preparation_Natural Gas_Range_A_Achievable Economic RVT Potential | F2 | Commercial | Interruptible - Health | New | Food Preparation | Natural Gas | Range | A | Integrated Unit Summer Peak Savings (kW) | Achievable Economic RVT Potential | 0 | 0 | 0 | 0 | 0 | 0 | 0 | 0 | 0 | 0 | 0 | 0 | 0 | 0 | 0 | 0 | 0 | 0 | 0 | 0 | 0 | 0 | 0 | 0 | 0 | 0 | 0
F3_Commercial_Interruptible - Health_New_Food Preparation_Natural Gas_Range_A_Achievable Economic RVT Potential | F3 | Commercial | Interruptible - Health | New | Food Preparation | Natural Gas | Range | A | Integrated Unit Winter Peak Savings (kW) | Achievable Economic RVT Potential | 0 | 0 | 0 | 0 | 0 | 0 | 0 | 0 | 0 | 0 | 0 | 0 | 0 | 0 | 0 | 0 | 0 | 0 | 0 | 0 | 0 | 0 | 0 | 0 | 0 | 0 | 0
F4_Commercial_Interruptible - Health_New_Food Preparation_Natural Gas_Range_A_Achievable Economic RVT Potential | F4 | Commercial | Interruptible - Health | New | Food Preparation | Natural Gas | Range | A | Incremental Energy Savings (MWh or mTherms) | Achievable Economic RVT Potential | 0 | 0 | 0 | 0 | 0 | 0 | 0 | 0 | 0 | 0 | 0 | 0 | 0 | 0 | 0 | 0 | 0 | 0 | 0 | 0 | 0 | 0 | 0 | 0 | 0 | 0 | 0
F5_Commercial_Interruptible - Health_New_Food Preparation_Natural Gas_Range_A_Achievable Economic RVT Potential | F5 | Commercial | Interruptible - Health | New | Food Preparation | Natural Gas | Range | A | Incremental Summer Peak Savings (MW) | Achievable Economic RVT Potential | 0 | 0 | 0 | 0 | 0 | 0 | 0 | 0 | 0 | 0 | 0 | 0 | 0 | 0 | 0 | 0 | 0 | 0 | 0 | 0 | 0 | 0 | 0 | 0 | 0 | 0 | 0
F6_Commercial_Interruptible - Health_New_Food Preparation_Natural Gas_Range_A_Achievable Economic RVT Potential | F6 | Commercial | Interruptible - Health | New | Food Preparation | Natural Gas | Range | A | Incremental Winter Peak Savings (MW) | Achievable Economic RVT Potential | 0 | 0 | 0 | 0 | 0 | 0 | 0 | 0 | 0 | 0 | 0 | 0 | 0 | 0 | 0 | 0 | 0 | 0 | 0 | 0 | 0 | 0 | 0 | 0 | 0 | 0 | 0
F7_Commercial_Interruptible - Health_New_Food Preparation_Natural Gas_Range_A_Achievable Economic RVT Potential | F7 | Commercial | Interruptible - Health | New | Food Preparation | Natural Gas | Range | A | Cumulative Energy Savings (MWh or mTherms) | Achievable Economic RVT Potential | 0 | 0 | 0 | 0 | 0 | 0 | 0 | 0 | 0 | 0 | 0 | 0 | 0 | 0 | 0 | 0 | 0 | 0 | 0 | 0 | 0 | 0 | 0 | 0 | 0 | 0 | 0
F8_Commercial_Interruptible - Health_New_Food Preparation_Natural Gas_Range_A_Achievable Economic RVT Potential | F8 | Commercial | Interruptible - Health | New | Food Preparation | Natural Gas | Range | A | Cumulative Summer Peak Savings (MW) | Achievable Economic RVT Potential | 0 | 0 | 0 | 0 | 0 | 0 | 0 | 0 | 0 | 0 | 0 | 0 | 0 | 0 | 0 | 0 | 0 | 0 | 0 | 0 | 0 | 0 | 0 | 0 | 0 | 0 | 0
F9_Commercial_Interruptible - Health_New_Food Preparation_Natural Gas_Range_A_Achievable Economic RVT Potential | F9 | Commercial | Interruptible - Health | New | Food Preparation | Natural Gas | Range | A | Cumulative Winter Peak Savings (MW) | Achievable Economic RVT Potential | 0 | 0 | 0 | 0 | 0 | 0 | 0 | 0 | 0 | 0 | 0 | 0 | 0 | 0 | 0 | 0 | 0 | 0 | 0 | 0 | 0 | 0 | 0 | 0 | 0 | 0 | 0
F10_Commercial_Interruptible - Health_New_Food Preparation_Natural Gas_Range_A_Achievable Economic RVT Potential | F10 | Commercial | Interruptible - Health | New | Food Preparation | Natural Gas | Range | A | Purchases (Incremental) | Achievable Economic RVT Potential | 0 | 0 | 0 | 0 | 0 | 0 | 0 | 0 | 0 | 0 | 0 | 0 | 0 | 0 | 0 | 0 | 0 | 0 | 0 | 0 | 0 | 0 | 0 | 0 | 0 | 0 | 0
F11_Commercial_Interruptible - Health_New_Food Preparation_Natural Gas_Range_A_Achievable Economic RVT Potential | F11 | Commercial | Interruptible - Health | New | Food Preparation | Natural Gas | Range | A | Purchases (Cumulative) | Achievable Economic RVT Potential | 0 | 0 | 0 | 0 | 0 | 0 | 0 | 0 | 0 | 0 | 0 | 0 | 0 | 0 | 0 | 0 | 0 | 0 | 0 | 0 | 0 | 0 | 0 | 0 | 0 | 0 | 0
F1_Commercial_Interruptible - Health_New_Food Preparation_Natural Gas_Steamer_A_Achievable Economic RVT Potential | F1 | Commercial | Interruptible - Health | New | Food Preparation | Natural Gas | Steamer | A | Integrated Unit Energy Savings (kWh or therms) | Achievable Economic RVT Potential | 0 | 0 | 0 | 0 | 0 | 0 | 0 | 0 | 0 | 0 | 0 | 0 | 0 | 0 | 0 | 0 | 0 | 0 | 0 | 0 | 0 | 0 | 0 | 0 | 0 | 0 | 0
F2_Commercial_Interruptible - Health_New_Food Preparation_Natural Gas_Steamer_A_Achievable Economic RVT Potential | F2 | Commercial | Interruptible - Health | New | Food Preparation | Natural Gas | Steamer | A | Integrated Unit Summer Peak Savings (kW) | Achievable Economic RVT Potential | 0 | 0 | 0 | 0 | 0 | 0 | 0 | 0 | 0 | 0 | 0 | 0 | 0 | 0 | 0 | 0 | 0 | 0 | 0 | 0 | 0 | 0 | 0 | 0 | 0 | 0 | 0
F3_Commercial_Interruptible - Health_New_Food Preparation_Natural Gas_Steamer_A_Achievable Economic RVT Potential | F3 | Commercial | Interruptible - Health | New | Food Preparation | Natural Gas | Steamer | A | Integrated Unit Winter Peak Savings (kW) | Achievable Economic RVT Potential | 0 | 0 | 0 | 0 | 0 | 0 | 0 | 0 | 0 | 0 | 0 | 0 | 0 | 0 | 0 | 0 | 0 | 0 | 0 | 0 | 0 | 0 | 0 | 0 | 0 | 0 | 0
F4_Commercial_Interruptible - Health_New_Food Preparation_Natural Gas_Steamer_A_Achievable Economic RVT Potential | F4 | Commercial | Interruptible - Health | New | Food Preparation | Natural Gas | Steamer | A | Incremental Energy Savings (MWh or mTherms) | Achievable Economic RVT Potential | 0 | 0 | 0 | 0 | 0 | 0 | 0 | 0 | 0 | 0 | 0 | 0 | 0 | 0 | 0 | 0 | 0 | 0 | 0 | 0 | 0 | 0 | 0 | 0 | 0 | 0 | 0
F5_Commercial_Interruptible - Health_New_Food Preparation_Natural Gas_Steamer_A_Achievable Economic RVT Potential | F5 | Commercial | Interruptible - Health | New | Food Preparation | Natural Gas | Steamer | A | Incremental Summer Peak Savings (MW) | Achievable Economic RVT Potential | 0 | 0 | 0 | 0 | 0 | 0 | 0 | 0 | 0 | 0 | 0 | 0 | 0 | 0 | 0 | 0 | 0 | 0 | 0 | 0 | 0 | 0 | 0 | 0 | 0 | 0 | 0
F6_Commercial_Interruptible - Health_New_Food Preparation_Natural Gas_Steamer_A_Achievable Economic RVT Potential | F6 | Commercial | Interruptible - Health | New | Food Preparation | Natural Gas | Steamer | A | Incremental Winter Peak Savings (MW) | Achievable Economic RVT Potential | 0 | 0 | 0 | 0 | 0 | 0 | 0 | 0 | 0 | 0 | 0 | 0 | 0 | 0 | 0 | 0 | 0 | 0 | 0 | 0 | 0 | 0 | 0 | 0 | 0 | 0 | 0
F7_Commercial_Interruptible - Health_New_Food Preparation_Natural Gas_Steamer_A_Achievable Economic RVT Potential | F7 | Commercial | Interruptible - Health | New | Food Preparation | Natural Gas | Steamer | A | Cumulative Energy Savings (MWh or mTherms) | Achievable Economic RVT Potential | 0 | 0 | 0 | 0 | 0 | 0 | 0 | 0 | 0 | 0 | 0 | 0 | 0 | 0 | 0 | 0 | 0 | 0 | 0 | 0 | 0 | 0 | 0 | 0 | 0 | 0 | 0
F8_Commercial_Interruptible - Health_New_Food Preparation_Natural Gas_Steamer_A_Achievable Economic RVT Potential | F8 | Commercial | Interruptible - Health | New | Food Preparation | Natural Gas | Steamer | A | Cumulative Summer Peak Savings (MW) | Achievable Economic RVT Potential | 0 | 0 | 0 | 0 | 0 | 0 | 0 | 0 | 0 | 0 | 0 | 0 | 0 | 0 | 0 | 0 | 0 | 0 | 0 | 0 | 0 | 0 | 0 | 0 | 0 | 0 | 0
F9_Commercial_Interruptible - Health_New_Food Preparation_Natural Gas_Steamer_A_Achievable Economic RVT Potential | F9 | Commercial | Interruptible - Health | New | Food Preparation | Natural Gas | Steamer | A | Cumulative Winter Peak Savings (MW) | Achievable Economic RVT Potential | 0 | 0 | 0 | 0 | 0 | 0 | 0 | 0 | 0 | 0 | 0 | 0 | 0 | 0 | 0 | 0 | 0 | 0 | 0 | 0 | 0 | 0 | 0 | 0 | 0 | 0 | 0
F10_Commercial_Interruptible - Health_New_Food Preparation_Natural Gas_Steamer_A_Achievable Economic RVT Potential | F10 | Commercial | Interruptible - Health | New | Food Preparation | Natural Gas | Steamer | A | Purchases (Incremental) | Achievable Economic RVT Potential | 0 | 0 | 0 | 0 | 0 | 0 | 0 | 0 | 0 | 0 | 0 | 0 | 0 | 0 | 0 | 0 | 0 | 0 | 0 | 0 | 0 | 0 | 0 | 0 | 0 | 0 | 0
F11_Commercial_Interruptible - Health_New_Food Preparation_Natural Gas_Steamer_A_Achievable Economic RVT Potential | F11 | Commercial | Interruptible - Health | New | Food Preparation | Natural Gas | Steamer | A | Purchases (Cumulative) | Achievable Economic RVT Potential | 0 | 0 | 0 | 0 | 0 | 0 | 0 | 0 | 0 | 0 | 0 | 0 | 0 | 0 | 0 | 0 | 0 | 0 | 0 | 0 | 0 | 0 | 0 | 0 | 0 | 0 | 0
F1_Commercial_Interruptible - Health_New_Food Preparation_Natural Gas_Commercial Food Prep Other_A_Achievable Economic RVT Potential | F1 | Commercial | Interruptible - Health | New | Food Preparation | Natural Gas | Commercial Food Prep Other | A | Integrated Unit Energy Savings (kWh or therms) | Achievable Economic RVT Potential | 0 | 0 | 0 | 0 | 0 | 0 | 0 | 0 | 0 | 0 | 0 | 0 | 0 | 0 | 0 | 0 | 0 | 0 | 0 | 0 | 0 | 0 | 0 | 0 | 0 | 0 | 0
F2_Commercial_Interruptible - Health_New_Food Preparation_Natural Gas_Commercial Food Prep Other_A_Achievable Economic RVT Potential | F2 | Commercial | Interruptible - Health | New | Food Preparation | Natural Gas | Commercial Food Prep Other | A | Integrated Unit Summer Peak Savings (kW) | Achievable Economic RVT Potential | 0 | 0 | 0 | 0 | 0 | 0 | 0 | 0 | 0 | 0 | 0 | 0 | 0 | 0 | 0 | 0 | 0 | 0 | 0 | 0 | 0 | 0 | 0 | 0 | 0 | 0 | 0
F3_Commercial_Interruptible - Health_New_Food Preparation_Natural Gas_Commercial Food Prep Other_A_Achievable Economic RVT Potential | F3 | Commercial | Interruptible - Health | New | Food Preparation | Natural Gas | Commercial Food Prep Other | A | Integrated Unit Winter Peak Savings (kW) | Achievable Economic RVT Potential | 0 | 0 | 0 | 0 | 0 | 0 | 0 | 0 | 0 | 0 | 0 | 0 | 0 | 0 | 0 | 0 | 0 | 0 | 0 | 0 | 0 | 0 | 0 | 0 | 0 | 0 | 0
F4_Commercial_Interruptible - Health_New_Food Preparation_Natural Gas_Commercial Food Prep Other_A_Achievable Economic RVT Potential | F4 | Commercial | Interruptible - Health | New | Food Preparation | Natural Gas | Commercial Food Prep Other | A | Incremental Energy Savings (MWh or mTherms) | Achievable Economic RVT Potential | 0 | 0 | 0 | 0 | 0 | 0 | 0 | 0 | 0 | 0 | 0 | 0 | 0 | 0 | 0 | 0 | 0 | 0 | 0 | 0 | 0 | 0 | 0 | 0 | 0 | 0 | 0
F5_Commercial_Interruptible - Health_New_Food Preparation_Natural Gas_Commercial Food Prep Other_A_Achievable Economic RVT Potential | F5 | Commercial | Interruptible - Health | New | Food Preparation | Natural Gas | Commercial Food Prep Other | A | Incremental Summer Peak Savings (MW) | Achievable Economic RVT Potential | 0 | 0 | 0 | 0 | 0 | 0 | 0 | 0 | 0 | 0 | 0 | 0 | 0 | 0 | 0 | 0 | 0 | 0 | 0 | 0 | 0 | 0 | 0 | 0 | 0 | 0 | 0
F6_Commercial_Interruptible - Health_New_Food Preparation_Natural Gas_Commercial Food Prep Other_A_Achievable Economic RVT Potential | F6 | Commercial | Interruptible - Health | New | Food Preparation | Natural Gas | Commercial Food Prep Other | A | Incremental Winter Peak Savings (MW) | Achievable Economic RVT Potential | 0 | 0 | 0 | 0 | 0 | 0 | 0 | 0 | 0 | 0 | 0 | 0 | 0 | 0 | 0 | 0 | 0 | 0 | 0 | 0 | 0 | 0 | 0 | 0 | 0 | 0 | 0
F7_Commercial_Interruptible - Health_New_Food Preparation_Natural Gas_Commercial Food Prep Other_A_Achievable Economic RVT Potential | F7 | Commercial | Interruptible - Health | New | Food Preparation | Natural Gas | Commercial Food Prep Other | A | Cumulative Energy Savings (MWh or mTherms) | Achievable Economic RVT Potential | 0 | 0 | 0 | 0 | 0 | 0 | 0 | 0 | 0 | 0 | 0 | 0 | 0 | 0 | 0 | 0 | 0 | 0 | 0 | 0 | 0 | 0 | 0 | 0 | 0 | 0 | 0
F8_Commercial_Interruptible - Health_New_Food Preparation_Natural Gas_Commercial Food Prep Other_A_Achievable Economic RVT Potential | F8 | Commercial | Interruptible - Health | New | Food Preparation | Natural Gas | Commercial Food Prep Other | A | Cumulative Summer Peak Savings (MW) | Achievable Economic RVT Potential | 0 | 0 | 0 | 0 | 0 | 0 | 0 | 0 | 0 | 0 | 0 | 0 | 0 | 0 | 0 | 0 | 0 | 0 | 0 | 0 | 0 | 0 | 0 | 0 | 0 | 0 | 0
F9_Commercial_Interruptible - Health_New_Food Preparation_Natural Gas_Commercial Food Prep Other_A_Achievable Economic RVT Potential | F9 | Commercial | Interruptible - Health | New | Food Preparation | Natural Gas | Commercial Food Prep Other | A | Cumulative Winter Peak Savings (MW) | Achievable Economic RVT Potential | 0 | 0 | 0 | 0 | 0 | 0 | 0 | 0 | 0 | 0 | 0 | 0 | 0 | 0 | 0 | 0 | 0 | 0 | 0 | 0 | 0 | 0 | 0 | 0 | 0 | 0 | 0
F10_Commercial_Interruptible - Health_New_Food Preparation_Natural Gas_Commercial Food Prep Other_A_Achievable Economic RVT Potential | F10 | Commercial | Interruptible - Health | New | Food Preparation | Natural Gas | Commercial Food Prep Other | A | Purchases (Incremental) | Achievable Economic RVT Potential | 0 | 0 | 0 | 0 | 0 | 0 | 0 | 0 | 0 | 0 | 0 | 0 | 0 | 0 | 0 | 0 | 0 | 0 | 0 | 0 | 0 | 0 | 0 | 0 | 0 | 0 | 0
F11_Commercial_Interruptible - Health_New_Food Preparation_Natural Gas_Commercial Food Prep Other_A_Achievable Economic RVT Potential | F11 | Commercial | Interruptible - Health | New | Food Preparation | Natural Gas | Commercial Food Prep Other | A | Purchases (Cumulative) | Achievable Economic RVT Potential | 0 | 0 | 0 | 0 | 0 | 0 | 0 | 0 | 0 | 0 | 0 | 0 | 0 | 0 | 0 | 0 | 0 | 0 | 0 | 0 | 0 | 0 | 0 | 0 | 0 | 0 | 0
F1_Commercial_Interruptible - Health_New_Miscellaneous_Natural Gas_Pool Heater_A_Achievable Economic RVT Potential | F1 | Commercial | Interruptible - Health | New | Miscellaneous | Natural Gas | Pool Heater | A | Integrated Unit Energy Savings (kWh or therms) | Achievable Economic RVT Potential | 0 | 0 | 0 | 0 | 0 | 0 | 0 | 0 | 0 | 0 | 0 | 0 | 0 | 0 | 0 | 0 | 0 | 0 | 0 | 0 | 0 | 0 | 0 | 0 | 0 | 0 | 0
F2_Commercial_Interruptible - Health_New_Miscellaneous_Natural Gas_Pool Heater_A_Achievable Economic RVT Potential | F2 | Commercial | Interruptible - Health | New | Miscellaneous | Natural Gas | Pool Heater | A | Integrated Unit Summer Peak Savings (kW) | Achievable Economic RVT Potential | 0 | 0 | 0 | 0 | 0 | 0 | 0 | 0 | 0 | 0 | 0 | 0 | 0 | 0 | 0 | 0 | 0 | 0 | 0 | 0 | 0 | 0 | 0 | 0 | 0 | 0 | 0
F3_Commercial_Interruptible - Health_New_Miscellaneous_Natural Gas_Pool Heater_A_Achievable Economic RVT Potential | F3 | Commercial | Interruptible - Health | New | Miscellaneous | Natural Gas | Pool Heater | A | Integrated Unit Winter Peak Savings (kW) | Achievable Economic RVT Potential | 0 | 0 | 0 | 0 | 0 | 0 | 0 | 0 | 0 | 0 | 0 | 0 | 0 | 0 | 0 | 0 | 0 | 0 | 0 | 0 | 0 | 0 | 0 | 0 | 0 | 0 | 0
F4_Commercial_Interruptible - Health_New_Miscellaneous_Natural Gas_Pool Heater_A_Achievable Economic RVT Potential | F4 | Commercial | Interruptible - Health | New | Miscellaneous | Natural Gas | Pool Heater | A | Incremental Energy Savings (MWh or mTherms) | Achievable Economic RVT Potential | 0 | 0 | 0 | 0 | 0 | 0 | 0 | 0 | 0 | 0 | 0 | 0 | 0 | 0 | 0 | 0 | 0 | 0 | 0 | 0 | 0 | 0 | 0 | 0 | 0 | 0 | 0
F5_Commercial_Interruptible - Health_New_Miscellaneous_Natural Gas_Pool Heater_A_Achievable Economic RVT Potential | F5 | Commercial | Interruptible - Health | New | Miscellaneous | Natural Gas | Pool Heater | A | Incremental Summer Peak Savings (MW) | Achievable Economic RVT Potential | 0 | 0 | 0 | 0 | 0 | 0 | 0 | 0 | 0 | 0 | 0 | 0 | 0 | 0 | 0 | 0 | 0 | 0 | 0 | 0 | 0 | 0 | 0 | 0 | 0 | 0 | 0
F6_Commercial_Interruptible - Health_New_Miscellaneous_Natural Gas_Pool Heater_A_Achievable Economic RVT Potential | F6 | Commercial | Interruptible - Health | New | Miscellaneous | Natural Gas | Pool Heater | A | Incremental Winter Peak Savings (MW) | Achievable Economic RVT Potential | 0 | 0 | 0 | 0 | 0 | 0 | 0 | 0 | 0 | 0 | 0 | 0 | 0 | 0 | 0 | 0 | 0 | 0 | 0 | 0 | 0 | 0 | 0 | 0 | 0 | 0 | 0
F7_Commercial_Interruptible - Health_New_Miscellaneous_Natural Gas_Pool Heater_A_Achievable Economic RVT Potential | F7 | Commercial | Interruptible - Health | New | Miscellaneous | Natural Gas | Pool Heater | A | Cumulative Energy Savings (MWh or mTherms) | Achievable Economic RVT Potential | 0 | 0 | 0 | 0 | 0 | 0 | 0 | 0 | 0 | 0 | 0 | 0 | 0 | 0 | 0 | 0 | 0 | 0 | 0 | 0 | 0 | 0 | 0 | 0 | 0 | 0 | 0
F8_Commercial_Interruptible - Health_New_Miscellaneous_Natural Gas_Pool Heater_A_Achievable Economic RVT Potential | F8 | Commercial | Interruptible - Health | New | Miscellaneous | Natural Gas | Pool Heater | A | Cumulative Summer Peak Savings (MW) | Achievable Economic RVT Potential | 0 | 0 | 0 | 0 | 0 | 0 | 0 | 0 | 0 | 0 | 0 | 0 | 0 | 0 | 0 | 0 | 0 | 0 | 0 | 0 | 0 | 0 | 0 | 0 | 0 | 0 | 0
F9_Commercial_Interruptible - Health_New_Miscellaneous_Natural Gas_Pool Heater_A_Achievable Economic RVT Potential | F9 | Commercial | Interruptible - Health | New | Miscellaneous | Natural Gas | Pool Heater | A | Cumulative Winter Peak Savings (MW) | Achievable Economic RVT Potential | 0 | 0 | 0 | 0 | 0 | 0 | 0 | 0 | 0 | 0 | 0 | 0 | 0 | 0 | 0 | 0 | 0 | 0 | 0 | 0 | 0 | 0 | 0 | 0 | 0 | 0 | 0
F10_Commercial_Interruptible - Health_New_Miscellaneous_Natural Gas_Pool Heater_A_Achievable Economic RVT Potential | F10 | Commercial | Interruptible - Health | New | Miscellaneous | Natural Gas | Pool Heater | A | Purchases (Incremental) | Achievable Economic RVT Potential | 0 | 0 | 0 | 0 | 0 | 0 | 0 | 0 | 0 | 0 | 0 | 0 | 0 | 0 | 0 | 0 | 0 | 0 | 0 | 0 | 0 | 0 | 0 | 0 | 0 | 0 | 0
F11_Commercial_Interruptible - Health_New_Miscellaneous_Natural Gas_Pool Heater_A_Achievable Economic RVT Potential | F11 | Commercial | Interruptible - Health | New | Miscellaneous | Natural Gas | Pool Heater | A | Purchases (Cumulative) | Achievable Economic RVT Potential | 0 | 0 | 0 | 0 | 0 | 0 | 0 | 0 | 0 | 0 | 0 | 0 | 0 | 0 | 0 | 0 | 0 | 0 | 0 | 0 | 0 | 0 | 0 | 0 | 0 | 0 | 0
F1_Commercial_Interruptible - Miscellaneous_Existing_Space Heating_Natural Gas_Furnace_A_Achievable Economic RVT Potential | F1 | Commercial | Interruptible - Miscellaneous | Existing | Space Heating | Natural Gas | Furnace | A | Integrated Unit Energy Savings (kWh or therms) | Achievable Economic RVT Potential | 0 | 638.6601 | 636.1836 | 212.0612 | 212.0612 | 212.0612 | 212.0612 | 212.0612 | 212.0612 | 212.0612 | 212.0612 | 212.0612 | 212.0612 | 212.0612 | 212.0612 | 212.0612 | 212.0612 | 212.0612 | 212.0612 | 212.0612 | 212.0612 | 212.0612 | 212.0612 | 212.0612 | 212.0612 | 212.0612 | 212.0612
F2_Commercial_Interruptible - Miscellaneous_Existing_Space Heating_Natural Gas_Furnace_A_Achievable Economic RVT Potential | F2 | Commercial | Interruptible - Miscellaneous | Existing | Space Heating | Natural Gas | Furnace | A | Integrated Unit Summer Peak Savings (kW) | Achievable Economic RVT Potential | 0 | 0 | 0 | 0 | 0 | 0 | 0 | 0 | 0 | 0 | 0 | 0 | 0 | 0 | 0 | 0 | 0 | 0 | 0 | 0 | 0 | 0 | 0 | 0 | 0 | 0 | 0
F3_Commercial_Interruptible - Miscellaneous_Existing_Space Heating_Natural Gas_Furnace_A_Achievable Economic RVT Potential | F3 | Commercial | Interruptible - Miscellaneous | Existing | Space Heating | Natural Gas | Furnace | A | Integrated Unit Winter Peak Savings (kW) | Achievable Economic RVT Potential | 0 | 0 | 0 | 0 | 0 | 0 | 0 | 0 | 0 | 0 | 0 | 0 | 0 | 0 | 0 | 0 | 0 | 0 | 0 | 0 | 0 | 0 | 0 | 0 | 0 | 0 | 0
F4_Commercial_Interruptible - Miscellaneous_Existing_Space Heating_Natural Gas_Furnace_A_Achievable Economic RVT Potential | F4 | Commercial | Interruptible - Miscellaneous | Existing | Space Heating | Natural Gas | Furnace | A | Incremental Energy Savings (MWh or mTherms) | Achievable Economic RVT Potential | 0 | 0 | 0 | 0 | 0 | 0 | 0 | 0 | 0 | 0 | 0 | 0 | 0 | 0 | 0 | 0 | 0 | 0 | 0 | 0 | 0 | 0 | 0 | 0 | 0 | 0 | 0
F5_Commercial_Interruptible - Miscellaneous_Existing_Space Heating_Natural Gas_Furnace_A_Achievable Economic RVT Potential | F5 | Commercial | Interruptible - Miscellaneous | Existing | Space Heating | Natural Gas | Furnace | A | Incremental Summer Peak Savings (MW) | Achievable Economic RVT Potential | 0 | 0 | 0 | 0 | 0 | 0 | 0 | 0 | 0 | 0 | 0 | 0 | 0 | 0 | 0 | 0 | 0 | 0 | 0 | 0 | 0 | 0 | 0 | 0 | 0 | 0 | 0
F6_Commercial_Interruptible - Miscellaneous_Existing_Space Heating_Natural Gas_Furnace_A_Achievable Economic RVT Potential | F6 | Commercial | Interruptible - Miscellaneous | Existing | Space Heating | Natural Gas | Furnace | A | Incremental Winter Peak Savings (MW) | Achievable Economic RVT Potential | 0 | 0 | 0 | 0 | 0 | 0 | 0 | 0 | 0 | 0 | 0 | 0 | 0 | 0 | 0 | 0 | 0 | 0 | 0 | 0 | 0 | 0 | 0 | 0 | 0 | 0 | 0
F7_Commercial_Interruptible - Miscellaneous_Existing_Space Heating_Natural Gas_Furnace_A_Achievable Economic RVT Potential | F7 | Commercial | Interruptible - Miscellaneous | Existing | Space Heating | Natural Gas | Furnace | A | Cumulative Energy Savings (MWh or mTherms) | Achievable Economic RVT Potential | 0 | 0 | 0 | 0 | 0 | 0 | 0 | 0 | 0 | 0 | 0 | 0 | 0 | 0 | 0 | 0 | 0 | 0 | 0 | 0 | 0 | 0 | 0 | 0 | 0 | 0 | 0
F8_Commercial_Interruptible - Miscellaneous_Existing_Space Heating_Natural Gas_Furnace_A_Achievable Economic RVT Potential | F8 | Commercial | Interruptible - Miscellaneous | Existing | Space Heating | Natural Gas | Furnace | A | Cumulative Summer Peak Savings (MW) | Achievable Economic RVT Potential | 0 | 0 | 0 | 0 | 0 | 0 | 0 | 0 | 0 | 0 | 0 | 0 | 0 | 0 | 0 | 0 | 0 | 0 | 0 | 0 | 0 | 0 | 0 | 0 | 0 | 0 | 0
F9_Commercial_Interruptible - Miscellaneous_Existing_Space Heating_Natural Gas_Furnace_A_Achievable Economic RVT Potential | F9 | Commercial | Interruptible - Miscellaneous | Existing | Space Heating | Natural Gas | Furnace | A | Cumulative Winter Peak Savings (MW) | Achievable Economic RVT Potential | 0 | 0 | 0 | 0 | 0 | 0 | 0 | 0 | 0 | 0 | 0 | 0 | 0 | 0 | 0 | 0 | 0 | 0 | 0 | 0 | 0 | 0 | 0 | 0 | 0 | 0 | 0
F10_Commercial_Interruptible - Miscellaneous_Existing_Space Heating_Natural Gas_Furnace_A_Achievable Economic RVT Potential | F10 | Commercial | Interruptible - Miscellaneous | Existing | Space Heating | Natural Gas | Furnace | A | Purchases (Incremental) | Achievable Economic RVT Potential | 0 | 0 | 0 | 0 | 0 | 0 | 0 | 0 | 0 | 0 | 0 | 0 | 0 | 0 | 0 | 0 | 0 | 0 | 0 | 0 | 0 | 0 | 0 | 0 | 0 | 0 | 0
F11_Commercial_Interruptible - Miscellaneous_Existing_Space Heating_Natural Gas_Furnace_A_Achievable Economic RVT Potential | F11 | Commercial | Interruptible - Miscellaneous | Existing | Space Heating | Natural Gas | Furnace | A | Purchases (Cumulative) | Achievable Economic RVT Potential | 0 | 0 | 0 | 0 | 0 | 0 | 0 | 0 | 0 | 0 | 0 | 0 | 0 | 0 | 0 | 0 | 0 | 0 | 0 | 0 | 0 | 0 | 0 | 0 | 0 | 0 | 0
F1_Commercial_Interruptible - Miscellaneous_Existing_Space Heating_Natural Gas_Boiler_A_Achievable Economic RVT Potential | F1 | Commercial | Interruptible - Miscellaneous | Existing | Space Heating | Natural Gas | Boiler | A | Integrated Unit Energy Savings (kWh or therms) | Achievable Economic RVT Potential | 0 | 1962.3855 | 1954.7759 | 1954.7759 | 1954.7759 | 1954.7759 | 1954.7759 | 1954.7759 | 1954.7759 | 1954.7759 | 1954.7759 | 1954.7759 | 1954.7759 | 1954.7759 | 1954.7759 | 1954.7759 | 1954.7759 | 1954.7759 | 1954.7759 | 1954.7759 | 1954.7759 | 1954.7759 | 1954.7759 | 1954.7759 | 1954.7759 | 1954.7759 | 1954.7759
F2_Commercial_Interruptible - Miscellaneous_Existing_Space Heating_Natural Gas_Boiler_A_Achievable Economic RVT Potential | F2 | Commercial | Interruptible - Miscellaneous | Existing | Space Heating | Natural Gas | Boiler | A | Integrated Unit Summer Peak Savings (kW) | Achievable Economic RVT Potential | 0 | 0 | 0 | 0 | 0 | 0 | 0 | 0 | 0 | 0 | 0 | 0 | 0 | 0 | 0 | 0 | 0 | 0 | 0 | 0 | 0 | 0 | 0 | 0 | 0 | 0 | 0
F3_Commercial_Interruptible - Miscellaneous_Existing_Space Heating_Natural Gas_Boiler_A_Achievable Economic RVT Potential | F3 | Commercial | Interruptible - Miscellaneous | Existing | Space Heating | Natural Gas | Boiler | A | Integrated Unit Winter Peak Savings (kW) | Achievable Economic RVT Potential | 0 | 0 | 0 | 0 | 0 | 0 | 0 | 0 | 0 | 0 | 0 | 0 | 0 | 0 | 0 | 0 | 0 | 0 | 0 | 0 | 0 | 0 | 0 | 0 | 0 | 0 | 0
F4_Commercial_Interruptible - Miscellaneous_Existing_Space Heating_Natural Gas_Boiler_A_Achievable Economic RVT Potential | F4 | Commercial | Interruptible - Miscellaneous | Existing | Space Heating | Natural Gas | Boiler | A | Incremental Energy Savings (MWh or mTherms) | Achievable Economic RVT Potential | 0 | 0 | 0 | 0 | 0 | 0 | 0 | 0 | 0 | 0 | 0 | 0 | 0 | 0 | 0 | 0 | 0 | 0 | 0 | 0 | 0 | 0 | 0 | 0 | 0 | 0 | 0
F5_Commercial_Interruptible - Miscellaneous_Existing_Space Heating_Natural Gas_Boiler_A_Achievable Economic RVT Potential | F5 | Commercial | Interruptible - Miscellaneous | Existing | Space Heating | Natural Gas | Boiler | A | Incremental Summer Peak Savings (MW) | Achievable Economic RVT Potential | 0 | 0 | 0 | 0 | 0 | 0 | 0 | 0 | 0 | 0 | 0 | 0 | 0 | 0 | 0 | 0 | 0 | 0 | 0 | 0 | 0 | 0 | 0 | 0 | 0 | 0 | 0
F6_Commercial_Interruptible - Miscellaneous_Existing_Space Heating_Natural Gas_Boiler_A_Achievable Economic RVT Potential | F6 | Commercial | Interruptible - Miscellaneous | Existing | Space Heating | Natural Gas | Boiler | A | Incremental Winter Peak Savings (MW) | Achievable Economic RVT Potential | 0 | 0 | 0 | 0 | 0 | 0 | 0 | 0 | 0 | 0 | 0 | 0 | 0 | 0 | 0 | 0 | 0 | 0 | 0 | 0 | 0 | 0 | 0 | 0 | 0 | 0 | 0
F7_Commercial_Interruptible - Miscellaneous_Existing_Space Heating_Natural Gas_Boiler_A_Achievable Economic RVT Potential | F7 | Commercial | Interruptible - Miscellaneous | Existing | Space Heating | Natural Gas | Boiler | A | Cumulative Energy Savings (MWh or mTherms) | Achievable Economic RVT Potential | 0 | 0 | 0 | 0 | 0 | 0 | 0 | 0 | 0 | 0 | 0 | 0 | 0 | 0 | 0 | 0 | 0 | 0 | 0 | 0 | 0 | 0 | 0 | 0 | 0 | 0 | 0
F8_Commercial_Interruptible - Miscellaneous_Existing_Space Heating_Natural Gas_Boiler_A_Achievable Economic RVT Potential | F8 | Commercial | Interruptible - Miscellaneous | Existing | Space Heating | Natural Gas | Boiler | A | Cumulative Summer Peak Savings (MW) | Achievable Economic RVT Potential | 0 | 0 | 0 | 0 | 0 | 0 | 0 | 0 | 0 | 0 | 0 | 0 | 0 | 0 | 0 | 0 | 0 | 0 | 0 | 0 | 0 | 0 | 0 | 0 | 0 | 0 | 0
F9_Commercial_Interruptible - Miscellaneous_Existing_Space Heating_Natural Gas_Boiler_A_Achievable Economic RVT Potential | F9 | Commercial | Interruptible - Miscellaneous | Existing | Space Heating | Natural Gas | Boiler | A | Cumulative Winter Peak Savings (MW) | Achievable Economic RVT Potential | 0 | 0 | 0 | 0 | 0 | 0 | 0 | 0 | 0 | 0 | 0 | 0 | 0 | 0 | 0 | 0 | 0 | 0 | 0 | 0 | 0 | 0 | 0 | 0 | 0 | 0 | 0
F10_Commercial_Interruptible - Miscellaneous_Existing_Space Heating_Natural Gas_Boiler_A_Achievable Economic RVT Potential | F10 | Commercial | Interruptible - Miscellaneous | Existing | Space Heating | Natural Gas | Boiler | A | Purchases (Incremental) | Achievable Economic RVT Potential | 0 | 0 | 0 | 0 | 0 | 0 | 0 | 0 | 0 | 0 | 0 | 0 | 0 | 0 | 0 | 0 | 0 | 0 | 0 | 0 | 0 | 0 | 0 | 0 | 0 | 0 | 0
F11_Commercial_Interruptible - Miscellaneous_Existing_Space Heating_Natural Gas_Boiler_A_Achievable Economic RVT Potential | F11 | Commercial | Interruptible - Miscellaneous | Existing | Space Heating | Natural Gas | Boiler | A | Purchases (Cumulative) | Achievable Economic RVT Potential | 0 | 0 | 0 | 0 | 0 | 0 | 0 | 0 | 0 | 0 | 0 | 0 | 0 | 0 | 0 | 0 | 0 | 0 | 0 | 0 | 0 | 0 | 0 | 0 | 0 | 0 | 0
F1_Commercial_Interruptible - Miscellaneous_Existing_Space Heating_Natural Gas_Unit Heater_A_Achievable Economic RVT Potential | F1 | Commercial | Interruptible - Miscellaneous | Existing | Space Heating | Natural Gas | Unit Heater | A | Integrated Unit Energy Savings (kWh or therms) | Achievable Economic RVT Potential | 0 | 30983.2092 | 30863.0652 | 30863.0652 | 30863.0652 | 30863.0652 | 30863.0652 | 30863.0652 | 30863.0652 | 30863.0652 | 30863.0652 | 30863.0652 | 30863.0652 | 30863.0652 | 30863.0652 | 30863.0652 | 30863.0652 | 30863.0652 | 30863.0652 | 30863.0652 | 30863.0652 | 30863.0652 | 30863.0652 | 30863.0652 | 30863.0652 | 30863.0652 | 30863.0652
F2_Commercial_Interruptible - Miscellaneous_Existing_Space Heating_Natural Gas_Unit Heater_A_Achievable Economic RVT Potential | F2 | Commercial | Interruptible - Miscellaneous | Existing | Space Heating | Natural Gas | Unit Heater | A | Integrated Unit Summer Peak Savings (kW) | Achievable Economic RVT Potential | 0 | 0 | 0 | 0 | 0 | 0 | 0 | 0 | 0 | 0 | 0 | 0 | 0 | 0 | 0 | 0 | 0 | 0 | 0 | 0 | 0 | 0 | 0 | 0 | 0 | 0 | 0
F3_Commercial_Interruptible - Miscellaneous_Existing_Space Heating_Natural Gas_Unit Heater_A_Achievable Economic RVT Potential | F3 | Commercial | Interruptible - Miscellaneous | Existing | Space Heating | Natural Gas | Unit Heater | A | Integrated Unit Winter Peak Savings (kW) | Achievable Economic RVT Potential | 0 | 0 | 0 | 0 | 0 | 0 | 0 | 0 | 0 | 0 | 0 | 0 | 0 | 0 | 0 | 0 | 0 | 0 | 0 | 0 | 0 | 0 | 0 | 0 | 0 | 0 | 0
F4_Commercial_Interruptible - Miscellaneous_Existing_Space Heating_Natural Gas_Unit Heater_A_Achievable Economic RVT Potential | F4 | Commercial | Interruptible - Miscellaneous | Existing | Space Heating | Natural Gas | Unit Heater | A | Incremental Energy Savings (MWh or mTherms) | Achievable Economic RVT Potential | 0 | 0 | 0 | 0 | 0 | 0 | 0 | 0 | 0 | 0 | 0 | 0 | 0 | 0 | 0 | 0 | 0 | 0 | 0 | 0 | 0 | 0 | 0 | 0 | 0 | 0 | 0
F5_Commercial_Interruptible - Miscellaneous_Existing_Space Heating_Natural Gas_Unit Heater_A_Achievable Economic RVT Potential | F5 | Commercial | Interruptible - Miscellaneous | Existing | Space Heating | Natural Gas | Unit Heater | A | Incremental Summer Peak Savings (MW) | Achievable Economic RVT Potential | 0 | 0 | 0 | 0 | 0 | 0 | 0 | 0 | 0 | 0 | 0 | 0 | 0 | 0 | 0 | 0 | 0 | 0 | 0 | 0 | 0 | 0 | 0 | 0 | 0 | 0 | 0
F6_Commercial_Interruptible - Miscellaneous_Existing_Space Heating_Natural Gas_Unit Heater_A_Achievable Economic RVT Potential | F6 | Commercial | Interruptible - Miscellaneous | Existing | Space Heating | Natural Gas | Unit Heater | A | Incremental Winter Peak Savings (MW) | Achievable Economic RVT Potential | 0 | 0 | 0 | 0 | 0 | 0 | 0 | 0 | 0 | 0 | 0 | 0 | 0 | 0 | 0 | 0 | 0 | 0 | 0 | 0 | 0 | 0 | 0 | 0 | 0 | 0 | 0
F7_Commercial_Interruptible - Miscellaneous_Existing_Space Heating_Natural Gas_Unit Heater_A_Achievable Economic RVT Potential | F7 | Commercial | Interruptible - Miscellaneous | Existing | Space Heating | Natural Gas | Unit Heater | A | Cumulative Energy Savings (MWh or mTherms) | Achievable Economic RVT Potential | 0 | 0 | 0 | 0 | 0 | 0 | 0 | 0 | 0 | 0 | 0 | 0 | 0 | 0 | 0 | 0 | 0 | 0 | 0 | 0 | 0 | 0 | 0 | 0 | 0 | 0 | 0
F8_Commercial_Interruptible - Miscellaneous_Existing_Space Heating_Natural Gas_Unit Heater_A_Achievable Economic RVT Potential | F8 | Commercial | Interruptible - Miscellaneous | Existing | Space Heating | Natural Gas | Unit Heater | A | Cumulative Summer Peak Savings (MW) | Achievable Economic RVT Potential | 0 | 0 | 0 | 0 | 0 | 0 | 0 | 0 | 0 | 0 | 0 | 0 | 0 | 0 | 0 | 0 | 0 | 0 | 0 | 0 | 0 | 0 | 0 | 0 | 0 | 0 | 0
F9_Commercial_Interruptible - Miscellaneous_Existing_Space Heating_Natural Gas_Unit Heater_A_Achievable Economic RVT Potential | F9 | Commercial | Interruptible - Miscellaneous | Existing | Space Heating | Natural Gas | Unit Heater | A | Cumulative Winter Peak Savings (MW) | Achievable Economic RVT Potential | 0 | 0 | 0 | 0 | 0 | 0 | 0 | 0 | 0 | 0 | 0 | 0 | 0 | 0 | 0 | 0 | 0 | 0 | 0 | 0 | 0 | 0 | 0 | 0 | 0 | 0 | 0
F10_Commercial_Interruptible - Miscellaneous_Existing_Space Heating_Natural Gas_Unit Heater_A_Achievable Economic RVT Potential | F10 | Commercial | Interruptible - Miscellaneous | Existing | Space Heating | Natural Gas | Unit Heater | A | Purchases (Incremental) | Achievable Economic RVT Potential | 0 | 0 | 0 | 0 | 0 | 0 | 0 | 0 | 0 | 0 | 0 | 0 | 0 | 0 | 0 | 0 | 0 | 0 | 0 | 0 | 0 | 0 | 0 | 0 | 0 | 0 | 0
F11_Commercial_Interruptible - Miscellaneous_Existing_Space Heating_Natural Gas_Unit Heater_A_Achievable Economic RVT Potential | F11 | Commercial | Interruptible - Miscellaneous | Existing | Space Heating | Natural Gas | Unit Heater | A | Purchases (Cumulative) | Achievable Economic RVT Potential | 0 | 0 | 0 | 0 | 0 | 0 | 0 | 0 | 0 | 0 | 0 | 0 | 0 | 0 | 0 | 0 | 0 | 0 | 0 | 0 | 0 | 0 | 0 | 0 | 0 | 0 | 0
F1_Commercial_Interruptible - Miscellaneous_Existing_Water Heating_Natural Gas_Water Heater_A_Achievable Economic RVT Potential | F1 | Commercial | Interruptible - Miscellaneous | Existing | Water Heating | Natural Gas | Water Heater | A | Integrated Unit Energy Savings (kWh or therms) | Achievable Economic RVT Potential | 0 | 2.8505 | 2.8505 | 2.8505 | 2.8505 | 2.8505 | 2.8505 | 2.8505 | 2.8505 | 2.8505 | 2.8505 | 2.8505 | 2.8505 | 2.8505 | 2.8505 | 2.8505 | 2.8505 | 2.8505 | 2.8505 | 2.8505 | 2.8505 | 2.8505 | 2.8505 | 2.8505 | 2.8505 | 2.8505 | 2.8505
F2_Commercial_Interruptible - Miscellaneous_Existing_Water Heating_Natural Gas_Water Heater_A_Achievable Economic RVT Potential | F2 | Commercial | Interruptible - Miscellaneous | Existing | Water Heating | Natural Gas | Water Heater | A | Integrated Unit Summer Peak Savings (kW) | Achievable Economic RVT Potential | 0 | 0 | 0 | 0 | 0 | 0 | 0 | 0 | 0 | 0 | 0 | 0 | 0 | 0 | 0 | 0 | 0 | 0 | 0 | 0 | 0 | 0 | 0 | 0 | 0 | 0 | 0
F3_Commercial_Interruptible - Miscellaneous_Existing_Water Heating_Natural Gas_Water Heater_A_Achievable Economic RVT Potential | F3 | Commercial | Interruptible - Miscellaneous | Existing | Water Heating | Natural Gas | Water Heater | A | Integrated Unit Winter Peak Savings (kW) | Achievable Economic RVT Potential | 0 | 0 | 0 | 0 | 0 | 0 | 0 | 0 | 0 | 0 | 0 | 0 | 0 | 0 | 0 | 0 | 0 | 0 | 0 | 0 | 0 | 0 | 0 | 0 | 0 | 0 | 0
F4_Commercial_Interruptible - Miscellaneous_Existing_Water Heating_Natural Gas_Water Heater_A_Achievable Economic RVT Potential | F4 | Commercial | Interruptible - Miscellaneous | Existing | Water Heating | Natural Gas | Water Heater | A | Incremental Energy Savings (MWh or mTherms) | Achievable Economic RVT Potential | 0 | 0 | 0.0092594 | 0.017621 | 0.025354 | 0.032656 | 0.03967 | 0.045726 | 0.050333 | 0.053865 | 0.06089 | 0.06592 | 0.060075 | 0.053882 | 0.047389 | 0.063562 | 0.050999 | 0.040372 | 0.031338 | 0.025282 | 0.016852 | 0.011025 | 0.0071033 | 0.0045295 | 0.0089148 | 0 | 0
F5_Commercial_Interruptible - Miscellaneous_Existing_Water Heating_Natural Gas_Water Heater_A_Achievable Economic RVT Potential | F5 | Commercial | Interruptible - Miscellaneous | Existing | Water Heating | Natural Gas | Water Heater | A | Incremental Summer Peak Savings (MW) | Achievable Economic RVT Potential | 0 | 0 | 0 | 0 | 0 | 0 | 0 | 0 | 0 | 0 | 0 | 0 | 0 | 0 | 0 | 0 | 0 | 0 | 0 | 0 | 0 | 0 | 0 | 0 | 0 | 0 | 0
F6_Commercial_Interruptible - Miscellaneous_Existing_Water Heating_Natural Gas_Water Heater_A_Achievable Economic RVT Potential | F6 | Commercial | Interruptible - Miscellaneous | Existing | Water Heating | Natural Gas | Water Heater | A | Incremental Winter Peak Savings (MW) | Achievable Economic RVT Potential | 0 | 0 | 0 | 0 | 0 | 0 | 0 | 0 | 0 | 0 | 0 | 0 | 0 | 0 | 0 | 0 | 0 | 0 | 0 | 0 | 0 | 0 | 0 | 0 | 0 | 0 | 0
F7_Commercial_Interruptible - Miscellaneous_Existing_Water Heating_Natural Gas_Water Heater_A_Achievable Economic RVT Potential | F7 | Commercial | Interruptible - Miscellaneous | Existing | Water Heating | Natural Gas | Water Heater | A | Cumulative Energy Savings (MWh or mTherms) | Achievable Economic RVT Potential | 0 | 0 | 0.0092594 | 0.02688 | 0.052234 | 0.08489 | 0.12456 | 0.17029 | 0.22062 | 0.27448 | 0.33537 | 0.40129 | 0.46137 | 0.51525 | 0.56264 | 0.6262 | 0.6772 | 0.71757 | 0.74891 | 0.77419 | 0.79105 | 0.80207 | 0.80917 | 0.8137 | 0.82262 | 0.82262 | 0.82262
F8_Commercial_Interruptible - Miscellaneous_Existing_Water Heating_Natural Gas_Water Heater_A_Achievable Economic RVT Potential | F8 | Commercial | Interruptible - Miscellaneous | Existing | Water Heating | Natural Gas | Water Heater | A | Cumulative Summer Peak Savings (MW) | Achievable Economic RVT Potential | 0 | 0 | 0 | 0 | 0 | 0 | 0 | 0 | 0 | 0 | 0 | 0 | 0 | 0 | 0 | 0 | 0 | 0 | 0 | 0 | 0 | 0 | 0 | 0 | 0 | 0 | 0
F9_Commercial_Interruptible - Miscellaneous_Existing_Water Heating_Natural Gas_Water Heater_A_Achievable Economic RVT Potential | F9 | Commercial | Interruptible - Miscellaneous | Existing | Water Heating | Natural Gas | Water Heater | A | Cumulative Winter Peak Savings (MW) | Achievable Economic RVT Potential | 0 | 0 | 0 | 0 | 0 | 0 | 0 | 0 | 0 | 0 | 0 | 0 | 0 | 0 | 0 | 0 | 0 | 0 | 0 | 0 | 0 | 0 | 0 | 0 | 0 | 0 | 0
F10_Commercial_Interruptible - Miscellaneous_Existing_Water Heating_Natural Gas_Water Heater_A_Achievable Economic RVT Potential | F10 | Commercial | Interruptible - Miscellaneous | Existing | Water Heating | Natural Gas | Water Heater | A | Purchases (Incremental) | Achievable Economic RVT Potential | 0 | 0 | 3.2484 | 6.1817 | 8.8946 | 11.4563 | 13.9172 | 16.0417 | 17.6577 | 18.8969 | 21.3615 | 23.1259 | 21.0756 | 18.9029 | 16.6251 | 22.2987 | 17.8913 | 14.1633 | 10.9938 | 8.8696 | 5.912 | 3.868 | 2.492 | 1.589 | 3.1275 | 0 | 0
F11_Commercial_Interruptible - Miscellaneous_Existing_Water Heating_Natural Gas_Water Heater_A_Achievable Economic RVT Potential | F11 | Commercial | Interruptible - Miscellaneous | Existing | Water Heating | Natural Gas | Water Heater | A | Purchases (Cumulative) | Achievable Economic RVT Potential | 0 | 0 | 3.2484 | 9.4301 | 18.3248 | 29.7811 | 43.6983 | 59.74 | 77.3976 | 96.2946 | 117.6561 | 140.782 | 161.8577 | 180.7606 | 197.3856 | 219.6843 | 237.5756 | 251.739 | 262.7328 | 271.6024 | 277.5144 | 281.3824 | 283.8744 | 285.4634 | 288.5909 | 288.5909 | 288.5909
F1_Commercial_Interruptible - Miscellaneous_Existing_Food Preparation_Natural Gas_Oven_A_Achievable Economic RVT Potential | F1 | Commercial | Interruptible - Miscellaneous | Existing | Food Preparation | Natural Gas | Oven | A | Integrated Unit Energy Savings (kWh or therms) | Achievable Economic RVT Potential | 0 | 106.6752 | 106.6752 | 106.6752 | 106.6752 | 106.6752 | 106.6752 | 106.6752 | 106.6752 | 106.6752 | 106.6752 | 106.6752 | 106.6752 | 106.6752 | 106.6752 | 106.6752 | 106.6752 | 106.6752 | 106.6752 | 106.6752 | 106.6752 | 106.6752 | 106.6752 | 106.6752 | 106.6752 | 106.6752 | 106.6752
F2_Commercial_Interruptible - Miscellaneous_Existing_Food Preparation_Natural Gas_Oven_A_Achievable Economic RVT Potential | F2 | Commercial | Interruptible - Miscellaneous | Existing | Food Preparation | Natural Gas | Oven | A | Integrated Unit Summer Peak Savings (kW) | Achievable Economic RVT Potential | 0 | 0 | 0 | 0 | 0 | 0 | 0 | 0 | 0 | 0 | 0 | 0 | 0 | 0 | 0 | 0 | 0 | 0 | 0 | 0 | 0 | 0 | 0 | 0 | 0 | 0 | 0
F3_Commercial_Interruptible - Miscellaneous_Existing_Food Preparation_Natural Gas_Oven_A_Achievable Economic RVT Potential | F3 | Commercial | Interruptible - Miscellaneous | Existing | Food Preparation | Natural Gas | Oven | A | Integrated Unit Winter Peak Savings (kW) | Achievable Economic RVT Potential | 0 | 0 | 0 | 0 | 0 | 0 | 0 | 0 | 0 | 0 | 0 | 0 | 0 | 0 | 0 | 0 | 0 | 0 | 0 | 0 | 0 | 0 | 0 | 0 | 0 | 0 | 0
F4_Commercial_Interruptible - Miscellaneous_Existing_Food Preparation_Natural Gas_Oven_A_Achievable Economic RVT Potential | F4 | Commercial | Interruptible - Miscellaneous | Existing | Food Preparation | Natural Gas | Oven | A | Incremental Energy Savings (MWh or mTherms) | Achievable Economic RVT Potential | 0 | 0 | 0 | 0 | 0 | 0 | 0 | 0 | 0 | 0 | 0 | 0 | 0 | 0 | 0 | 0 | 0 | 0 | 0 | 0 | 0 | 0 | 0 | 0 | 0 | 0 | 0
F5_Commercial_Interruptible - Miscellaneous_Existing_Food Preparation_Natural Gas_Oven_A_Achievable Economic RVT Potential | F5 | Commercial | Interruptible - Miscellaneous | Existing | Food Preparation | Natural Gas | Oven | A | Incremental Summer Peak Savings (MW) | Achievable Economic RVT Potential | 0 | 0 | 0 | 0 | 0 | 0 | 0 | 0 | 0 | 0 | 0 | 0 | 0 | 0 | 0 | 0 | 0 | 0 | 0 | 0 | 0 | 0 | 0 | 0 | 0 | 0 | 0
F6_Commercial_Interruptible - Miscellaneous_Existing_Food Preparation_Natural Gas_Oven_A_Achievable Economic RVT Potential | F6 | Commercial | Interruptible - Miscellaneous | Existing | Food Preparation | Natural Gas | Oven | A | Incremental Winter Peak Savings (MW) | Achievable Economic RVT Potential | 0 | 0 | 0 | 0 | 0 | 0 | 0 | 0 | 0 | 0 | 0 | 0 | 0 | 0 | 0 | 0 | 0 | 0 | 0 | 0 | 0 | 0 | 0 | 0 | 0 | 0 | 0
F7_Commercial_Interruptible - Miscellaneous_Existing_Food Preparation_Natural Gas_Oven_A_Achievable Economic RVT Potential | F7 | Commercial | Interruptible - Miscellaneous | Existing | Food Preparation | Natural Gas | Oven | A | Cumulative Energy Savings (MWh or mTherms) | Achievable Economic RVT Potential | 0 | 0 | 0 | 0 | 0 | 0 | 0 | 0 | 0 | 0 | 0 | 0 | 0 | 0 | 0 | 0 | 0 | 0 | 0 | 0 | 0 | 0 | 0 | 0 | 0 | 0 | 0
F8_Commercial_Interruptible - Miscellaneous_Existing_Food Preparation_Natural Gas_Oven_A_Achievable Economic RVT Potential | F8 | Commercial | Interruptible - Miscellaneous | Existing | Food Preparation | Natural Gas | Oven | A | Cumulative Summer Peak Savings (MW) | Achievable Economic RVT Potential | 0 | 0 | 0 | 0 | 0 | 0 | 0 | 0 | 0 | 0 | 0 | 0 | 0 | 0 | 0 | 0 | 0 | 0 | 0 | 0 | 0 | 0 | 0 | 0 | 0 | 0 | 0
F9_Commercial_Interruptible - Miscellaneous_Existing_Food Preparation_Natural Gas_Oven_A_Achievable Economic RVT Potential | F9 | Commercial | Interruptible - Miscellaneous | Existing | Food Preparation | Natural Gas | Oven | A | Cumulative Winter Peak Savings (MW) | Achievable Economic RVT Potential | 0 | 0 | 0 | 0 | 0 | 0 | 0 | 0 | 0 | 0 | 0 | 0 | 0 | 0 | 0 | 0 | 0 | 0 | 0 | 0 | 0 | 0 | 0 | 0 | 0 | 0 | 0
F10_Commercial_Interruptible - Miscellaneous_Existing_Food Preparation_Natural Gas_Oven_A_Achievable Economic RVT Potential | F10 | Commercial | Interruptible - Miscellaneous | Existing | Food Preparation | Natural Gas | Oven | A | Purchases (Incremental) | Achievable Economic RVT Potential | 0 | 0 | 0 | 0 | 0 | 0 | 0 | 0 | 0 | 0 | 0 | 0 | 0 | 0 | 0 | 0 | 0 | 0 | 0 | 0 | 0 | 0 | 0 | 0 | 0 | 0 | 0
F11_Commercial_Interruptible - Miscellaneous_Existing_Food Preparation_Natural Gas_Oven_A_Achievable Economic RVT Potential | F11 | Commercial | Interruptible - Miscellaneous | Existing | Food Preparation | Natural Gas | Oven | A | Purchases (Cumulative) | Achievable Economic RVT Potential | 0 | 0 | 0 | 0 | 0 | 0 | 0 | 0 | 0 | 0 | 0 | 0 | 0 | 0 | 0 | 0 | 0 | 0 | 0 | 0 | 0 | 0 | 0 | 0 | 0 | 0 | 0
F1_Commercial_Interruptible - Miscellaneous_Existing_Food Preparation_Natural Gas_Conveyor Oven_A_Achievable Economic RVT Potential | F1 | Commercial | Interruptible - Miscellaneous | Existing | Food Preparation | Natural Gas | Conveyor Oven | A | Integrated Unit Energy Savings (kWh or therms) | Achievable Economic RVT Potential | 0 | 0 | 0 | 0 | 0 | 692.0657 | 692.0657 | 692.0657 | 692.0657 | 692.0657 | 692.0657 | 692.0657 | 692.0657 | 692.0657 | 692.0657 | 692.0657 | 692.0657 | 692.0657 | 692.0657 | 692.0657 | 692.0657 | 692.0657 | 692.0657 | 692.0657 | 692.0657 | 692.0657 | 692.0657
F2_Commercial_Interruptible - Miscellaneous_Existing_Food Preparation_Natural Gas_Conveyor Oven_A_Achievable Economic RVT Potential | F2 | Commercial | Interruptible - Miscellaneous | Existing | Food Preparation | Natural Gas | Conveyor Oven | A | Integrated Unit Summer Peak Savings (kW) | Achievable Economic RVT Potential | 0 | 0 | 0 | 0 | 0 | 0 | 0 | 0 | 0 | 0 | 0 | 0 | 0 | 0 | 0 | 0 | 0 | 0 | 0 | 0 | 0 | 0 | 0 | 0 | 0 | 0 | 0
F3_Commercial_Interruptible - Miscellaneous_Existing_Food Preparation_Natural Gas_Conveyor Oven_A_Achievable Economic RVT Potential | F3 | Commercial | Interruptible - Miscellaneous | Existing | Food Preparation | Natural Gas | Conveyor Oven | A | Integrated Unit Winter Peak Savings (kW) | Achievable Economic RVT Potential | 0 | 0 | 0 | 0 | 0 | 0 | 0 | 0 | 0 | 0 | 0 | 0 | 0 | 0 | 0 | 0 | 0 | 0 | 0 | 0 | 0 | 0 | 0 | 0 | 0 | 0 | 0
F4_Commercial_Interruptible - Miscellaneous_Existing_Food Preparation_Natural Gas_Conveyor Oven_A_Achievable Economic RVT Potential | F4 | Commercial | Interruptible - Miscellaneous | Existing | Food Preparation | Natural Gas | Conveyor Oven | A | Incremental Energy Savings (MWh or mTherms) | Achievable Economic RVT Potential | 0 | 0 | 0 | 0 | 0 | 0 | 0 | 0 | 0 | 0 | 0 | 0 | 0 | 0 | 0 | 0 | 0 | 0 | 0 | 0 | 0 | 0 | 0 | 0 | 0 | 0 | 0
F5_Commercial_Interruptible - Miscellaneous_Existing_Food Preparation_Natural Gas_Conveyor Oven_A_Achievable Economic RVT Potential | F5 | Commercial | Interruptible - Miscellaneous | Existing | Food Preparation | Natural Gas | Conveyor Oven | A | Incremental Summer Peak Savings (MW) | Achievable Economic RVT Potential | 0 | 0 | 0 | 0 | 0 | 0 | 0 | 0 | 0 | 0 | 0 | 0 | 0 | 0 | 0 | 0 | 0 | 0 | 0 | 0 | 0 | 0 | 0 | 0 | 0 | 0 | 0
F6_Commercial_Interruptible - Miscellaneous_Existing_Food Preparation_Natural Gas_Conveyor Oven_A_Achievable Economic RVT Potential | F6 | Commercial | Interruptible - Miscellaneous | Existing | Food Preparation | Natural Gas | Conveyor Oven | A | Incremental Winter Peak Savings (MW) | Achievable Economic RVT Potential | 0 | 0 | 0 | 0 | 0 | 0 | 0 | 0 | 0 | 0 | 0 | 0 | 0 | 0 | 0 | 0 | 0 | 0 | 0 | 0 | 0 | 0 | 0 | 0 | 0 | 0 | 0
F7_Commercial_Interruptible - Miscellaneous_Existing_Food Preparation_Natural Gas_Conveyor Oven_A_Achievable Economic RVT Potential | F7 | Commercial | Interruptible - Miscellaneous | Existing | Food Preparation | Natural Gas | Conveyor Oven | A | Cumulative Energy Savings (MWh or mTherms) | Achievable Economic RVT Potential | 0 | 0 | 0 | 0 | 0 | 0 | 0 | 0 | 0 | 0 | 0 | 0 | 0 | 0 | 0 | 0 | 0 | 0 | 0 | 0 | 0 | 0 | 0 | 0 | 0 | 0 | 0
F8_Commercial_Interruptible - Miscellaneous_Existing_Food Preparation_Natural Gas_Conveyor Oven_A_Achievable Economic RVT Potential | F8 | Commercial | Interruptible - Miscellaneous | Existing | Food Preparation | Natural Gas | Conveyor Oven | A | Cumulative Summer Peak Savings (MW) | Achievable Economic RVT Potential | 0 | 0 | 0 | 0 | 0 | 0 | 0 | 0 | 0 | 0 | 0 | 0 | 0 | 0 | 0 | 0 | 0 | 0 | 0 | 0 | 0 | 0 | 0 | 0 | 0 | 0 | 0
F9_Commercial_Interruptible - Miscellaneous_Existing_Food Preparation_Natural Gas_Conveyor Oven_A_Achievable Economic RVT Potential | F9 | Commercial | Interruptible - Miscellaneous | Existing | Food Preparation | Natural Gas | Conveyor Oven | A | Cumulative Winter Peak Savings (MW) | Achievable Economic RVT Potential | 0 | 0 | 0 | 0 | 0 | 0 | 0 | 0 | 0 | 0 | 0 | 0 | 0 | 0 | 0 | 0 | 0 | 0 | 0 | 0 | 0 | 0 | 0 | 0 | 0 | 0 | 0
F10_Commercial_Interruptible - Miscellaneous_Existing_Food Preparation_Natural Gas_Conveyor Oven_A_Achievable Economic RVT Potential | F10 | Commercial | Interruptible - Miscellaneous | Existing | Food Preparation | Natural Gas | Conveyor Oven | A | Purchases (Incremental) | Achievable Economic RVT Potential | 0 | 0 | 0 | 0 | 0 | 0 | 0 | 0 | 0 | 0 | 0 | 0 | 0 | 0 | 0 | 0 | 0 | 0 | 0 | 0 | 0 | 0 | 0 | 0 | 0 | 0 | 0
F11_Commercial_Interruptible - Miscellaneous_Existing_Food Preparation_Natural Gas_Conveyor Oven_A_Achievable Economic RVT Potential | F11 | Commercial | Interruptible - Miscellaneous | Existing | Food Preparation | Natural Gas | Conveyor Oven | A | Purchases (Cumulative) | Achievable Economic RVT Potential | 0 | 0 | 0 | 0 | 0 | 0 | 0 | 0 | 0 | 0 | 0 | 0 | 0 | 0 | 0 | 0 | 0 | 0 | 0 | 0 | 0 | 0 | 0 | 0 | 0 | 0 | 0
F1_Commercial_Interruptible - Miscellaneous_Existing_Food Preparation_Natural Gas_Double Rack Oven_A_Achievable Economic RVT Potential | F1 | Commercial | Interruptible - Miscellaneous | Existing | Food Preparation | Natural Gas | Double Rack Oven | A | Integrated Unit Energy Savings (kWh or therms) | Achievable Economic RVT Potential | 0 | 1621.62 | 1621.62 | 1621.62 | 1621.62 | 1621.62 | 1621.62 | 1621.62 | 1621.62 | 1621.62 | 1621.62 | 1621.62 | 1621.62 | 1621.62 | 1621.62 | 1621.62 | 1621.62 | 1621.62 | 1621.62 | 1621.62 | 1621.62 | 1621.62 | 1621.62 | 1621.62 | 1621.62 | 1621.62 | 1621.62
F2_Commercial_Interruptible - Miscellaneous_Existing_Food Preparation_Natural Gas_Double Rack Oven_A_Achievable Economic RVT Potential | F2 | Commercial | Interruptible - Miscellaneous | Existing | Food Preparation | Natural Gas | Double Rack Oven | A | Integrated Unit Summer Peak Savings (kW) | Achievable Economic RVT Potential | 0 | 0 | 0 | 0 | 0 | 0 | 0 | 0 | 0 | 0 | 0 | 0 | 0 | 0 | 0 | 0 | 0 | 0 | 0 | 0 | 0 | 0 | 0 | 0 | 0 | 0 | 0
F3_Commercial_Interruptible - Miscellaneous_Existing_Food Preparation_Natural Gas_Double Rack Oven_A_Achievable Economic RVT Potential | F3 | Commercial | Interruptible - Miscellaneous | Existing | Food Preparation | Natural Gas | Double Rack Oven | A | Integrated Unit Winter Peak Savings (kW) | Achievable Economic RVT Potential | 0 | 0 | 0 | 0 | 0 | 0 | 0 | 0 | 0 | 0 | 0 | 0 | 0 | 0 | 0 | 0 | 0 | 0 | 0 | 0 | 0 | 0 | 0 | 0 | 0 | 0 | 0
F4_Commercial_Interruptible - Miscellaneous_Existing_Food Preparation_Natural Gas_Double Rack Oven_A_Achievable Economic RVT Potential | F4 | Commercial | Interruptible - Miscellaneous | Existing | Food Preparation | Natural Gas | Double Rack Oven | A | Incremental Energy Savings (MWh or mTherms) | Achievable Economic RVT Potential | 0 | 0 | 0 | 0 | 0 | 0 | 0 | 0 | 0 | 0 | 0 | 0 | 0 | 0 | 0 | 0 | 0 | 0 | 0 | 0 | 0 | 0 | 0 | 0 | 0 | 0 | 0
F5_Commercial_Interruptible - Miscellaneous_Existing_Food Preparation_Natural Gas_Double Rack Oven_A_Achievable Economic RVT Potential | F5 | Commercial | Interruptible - Miscellaneous | Existing | Food Preparation | Natural Gas | Double Rack Oven | A | Incremental Summer Peak Savings (MW) | Achievable Economic RVT Potential | 0 | 0 | 0 | 0 | 0 | 0 | 0 | 0 | 0 | 0 | 0 | 0 | 0 | 0 | 0 | 0 | 0 | 0 | 0 | 0 | 0 | 0 | 0 | 0 | 0 | 0 | 0
F6_Commercial_Interruptible - Miscellaneous_Existing_Food Preparation_Natural Gas_Double Rack Oven_A_Achievable Economic RVT Potential | F6 | Commercial | Interruptible - Miscellaneous | Existing | Food Preparation | Natural Gas | Double Rack Oven | A | Incremental Winter Peak Savings (MW) | Achievable Economic RVT Potential | 0 | 0 | 0 | 0 | 0 | 0 | 0 | 0 | 0 | 0 | 0 | 0 | 0 | 0 | 0 | 0 | 0 | 0 | 0 | 0 | 0 | 0 | 0 | 0 | 0 | 0 | 0
F7_Commercial_Interruptible - Miscellaneous_Existing_Food Preparation_Natural Gas_Double Rack Oven_A_Achievable Economic RVT Potential | F7 | Commercial | Interruptible - Miscellaneous | Existing | Food Preparation | Natural Gas | Double Rack Oven | A | Cumulative Energy Savings (MWh or mTherms) | Achievable Economic RVT Potential | 0 | 0 | 0 | 0 | 0 | 0 | 0 | 0 | 0 | 0 | 0 | 0 | 0 | 0 | 0 | 0 | 0 | 0 | 0 | 0 | 0 | 0 | 0 | 0 | 0 | 0 | 0
F8_Commercial_Interruptible - Miscellaneous_Existing_Food Preparation_Natural Gas_Double Rack Oven_A_Achievable Economic RVT Potential | F8 | Commercial | Interruptible - Miscellaneous | Existing | Food Preparation | Natural Gas | Double Rack Oven | A | Cumulative Summer Peak Savings (MW) | Achievable Economic RVT Potential | 0 | 0 | 0 | 0 | 0 | 0 | 0 | 0 | 0 | 0 | 0 | 0 | 0 | 0 | 0 | 0 | 0 | 0 | 0 | 0 | 0 | 0 | 0 | 0 | 0 | 0 | 0
F9_Commercial_Interruptible - Miscellaneous_Existing_Food Preparation_Natural Gas_Double Rack Oven_A_Achievable Economic RVT Potential | F9 | Commercial | Interruptible - Miscellaneous | Existing | Food Preparation | Natural Gas | Double Rack Oven | A | Cumulative Winter Peak Savings (MW) | Achievable Economic RVT Potential | 0 | 0 | 0 | 0 | 0 | 0 | 0 | 0 | 0 | 0 | 0 | 0 | 0 | 0 | 0 | 0 | 0 | 0 | 0 | 0 | 0 | 0 | 0 | 0 | 0 | 0 | 0
F10_Commercial_Interruptible - Miscellaneous_Existing_Food Preparation_Natural Gas_Double Rack Oven_A_Achievable Economic RVT Potential | F10 | Commercial | Interruptible - Miscellaneous | Existing | Food Preparation | Natural Gas | Double Rack Oven | A | Purchases (Incremental) | Achievable Economic RVT Potential | 0 | 0 | 0 | 0 | 0 | 0 | 0 | 0 | 0 | 0 | 0 | 0 | 0 | 0 | 0 | 0 | 0 | 0 | 0 | 0 | 0 | 0 | 0 | 0 | 0 | 0 | 0
F11_Commercial_Interruptible - Miscellaneous_Existing_Food Preparation_Natural Gas_Double Rack Oven_A_Achievable Economic RVT Potential | F11 | Commercial | Interruptible - Miscellaneous | Existing | Food Preparation | Natural Gas | Double Rack Oven | A | Purchases (Cumulative) | Achievable Economic RVT Potential | 0 | 0 | 0 | 0 | 0 | 0 | 0 | 0 | 0 | 0 | 0 | 0 | 0 | 0 | 0 | 0 | 0 | 0 | 0 | 0 | 0 | 0 | 0 | 0 | 0 | 0 | 0
F1_Commercial_Interruptible - Miscellaneous_Existing_Food Preparation_Natural Gas_Fryer_A_Achievable Economic RVT Potential | F1 | Commercial | Interruptible - Miscellaneous | Existing | Food Preparation | Natural Gas | Fryer | A | Integrated Unit Energy Savings (kWh or therms) | Achievable Economic RVT Potential | 0 | 395.2691 | 395.2691 | 395.2691 | 395.2691 | 395.2691 | 395.2691 | 395.2691 | 395.2691 | 395.2691 | 395.2691 | 395.2691 | 395.2691 | 395.2691 | 395.2691 | 395.2691 | 395.2691 | 395.2691 | 395.2691 | 395.2691 | 395.2691 | 395.2691 | 395.2691 | 395.2691 | 395.2691 | 395.2691 | 395.2691
F2_Commercial_Interruptible - Miscellaneous_Existing_Food Preparation_Natural Gas_Fryer_A_Achievable Economic RVT Potential | F2 | Commercial | Interruptible - Miscellaneous | Existing | Food Preparation | Natural Gas | Fryer | A | Integrated Unit Summer Peak Savings (kW) | Achievable Economic RVT Potential | 0 | 0 | 0 | 0 | 0 | 0 | 0 | 0 | 0 | 0 | 0 | 0 | 0 | 0 | 0 | 0 | 0 | 0 | 0 | 0 | 0 | 0 | 0 | 0 | 0 | 0 | 0
F3_Commercial_Interruptible - Miscellaneous_Existing_Food Preparation_Natural Gas_Fryer_A_Achievable Economic RVT Potential | F3 | Commercial | Interruptible - Miscellaneous | Existing | Food Preparation | Natural Gas | Fryer | A | Integrated Unit Winter Peak Savings (kW) | Achievable Economic RVT Potential | 0 | 0 | 0 | 0 | 0 | 0 | 0 | 0 | 0 | 0 | 0 | 0 | 0 | 0 | 0 | 0 | 0 | 0 | 0 | 0 | 0 | 0 | 0 | 0 | 0 | 0 | 0
F4_Commercial_Interruptible - Miscellaneous_Existing_Food Preparation_Natural Gas_Fryer_A_Achievable Economic RVT Potential | F4 | Commercial | Interruptible - Miscellaneous | Existing | Food Preparation | Natural Gas | Fryer | A | Incremental Energy Savings (MWh or mTherms) | Achievable Economic RVT Potential | 0 | 0 | 0 | 0 | 0 | 0 | 0 | 0 | 0 | 0 | 0 | 0 | 0 | 0 | 0 | 0 | 0 | 0 | 0 | 0 | 0 | 0 | 0 | 0 | 0 | 0 | 0
F5_Commercial_Interruptible - Miscellaneous_Existing_Food Preparation_Natural Gas_Fryer_A_Achievable Economic RVT Potential | F5 | Commercial | Interruptible - Miscellaneous | Existing | Food Preparation | Natural Gas | Fryer | A | Incremental Summer Peak Savings (MW) | Achievable Economic RVT Potential | 0 | 0 | 0 | 0 | 0 | 0 | 0 | 0 | 0 | 0 | 0 | 0 | 0 | 0 | 0 | 0 | 0 | 0 | 0 | 0 | 0 | 0 | 0 | 0 | 0 | 0 | 0
F6_Commercial_Interruptible - Miscellaneous_Existing_Food Preparation_Natural Gas_Fryer_A_Achievable Economic RVT Potential | F6 | Commercial | Interruptible - Miscellaneous | Existing | Food Preparation | Natural Gas | Fryer | A | Incremental Winter Peak Savings (MW) | Achievable Economic RVT Potential | 0 | 0 | 0 | 0 | 0 | 0 | 0 | 0 | 0 | 0 | 0 | 0 | 0 | 0 | 0 | 0 | 0 | 0 | 0 | 0 | 0 | 0 | 0 | 0 | 0 | 0 | 0
F7_Commercial_Interruptible - Miscellaneous_Existing_Food Preparation_Natural Gas_Fryer_A_Achievable Economic RVT Potential | F7 | Commercial | Interruptible - Miscellaneous | Existing | Food Preparation | Natural Gas | Fryer | A | Cumulative Energy Savings (MWh or mTherms) | Achievable Economic RVT Potential | 0 | 0 | 0 | 0 | 0 | 0 | 0 | 0 | 0 | 0 | 0 | 0 | 0 | 0 | 0 | 0 | 0 | 0 | 0 | 0 | 0 | 0 | 0 | 0 | 0 | 0 | 0
F8_Commercial_Interruptible - Miscellaneous_Existing_Food Preparation_Natural Gas_Fryer_A_Achievable Economic RVT Potential | F8 | Commercial | Interruptible - Miscellaneous | Existing | Food Preparation | Natural Gas | Fryer | A | Cumulative Summer Peak Savings (MW) | Achievable Economic RVT Potential | 0 | 0 | 0 | 0 | 0 | 0 | 0 | 0 | 0 | 0 | 0 | 0 | 0 | 0 | 0 | 0 | 0 | 0 | 0 | 0 | 0 | 0 | 0 | 0 | 0 | 0 | 0
F9_Commercial_Interruptible - Miscellaneous_Existing_Food Preparation_Natural Gas_Fryer_A_Achievable Economic RVT Potential | F9 | Commercial | Interruptible - Miscellaneous | Existing | Food Preparation | Natural Gas | Fryer | A | Cumulative Winter Peak Savings (MW) | Achievable Economic RVT Potential | 0 | 0 | 0 | 0 | 0 | 0 | 0 | 0 | 0 | 0 | 0 | 0 | 0 | 0 | 0 | 0 | 0 | 0 | 0 | 0 | 0 | 0 | 0 | 0 | 0 | 0 | 0
F10_Commercial_Interruptible - Miscellaneous_Existing_Food Preparation_Natural Gas_Fryer_A_Achievable Economic RVT Potential | F10 | Commercial | Interruptible - Miscellaneous | Existing | Food Preparation | Natural Gas | Fryer | A | Purchases (Incremental) | Achievable Economic RVT Potential | 0 | 0 | 0 | 0 | 0 | 0 | 0 | 0 | 0 | 0 | 0 | 0 | 0 | 0 | 0 | 0 | 0 | 0 | 0 | 0 | 0 | 0 | 0 | 0 | 0 | 0 | 0
F11_Commercial_Interruptible - Miscellaneous_Existing_Food Preparation_Natural Gas_Fryer_A_Achievable Economic RVT Potential | F11 | Commercial | Interruptible - Miscellaneous | Existing | Food Preparation | Natural Gas | Fryer | A | Purchases (Cumulative) | Achievable Economic RVT Potential | 0 | 0 | 0 | 0 | 0 | 0 | 0 | 0 | 0 | 0 | 0 | 0 | 0 | 0 | 0 | 0 | 0 | 0 | 0 | 0 | 0 | 0 | 0 | 0 | 0 | 0 | 0
F1_Commercial_Interruptible - Miscellaneous_Existing_Food Preparation_Natural Gas_Broiler_A_Achievable Economic RVT Potential | F1 | Commercial | Interruptible - Miscellaneous | Existing | Food Preparation | Natural Gas | Broiler | A | Integrated Unit Energy Savings (kWh or therms) | Achievable Economic RVT Potential | 0 | 240.24 | 240.24 | 240.24 | 240.24 | 240.24 | 240.24 | 240.24 | 240.24 | 240.24 | 240.24 | 240.24 | 240.24 | 240.24 | 240.24 | 240.24 | 240.24 | 240.24 | 240.24 | 240.24 | 240.24 | 240.24 | 240.24 | 240.24 | 240.24 | 240.24 | 240.24
F2_Commercial_Interruptible - Miscellaneous_Existing_Food Preparation_Natural Gas_Broiler_A_Achievable Economic RVT Potential | F2 | Commercial | Interruptible - Miscellaneous | Existing | Food Preparation | Natural Gas | Broiler | A | Integrated Unit Summer Peak Savings (kW) | Achievable Economic RVT Potential | 0 | 0 | 0 | 0 | 0 | 0 | 0 | 0 | 0 | 0 | 0 | 0 | 0 | 0 | 0 | 0 | 0 | 0 | 0 | 0 | 0 | 0 | 0 | 0 | 0 | 0 | 0
F3_Commercial_Interruptible - Miscellaneous_Existing_Food Preparation_Natural Gas_Broiler_A_Achievable Economic RVT Potential | F3 | Commercial | Interruptible - Miscellaneous | Existing | Food Preparation | Natural Gas | Broiler | A | Integrated Unit Winter Peak Savings (kW) | Achievable Economic RVT Potential | 0 | 0 | 0 | 0 | 0 | 0 | 0 | 0 | 0 | 0 | 0 | 0 | 0 | 0 | 0 | 0 | 0 | 0 | 0 | 0 | 0 | 0 | 0 | 0 | 0 | 0 | 0
F4_Commercial_Interruptible - Miscellaneous_Existing_Food Preparation_Natural Gas_Broiler_A_Achievable Economic RVT Potential | F4 | Commercial | Interruptible - Miscellaneous | Existing | Food Preparation | Natural Gas | Broiler | A | Incremental Energy Savings (MWh or mTherms) | Achievable Economic RVT Potential | 0 | 0 | 0 | 0 | 0 | 0 | 0 | 0 | 0 | 0 | 0 | 0 | 0 | 0 | 0 | 0 | 0 | 0 | 0 | 0 | 0 | 0 | 0 | 0 | 0 | 0 | 0
F5_Commercial_Interruptible - Miscellaneous_Existing_Food Preparation_Natural Gas_Broiler_A_Achievable Economic RVT Potential | F5 | Commercial | Interruptible - Miscellaneous | Existing | Food Preparation | Natural Gas | Broiler | A | Incremental Summer Peak Savings (MW) | Achievable Economic RVT Potential | 0 | 0 | 0 | 0 | 0 | 0 | 0 | 0 | 0 | 0 | 0 | 0 | 0 | 0 | 0 | 0 | 0 | 0 | 0 | 0 | 0 | 0 | 0 | 0 | 0 | 0 | 0
F6_Commercial_Interruptible - Miscellaneous_Existing_Food Preparation_Natural Gas_Broiler_A_Achievable Economic RVT Potential | F6 | Commercial | Interruptible - Miscellaneous | Existing | Food Preparation | Natural Gas | Broiler | A | Incremental Winter Peak Savings (MW) | Achievable Economic RVT Potential | 0 | 0 | 0 | 0 | 0 | 0 | 0 | 0 | 0 | 0 | 0 | 0 | 0 | 0 | 0 | 0 | 0 | 0 | 0 | 0 | 0 | 0 | 0 | 0 | 0 | 0 | 0
F7_Commercial_Interruptible - Miscellaneous_Existing_Food Preparation_Natural Gas_Broiler_A_Achievable Economic RVT Potential | F7 | Commercial | Interruptible - Miscellaneous | Existing | Food Preparation | Natural Gas | Broiler | A | Cumulative Energy Savings (MWh or mTherms) | Achievable Economic RVT Potential | 0 | 0 | 0 | 0 | 0 | 0 | 0 | 0 | 0 | 0 | 0 | 0 | 0 | 0 | 0 | 0 | 0 | 0 | 0 | 0 | 0 | 0 | 0 | 0 | 0 | 0 | 0
F8_Commercial_Interruptible - Miscellaneous_Existing_Food Preparation_Natural Gas_Broiler_A_Achievable Economic RVT Potential | F8 | Commercial | Interruptible - Miscellaneous | Existing | Food Preparation | Natural Gas | Broiler | A | Cumulative Summer Peak Savings (MW) | Achievable Economic RVT Potential | 0 | 0 | 0 | 0 | 0 | 0 | 0 | 0 | 0 | 0 | 0 | 0 | 0 | 0 | 0 | 0 | 0 | 0 | 0 | 0 | 0 | 0 | 0 | 0 | 0 | 0 | 0
F9_Commercial_Interruptible - Miscellaneous_Existing_Food Preparation_Natural Gas_Broiler_A_Achievable Economic RVT Potential | F9 | Commercial | Interruptible - Miscellaneous | Existing | Food Preparation | Natural Gas | Broiler | A | Cumulative Winter Peak Savings (MW) | Achievable Economic RVT Potential | 0 | 0 | 0 | 0 | 0 | 0 | 0 | 0 | 0 | 0 | 0 | 0 | 0 | 0 | 0 | 0 | 0 | 0 | 0 | 0 | 0 | 0 | 0 | 0 | 0 | 0 | 0
F10_Commercial_Interruptible - Miscellaneous_Existing_Food Preparation_Natural Gas_Broiler_A_Achievable Economic RVT Potential | F10 | Commercial | Interruptible - Miscellaneous | Existing | Food Preparation | Natural Gas | Broiler | A | Purchases (Incremental) | Achievable Economic RVT Potential | 0 | 0 | 0 | 0 | 0 | 0 | 0 | 0 | 0 | 0 | 0 | 0 | 0 | 0 | 0 | 0 | 0 | 0 | 0 | 0 | 0 | 0 | 0 | 0 | 0 | 0 | 0
F11_Commercial_Interruptible - Miscellaneous_Existing_Food Preparation_Natural Gas_Broiler_A_Achievable Economic RVT Potential | F11 | Commercial | Interruptible - Miscellaneous | Existing | Food Preparation | Natural Gas | Broiler | A | Purchases (Cumulative) | Achievable Economic RVT Potential | 0 | 0 | 0 | 0 | 0 | 0 | 0 | 0 | 0 | 0 | 0 | 0 | 0 | 0 | 0 | 0 | 0 | 0 | 0 | 0 | 0 | 0 | 0 | 0 | 0 | 0 | 0
F1_Commercial_Interruptible - Miscellaneous_Existing_Food Preparation_Natural Gas_Griddle_A_Achievable Economic RVT Potential | F1 | Commercial | Interruptible - Miscellaneous | Existing | Food Preparation | Natural Gas | Griddle | A | Integrated Unit Energy Savings (kWh or therms) | Achievable Economic RVT Potential | 0 | 167.9465 | 167.9465 | 167.9465 | 167.9465 | 167.9465 | 167.9465 | 167.9465 | 167.9465 | 167.9465 | 167.9465 | 167.9465 | 167.9465 | 167.9465 | 167.9465 | 167.9465 | 167.9465 | 167.9465 | 167.9465 | 167.9465 | 167.9465 | 167.9465 | 167.9465 | 167.9465 | 167.9465 | 167.9465 | 167.9465
F2_Commercial_Interruptible - Miscellaneous_Existing_Food Preparation_Natural Gas_Griddle_A_Achievable Economic RVT Potential | F2 | Commercial | Interruptible - Miscellaneous | Existing | Food Preparation | Natural Gas | Griddle | A | Integrated Unit Summer Peak Savings (kW) | Achievable Economic RVT Potential | 0 | 0 | 0 | 0 | 0 | 0 | 0 | 0 | 0 | 0 | 0 | 0 | 0 | 0 | 0 | 0 | 0 | 0 | 0 | 0 | 0 | 0 | 0 | 0 | 0 | 0 | 0
F3_Commercial_Interruptible - Miscellaneous_Existing_Food Preparation_Natural Gas_Griddle_A_Achievable Economic RVT Potential | F3 | Commercial | Interruptible - Miscellaneous | Existing | Food Preparation | Natural Gas | Griddle | A | Integrated Unit Winter Peak Savings (kW) | Achievable Economic RVT Potential | 0 | 0 | 0 | 0 | 0 | 0 | 0 | 0 | 0 | 0 | 0 | 0 | 0 | 0 | 0 | 0 | 0 | 0 | 0 | 0 | 0 | 0 | 0 | 0 | 0 | 0 | 0
F4_Commercial_Interruptible - Miscellaneous_Existing_Food Preparation_Natural Gas_Griddle_A_Achievable Economic RVT Potential | F4 | Commercial | Interruptible - Miscellaneous | Existing | Food Preparation | Natural Gas | Griddle | A | Incremental Energy Savings (MWh or mTherms) | Achievable Economic RVT Potential | 0 | 0 | 0 | 0 | 0 | 0 | 0 | 0 | 0 | 0 | 0 | 0 | 0 | 0 | 0 | 0 | 0 | 0 | 0 | 0 | 0 | 0 | 0 | 0 | 0 | 0 | 0
F5_Commercial_Interruptible - Miscellaneous_Existing_Food Preparation_Natural Gas_Griddle_A_Achievable Economic RVT Potential | F5 | Commercial | Interruptible - Miscellaneous | Existing | Food Preparation | Natural Gas | Griddle | A | Incremental Summer Peak Savings (MW) | Achievable Economic RVT Potential | 0 | 0 | 0 | 0 | 0 | 0 | 0 | 0 | 0 | 0 | 0 | 0 | 0 | 0 | 0 | 0 | 0 | 0 | 0 | 0 | 0 | 0 | 0 | 0 | 0 | 0 | 0
F6_Commercial_Interruptible - Miscellaneous_Existing_Food Preparation_Natural Gas_Griddle_A_Achievable Economic RVT Potential | F6 | Commercial | Interruptible - Miscellaneous | Existing | Food Preparation | Natural Gas | Griddle | A | Incremental Winter Peak Savings (MW) | Achievable Economic RVT Potential | 0 | 0 | 0 | 0 | 0 | 0 | 0 | 0 | 0 | 0 | 0 | 0 | 0 | 0 | 0 | 0 | 0 | 0 | 0 | 0 | 0 | 0 | 0 | 0 | 0 | 0 | 0
F7_Commercial_Interruptible - Miscellaneous_Existing_Food Preparation_Natural Gas_Griddle_A_Achievable Economic RVT Potential | F7 | Commercial | Interruptible - Miscellaneous | Existing | Food Preparation | Natural Gas | Griddle | A | Cumulative Energy Savings (MWh or mTherms) | Achievable Economic RVT Potential | 0 | 0 | 0 | 0 | 0 | 0 | 0 | 0 | 0 | 0 | 0 | 0 | 0 | 0 | 0 | 0 | 0 | 0 | 0 | 0 | 0 | 0 | 0 | 0 | 0 | 0 | 0
F8_Commercial_Interruptible - Miscellaneous_Existing_Food Preparation_Natural Gas_Griddle_A_Achievable Economic RVT Potential | F8 | Commercial | Interruptible - Miscellaneous | Existing | Food Preparation | Natural Gas | Griddle | A | Cumulative Summer Peak Savings (MW) | Achievable Economic RVT Potential | 0 | 0 | 0 | 0 | 0 | 0 | 0 | 0 | 0 | 0 | 0 | 0 | 0 | 0 | 0 | 0 | 0 | 0 | 0 | 0 | 0 | 0 | 0 | 0 | 0 | 0 | 0
F9_Commercial_Interruptible - Miscellaneous_Existing_Food Preparation_Natural Gas_Griddle_A_Achievable Economic RVT Potential | F9 | Commercial | Interruptible - Miscellaneous | Existing | Food Preparation | Natural Gas | Griddle | A | Cumulative Winter Peak Savings (MW) | Achievable Economic RVT Potential | 0 | 0 | 0 | 0 | 0 | 0 | 0 | 0 | 0 | 0 | 0 | 0 | 0 | 0 | 0 | 0 | 0 | 0 | 0 | 0 | 0 | 0 | 0 | 0 | 0 | 0 | 0
F10_Commercial_Interruptible - Miscellaneous_Existing_Food Preparation_Natural Gas_Griddle_A_Achievable Economic RVT Potential | F10 | Commercial | Interruptible - Miscellaneous | Existing | Food Preparation | Natural Gas | Griddle | A | Purchases (Incremental) | Achievable Economic RVT Potential | 0 | 0 | 0 | 0 | 0 | 0 | 0 | 0 | 0 | 0 | 0 | 0 | 0 | 0 | 0 | 0 | 0 | 0 | 0 | 0 | 0 | 0 | 0 | 0 | 0 | 0 | 0
F11_Commercial_Interruptible - Miscellaneous_Existing_Food Preparation_Natural Gas_Griddle_A_Achievable Economic RVT Potential | F11 | Commercial | Interruptible - Miscellaneous | Existing | Food Preparation | Natural Gas | Griddle | A | Purchases (Cumulative) | Achievable Economic RVT Potential | 0 | 0 | 0 | 0 | 0 | 0 | 0 | 0 | 0 | 0 | 0 | 0 | 0 | 0 | 0 | 0 | 0 | 0 | 0 | 0 | 0 | 0 | 0 | 0 | 0 | 0 | 0
F1_Commercial_Interruptible - Miscellaneous_Existing_Food Preparation_Natural Gas_Range_A_Achievable Economic RVT Potential | F1 | Commercial | Interruptible - Miscellaneous | Existing | Food Preparation | Natural Gas | Range | A | Integrated Unit Energy Savings (kWh or therms) | Achievable Economic RVT Potential | 0 | 171.4286 | 171.4286 | 171.4286 | 171.4286 | 171.4286 | 171.4286 | 171.4286 | 171.4286 | 171.4286 | 171.4286 | 171.4286 | 171.4286 | 171.4286 | 171.4286 | 171.4286 | 171.4286 | 171.4286 | 171.4286 | 171.4286 | 171.4286 | 171.4286 | 171.4286 | 171.4286 | 171.4286 | 171.4286 | 171.4286
F2_Commercial_Interruptible - Miscellaneous_Existing_Food Preparation_Natural Gas_Range_A_Achievable Economic RVT Potential | F2 | Commercial | Interruptible - Miscellaneous | Existing | Food Preparation | Natural Gas | Range | A | Integrated Unit Summer Peak Savings (kW) | Achievable Economic RVT Potential | 0 | 0 | 0 | 0 | 0 | 0 | 0 | 0 | 0 | 0 | 0 | 0 | 0 | 0 | 0 | 0 | 0 | 0 | 0 | 0 | 0 | 0 | 0 | 0 | 0 | 0 | 0
F3_Commercial_Interruptible - Miscellaneous_Existing_Food Preparation_Natural Gas_Range_A_Achievable Economic RVT Potential | F3 | Commercial | Interruptible - Miscellaneous | Existing | Food Preparation | Natural Gas | Range | A | Integrated Unit Winter Peak Savings (kW) | Achievable Economic RVT Potential | 0 | 0 | 0 | 0 | 0 | 0 | 0 | 0 | 0 | 0 | 0 | 0 | 0 | 0 | 0 | 0 | 0 | 0 | 0 | 0 | 0 | 0 | 0 | 0 | 0 | 0 | 0
F4_Commercial_Interruptible - Miscellaneous_Existing_Food Preparation_Natural Gas_Range_A_Achievable Economic RVT Potential | F4 | Commercial | Interruptible - Miscellaneous | Existing | Food Preparation | Natural Gas | Range | A | Incremental Energy Savings (MWh or mTherms) | Achievable Economic RVT Potential | 0 | 0 | 0 | 0 | 0 | 0 | 0 | 0 | 0 | 0 | 0 | 0 | 0 | 0 | 0 | 0 | 0 | 0 | 0 | 0 | 0 | 0 | 0 | 0 | 0 | 0 | 0
F5_Commercial_Interruptible - Miscellaneous_Existing_Food Preparation_Natural Gas_Range_A_Achievable Economic RVT Potential | F5 | Commercial | Interruptible - Miscellaneous | Existing | Food Preparation | Natural Gas | Range | A | Incremental Summer Peak Savings (MW) | Achievable Economic RVT Potential | 0 | 0 | 0 | 0 | 0 | 0 | 0 | 0 | 0 | 0 | 0 | 0 | 0 | 0 | 0 | 0 | 0 | 0 | 0 | 0 | 0 | 0 | 0 | 0 | 0 | 0 | 0
F6_Commercial_Interruptible - Miscellaneous_Existing_Food Preparation_Natural Gas_Range_A_Achievable Economic RVT Potential | F6 | Commercial | Interruptible - Miscellaneous | Existing | Food Preparation | Natural Gas | Range | A | Incremental Winter Peak Savings (MW) | Achievable Economic RVT Potential | 0 | 0 | 0 | 0 | 0 | 0 | 0 | 0 | 0 | 0 | 0 | 0 | 0 | 0 | 0 | 0 | 0 | 0 | 0 | 0 | 0 | 0 | 0 | 0 | 0 | 0 | 0
F7_Commercial_Interruptible - Miscellaneous_Existing_Food Preparation_Natural Gas_Range_A_Achievable Economic RVT Potential | F7 | Commercial | Interruptible - Miscellaneous | Existing | Food Preparation | Natural Gas | Range | A | Cumulative Energy Savings (MWh or mTherms) | Achievable Economic RVT Potential | 0 | 0 | 0 | 0 | 0 | 0 | 0 | 0 | 0 | 0 | 0 | 0 | 0 | 0 | 0 | 0 | 0 | 0 | 0 | 0 | 0 | 0 | 0 | 0 | 0 | 0 | 0
F8_Commercial_Interruptible - Miscellaneous_Existing_Food Preparation_Natural Gas_Range_A_Achievable Economic RVT Potential | F8 | Commercial | Interruptible - Miscellaneous | Existing | Food Preparation | Natural Gas | Range | A | Cumulative Summer Peak Savings (MW) | Achievable Economic RVT Potential | 0 | 0 | 0 | 0 | 0 | 0 | 0 | 0 | 0 | 0 | 0 | 0 | 0 | 0 | 0 | 0 | 0 | 0 | 0 | 0 | 0 | 0 | 0 | 0 | 0 | 0 | 0
F9_Commercial_Interruptible - Miscellaneous_Existing_Food Preparation_Natural Gas_Range_A_Achievable Economic RVT Potential | F9 | Commercial | Interruptible - Miscellaneous | Existing | Food Preparation | Natural Gas | Range | A | Cumulative Winter Peak Savings (MW) | Achievable Economic RVT Potential | 0 | 0 | 0 | 0 | 0 | 0 | 0 | 0 | 0 | 0 | 0 | 0 | 0 | 0 | 0 | 0 | 0 | 0 | 0 | 0 | 0 | 0 | 0 | 0 | 0 | 0 | 0
F10_Commercial_Interruptible - Miscellaneous_Existing_Food Preparation_Natural Gas_Range_A_Achievable Economic RVT Potential | F10 | Commercial | Interruptible - Miscellaneous | Existing | Food Preparation | Natural Gas | Range | A | Purchases (Incremental) | Achievable Economic RVT Potential | 0 | 0 | 0 | 0 | 0 | 0 | 0 | 0 | 0 | 0 | 0 | 0 | 0 | 0 | 0 | 0 | 0 | 0 | 0 | 0 | 0 | 0 | 0 | 0 | 0 | 0 | 0
F11_Commercial_Interruptible - Miscellaneous_Existing_Food Preparation_Natural Gas_Range_A_Achievable Economic RVT Potential | F11 | Commercial | Interruptible - Miscellaneous | Existing | Food Preparation | Natural Gas | Range | A | Purchases (Cumulative) | Achievable Economic RVT Potential | 0 | 0 | 0 | 0 | 0 | 0 | 0 | 0 | 0 | 0 | 0 | 0 | 0 | 0 | 0 | 0 | 0 | 0 | 0 | 0 | 0 | 0 | 0 | 0 | 0 | 0 | 0
F1_Commercial_Interruptible - Miscellaneous_Existing_Food Preparation_Natural Gas_Steamer_A_Achievable Economic RVT Potential | F1 | Commercial | Interruptible - Miscellaneous | Existing | Food Preparation | Natural Gas | Steamer | A | Integrated Unit Energy Savings (kWh or therms) | Achievable Economic RVT Potential | 0 | 1215.1419 | 1215.1419 | 1215.1419 | 1215.1419 | 1215.1419 | 1215.1419 | 1215.1419 | 1215.1419 | 1215.1419 | 1215.1419 | 1215.1419 | 1215.1419 | 1215.1419 | 1215.1419 | 1215.1419 | 1215.1419 | 1215.1419 | 1215.1419 | 1215.1419 | 1215.1419 | 1215.1419 | 1215.1419 | 1215.1419 | 1215.1419 | 1215.1419 | 1215.1419
F2_Commercial_Interruptible - Miscellaneous_Existing_Food Preparation_Natural Gas_Steamer_A_Achievable Economic RVT Potential | F2 | Commercial | Interruptible - Miscellaneous | Existing | Food Preparation | Natural Gas | Steamer | A | Integrated Unit Summer Peak Savings (kW) | Achievable Economic RVT Potential | 0 | 0 | 0 | 0 | 0 | 0 | 0 | 0 | 0 | 0 | 0 | 0 | 0 | 0 | 0 | 0 | 0 | 0 | 0 | 0 | 0 | 0 | 0 | 0 | 0 | 0 | 0
F3_Commercial_Interruptible - Miscellaneous_Existing_Food Preparation_Natural Gas_Steamer_A_Achievable Economic RVT Potential | F3 | Commercial | Interruptible - Miscellaneous | Existing | Food Preparation | Natural Gas | Steamer | A | Integrated Unit Winter Peak Savings (kW) | Achievable Economic RVT Potential | 0 | 0 | 0 | 0 | 0 | 0 | 0 | 0 | 0 | 0 | 0 | 0 | 0 | 0 | 0 | 0 | 0 | 0 | 0 | 0 | 0 | 0 | 0 | 0 | 0 | 0 | 0
F4_Commercial_Interruptible - Miscellaneous_Existing_Food Preparation_Natural Gas_Steamer_A_Achievable Economic RVT Potential | F4 | Commercial | Interruptible - Miscellaneous | Existing | Food Preparation | Natural Gas | Steamer | A | Incremental Energy Savings (MWh or mTherms) | Achievable Economic RVT Potential | 0 | 0 | 3.1066e-05 | 9.2217e-05 | 0.00015072 | 0.0002074 | 0.00026283 | 0.00031745 | 0.00038583 | 0.00045173 | 0.00048384 | 0.00048323 | 0.0004829 | 0.00068105 | 0.00064709 | 0.00062299 | 0.00059178 | 0.00056769 | 0.0005494 | 0.00053565 | 0.00059992 | 0.00044015 | 0.00042643 | 0.00039157 | 0.00034334 | 0.00037539 | 0.00024525
F5_Commercial_Interruptible - Miscellaneous_Existing_Food Preparation_Natural Gas_Steamer_A_Achievable Economic RVT Potential | F5 | Commercial | Interruptible - Miscellaneous | Existing | Food Preparation | Natural Gas | Steamer | A | Incremental Summer Peak Savings (MW) | Achievable Economic RVT Potential | 0 | 0 | 0 | 0 | 0 | 0 | 0 | 0 | 0 | 0 | 0 | 0 | 0 | 0 | 0 | 0 | 0 | 0 | 0 | 0 | 0 | 0 | 0 | 0 | 0 | 0 | 0
F6_Commercial_Interruptible - Miscellaneous_Existing_Food Preparation_Natural Gas_Steamer_A_Achievable Economic RVT Potential | F6 | Commercial | Interruptible - Miscellaneous | Existing | Food Preparation | Natural Gas | Steamer | A | Incremental Winter Peak Savings (MW) | Achievable Economic RVT Potential | 0 | 0 | 0 | 0 | 0 | 0 | 0 | 0 | 0 | 0 | 0 | 0 | 0 | 0 | 0 | 0 | 0 | 0 | 0 | 0 | 0 | 0 | 0 | 0 | 0 | 0 | 0
F7_Commercial_Interruptible - Miscellaneous_Existing_Food Preparation_Natural Gas_Steamer_A_Achievable Economic RVT Potential | F7 | Commercial | Interruptible - Miscellaneous | Existing | Food Preparation | Natural Gas | Steamer | A | Cumulative Energy Savings (MWh or mTherms) | Achievable Economic RVT Potential | 0 | 0 | 3.1066e-05 | 0.00012328 | 0.00027401 | 0.00048141 | 0.00074424 | 0.0010617 | 0.0014475 | 0.0018993 | 0.0023831 | 0.0028663 | 0.0033492 | 0.0040303 | 0.0046774 | 0.0053004 | 0.0058921 | 0.0064598 | 0.0070092 | 0.0075449 | 0.0081448 | 0.0085849 | 0.0090114 | 0.0094029 | 0.0097463 | 0.010122 | 0.010367
F8_Commercial_Interruptible - Miscellaneous_Existing_Food Preparation_Natural Gas_Steamer_A_Achievable Economic RVT Potential | F8 | Commercial | Interruptible - Miscellaneous | Existing | Food Preparation | Natural Gas | Steamer | A | Cumulative Summer Peak Savings (MW) | Achievable Economic RVT Potential | 0 | 0 | 0 | 0 | 0 | 0 | 0 | 0 | 0 | 0 | 0 | 0 | 0 | 0 | 0 | 0 | 0 | 0 | 0 | 0 | 0 | 0 | 0 | 0 | 0 | 0 | 0
F9_Commercial_Interruptible - Miscellaneous_Existing_Food Preparation_Natural Gas_Steamer_A_Achievable Economic RVT Potential | F9 | Commercial | Interruptible - Miscellaneous | Existing | Food Preparation | Natural Gas | Steamer | A | Cumulative Winter Peak Savings (MW) | Achievable Economic RVT Potential | 0 | 0 | 0 | 0 | 0 | 0 | 0 | 0 | 0 | 0 | 0 | 0 | 0 | 0 | 0 | 0 | 0 | 0 | 0 | 0 | 0 | 0 | 0 | 0 | 0 | 0 | 0
F10_Commercial_Interruptible - Miscellaneous_Existing_Food Preparation_Natural Gas_Steamer_A_Achievable Economic RVT Potential | F10 | Commercial | Interruptible - Miscellaneous | Existing | Food Preparation | Natural Gas | Steamer | A | Purchases (Incremental) | Achievable Economic RVT Potential | 0 | 0 | 2.5566e-05 | 7.589e-05 | 0.00012404 | 0.00017068 | 0.0002163 | 0.00026125 | 0.00031752 | 0.00037175 | 0.00039818 | 0.00039767 | 0.0003974 | 0.00056047 | 0.00053252 | 0.00051269 | 0.000487 | 0.00046718 | 0.00045213 | 0.00044081 | 0.0004937 | 0.00036222 | 0.00035093 | 0.00032224 | 0.00028255 | 0.00030892 | 0.00020183
F11_Commercial_Interruptible - Miscellaneous_Existing_Food Preparation_Natural Gas_Steamer_A_Achievable Economic RVT Potential | F11 | Commercial | Interruptible - Miscellaneous | Existing | Food Preparation | Natural Gas | Steamer | A | Purchases (Cumulative) | Achievable Economic RVT Potential | 0 | 0 | 2.5566e-05 | 0.00010146 | 0.00022549 | 0.00039617 | 0.00061247 | 0.00087372 | 0.0011912 | 0.001563 | 0.0019612 | 0.0023588 | 0.0027562 | 0.0033167 | 0.0038492 | 0.0043619 | 0.0048489 | 0.0053161 | 0.0057682 | 0.0062091 | 0.0067028 | 0.007065 | 0.0074159 | 0.0077381 | 0.0080207 | 0.0083296 | 0.0085314
F1_Commercial_Interruptible - Miscellaneous_Existing_Food Preparation_Natural Gas_Commercial Food Prep Other_A_Achievable Economic RVT Potential | F1 | Commercial | Interruptible - Miscellaneous | Existing | Food Preparation | Natural Gas | Commercial Food Prep Other | A | Integrated Unit Energy Savings (kWh or therms) | Achievable Economic RVT Potential | 0 | 0 | 0 | 0 | 0 | 0 | 0 | 0 | 0 | 0 | 0 | 0 | 0 | 0 | 0 | 0 | 0 | 0 | 0 | 0 | 0 | 0 | 0 | 0 | 0 | 0 | 0
F2_Commercial_Interruptible - Miscellaneous_Existing_Food Preparation_Natural Gas_Commercial Food Prep Other_A_Achievable Economic RVT Potential | F2 | Commercial | Interruptible - Miscellaneous | Existing | Food Preparation | Natural Gas | Commercial Food Prep Other | A | Integrated Unit Summer Peak Savings (kW) | Achievable Economic RVT Potential | 0 | 0 | 0 | 0 | 0 | 0 | 0 | 0 | 0 | 0 | 0 | 0 | 0 | 0 | 0 | 0 | 0 | 0 | 0 | 0 | 0 | 0 | 0 | 0 | 0 | 0 | 0
F3_Commercial_Interruptible - Miscellaneous_Existing_Food Preparation_Natural Gas_Commercial Food Prep Other_A_Achievable Economic RVT Potential | F3 | Commercial | Interruptible - Miscellaneous | Existing | Food Preparation | Natural Gas | Commercial Food Prep Other | A | Integrated Unit Winter Peak Savings (kW) | Achievable Economic RVT Potential | 0 | 0 | 0 | 0 | 0 | 0 | 0 | 0 | 0 | 0 | 0 | 0 | 0 | 0 | 0 | 0 | 0 | 0 | 0 | 0 | 0 | 0 | 0 | 0 | 0 | 0 | 0
F4_Commercial_Interruptible - Miscellaneous_Existing_Food Preparation_Natural Gas_Commercial Food Prep Other_A_Achievable Economic RVT Potential | F4 | Commercial | Interruptible - Miscellaneous | Existing | Food Preparation | Natural Gas | Commercial Food Prep Other | A | Incremental Energy Savings (MWh or mTherms) | Achievable Economic RVT Potential | 0 | 0 | 0 | 0 | 0 | 0 | 0 | 0 | 0 | 0 | 0 | 0 | 0 | 0 | 0 | 0 | 0 | 0 | 0 | 0 | 0 | 0 | 0 | 0 | 0 | 0 | 0
F5_Commercial_Interruptible - Miscellaneous_Existing_Food Preparation_Natural Gas_Commercial Food Prep Other_A_Achievable Economic RVT Potential | F5 | Commercial | Interruptible - Miscellaneous | Existing | Food Preparation | Natural Gas | Commercial Food Prep Other | A | Incremental Summer Peak Savings (MW) | Achievable Economic RVT Potential | 0 | 0 | 0 | 0 | 0 | 0 | 0 | 0 | 0 | 0 | 0 | 0 | 0 | 0 | 0 | 0 | 0 | 0 | 0 | 0 | 0 | 0 | 0 | 0 | 0 | 0 | 0
F6_Commercial_Interruptible - Miscellaneous_Existing_Food Preparation_Natural Gas_Commercial Food Prep Other_A_Achievable Economic RVT Potential | F6 | Commercial | Interruptible - Miscellaneous | Existing | Food Preparation | Natural Gas | Commercial Food Prep Other | A | Incremental Winter Peak Savings (MW) | Achievable Economic RVT Potential | 0 | 0 | 0 | 0 | 0 | 0 | 0 | 0 | 0 | 0 | 0 | 0 | 0 | 0 | 0 | 0 | 0 | 0 | 0 | 0 | 0 | 0 | 0 | 0 | 0 | 0 | 0
F7_Commercial_Interruptible - Miscellaneous_Existing_Food Preparation_Natural Gas_Commercial Food Prep Other_A_Achievable Economic RVT Potential | F7 | Commercial | Interruptible - Miscellaneous | Existing | Food Preparation | Natural Gas | Commercial Food Prep Other | A | Cumulative Energy Savings (MWh or mTherms) | Achievable Economic RVT Potential | 0 | 0 | 0 | 0 | 0 | 0 | 0 | 0 | 0 | 0 | 0 | 0 | 0 | 0 | 0 | 0 | 0 | 0 | 0 | 0 | 0 | 0 | 0 | 0 | 0 | 0 | 0
F8_Commercial_Interruptible - Miscellaneous_Existing_Food Preparation_Natural Gas_Commercial Food Prep Other_A_Achievable Economic RVT Potential | F8 | Commercial | Interruptible - Miscellaneous | Existing | Food Preparation | Natural Gas | Commercial Food Prep Other | A | Cumulative Summer Peak Savings (MW) | Achievable Economic RVT Potential | 0 | 0 | 0 | 0 | 0 | 0 | 0 | 0 | 0 | 0 | 0 | 0 | 0 | 0 | 0 | 0 | 0 | 0 | 0 | 0 | 0 | 0 | 0 | 0 | 0 | 0 | 0
F9_Commercial_Interruptible - Miscellaneous_Existing_Food Preparation_Natural Gas_Commercial Food Prep Other_A_Achievable Economic RVT Potential | F9 | Commercial | Interruptible - Miscellaneous | Existing | Food Preparation | Natural Gas | Commercial Food Prep Other | A | Cumulative Winter Peak Savings (MW) | Achievable Economic RVT Potential | 0 | 0 | 0 | 0 | 0 | 0 | 0 | 0 | 0 | 0 | 0 | 0 | 0 | 0 | 0 | 0 | 0 | 0 | 0 | 0 | 0 | 0 | 0 | 0 | 0 | 0 | 0
F10_Commercial_Interruptible - Miscellaneous_Existing_Food Preparation_Natural Gas_Commercial Food Prep Other_A_Achievable Economic RVT Potential | F10 | Commercial | Interruptible - Miscellaneous | Existing | Food Preparation | Natural Gas | Commercial Food Prep Other | A | Purchases (Incremental) | Achievable Economic RVT Potential | 0 | 0 | 0 | 0 | 0 | 0 | 0 | 0 | 0 | 0 | 0 | 0 | 0 | 0 | 0 | 0 | 0 | 0 | 0 | 0 | 0 | 0 | 0 | 0 | 0 | 0 | 0
F11_Commercial_Interruptible - Miscellaneous_Existing_Food Preparation_Natural Gas_Commercial Food Prep Other_A_Achievable Economic RVT Potential | F11 | Commercial | Interruptible - Miscellaneous | Existing | Food Preparation | Natural Gas | Commercial Food Prep Other | A | Purchases (Cumulative) | Achievable Economic RVT Potential | 0 | 0 | 0 | 0 | 0 | 0 | 0 | 0 | 0 | 0 | 0 | 0 | 0 | 0 | 0 | 0 | 0 | 0 | 0 | 0 | 0 | 0 | 0 | 0 | 0 | 0 | 0
F1_Commercial_Interruptible - Miscellaneous_Existing_Miscellaneous_Natural Gas_Pool Heater_A_Achievable Economic RVT Potential | F1 | Commercial | Interruptible - Miscellaneous | Existing | Miscellaneous | Natural Gas | Pool Heater | A | Integrated Unit Energy Savings (kWh or therms) | Achievable Economic RVT Potential | 0 | 2233.5 | 2233.5 | 2233.5 | 2233.5 | 2233.5 | 2233.5 | 2233.5 | 2233.5 | 2233.5 | 2233.5 | 2233.5 | 2233.5 | 2233.5 | 2233.5 | 2233.5 | 2233.5 | 2233.5 | 2233.5 | 2233.5 | 2233.5 | 2233.5 | 2233.5 | 2233.5 | 2233.5 | 2233.5 | 2233.5
F2_Commercial_Interruptible - Miscellaneous_Existing_Miscellaneous_Natural Gas_Pool Heater_A_Achievable Economic RVT Potential | F2 | Commercial | Interruptible - Miscellaneous | Existing | Miscellaneous | Natural Gas | Pool Heater | A | Integrated Unit Summer Peak Savings (kW) | Achievable Economic RVT Potential | 0 | 0 | 0 | 0 | 0 | 0 | 0 | 0 | 0 | 0 | 0 | 0 | 0 | 0 | 0 | 0 | 0 | 0 | 0 | 0 | 0 | 0 | 0 | 0 | 0 | 0 | 0
F3_Commercial_Interruptible - Miscellaneous_Existing_Miscellaneous_Natural Gas_Pool Heater_A_Achievable Economic RVT Potential | F3 | Commercial | Interruptible - Miscellaneous | Existing | Miscellaneous | Natural Gas | Pool Heater | A | Integrated Unit Winter Peak Savings (kW) | Achievable Economic RVT Potential | 0 | 0 | 0 | 0 | 0 | 0 | 0 | 0 | 0 | 0 | 0 | 0 | 0 | 0 | 0 | 0 | 0 | 0 | 0 | 0 | 0 | 0 | 0 | 0 | 0 | 0 | 0
F4_Commercial_Interruptible - Miscellaneous_Existing_Miscellaneous_Natural Gas_Pool Heater_A_Achievable Economic RVT Potential | F4 | Commercial | Interruptible - Miscellaneous | Existing | Miscellaneous | Natural Gas | Pool Heater | A | Incremental Energy Savings (MWh or mTherms) | Achievable Economic RVT Potential | 0 | 0 | 0 | 0 | 0 | 0 | 0 | 0 | 0 | 0 | 0 | 0 | 0 | 0 | 0 | 0 | 0 | 0 | 0 | 0 | 0 | 0 | 0 | 0 | 0 | 0 | 0
F5_Commercial_Interruptible - Miscellaneous_Existing_Miscellaneous_Natural Gas_Pool Heater_A_Achievable Economic RVT Potential | F5 | Commercial | Interruptible - Miscellaneous | Existing | Miscellaneous | Natural Gas | Pool Heater | A | Incremental Summer Peak Savings (MW) | Achievable Economic RVT Potential | 0 | 0 | 0 | 0 | 0 | 0 | 0 | 0 | 0 | 0 | 0 | 0 | 0 | 0 | 0 | 0 | 0 | 0 | 0 | 0 | 0 | 0 | 0 | 0 | 0 | 0 | 0
F6_Commercial_Interruptible - Miscellaneous_Existing_Miscellaneous_Natural Gas_Pool Heater_A_Achievable Economic RVT Potential | F6 | Commercial | Interruptible - Miscellaneous | Existing | Miscellaneous | Natural Gas | Pool Heater | A | Incremental Winter Peak Savings (MW) | Achievable Economic RVT Potential | 0 | 0 | 0 | 0 | 0 | 0 | 0 | 0 | 0 | 0 | 0 | 0 | 0 | 0 | 0 | 0 | 0 | 0 | 0 | 0 | 0 | 0 | 0 | 0 | 0 | 0 | 0
F7_Commercial_Interruptible - Miscellaneous_Existing_Miscellaneous_Natural Gas_Pool Heater_A_Achievable Economic RVT Potential | F7 | Commercial | Interruptible - Miscellaneous | Existing | Miscellaneous | Natural Gas | Pool Heater | A | Cumulative Energy Savings (MWh or mTherms) | Achievable Economic RVT Potential | 0 | 0 | 0 | 0 | 0 | 0 | 0 | 0 | 0 | 0 | 0 | 0 | 0 | 0 | 0 | 0 | 0 | 0 | 0 | 0 | 0 | 0 | 0 | 0 | 0 | 0 | 0
F8_Commercial_Interruptible - Miscellaneous_Existing_Miscellaneous_Natural Gas_Pool Heater_A_Achievable Economic RVT Potential | F8 | Commercial | Interruptible - Miscellaneous | Existing | Miscellaneous | Natural Gas | Pool Heater | A | Cumulative Summer Peak Savings (MW) | Achievable Economic RVT Potential | 0 | 0 | 0 | 0 | 0 | 0 | 0 | 0 | 0 | 0 | 0 | 0 | 0 | 0 | 0 | 0 | 0 | 0 | 0 | 0 | 0 | 0 | 0 | 0 | 0 | 0 | 0
F9_Commercial_Interruptible - Miscellaneous_Existing_Miscellaneous_Natural Gas_Pool Heater_A_Achievable Economic RVT Potential | F9 | Commercial | Interruptible - Miscellaneous | Existing | Miscellaneous | Natural Gas | Pool Heater | A | Cumulative Winter Peak Savings (MW) | Achievable Economic RVT Potential | 0 | 0 | 0 | 0 | 0 | 0 | 0 | 0 | 0 | 0 | 0 | 0 | 0 | 0 | 0 | 0 | 0 | 0 | 0 | 0 | 0 | 0 | 0 | 0 | 0 | 0 | 0
F10_Commercial_Interruptible - Miscellaneous_Existing_Miscellaneous_Natural Gas_Pool Heater_A_Achievable Economic RVT Potential | F10 | Commercial | Interruptible - Miscellaneous | Existing | Miscellaneous | Natural Gas | Pool Heater | A | Purchases (Incremental) | Achievable Economic RVT Potential | 0 | 0 | 0 | 0 | 0 | 0 | 0 | 0 | 0 | 0 | 0 | 0 | 0 | 0 | 0 | 0 | 0 | 0 | 0 | 0 | 0 | 0 | 0 | 0 | 0 | 0 | 0
F11_Commercial_Interruptible - Miscellaneous_Existing_Miscellaneous_Natural Gas_Pool Heater_A_Achievable Economic RVT Potential | F11 | Commercial | Interruptible - Miscellaneous | Existing | Miscellaneous | Natural Gas | Pool Heater | A | Purchases (Cumulative) | Achievable Economic RVT Potential | 0 | 0 | 0 | 0 | 0 | 0 | 0 | 0 | 0 | 0 | 0 | 0 | 0 | 0 | 0 | 0 | 0 | 0 | 0 | 0 | 0 | 0 | 0 | 0 | 0 | 0 | 0
F1_Commercial_Interruptible - Miscellaneous_New_Space Heating_Natural Gas_Furnace_A_Achievable Economic RVT Potential | F1 | Commercial | Interruptible - Miscellaneous | New | Space Heating | Natural Gas | Furnace | A | Integrated Unit Energy Savings (kWh or therms) | Achievable Economic RVT Potential | 0 | 0 | 0 | 0 | 0 | 0 | 0 | 0 | 0 | 0 | 0 | 0 | 0 | 0 | 0 | 0 | 0 | 0 | 0 | 0 | 0 | 0 | 0 | 0 | 0 | 0 | 0
F2_Commercial_Interruptible - Miscellaneous_New_Space Heating_Natural Gas_Furnace_A_Achievable Economic RVT Potential | F2 | Commercial | Interruptible - Miscellaneous | New | Space Heating | Natural Gas | Furnace | A | Integrated Unit Summer Peak Savings (kW) | Achievable Economic RVT Potential | 0 | 0 | 0 | 0 | 0 | 0 | 0 | 0 | 0 | 0 | 0 | 0 | 0 | 0 | 0 | 0 | 0 | 0 | 0 | 0 | 0 | 0 | 0 | 0 | 0 | 0 | 0
F3_Commercial_Interruptible - Miscellaneous_New_Space Heating_Natural Gas_Furnace_A_Achievable Economic RVT Potential | F3 | Commercial | Interruptible - Miscellaneous | New | Space Heating | Natural Gas | Furnace | A | Integrated Unit Winter Peak Savings (kW) | Achievable Economic RVT Potential | 0 | 0 | 0 | 0 | 0 | 0 | 0 | 0 | 0 | 0 | 0 | 0 | 0 | 0 | 0 | 0 | 0 | 0 | 0 | 0 | 0 | 0 | 0 | 0 | 0 | 0 | 0
F4_Commercial_Interruptible - Miscellaneous_New_Space Heating_Natural Gas_Furnace_A_Achievable Economic RVT Potential | F4 | Commercial | Interruptible - Miscellaneous | New | Space Heating | Natural Gas | Furnace | A | Incremental Energy Savings (MWh or mTherms) | Achievable Economic RVT Potential | 0 | 0 | 0 | 0 | 0 | 0 | 0 | 0 | 0 | 0 | 0 | 0 | 0 | 0 | 0 | 0 | 0 | 0 | 0 | 0 | 0 | 0 | 0 | 0 | 0 | 0 | 0
F5_Commercial_Interruptible - Miscellaneous_New_Space Heating_Natural Gas_Furnace_A_Achievable Economic RVT Potential | F5 | Commercial | Interruptible - Miscellaneous | New | Space Heating | Natural Gas | Furnace | A | Incremental Summer Peak Savings (MW) | Achievable Economic RVT Potential | 0 | 0 | 0 | 0 | 0 | 0 | 0 | 0 | 0 | 0 | 0 | 0 | 0 | 0 | 0 | 0 | 0 | 0 | 0 | 0 | 0 | 0 | 0 | 0 | 0 | 0 | 0
F6_Commercial_Interruptible - Miscellaneous_New_Space Heating_Natural Gas_Furnace_A_Achievable Economic RVT Potential | F6 | Commercial | Interruptible - Miscellaneous | New | Space Heating | Natural Gas | Furnace | A | Incremental Winter Peak Savings (MW) | Achievable Economic RVT Potential | 0 | 0 | 0 | 0 | 0 | 0 | 0 | 0 | 0 | 0 | 0 | 0 | 0 | 0 | 0 | 0 | 0 | 0 | 0 | 0 | 0 | 0 | 0 | 0 | 0 | 0 | 0
F7_Commercial_Interruptible - Miscellaneous_New_Space Heating_Natural Gas_Furnace_A_Achievable Economic RVT Potential | F7 | Commercial | Interruptible - Miscellaneous | New | Space Heating | Natural Gas | Furnace | A | Cumulative Energy Savings (MWh or mTherms) | Achievable Economic RVT Potential | 0 | 0 | 0 | 0 | 0 | 0 | 0 | 0 | 0 | 0 | 0 | 0 | 0 | 0 | 0 | 0 | 0 | 0 | 0 | 0 | 0 | 0 | 0 | 0 | 0 | 0 | 0
F8_Commercial_Interruptible - Miscellaneous_New_Space Heating_Natural Gas_Furnace_A_Achievable Economic RVT Potential | F8 | Commercial | Interruptible - Miscellaneous | New | Space Heating | Natural Gas | Furnace | A | Cumulative Summer Peak Savings (MW) | Achievable Economic RVT Potential | 0 | 0 | 0 | 0 | 0 | 0 | 0 | 0 | 0 | 0 | 0 | 0 | 0 | 0 | 0 | 0 | 0 | 0 | 0 | 0 | 0 | 0 | 0 | 0 | 0 | 0 | 0
F9_Commercial_Interruptible - Miscellaneous_New_Space Heating_Natural Gas_Furnace_A_Achievable Economic RVT Potential | F9 | Commercial | Interruptible - Miscellaneous | New | Space Heating | Natural Gas | Furnace | A | Cumulative Winter Peak Savings (MW) | Achievable Economic RVT Potential | 0 | 0 | 0 | 0 | 0 | 0 | 0 | 0 | 0 | 0 | 0 | 0 | 0 | 0 | 0 | 0 | 0 | 0 | 0 | 0 | 0 | 0 | 0 | 0 | 0 | 0 | 0
F10_Commercial_Interruptible - Miscellaneous_New_Space Heating_Natural Gas_Furnace_A_Achievable Economic RVT Potential | F10 | Commercial | Interruptible - Miscellaneous | New | Space Heating | Natural Gas | Furnace | A | Purchases (Incremental) | Achievable Economic RVT Potential | 0 | 0 | 0 | 0 | 0 | 0 | 0 | 0 | 0 | 0 | 0 | 0 | 0 | 0 | 0 | 0 | 0 | 0 | 0 | 0 | 0 | 0 | 0 | 0 | 0 | 0 | 0
F11_Commercial_Interruptible - Miscellaneous_New_Space Heating_Natural Gas_Furnace_A_Achievable Economic RVT Potential | F11 | Commercial | Interruptible - Miscellaneous | New | Space Heating | Natural Gas | Furnace | A | Purchases (Cumulative) | Achievable Economic RVT Potential | 0 | 0 | 0 | 0 | 0 | 0 | 0 | 0 | 0 | 0 | 0 | 0 | 0 | 0 | 0 | 0 | 0 | 0 | 0 | 0 | 0 | 0 | 0 | 0 | 0 | 0 | 0
F1_Commercial_Interruptible - Miscellaneous_New_Space Heating_Natural Gas_Boiler_A_Achievable Economic RVT Potential | F1 | Commercial | Interruptible - Miscellaneous | New | Space Heating | Natural Gas | Boiler | A | Integrated Unit Energy Savings (kWh or therms) | Achievable Economic RVT Potential | 0 | 0 | 0 | 0 | 0 | 0 | 0 | 0 | 0 | 0 | 0 | 0 | 0 | 0 | 0 | 0 | 0 | 0 | 0 | 0 | 0 | 0 | 0 | 0 | 0 | 0 | 0
F2_Commercial_Interruptible - Miscellaneous_New_Space Heating_Natural Gas_Boiler_A_Achievable Economic RVT Potential | F2 | Commercial | Interruptible - Miscellaneous | New | Space Heating | Natural Gas | Boiler | A | Integrated Unit Summer Peak Savings (kW) | Achievable Economic RVT Potential | 0 | 0 | 0 | 0 | 0 | 0 | 0 | 0 | 0 | 0 | 0 | 0 | 0 | 0 | 0 | 0 | 0 | 0 | 0 | 0 | 0 | 0 | 0 | 0 | 0 | 0 | 0
F3_Commercial_Interruptible - Miscellaneous_New_Space Heating_Natural Gas_Boiler_A_Achievable Economic RVT Potential | F3 | Commercial | Interruptible - Miscellaneous | New | Space Heating | Natural Gas | Boiler | A | Integrated Unit Winter Peak Savings (kW) | Achievable Economic RVT Potential | 0 | 0 | 0 | 0 | 0 | 0 | 0 | 0 | 0 | 0 | 0 | 0 | 0 | 0 | 0 | 0 | 0 | 0 | 0 | 0 | 0 | 0 | 0 | 0 | 0 | 0 | 0
F4_Commercial_Interruptible - Miscellaneous_New_Space Heating_Natural Gas_Boiler_A_Achievable Economic RVT Potential | F4 | Commercial | Interruptible - Miscellaneous | New | Space Heating | Natural Gas | Boiler | A | Incremental Energy Savings (MWh or mTherms) | Achievable Economic RVT Potential | 0 | 0 | 0 | 0 | 0 | 0 | 0 | 0 | 0 | 0 | 0 | 0 | 0 | 0 | 0 | 0 | 0 | 0 | 0 | 0 | 0 | 0 | 0 | 0 | 0 | 0 | 0
F5_Commercial_Interruptible - Miscellaneous_New_Space Heating_Natural Gas_Boiler_A_Achievable Economic RVT Potential | F5 | Commercial | Interruptible - Miscellaneous | New | Space Heating | Natural Gas | Boiler | A | Incremental Summer Peak Savings (MW) | Achievable Economic RVT Potential | 0 | 0 | 0 | 0 | 0 | 0 | 0 | 0 | 0 | 0 | 0 | 0 | 0 | 0 | 0 | 0 | 0 | 0 | 0 | 0 | 0 | 0 | 0 | 0 | 0 | 0 | 0
F6_Commercial_Interruptible - Miscellaneous_New_Space Heating_Natural Gas_Boiler_A_Achievable Economic RVT Potential | F6 | Commercial | Interruptible - Miscellaneous | New | Space Heating | Natural Gas | Boiler | A | Incremental Winter Peak Savings (MW) | Achievable Economic RVT Potential | 0 | 0 | 0 | 0 | 0 | 0 | 0 | 0 | 0 | 0 | 0 | 0 | 0 | 0 | 0 | 0 | 0 | 0 | 0 | 0 | 0 | 0 | 0 | 0 | 0 | 0 | 0
F7_Commercial_Interruptible - Miscellaneous_New_Space Heating_Natural Gas_Boiler_A_Achievable Economic RVT Potential | F7 | Commercial | Interruptible - Miscellaneous | New | Space Heating | Natural Gas | Boiler | A | Cumulative Energy Savings (MWh or mTherms) | Achievable Economic RVT Potential | 0 | 0 | 0 | 0 | 0 | 0 | 0 | 0 | 0 | 0 | 0 | 0 | 0 | 0 | 0 | 0 | 0 | 0 | 0 | 0 | 0 | 0 | 0 | 0 | 0 | 0 | 0
F8_Commercial_Interruptible - Miscellaneous_New_Space Heating_Natural Gas_Boiler_A_Achievable Economic RVT Potential | F8 | Commercial | Interruptible - Miscellaneous | New | Space Heating | Natural Gas | Boiler | A | Cumulative Summer Peak Savings (MW) | Achievable Economic RVT Potential | 0 | 0 | 0 | 0 | 0 | 0 | 0 | 0 | 0 | 0 | 0 | 0 | 0 | 0 | 0 | 0 | 0 | 0 | 0 | 0 | 0 | 0 | 0 | 0 | 0 | 0 | 0
F9_Commercial_Interruptible - Miscellaneous_New_Space Heating_Natural Gas_Boiler_A_Achievable Economic RVT Potential | F9 | Commercial | Interruptible - Miscellaneous | New | Space Heating | Natural Gas | Boiler | A | Cumulative Winter Peak Savings (MW) | Achievable Economic RVT Potential | 0 | 0 | 0 | 0 | 0 | 0 | 0 | 0 | 0 | 0 | 0 | 0 | 0 | 0 | 0 | 0 | 0 | 0 | 0 | 0 | 0 | 0 | 0 | 0 | 0 | 0 | 0
F10_Commercial_Interruptible - Miscellaneous_New_Space Heating_Natural Gas_Boiler_A_Achievable Economic RVT Potential | F10 | Commercial | Interruptible - Miscellaneous | New | Space Heating | Natural Gas | Boiler | A | Purchases (Incremental) | Achievable Economic RVT Potential | 0 | 0 | 0 | 0 | 0 | 0 | 0 | 0 | 0 | 0 | 0 | 0 | 0 | 0 | 0 | 0 | 0 | 0 | 0 | 0 | 0 | 0 | 0 | 0 | 0 | 0 | 0
F11_Commercial_Interruptible - Miscellaneous_New_Space Heating_Natural Gas_Boiler_A_Achievable Economic RVT Potential | F11 | Commercial | Interruptible - Miscellaneous | New | Space Heating | Natural Gas | Boiler | A | Purchases (Cumulative) | Achievable Economic RVT Potential | 0 | 0 | 0 | 0 | 0 | 0 | 0 | 0 | 0 | 0 | 0 | 0 | 0 | 0 | 0 | 0 | 0 | 0 | 0 | 0 | 0 | 0 | 0 | 0 | 0 | 0 | 0
F1_Commercial_Interruptible - Miscellaneous_New_Space Heating_Natural Gas_Unit Heater_A_Achievable Economic RVT Potential | F1 | Commercial | Interruptible - Miscellaneous | New | Space Heating | Natural Gas | Unit Heater | A | Integrated Unit Energy Savings (kWh or therms) | Achievable Economic RVT Potential | 0 | 0 | 0 | 0 | 0 | 0 | 0 | 0 | 0 | 0 | 0 | 0 | 0 | 0 | 0 | 0 | 0 | 0 | 0 | 0 | 0 | 0 | 0 | 0 | 0 | 0 | 0
F2_Commercial_Interruptible - Miscellaneous_New_Space Heating_Natural Gas_Unit Heater_A_Achievable Economic RVT Potential | F2 | Commercial | Interruptible - Miscellaneous | New | Space Heating | Natural Gas | Unit Heater | A | Integrated Unit Summer Peak Savings (kW) | Achievable Economic RVT Potential | 0 | 0 | 0 | 0 | 0 | 0 | 0 | 0 | 0 | 0 | 0 | 0 | 0 | 0 | 0 | 0 | 0 | 0 | 0 | 0 | 0 | 0 | 0 | 0 | 0 | 0 | 0
F3_Commercial_Interruptible - Miscellaneous_New_Space Heating_Natural Gas_Unit Heater_A_Achievable Economic RVT Potential | F3 | Commercial | Interruptible - Miscellaneous | New | Space Heating | Natural Gas | Unit Heater | A | Integrated Unit Winter Peak Savings (kW) | Achievable Economic RVT Potential | 0 | 0 | 0 | 0 | 0 | 0 | 0 | 0 | 0 | 0 | 0 | 0 | 0 | 0 | 0 | 0 | 0 | 0 | 0 | 0 | 0 | 0 | 0 | 0 | 0 | 0 | 0
F4_Commercial_Interruptible - Miscellaneous_New_Space Heating_Natural Gas_Unit Heater_A_Achievable Economic RVT Potential | F4 | Commercial | Interruptible - Miscellaneous | New | Space Heating | Natural Gas | Unit Heater | A | Incremental Energy Savings (MWh or mTherms) | Achievable Economic RVT Potential | 0 | 0 | 0 | 0 | 0 | 0 | 0 | 0 | 0 | 0 | 0 | 0 | 0 | 0 | 0 | 0 | 0 | 0 | 0 | 0 | 0 | 0 | 0 | 0 | 0 | 0 | 0
F5_Commercial_Interruptible - Miscellaneous_New_Space Heating_Natural Gas_Unit Heater_A_Achievable Economic RVT Potential | F5 | Commercial | Interruptible - Miscellaneous | New | Space Heating | Natural Gas | Unit Heater | A | Incremental Summer Peak Savings (MW) | Achievable Economic RVT Potential | 0 | 0 | 0 | 0 | 0 | 0 | 0 | 0 | 0 | 0 | 0 | 0 | 0 | 0 | 0 | 0 | 0 | 0 | 0 | 0 | 0 | 0 | 0 | 0 | 0 | 0 | 0
F6_Commercial_Interruptible - Miscellaneous_New_Space Heating_Natural Gas_Unit Heater_A_Achievable Economic RVT Potential | F6 | Commercial | Interruptible - Miscellaneous | New | Space Heating | Natural Gas | Unit Heater | A | Incremental Winter Peak Savings (MW) | Achievable Economic RVT Potential | 0 | 0 | 0 | 0 | 0 | 0 | 0 | 0 | 0 | 0 | 0 | 0 | 0 | 0 | 0 | 0 | 0 | 0 | 0 | 0 | 0 | 0 | 0 | 0 | 0 | 0 | 0
F7_Commercial_Interruptible - Miscellaneous_New_Space Heating_Natural Gas_Unit Heater_A_Achievable Economic RVT Potential | F7 | Commercial | Interruptible - Miscellaneous | New | Space Heating | Natural Gas | Unit Heater | A | Cumulative Energy Savings (MWh or mTherms) | Achievable Economic RVT Potential | 0 | 0 | 0 | 0 | 0 | 0 | 0 | 0 | 0 | 0 | 0 | 0 | 0 | 0 | 0 | 0 | 0 | 0 | 0 | 0 | 0 | 0 | 0 | 0 | 0 | 0 | 0
F8_Commercial_Interruptible - Miscellaneous_New_Space Heating_Natural Gas_Unit Heater_A_Achievable Economic RVT Potential | F8 | Commercial | Interruptible - Miscellaneous | New | Space Heating | Natural Gas | Unit Heater | A | Cumulative Summer Peak Savings (MW) | Achievable Economic RVT Potential | 0 | 0 | 0 | 0 | 0 | 0 | 0 | 0 | 0 | 0 | 0 | 0 | 0 | 0 | 0 | 0 | 0 | 0 | 0 | 0 | 0 | 0 | 0 | 0 | 0 | 0 | 0
F9_Commercial_Interruptible - Miscellaneous_New_Space Heating_Natural Gas_Unit Heater_A_Achievable Economic RVT Potential | F9 | Commercial | Interruptible - Miscellaneous | New | Space Heating | Natural Gas | Unit Heater | A | Cumulative Winter Peak Savings (MW) | Achievable Economic RVT Potential | 0 | 0 | 0 | 0 | 0 | 0 | 0 | 0 | 0 | 0 | 0 | 0 | 0 | 0 | 0 | 0 | 0 | 0 | 0 | 0 | 0 | 0 | 0 | 0 | 0 | 0 | 0
F10_Commercial_Interruptible - Miscellaneous_New_Space Heating_Natural Gas_Unit Heater_A_Achievable Economic RVT Potential | F10 | Commercial | Interruptible - Miscellaneous | New | Space Heating | Natural Gas | Unit Heater | A | Purchases (Incremental) | Achievable Economic RVT Potential | 0 | 0 | 0 | 0 | 0 | 0 | 0 | 0 | 0 | 0 | 0 | 0 | 0 | 0 | 0 | 0 | 0 | 0 | 0 | 0 | 0 | 0 | 0 | 0 | 0 | 0 | 0
F11_Commercial_Interruptible - Miscellaneous_New_Space Heating_Natural Gas_Unit Heater_A_Achievable Economic RVT Potential | F11 | Commercial | Interruptible - Miscellaneous | New | Space Heating | Natural Gas | Unit Heater | A | Purchases (Cumulative) | Achievable Economic RVT Potential | 0 | 0 | 0 | 0 | 0 | 0 | 0 | 0 | 0 | 0 | 0 | 0 | 0 | 0 | 0 | 0 | 0 | 0 | 0 | 0 | 0 | 0 | 0 | 0 | 0 | 0 | 0
F1_Commercial_Interruptible - Miscellaneous_New_Water Heating_Natural Gas_Water Heater_A_Achievable Economic RVT Potential | F1 | Commercial | Interruptible - Miscellaneous | New | Water Heating | Natural Gas | Water Heater | A | Integrated Unit Energy Savings (kWh or therms) | Achievable Economic RVT Potential | 0 | 0 | 0 | 0 | 0 | 0 | 0 | 0 | 0 | 0 | 0 | 0 | 0 | 0 | 0 | 0 | 0 | 0 | 0 | 0 | 0 | 0 | 0 | 0 | 0 | 0 | 0
F2_Commercial_Interruptible - Miscellaneous_New_Water Heating_Natural Gas_Water Heater_A_Achievable Economic RVT Potential | F2 | Commercial | Interruptible - Miscellaneous | New | Water Heating | Natural Gas | Water Heater | A | Integrated Unit Summer Peak Savings (kW) | Achievable Economic RVT Potential | 0 | 0 | 0 | 0 | 0 | 0 | 0 | 0 | 0 | 0 | 0 | 0 | 0 | 0 | 0 | 0 | 0 | 0 | 0 | 0 | 0 | 0 | 0 | 0 | 0 | 0 | 0
F3_Commercial_Interruptible - Miscellaneous_New_Water Heating_Natural Gas_Water Heater_A_Achievable Economic RVT Potential | F3 | Commercial | Interruptible - Miscellaneous | New | Water Heating | Natural Gas | Water Heater | A | Integrated Unit Winter Peak Savings (kW) | Achievable Economic RVT Potential | 0 | 0 | 0 | 0 | 0 | 0 | 0 | 0 | 0 | 0 | 0 | 0 | 0 | 0 | 0 | 0 | 0 | 0 | 0 | 0 | 0 | 0 | 0 | 0 | 0 | 0 | 0
F4_Commercial_Interruptible - Miscellaneous_New_Water Heating_Natural Gas_Water Heater_A_Achievable Economic RVT Potential | F4 | Commercial | Interruptible - Miscellaneous | New | Water Heating | Natural Gas | Water Heater | A | Incremental Energy Savings (MWh or mTherms) | Achievable Economic RVT Potential | 0 | 0 | 0 | 0 | 0 | 0 | 0 | 0 | 0 | 0 | 0 | 0 | 0 | 0 | 0 | 0 | 0 | 0 | 0 | 0 | 0 | 0 | 0 | 0 | 0 | 0 | 0
F5_Commercial_Interruptible - Miscellaneous_New_Water Heating_Natural Gas_Water Heater_A_Achievable Economic RVT Potential | F5 | Commercial | Interruptible - Miscellaneous | New | Water Heating | Natural Gas | Water Heater | A | Incremental Summer Peak Savings (MW) | Achievable Economic RVT Potential | 0 | 0 | 0 | 0 | 0 | 0 | 0 | 0 | 0 | 0 | 0 | 0 | 0 | 0 | 0 | 0 | 0 | 0 | 0 | 0 | 0 | 0 | 0 | 0 | 0 | 0 | 0
F6_Commercial_Interruptible - Miscellaneous_New_Water Heating_Natural Gas_Water Heater_A_Achievable Economic RVT Potential | F6 | Commercial | Interruptible - Miscellaneous | New | Water Heating | Natural Gas | Water Heater | A | Incremental Winter Peak Savings (MW) | Achievable Economic RVT Potential | 0 | 0 | 0 | 0 | 0 | 0 | 0 | 0 | 0 | 0 | 0 | 0 | 0 | 0 | 0 | 0 | 0 | 0 | 0 | 0 | 0 | 0 | 0 | 0 | 0 | 0 | 0
F7_Commercial_Interruptible - Miscellaneous_New_Water Heating_Natural Gas_Water Heater_A_Achievable Economic RVT Potential | F7 | Commercial | Interruptible - Miscellaneous | New | Water Heating | Natural Gas | Water Heater | A | Cumulative Energy Savings (MWh or mTherms) | Achievable Economic RVT Potential | 0 | 0 | 0 | 0 | 0 | 0 | 0 | 0 | 0 | 0 | 0 | 0 | 0 | 0 | 0 | 0 | 0 | 0 | 0 | 0 | 0 | 0 | 0 | 0 | 0 | 0 | 0
F8_Commercial_Interruptible - Miscellaneous_New_Water Heating_Natural Gas_Water Heater_A_Achievable Economic RVT Potential | F8 | Commercial | Interruptible - Miscellaneous | New | Water Heating | Natural Gas | Water Heater | A | Cumulative Summer Peak Savings (MW) | Achievable Economic RVT Potential | 0 | 0 | 0 | 0 | 0 | 0 | 0 | 0 | 0 | 0 | 0 | 0 | 0 | 0 | 0 | 0 | 0 | 0 | 0 | 0 | 0 | 0 | 0 | 0 | 0 | 0 | 0
F9_Commercial_Interruptible - Miscellaneous_New_Water Heating_Natural Gas_Water Heater_A_Achievable Economic RVT Potential | F9 | Commercial | Interruptible - Miscellaneous | New | Water Heating | Natural Gas | Water Heater | A | Cumulative Winter Peak Savings (MW) | Achievable Economic RVT Potential | 0 | 0 | 0 | 0 | 0 | 0 | 0 | 0 | 0 | 0 | 0 | 0 | 0 | 0 | 0 | 0 | 0 | 0 | 0 | 0 | 0 | 0 | 0 | 0 | 0 | 0 | 0
F10_Commercial_Interruptible - Miscellaneous_New_Water Heating_Natural Gas_Water Heater_A_Achievable Economic RVT Potential | F10 | Commercial | Interruptible - Miscellaneous | New | Water Heating | Natural Gas | Water Heater | A | Purchases (Incremental) | Achievable Economic RVT Potential | 0 | 0 | 0 | 0 | 0 | 0 | 0 | 0 | 0 | 0 | 0 | 0 | 0 | 0 | 0 | 0 | 0 | 0 | 0 | 0 | 0 | 0 | 0 | 0 | 0 | 0 | 0
F11_Commercial_Interruptible - Miscellaneous_New_Water Heating_Natural Gas_Water Heater_A_Achievable Economic RVT Potential | F11 | Commercial | Interruptible - Miscellaneous | New | Water Heating | Natural Gas | Water Heater | A | Purchases (Cumulative) | Achievable Economic RVT Potential | 0 | 0 | 0 | 0 | 0 | 0 | 0 | 0 | 0 | 0 | 0 | 0 | 0 | 0 | 0 | 0 | 0 | 0 | 0 | 0 | 0 | 0 | 0 | 0 | 0 | 0 | 0
F1_Commercial_Interruptible - Miscellaneous_New_Food Preparation_Natural Gas_Oven_A_Achievable Economic RVT Potential | F1 | Commercial | Interruptible - Miscellaneous | New | Food Preparation | Natural Gas | Oven | A | Integrated Unit Energy Savings (kWh or therms) | Achievable Economic RVT Potential | 0 | 0 | 0 | 0 | 0 | 0 | 0 | 0 | 0 | 0 | 0 | 0 | 0 | 0 | 0 | 0 | 0 | 0 | 0 | 0 | 0 | 0 | 0 | 0 | 0 | 0 | 0
F2_Commercial_Interruptible - Miscellaneous_New_Food Preparation_Natural Gas_Oven_A_Achievable Economic RVT Potential | F2 | Commercial | Interruptible - Miscellaneous | New | Food Preparation | Natural Gas | Oven | A | Integrated Unit Summer Peak Savings (kW) | Achievable Economic RVT Potential | 0 | 0 | 0 | 0 | 0 | 0 | 0 | 0 | 0 | 0 | 0 | 0 | 0 | 0 | 0 | 0 | 0 | 0 | 0 | 0 | 0 | 0 | 0 | 0 | 0 | 0 | 0
F3_Commercial_Interruptible - Miscellaneous_New_Food Preparation_Natural Gas_Oven_A_Achievable Economic RVT Potential | F3 | Commercial | Interruptible - Miscellaneous | New | Food Preparation | Natural Gas | Oven | A | Integrated Unit Winter Peak Savings (kW) | Achievable Economic RVT Potential | 0 | 0 | 0 | 0 | 0 | 0 | 0 | 0 | 0 | 0 | 0 | 0 | 0 | 0 | 0 | 0 | 0 | 0 | 0 | 0 | 0 | 0 | 0 | 0 | 0 | 0 | 0
F4_Commercial_Interruptible - Miscellaneous_New_Food Preparation_Natural Gas_Oven_A_Achievable Economic RVT Potential | F4 | Commercial | Interruptible - Miscellaneous | New | Food Preparation | Natural Gas | Oven | A | Incremental Energy Savings (MWh or mTherms) | Achievable Economic RVT Potential | 0 | 0 | 0 | 0 | 0 | 0 | 0 | 0 | 0 | 0 | 0 | 0 | 0 | 0 | 0 | 0 | 0 | 0 | 0 | 0 | 0 | 0 | 0 | 0 | 0 | 0 | 0
F5_Commercial_Interruptible - Miscellaneous_New_Food Preparation_Natural Gas_Oven_A_Achievable Economic RVT Potential | F5 | Commercial | Interruptible - Miscellaneous | New | Food Preparation | Natural Gas | Oven | A | Incremental Summer Peak Savings (MW) | Achievable Economic RVT Potential | 0 | 0 | 0 | 0 | 0 | 0 | 0 | 0 | 0 | 0 | 0 | 0 | 0 | 0 | 0 | 0 | 0 | 0 | 0 | 0 | 0 | 0 | 0 | 0 | 0 | 0 | 0
F6_Commercial_Interruptible - Miscellaneous_New_Food Preparation_Natural Gas_Oven_A_Achievable Economic RVT Potential | F6 | Commercial | Interruptible - Miscellaneous | New | Food Preparation | Natural Gas | Oven | A | Incremental Winter Peak Savings (MW) | Achievable Economic RVT Potential | 0 | 0 | 0 | 0 | 0 | 0 | 0 | 0 | 0 | 0 | 0 | 0 | 0 | 0 | 0 | 0 | 0 | 0 | 0 | 0 | 0 | 0 | 0 | 0 | 0 | 0 | 0
F7_Commercial_Interruptible - Miscellaneous_New_Food Preparation_Natural Gas_Oven_A_Achievable Economic RVT Potential | F7 | Commercial | Interruptible - Miscellaneous | New | Food Preparation | Natural Gas | Oven | A | Cumulative Energy Savings (MWh or mTherms) | Achievable Economic RVT Potential | 0 | 0 | 0 | 0 | 0 | 0 | 0 | 0 | 0 | 0 | 0 | 0 | 0 | 0 | 0 | 0 | 0 | 0 | 0 | 0 | 0 | 0 | 0 | 0 | 0 | 0 | 0
F8_Commercial_Interruptible - Miscellaneous_New_Food Preparation_Natural Gas_Oven_A_Achievable Economic RVT Potential | F8 | Commercial | Interruptible - Miscellaneous | New | Food Preparation | Natural Gas | Oven | A | Cumulative Summer Peak Savings (MW) | Achievable Economic RVT Potential | 0 | 0 | 0 | 0 | 0 | 0 | 0 | 0 | 0 | 0 | 0 | 0 | 0 | 0 | 0 | 0 | 0 | 0 | 0 | 0 | 0 | 0 | 0 | 0 | 0 | 0 | 0
F9_Commercial_Interruptible - Miscellaneous_New_Food Preparation_Natural Gas_Oven_A_Achievable Economic RVT Potential | F9 | Commercial | Interruptible - Miscellaneous | New | Food Preparation | Natural Gas | Oven | A | Cumulative Winter Peak Savings (MW) | Achievable Economic RVT Potential | 0 | 0 | 0 | 0 | 0 | 0 | 0 | 0 | 0 | 0 | 0 | 0 | 0 | 0 | 0 | 0 | 0 | 0 | 0 | 0 | 0 | 0 | 0 | 0 | 0 | 0 | 0
F10_Commercial_Interruptible - Miscellaneous_New_Food Preparation_Natural Gas_Oven_A_Achievable Economic RVT Potential | F10 | Commercial | Interruptible - Miscellaneous | New | Food Preparation | Natural Gas | Oven | A | Purchases (Incremental) | Achievable Economic RVT Potential | 0 | 0 | 0 | 0 | 0 | 0 | 0 | 0 | 0 | 0 | 0 | 0 | 0 | 0 | 0 | 0 | 0 | 0 | 0 | 0 | 0 | 0 | 0 | 0 | 0 | 0 | 0
F11_Commercial_Interruptible - Miscellaneous_New_Food Preparation_Natural Gas_Oven_A_Achievable Economic RVT Potential | F11 | Commercial | Interruptible - Miscellaneous | New | Food Preparation | Natural Gas | Oven | A | Purchases (Cumulative) | Achievable Economic RVT Potential | 0 | 0 | 0 | 0 | 0 | 0 | 0 | 0 | 0 | 0 | 0 | 0 | 0 | 0 | 0 | 0 | 0 | 0 | 0 | 0 | 0 | 0 | 0 | 0 | 0 | 0 | 0
F1_Commercial_Interruptible - Miscellaneous_New_Food Preparation_Natural Gas_Conveyor Oven_A_Achievable Economic RVT Potential | F1 | Commercial | Interruptible - Miscellaneous | New | Food Preparation | Natural Gas | Conveyor Oven | A | Integrated Unit Energy Savings (kWh or therms) | Achievable Economic RVT Potential | 0 | 0 | 0 | 0 | 0 | 0 | 0 | 0 | 0 | 0 | 0 | 0 | 0 | 0 | 0 | 0 | 0 | 0 | 0 | 0 | 0 | 0 | 0 | 0 | 0 | 0 | 0
F2_Commercial_Interruptible - Miscellaneous_New_Food Preparation_Natural Gas_Conveyor Oven_A_Achievable Economic RVT Potential | F2 | Commercial | Interruptible - Miscellaneous | New | Food Preparation | Natural Gas | Conveyor Oven | A | Integrated Unit Summer Peak Savings (kW) | Achievable Economic RVT Potential | 0 | 0 | 0 | 0 | 0 | 0 | 0 | 0 | 0 | 0 | 0 | 0 | 0 | 0 | 0 | 0 | 0 | 0 | 0 | 0 | 0 | 0 | 0 | 0 | 0 | 0 | 0
F3_Commercial_Interruptible - Miscellaneous_New_Food Preparation_Natural Gas_Conveyor Oven_A_Achievable Economic RVT Potential | F3 | Commercial | Interruptible - Miscellaneous | New | Food Preparation | Natural Gas | Conveyor Oven | A | Integrated Unit Winter Peak Savings (kW) | Achievable Economic RVT Potential | 0 | 0 | 0 | 0 | 0 | 0 | 0 | 0 | 0 | 0 | 0 | 0 | 0 | 0 | 0 | 0 | 0 | 0 | 0 | 0 | 0 | 0 | 0 | 0 | 0 | 0 | 0
F4_Commercial_Interruptible - Miscellaneous_New_Food Preparation_Natural Gas_Conveyor Oven_A_Achievable Economic RVT Potential | F4 | Commercial | Interruptible - Miscellaneous | New | Food Preparation | Natural Gas | Conveyor Oven | A | Incremental Energy Savings (MWh or mTherms) | Achievable Economic RVT Potential | 0 | 0 | 0 | 0 | 0 | 0 | 0 | 0 | 0 | 0 | 0 | 0 | 0 | 0 | 0 | 0 | 0 | 0 | 0 | 0 | 0 | 0 | 0 | 0 | 0 | 0 | 0
F5_Commercial_Interruptible - Miscellaneous_New_Food Preparation_Natural Gas_Conveyor Oven_A_Achievable Economic RVT Potential | F5 | Commercial | Interruptible - Miscellaneous | New | Food Preparation | Natural Gas | Conveyor Oven | A | Incremental Summer Peak Savings (MW) | Achievable Economic RVT Potential | 0 | 0 | 0 | 0 | 0 | 0 | 0 | 0 | 0 | 0 | 0 | 0 | 0 | 0 | 0 | 0 | 0 | 0 | 0 | 0 | 0 | 0 | 0 | 0 | 0 | 0 | 0
F6_Commercial_Interruptible - Miscellaneous_New_Food Preparation_Natural Gas_Conveyor Oven_A_Achievable Economic RVT Potential | F6 | Commercial | Interruptible - Miscellaneous | New | Food Preparation | Natural Gas | Conveyor Oven | A | Incremental Winter Peak Savings (MW) | Achievable Economic RVT Potential | 0 | 0 | 0 | 0 | 0 | 0 | 0 | 0 | 0 | 0 | 0 | 0 | 0 | 0 | 0 | 0 | 0 | 0 | 0 | 0 | 0 | 0 | 0 | 0 | 0 | 0 | 0
F7_Commercial_Interruptible - Miscellaneous_New_Food Preparation_Natural Gas_Conveyor Oven_A_Achievable Economic RVT Potential | F7 | Commercial | Interruptible - Miscellaneous | New | Food Preparation | Natural Gas | Conveyor Oven | A | Cumulative Energy Savings (MWh or mTherms) | Achievable Economic RVT Potential | 0 | 0 | 0 | 0 | 0 | 0 | 0 | 0 | 0 | 0 | 0 | 0 | 0 | 0 | 0 | 0 | 0 | 0 | 0 | 0 | 0 | 0 | 0 | 0 | 0 | 0 | 0
F8_Commercial_Interruptible - Miscellaneous_New_Food Preparation_Natural Gas_Conveyor Oven_A_Achievable Economic RVT Potential | F8 | Commercial | Interruptible - Miscellaneous | New | Food Preparation | Natural Gas | Conveyor Oven | A | Cumulative Summer Peak Savings (MW) | Achievable Economic RVT Potential | 0 | 0 | 0 | 0 | 0 | 0 | 0 | 0 | 0 | 0 | 0 | 0 | 0 | 0 | 0 | 0 | 0 | 0 | 0 | 0 | 0 | 0 | 0 | 0 | 0 | 0 | 0
F9_Commercial_Interruptible - Miscellaneous_New_Food Preparation_Natural Gas_Conveyor Oven_A_Achievable Economic RVT Potential | F9 | Commercial | Interruptible - Miscellaneous | New | Food Preparation | Natural Gas | Conveyor Oven | A | Cumulative Winter Peak Savings (MW) | Achievable Economic RVT Potential | 0 | 0 | 0 | 0 | 0 | 0 | 0 | 0 | 0 | 0 | 0 | 0 | 0 | 0 | 0 | 0 | 0 | 0 | 0 | 0 | 0 | 0 | 0 | 0 | 0 | 0 | 0
F10_Commercial_Interruptible - Miscellaneous_New_Food Preparation_Natural Gas_Conveyor Oven_A_Achievable Economic RVT Potential | F10 | Commercial | Interruptible - Miscellaneous | New | Food Preparation | Natural Gas | Conveyor Oven | A | Purchases (Incremental) | Achievable Economic RVT Potential | 0 | 0 | 0 | 0 | 0 | 0 | 0 | 0 | 0 | 0 | 0 | 0 | 0 | 0 | 0 | 0 | 0 | 0 | 0 | 0 | 0 | 0 | 0 | 0 | 0 | 0 | 0
F11_Commercial_Interruptible - Miscellaneous_New_Food Preparation_Natural Gas_Conveyor Oven_A_Achievable Economic RVT Potential | F11 | Commercial | Interruptible - Miscellaneous | New | Food Preparation | Natural Gas | Conveyor Oven | A | Purchases (Cumulative) | Achievable Economic RVT Potential | 0 | 0 | 0 | 0 | 0 | 0 | 0 | 0 | 0 | 0 | 0 | 0 | 0 | 0 | 0 | 0 | 0 | 0 | 0 | 0 | 0 | 0 | 0 | 0 | 0 | 0 | 0
F1_Commercial_Interruptible - Miscellaneous_New_Food Preparation_Natural Gas_Double Rack Oven_A_Achievable Economic RVT Potential | F1 | Commercial | Interruptible - Miscellaneous | New | Food Preparation | Natural Gas | Double Rack Oven | A | Integrated Unit Energy Savings (kWh or therms) | Achievable Economic RVT Potential | 0 | 0 | 0 | 0 | 0 | 0 | 0 | 0 | 0 | 0 | 0 | 0 | 0 | 0 | 0 | 0 | 0 | 0 | 0 | 0 | 0 | 0 | 0 | 0 | 0 | 0 | 0
F2_Commercial_Interruptible - Miscellaneous_New_Food Preparation_Natural Gas_Double Rack Oven_A_Achievable Economic RVT Potential | F2 | Commercial | Interruptible - Miscellaneous | New | Food Preparation | Natural Gas | Double Rack Oven | A | Integrated Unit Summer Peak Savings (kW) | Achievable Economic RVT Potential | 0 | 0 | 0 | 0 | 0 | 0 | 0 | 0 | 0 | 0 | 0 | 0 | 0 | 0 | 0 | 0 | 0 | 0 | 0 | 0 | 0 | 0 | 0 | 0 | 0 | 0 | 0
F3_Commercial_Interruptible - Miscellaneous_New_Food Preparation_Natural Gas_Double Rack Oven_A_Achievable Economic RVT Potential | F3 | Commercial | Interruptible - Miscellaneous | New | Food Preparation | Natural Gas | Double Rack Oven | A | Integrated Unit Winter Peak Savings (kW) | Achievable Economic RVT Potential | 0 | 0 | 0 | 0 | 0 | 0 | 0 | 0 | 0 | 0 | 0 | 0 | 0 | 0 | 0 | 0 | 0 | 0 | 0 | 0 | 0 | 0 | 0 | 0 | 0 | 0 | 0
F4_Commercial_Interruptible - Miscellaneous_New_Food Preparation_Natural Gas_Double Rack Oven_A_Achievable Economic RVT Potential | F4 | Commercial | Interruptible - Miscellaneous | New | Food Preparation | Natural Gas | Double Rack Oven | A | Incremental Energy Savings (MWh or mTherms) | Achievable Economic RVT Potential | 0 | 0 | 0 | 0 | 0 | 0 | 0 | 0 | 0 | 0 | 0 | 0 | 0 | 0 | 0 | 0 | 0 | 0 | 0 | 0 | 0 | 0 | 0 | 0 | 0 | 0 | 0
F5_Commercial_Interruptible - Miscellaneous_New_Food Preparation_Natural Gas_Double Rack Oven_A_Achievable Economic RVT Potential | F5 | Commercial | Interruptible - Miscellaneous | New | Food Preparation | Natural Gas | Double Rack Oven | A | Incremental Summer Peak Savings (MW) | Achievable Economic RVT Potential | 0 | 0 | 0 | 0 | 0 | 0 | 0 | 0 | 0 | 0 | 0 | 0 | 0 | 0 | 0 | 0 | 0 | 0 | 0 | 0 | 0 | 0 | 0 | 0 | 0 | 0 | 0
F6_Commercial_Interruptible - Miscellaneous_New_Food Preparation_Natural Gas_Double Rack Oven_A_Achievable Economic RVT Potential | F6 | Commercial | Interruptible - Miscellaneous | New | Food Preparation | Natural Gas | Double Rack Oven | A | Incremental Winter Peak Savings (MW) | Achievable Economic RVT Potential | 0 | 0 | 0 | 0 | 0 | 0 | 0 | 0 | 0 | 0 | 0 | 0 | 0 | 0 | 0 | 0 | 0 | 0 | 0 | 0 | 0 | 0 | 0 | 0 | 0 | 0 | 0
F7_Commercial_Interruptible - Miscellaneous_New_Food Preparation_Natural Gas_Double Rack Oven_A_Achievable Economic RVT Potential | F7 | Commercial | Interruptible - Miscellaneous | New | Food Preparation | Natural Gas | Double Rack Oven | A | Cumulative Energy Savings (MWh or mTherms) | Achievable Economic RVT Potential | 0 | 0 | 0 | 0 | 0 | 0 | 0 | 0 | 0 | 0 | 0 | 0 | 0 | 0 | 0 | 0 | 0 | 0 | 0 | 0 | 0 | 0 | 0 | 0 | 0 | 0 | 0
F8_Commercial_Interruptible - Miscellaneous_New_Food Preparation_Natural Gas_Double Rack Oven_A_Achievable Economic RVT Potential | F8 | Commercial | Interruptible - Miscellaneous | New | Food Preparation | Natural Gas | Double Rack Oven | A | Cumulative Summer Peak Savings (MW) | Achievable Economic RVT Potential | 0 | 0 | 0 | 0 | 0 | 0 | 0 | 0 | 0 | 0 | 0 | 0 | 0 | 0 | 0 | 0 | 0 | 0 | 0 | 0 | 0 | 0 | 0 | 0 | 0 | 0 | 0
F9_Commercial_Interruptible - Miscellaneous_New_Food Preparation_Natural Gas_Double Rack Oven_A_Achievable Economic RVT Potential | F9 | Commercial | Interruptible - Miscellaneous | New | Food Preparation | Natural Gas | Double Rack Oven | A | Cumulative Winter Peak Savings (MW) | Achievable Economic RVT Potential | 0 | 0 | 0 | 0 | 0 | 0 | 0 | 0 | 0 | 0 | 0 | 0 | 0 | 0 | 0 | 0 | 0 | 0 | 0 | 0 | 0 | 0 | 0 | 0 | 0 | 0 | 0
F10_Commercial_Interruptible - Miscellaneous_New_Food Preparation_Natural Gas_Double Rack Oven_A_Achievable Economic RVT Potential | F10 | Commercial | Interruptible - Miscellaneous | New | Food Preparation | Natural Gas | Double Rack Oven | A | Purchases (Incremental) | Achievable Economic RVT Potential | 0 | 0 | 0 | 0 | 0 | 0 | 0 | 0 | 0 | 0 | 0 | 0 | 0 | 0 | 0 | 0 | 0 | 0 | 0 | 0 | 0 | 0 | 0 | 0 | 0 | 0 | 0
F11_Commercial_Interruptible - Miscellaneous_New_Food Preparation_Natural Gas_Double Rack Oven_A_Achievable Economic RVT Potential | F11 | Commercial | Interruptible - Miscellaneous | New | Food Preparation | Natural Gas | Double Rack Oven | A | Purchases (Cumulative) | Achievable Economic RVT Potential | 0 | 0 | 0 | 0 | 0 | 0 | 0 | 0 | 0 | 0 | 0 | 0 | 0 | 0 | 0 | 0 | 0 | 0 | 0 | 0 | 0 | 0 | 0 | 0 | 0 | 0 | 0
F1_Commercial_Interruptible - Miscellaneous_New_Food Preparation_Natural Gas_Fryer_A_Achievable Economic RVT Potential | F1 | Commercial | Interruptible - Miscellaneous | New | Food Preparation | Natural Gas | Fryer | A | Integrated Unit Energy Savings (kWh or therms) | Achievable Economic RVT Potential | 0 | 0 | 0 | 0 | 0 | 0 | 0 | 0 | 0 | 0 | 0 | 0 | 0 | 0 | 0 | 0 | 0 | 0 | 0 | 0 | 0 | 0 | 0 | 0 | 0 | 0 | 0
F2_Commercial_Interruptible - Miscellaneous_New_Food Preparation_Natural Gas_Fryer_A_Achievable Economic RVT Potential | F2 | Commercial | Interruptible - Miscellaneous | New | Food Preparation | Natural Gas | Fryer | A | Integrated Unit Summer Peak Savings (kW) | Achievable Economic RVT Potential | 0 | 0 | 0 | 0 | 0 | 0 | 0 | 0 | 0 | 0 | 0 | 0 | 0 | 0 | 0 | 0 | 0 | 0 | 0 | 0 | 0 | 0 | 0 | 0 | 0 | 0 | 0
F3_Commercial_Interruptible - Miscellaneous_New_Food Preparation_Natural Gas_Fryer_A_Achievable Economic RVT Potential | F3 | Commercial | Interruptible - Miscellaneous | New | Food Preparation | Natural Gas | Fryer | A | Integrated Unit Winter Peak Savings (kW) | Achievable Economic RVT Potential | 0 | 0 | 0 | 0 | 0 | 0 | 0 | 0 | 0 | 0 | 0 | 0 | 0 | 0 | 0 | 0 | 0 | 0 | 0 | 0 | 0 | 0 | 0 | 0 | 0 | 0 | 0
F4_Commercial_Interruptible - Miscellaneous_New_Food Preparation_Natural Gas_Fryer_A_Achievable Economic RVT Potential | F4 | Commercial | Interruptible - Miscellaneous | New | Food Preparation | Natural Gas | Fryer | A | Incremental Energy Savings (MWh or mTherms) | Achievable Economic RVT Potential | 0 | 0 | 0 | 0 | 0 | 0 | 0 | 0 | 0 | 0 | 0 | 0 | 0 | 0 | 0 | 0 | 0 | 0 | 0 | 0 | 0 | 0 | 0 | 0 | 0 | 0 | 0
F5_Commercial_Interruptible - Miscellaneous_New_Food Preparation_Natural Gas_Fryer_A_Achievable Economic RVT Potential | F5 | Commercial | Interruptible - Miscellaneous | New | Food Preparation | Natural Gas | Fryer | A | Incremental Summer Peak Savings (MW) | Achievable Economic RVT Potential | 0 | 0 | 0 | 0 | 0 | 0 | 0 | 0 | 0 | 0 | 0 | 0 | 0 | 0 | 0 | 0 | 0 | 0 | 0 | 0 | 0 | 0 | 0 | 0 | 0 | 0 | 0
F6_Commercial_Interruptible - Miscellaneous_New_Food Preparation_Natural Gas_Fryer_A_Achievable Economic RVT Potential | F6 | Commercial | Interruptible - Miscellaneous | New | Food Preparation | Natural Gas | Fryer | A | Incremental Winter Peak Savings (MW) | Achievable Economic RVT Potential | 0 | 0 | 0 | 0 | 0 | 0 | 0 | 0 | 0 | 0 | 0 | 0 | 0 | 0 | 0 | 0 | 0 | 0 | 0 | 0 | 0 | 0 | 0 | 0 | 0 | 0 | 0
F7_Commercial_Interruptible - Miscellaneous_New_Food Preparation_Natural Gas_Fryer_A_Achievable Economic RVT Potential | F7 | Commercial | Interruptible - Miscellaneous | New | Food Preparation | Natural Gas | Fryer | A | Cumulative Energy Savings (MWh or mTherms) | Achievable Economic RVT Potential | 0 | 0 | 0 | 0 | 0 | 0 | 0 | 0 | 0 | 0 | 0 | 0 | 0 | 0 | 0 | 0 | 0 | 0 | 0 | 0 | 0 | 0 | 0 | 0 | 0 | 0 | 0
F8_Commercial_Interruptible - Miscellaneous_New_Food Preparation_Natural Gas_Fryer_A_Achievable Economic RVT Potential | F8 | Commercial | Interruptible - Miscellaneous | New | Food Preparation | Natural Gas | Fryer | A | Cumulative Summer Peak Savings (MW) | Achievable Economic RVT Potential | 0 | 0 | 0 | 0 | 0 | 0 | 0 | 0 | 0 | 0 | 0 | 0 | 0 | 0 | 0 | 0 | 0 | 0 | 0 | 0 | 0 | 0 | 0 | 0 | 0 | 0 | 0
F9_Commercial_Interruptible - Miscellaneous_New_Food Preparation_Natural Gas_Fryer_A_Achievable Economic RVT Potential | F9 | Commercial | Interruptible - Miscellaneous | New | Food Preparation | Natural Gas | Fryer | A | Cumulative Winter Peak Savings (MW) | Achievable Economic RVT Potential | 0 | 0 | 0 | 0 | 0 | 0 | 0 | 0 | 0 | 0 | 0 | 0 | 0 | 0 | 0 | 0 | 0 | 0 | 0 | 0 | 0 | 0 | 0 | 0 | 0 | 0 | 0
F10_Commercial_Interruptible - Miscellaneous_New_Food Preparation_Natural Gas_Fryer_A_Achievable Economic RVT Potential | F10 | Commercial | Interruptible - Miscellaneous | New | Food Preparation | Natural Gas | Fryer | A | Purchases (Incremental) | Achievable Economic RVT Potential | 0 | 0 | 0 | 0 | 0 | 0 | 0 | 0 | 0 | 0 | 0 | 0 | 0 | 0 | 0 | 0 | 0 | 0 | 0 | 0 | 0 | 0 | 0 | 0 | 0 | 0 | 0
F11_Commercial_Interruptible - Miscellaneous_New_Food Preparation_Natural Gas_Fryer_A_Achievable Economic RVT Potential | F11 | Commercial | Interruptible - Miscellaneous | New | Food Preparation | Natural Gas | Fryer | A | Purchases (Cumulative) | Achievable Economic RVT Potential | 0 | 0 | 0 | 0 | 0 | 0 | 0 | 0 | 0 | 0 | 0 | 0 | 0 | 0 | 0 | 0 | 0 | 0 | 0 | 0 | 0 | 0 | 0 | 0 | 0 | 0 | 0
F1_Commercial_Interruptible - Miscellaneous_New_Food Preparation_Natural Gas_Broiler_A_Achievable Economic RVT Potential | F1 | Commercial | Interruptible - Miscellaneous | New | Food Preparation | Natural Gas | Broiler | A | Integrated Unit Energy Savings (kWh or therms) | Achievable Economic RVT Potential | 0 | 0 | 0 | 0 | 0 | 0 | 0 | 0 | 0 | 0 | 0 | 0 | 0 | 0 | 0 | 0 | 0 | 0 | 0 | 0 | 0 | 0 | 0 | 0 | 0 | 0 | 0
F2_Commercial_Interruptible - Miscellaneous_New_Food Preparation_Natural Gas_Broiler_A_Achievable Economic RVT Potential | F2 | Commercial | Interruptible - Miscellaneous | New | Food Preparation | Natural Gas | Broiler | A | Integrated Unit Summer Peak Savings (kW) | Achievable Economic RVT Potential | 0 | 0 | 0 | 0 | 0 | 0 | 0 | 0 | 0 | 0 | 0 | 0 | 0 | 0 | 0 | 0 | 0 | 0 | 0 | 0 | 0 | 0 | 0 | 0 | 0 | 0 | 0
F3_Commercial_Interruptible - Miscellaneous_New_Food Preparation_Natural Gas_Broiler_A_Achievable Economic RVT Potential | F3 | Commercial | Interruptible - Miscellaneous | New | Food Preparation | Natural Gas | Broiler | A | Integrated Unit Winter Peak Savings (kW) | Achievable Economic RVT Potential | 0 | 0 | 0 | 0 | 0 | 0 | 0 | 0 | 0 | 0 | 0 | 0 | 0 | 0 | 0 | 0 | 0 | 0 | 0 | 0 | 0 | 0 | 0 | 0 | 0 | 0 | 0
F4_Commercial_Interruptible - Miscellaneous_New_Food Preparation_Natural Gas_Broiler_A_Achievable Economic RVT Potential | F4 | Commercial | Interruptible - Miscellaneous | New | Food Preparation | Natural Gas | Broiler | A | Incremental Energy Savings (MWh or mTherms) | Achievable Economic RVT Potential | 0 | 0 | 0 | 0 | 0 | 0 | 0 | 0 | 0 | 0 | 0 | 0 | 0 | 0 | 0 | 0 | 0 | 0 | 0 | 0 | 0 | 0 | 0 | 0 | 0 | 0 | 0
F5_Commercial_Interruptible - Miscellaneous_New_Food Preparation_Natural Gas_Broiler_A_Achievable Economic RVT Potential | F5 | Commercial | Interruptible - Miscellaneous | New | Food Preparation | Natural Gas | Broiler | A | Incremental Summer Peak Savings (MW) | Achievable Economic RVT Potential | 0 | 0 | 0 | 0 | 0 | 0 | 0 | 0 | 0 | 0 | 0 | 0 | 0 | 0 | 0 | 0 | 0 | 0 | 0 | 0 | 0 | 0 | 0 | 0 | 0 | 0 | 0
F6_Commercial_Interruptible - Miscellaneous_New_Food Preparation_Natural Gas_Broiler_A_Achievable Economic RVT Potential | F6 | Commercial | Interruptible - Miscellaneous | New | Food Preparation | Natural Gas | Broiler | A | Incremental Winter Peak Savings (MW) | Achievable Economic RVT Potential | 0 | 0 | 0 | 0 | 0 | 0 | 0 | 0 | 0 | 0 | 0 | 0 | 0 | 0 | 0 | 0 | 0 | 0 | 0 | 0 | 0 | 0 | 0 | 0 | 0 | 0 | 0
F7_Commercial_Interruptible - Miscellaneous_New_Food Preparation_Natural Gas_Broiler_A_Achievable Economic RVT Potential | F7 | Commercial | Interruptible - Miscellaneous | New | Food Preparation | Natural Gas | Broiler | A | Cumulative Energy Savings (MWh or mTherms) | Achievable Economic RVT Potential | 0 | 0 | 0 | 0 | 0 | 0 | 0 | 0 | 0 | 0 | 0 | 0 | 0 | 0 | 0 | 0 | 0 | 0 | 0 | 0 | 0 | 0 | 0 | 0 | 0 | 0 | 0
F8_Commercial_Interruptible - Miscellaneous_New_Food Preparation_Natural Gas_Broiler_A_Achievable Economic RVT Potential | F8 | Commercial | Interruptible - Miscellaneous | New | Food Preparation | Natural Gas | Broiler | A | Cumulative Summer Peak Savings (MW) | Achievable Economic RVT Potential | 0 | 0 | 0 | 0 | 0 | 0 | 0 | 0 | 0 | 0 | 0 | 0 | 0 | 0 | 0 | 0 | 0 | 0 | 0 | 0 | 0 | 0 | 0 | 0 | 0 | 0 | 0
F9_Commercial_Interruptible - Miscellaneous_New_Food Preparation_Natural Gas_Broiler_A_Achievable Economic RVT Potential | F9 | Commercial | Interruptible - Miscellaneous | New | Food Preparation | Natural Gas | Broiler | A | Cumulative Winter Peak Savings (MW) | Achievable Economic RVT Potential | 0 | 0 | 0 | 0 | 0 | 0 | 0 | 0 | 0 | 0 | 0 | 0 | 0 | 0 | 0 | 0 | 0 | 0 | 0 | 0 | 0 | 0 | 0 | 0 | 0 | 0 | 0
F10_Commercial_Interruptible - Miscellaneous_New_Food Preparation_Natural Gas_Broiler_A_Achievable Economic RVT Potential | F10 | Commercial | Interruptible - Miscellaneous | New | Food Preparation | Natural Gas | Broiler | A | Purchases (Incremental) | Achievable Economic RVT Potential | 0 | 0 | 0 | 0 | 0 | 0 | 0 | 0 | 0 | 0 | 0 | 0 | 0 | 0 | 0 | 0 | 0 | 0 | 0 | 0 | 0 | 0 | 0 | 0 | 0 | 0 | 0
F11_Commercial_Interruptible - Miscellaneous_New_Food Preparation_Natural Gas_Broiler_A_Achievable Economic RVT Potential | F11 | Commercial | Interruptible - Miscellaneous | New | Food Preparation | Natural Gas | Broiler | A | Purchases (Cumulative) | Achievable Economic RVT Potential | 0 | 0 | 0 | 0 | 0 | 0 | 0 | 0 | 0 | 0 | 0 | 0 | 0 | 0 | 0 | 0 | 0 | 0 | 0 | 0 | 0 | 0 | 0 | 0 | 0 | 0 | 0
F1_Commercial_Interruptible - Miscellaneous_New_Food Preparation_Natural Gas_Griddle_A_Achievable Economic RVT Potential | F1 | Commercial | Interruptible - Miscellaneous | New | Food Preparation | Natural Gas | Griddle | A | Integrated Unit Energy Savings (kWh or therms) | Achievable Economic RVT Potential | 0 | 0 | 0 | 0 | 0 | 0 | 0 | 0 | 0 | 0 | 0 | 0 | 0 | 0 | 0 | 0 | 0 | 0 | 0 | 0 | 0 | 0 | 0 | 0 | 0 | 0 | 0
F2_Commercial_Interruptible - Miscellaneous_New_Food Preparation_Natural Gas_Griddle_A_Achievable Economic RVT Potential | F2 | Commercial | Interruptible - Miscellaneous | New | Food Preparation | Natural Gas | Griddle | A | Integrated Unit Summer Peak Savings (kW) | Achievable Economic RVT Potential | 0 | 0 | 0 | 0 | 0 | 0 | 0 | 0 | 0 | 0 | 0 | 0 | 0 | 0 | 0 | 0 | 0 | 0 | 0 | 0 | 0 | 0 | 0 | 0 | 0 | 0 | 0
F3_Commercial_Interruptible - Miscellaneous_New_Food Preparation_Natural Gas_Griddle_A_Achievable Economic RVT Potential | F3 | Commercial | Interruptible - Miscellaneous | New | Food Preparation | Natural Gas | Griddle | A | Integrated Unit Winter Peak Savings (kW) | Achievable Economic RVT Potential | 0 | 0 | 0 | 0 | 0 | 0 | 0 | 0 | 0 | 0 | 0 | 0 | 0 | 0 | 0 | 0 | 0 | 0 | 0 | 0 | 0 | 0 | 0 | 0 | 0 | 0 | 0
F4_Commercial_Interruptible - Miscellaneous_New_Food Preparation_Natural Gas_Griddle_A_Achievable Economic RVT Potential | F4 | Commercial | Interruptible - Miscellaneous | New | Food Preparation | Natural Gas | Griddle | A | Incremental Energy Savings (MWh or mTherms) | Achievable Economic RVT Potential | 0 | 0 | 0 | 0 | 0 | 0 | 0 | 0 | 0 | 0 | 0 | 0 | 0 | 0 | 0 | 0 | 0 | 0 | 0 | 0 | 0 | 0 | 0 | 0 | 0 | 0 | 0
F5_Commercial_Interruptible - Miscellaneous_New_Food Preparation_Natural Gas_Griddle_A_Achievable Economic RVT Potential | F5 | Commercial | Interruptible - Miscellaneous | New | Food Preparation | Natural Gas | Griddle | A | Incremental Summer Peak Savings (MW) | Achievable Economic RVT Potential | 0 | 0 | 0 | 0 | 0 | 0 | 0 | 0 | 0 | 0 | 0 | 0 | 0 | 0 | 0 | 0 | 0 | 0 | 0 | 0 | 0 | 0 | 0 | 0 | 0 | 0 | 0
F6_Commercial_Interruptible - Miscellaneous_New_Food Preparation_Natural Gas_Griddle_A_Achievable Economic RVT Potential | F6 | Commercial | Interruptible - Miscellaneous | New | Food Preparation | Natural Gas | Griddle | A | Incremental Winter Peak Savings (MW) | Achievable Economic RVT Potential | 0 | 0 | 0 | 0 | 0 | 0 | 0 | 0 | 0 | 0 | 0 | 0 | 0 | 0 | 0 | 0 | 0 | 0 | 0 | 0 | 0 | 0 | 0 | 0 | 0 | 0 | 0
F7_Commercial_Interruptible - Miscellaneous_New_Food Preparation_Natural Gas_Griddle_A_Achievable Economic RVT Potential | F7 | Commercial | Interruptible - Miscellaneous | New | Food Preparation | Natural Gas | Griddle | A | Cumulative Energy Savings (MWh or mTherms) | Achievable Economic RVT Potential | 0 | 0 | 0 | 0 | 0 | 0 | 0 | 0 | 0 | 0 | 0 | 0 | 0 | 0 | 0 | 0 | 0 | 0 | 0 | 0 | 0 | 0 | 0 | 0 | 0 | 0 | 0
F8_Commercial_Interruptible - Miscellaneous_New_Food Preparation_Natural Gas_Griddle_A_Achievable Economic RVT Potential | F8 | Commercial | Interruptible - Miscellaneous | New | Food Preparation | Natural Gas | Griddle | A | Cumulative Summer Peak Savings (MW) | Achievable Economic RVT Potential | 0 | 0 | 0 | 0 | 0 | 0 | 0 | 0 | 0 | 0 | 0 | 0 | 0 | 0 | 0 | 0 | 0 | 0 | 0 | 0 | 0 | 0 | 0 | 0 | 0 | 0 | 0
F9_Commercial_Interruptible - Miscellaneous_New_Food Preparation_Natural Gas_Griddle_A_Achievable Economic RVT Potential | F9 | Commercial | Interruptible - Miscellaneous | New | Food Preparation | Natural Gas | Griddle | A | Cumulative Winter Peak Savings (MW) | Achievable Economic RVT Potential | 0 | 0 | 0 | 0 | 0 | 0 | 0 | 0 | 0 | 0 | 0 | 0 | 0 | 0 | 0 | 0 | 0 | 0 | 0 | 0 | 0 | 0 | 0 | 0 | 0 | 0 | 0
F10_Commercial_Interruptible - Miscellaneous_New_Food Preparation_Natural Gas_Griddle_A_Achievable Economic RVT Potential | F10 | Commercial | Interruptible - Miscellaneous | New | Food Preparation | Natural Gas | Griddle | A | Purchases (Incremental) | Achievable Economic RVT Potential | 0 | 0 | 0 | 0 | 0 | 0 | 0 | 0 | 0 | 0 | 0 | 0 | 0 | 0 | 0 | 0 | 0 | 0 | 0 | 0 | 0 | 0 | 0 | 0 | 0 | 0 | 0
F11_Commercial_Interruptible - Miscellaneous_New_Food Preparation_Natural Gas_Griddle_A_Achievable Economic RVT Potential | F11 | Commercial | Interruptible - Miscellaneous | New | Food Preparation | Natural Gas | Griddle | A | Purchases (Cumulative) | Achievable Economic RVT Potential | 0 | 0 | 0 | 0 | 0 | 0 | 0 | 0 | 0 | 0 | 0 | 0 | 0 | 0 | 0 | 0 | 0 | 0 | 0 | 0 | 0 | 0 | 0 | 0 | 0 | 0 | 0
F1_Commercial_Interruptible - Miscellaneous_New_Food Preparation_Natural Gas_Range_A_Achievable Economic RVT Potential | F1 | Commercial | Interruptible - Miscellaneous | New | Food Preparation | Natural Gas | Range | A | Integrated Unit Energy Savings (kWh or therms) | Achievable Economic RVT Potential | 0 | 0 | 0 | 0 | 0 | 0 | 0 | 0 | 0 | 0 | 0 | 0 | 0 | 0 | 0 | 0 | 0 | 0 | 0 | 0 | 0 | 0 | 0 | 0 | 0 | 0 | 0
F2_Commercial_Interruptible - Miscellaneous_New_Food Preparation_Natural Gas_Range_A_Achievable Economic RVT Potential | F2 | Commercial | Interruptible - Miscellaneous | New | Food Preparation | Natural Gas | Range | A | Integrated Unit Summer Peak Savings (kW) | Achievable Economic RVT Potential | 0 | 0 | 0 | 0 | 0 | 0 | 0 | 0 | 0 | 0 | 0 | 0 | 0 | 0 | 0 | 0 | 0 | 0 | 0 | 0 | 0 | 0 | 0 | 0 | 0 | 0 | 0
F3_Commercial_Interruptible - Miscellaneous_New_Food Preparation_Natural Gas_Range_A_Achievable Economic RVT Potential | F3 | Commercial | Interruptible - Miscellaneous | New | Food Preparation | Natural Gas | Range | A | Integrated Unit Winter Peak Savings (kW) | Achievable Economic RVT Potential | 0 | 0 | 0 | 0 | 0 | 0 | 0 | 0 | 0 | 0 | 0 | 0 | 0 | 0 | 0 | 0 | 0 | 0 | 0 | 0 | 0 | 0 | 0 | 0 | 0 | 0 | 0
F4_Commercial_Interruptible - Miscellaneous_New_Food Preparation_Natural Gas_Range_A_Achievable Economic RVT Potential | F4 | Commercial | Interruptible - Miscellaneous | New | Food Preparation | Natural Gas | Range | A | Incremental Energy Savings (MWh or mTherms) | Achievable Economic RVT Potential | 0 | 0 | 0 | 0 | 0 | 0 | 0 | 0 | 0 | 0 | 0 | 0 | 0 | 0 | 0 | 0 | 0 | 0 | 0 | 0 | 0 | 0 | 0 | 0 | 0 | 0 | 0
F5_Commercial_Interruptible - Miscellaneous_New_Food Preparation_Natural Gas_Range_A_Achievable Economic RVT Potential | F5 | Commercial | Interruptible - Miscellaneous | New | Food Preparation | Natural Gas | Range | A | Incremental Summer Peak Savings (MW) | Achievable Economic RVT Potential | 0 | 0 | 0 | 0 | 0 | 0 | 0 | 0 | 0 | 0 | 0 | 0 | 0 | 0 | 0 | 0 | 0 | 0 | 0 | 0 | 0 | 0 | 0 | 0 | 0 | 0 | 0
F6_Commercial_Interruptible - Miscellaneous_New_Food Preparation_Natural Gas_Range_A_Achievable Economic RVT Potential | F6 | Commercial | Interruptible - Miscellaneous | New | Food Preparation | Natural Gas | Range | A | Incremental Winter Peak Savings (MW) | Achievable Economic RVT Potential | 0 | 0 | 0 | 0 | 0 | 0 | 0 | 0 | 0 | 0 | 0 | 0 | 0 | 0 | 0 | 0 | 0 | 0 | 0 | 0 | 0 | 0 | 0 | 0 | 0 | 0 | 0
F7_Commercial_Interruptible - Miscellaneous_New_Food Preparation_Natural Gas_Range_A_Achievable Economic RVT Potential | F7 | Commercial | Interruptible - Miscellaneous | New | Food Preparation | Natural Gas | Range | A | Cumulative Energy Savings (MWh or mTherms) | Achievable Economic RVT Potential | 0 | 0 | 0 | 0 | 0 | 0 | 0 | 0 | 0 | 0 | 0 | 0 | 0 | 0 | 0 | 0 | 0 | 0 | 0 | 0 | 0 | 0 | 0 | 0 | 0 | 0 | 0
F8_Commercial_Interruptible - Miscellaneous_New_Food Preparation_Natural Gas_Range_A_Achievable Economic RVT Potential | F8 | Commercial | Interruptible - Miscellaneous | New | Food Preparation | Natural Gas | Range | A | Cumulative Summer Peak Savings (MW) | Achievable Economic RVT Potential | 0 | 0 | 0 | 0 | 0 | 0 | 0 | 0 | 0 | 0 | 0 | 0 | 0 | 0 | 0 | 0 | 0 | 0 | 0 | 0 | 0 | 0 | 0 | 0 | 0 | 0 | 0
F9_Commercial_Interruptible - Miscellaneous_New_Food Preparation_Natural Gas_Range_A_Achievable Economic RVT Potential | F9 | Commercial | Interruptible - Miscellaneous | New | Food Preparation | Natural Gas | Range | A | Cumulative Winter Peak Savings (MW) | Achievable Economic RVT Potential | 0 | 0 | 0 | 0 | 0 | 0 | 0 | 0 | 0 | 0 | 0 | 0 | 0 | 0 | 0 | 0 | 0 | 0 | 0 | 0 | 0 | 0 | 0 | 0 | 0 | 0 | 0
F10_Commercial_Interruptible - Miscellaneous_New_Food Preparation_Natural Gas_Range_A_Achievable Economic RVT Potential | F10 | Commercial | Interruptible - Miscellaneous | New | Food Preparation | Natural Gas | Range | A | Purchases (Incremental) | Achievable Economic RVT Potential | 0 | 0 | 0 | 0 | 0 | 0 | 0 | 0 | 0 | 0 | 0 | 0 | 0 | 0 | 0 | 0 | 0 | 0 | 0 | 0 | 0 | 0 | 0 | 0 | 0 | 0 | 0
F11_Commercial_Interruptible - Miscellaneous_New_Food Preparation_Natural Gas_Range_A_Achievable Economic RVT Potential | F11 | Commercial | Interruptible - Miscellaneous | New | Food Preparation | Natural Gas | Range | A | Purchases (Cumulative) | Achievable Economic RVT Potential | 0 | 0 | 0 | 0 | 0 | 0 | 0 | 0 | 0 | 0 | 0 | 0 | 0 | 0 | 0 | 0 | 0 | 0 | 0 | 0 | 0 | 0 | 0 | 0 | 0 | 0 | 0
F1_Commercial_Interruptible - Miscellaneous_New_Food Preparation_Natural Gas_Steamer_A_Achievable Economic RVT Potential | F1 | Commercial | Interruptible - Miscellaneous | New | Food Preparation | Natural Gas | Steamer | A | Integrated Unit Energy Savings (kWh or therms) | Achievable Economic RVT Potential | 0 | 0 | 0 | 0 | 0 | 0 | 0 | 0 | 0 | 0 | 0 | 0 | 0 | 0 | 0 | 0 | 0 | 0 | 0 | 0 | 0 | 0 | 0 | 0 | 0 | 0 | 0
F2_Commercial_Interruptible - Miscellaneous_New_Food Preparation_Natural Gas_Steamer_A_Achievable Economic RVT Potential | F2 | Commercial | Interruptible - Miscellaneous | New | Food Preparation | Natural Gas | Steamer | A | Integrated Unit Summer Peak Savings (kW) | Achievable Economic RVT Potential | 0 | 0 | 0 | 0 | 0 | 0 | 0 | 0 | 0 | 0 | 0 | 0 | 0 | 0 | 0 | 0 | 0 | 0 | 0 | 0 | 0 | 0 | 0 | 0 | 0 | 0 | 0
F3_Commercial_Interruptible - Miscellaneous_New_Food Preparation_Natural Gas_Steamer_A_Achievable Economic RVT Potential | F3 | Commercial | Interruptible - Miscellaneous | New | Food Preparation | Natural Gas | Steamer | A | Integrated Unit Winter Peak Savings (kW) | Achievable Economic RVT Potential | 0 | 0 | 0 | 0 | 0 | 0 | 0 | 0 | 0 | 0 | 0 | 0 | 0 | 0 | 0 | 0 | 0 | 0 | 0 | 0 | 0 | 0 | 0 | 0 | 0 | 0 | 0
F4_Commercial_Interruptible - Miscellaneous_New_Food Preparation_Natural Gas_Steamer_A_Achievable Economic RVT Potential | F4 | Commercial | Interruptible - Miscellaneous | New | Food Preparation | Natural Gas | Steamer | A | Incremental Energy Savings (MWh or mTherms) | Achievable Economic RVT Potential | 0 | 0 | 0 | 0 | 0 | 0 | 0 | 0 | 0 | 0 | 0 | 0 | 0 | 0 | 0 | 0 | 0 | 0 | 0 | 0 | 0 | 0 | 0 | 0 | 0 | 0 | 0
F5_Commercial_Interruptible - Miscellaneous_New_Food Preparation_Natural Gas_Steamer_A_Achievable Economic RVT Potential | F5 | Commercial | Interruptible - Miscellaneous | New | Food Preparation | Natural Gas | Steamer | A | Incremental Summer Peak Savings (MW) | Achievable Economic RVT Potential | 0 | 0 | 0 | 0 | 0 | 0 | 0 | 0 | 0 | 0 | 0 | 0 | 0 | 0 | 0 | 0 | 0 | 0 | 0 | 0 | 0 | 0 | 0 | 0 | 0 | 0 | 0
F6_Commercial_Interruptible - Miscellaneous_New_Food Preparation_Natural Gas_Steamer_A_Achievable Economic RVT Potential | F6 | Commercial | Interruptible - Miscellaneous | New | Food Preparation | Natural Gas | Steamer | A | Incremental Winter Peak Savings (MW) | Achievable Economic RVT Potential | 0 | 0 | 0 | 0 | 0 | 0 | 0 | 0 | 0 | 0 | 0 | 0 | 0 | 0 | 0 | 0 | 0 | 0 | 0 | 0 | 0 | 0 | 0 | 0 | 0 | 0 | 0
F7_Commercial_Interruptible - Miscellaneous_New_Food Preparation_Natural Gas_Steamer_A_Achievable Economic RVT Potential | F7 | Commercial | Interruptible - Miscellaneous | New | Food Preparation | Natural Gas | Steamer | A | Cumulative Energy Savings (MWh or mTherms) | Achievable Economic RVT Potential | 0 | 0 | 0 | 0 | 0 | 0 | 0 | 0 | 0 | 0 | 0 | 0 | 0 | 0 | 0 | 0 | 0 | 0 | 0 | 0 | 0 | 0 | 0 | 0 | 0 | 0 | 0
F8_Commercial_Interruptible - Miscellaneous_New_Food Preparation_Natural Gas_Steamer_A_Achievable Economic RVT Potential | F8 | Commercial | Interruptible - Miscellaneous | New | Food Preparation | Natural Gas | Steamer | A | Cumulative Summer Peak Savings (MW) | Achievable Economic RVT Potential | 0 | 0 | 0 | 0 | 0 | 0 | 0 | 0 | 0 | 0 | 0 | 0 | 0 | 0 | 0 | 0 | 0 | 0 | 0 | 0 | 0 | 0 | 0 | 0 | 0 | 0 | 0
F9_Commercial_Interruptible - Miscellaneous_New_Food Preparation_Natural Gas_Steamer_A_Achievable Economic RVT Potential | F9 | Commercial | Interruptible - Miscellaneous | New | Food Preparation | Natural Gas | Steamer | A | Cumulative Winter Peak Savings (MW) | Achievable Economic RVT Potential | 0 | 0 | 0 | 0 | 0 | 0 | 0 | 0 | 0 | 0 | 0 | 0 | 0 | 0 | 0 | 0 | 0 | 0 | 0 | 0 | 0 | 0 | 0 | 0 | 0 | 0 | 0
F10_Commercial_Interruptible - Miscellaneous_New_Food Preparation_Natural Gas_Steamer_A_Achievable Economic RVT Potential | F10 | Commercial | Interruptible - Miscellaneous | New | Food Preparation | Natural Gas | Steamer | A | Purchases (Incremental) | Achievable Economic RVT Potential | 0 | 0 | 0 | 0 | 0 | 0 | 0 | 0 | 0 | 0 | 0 | 0 | 0 | 0 | 0 | 0 | 0 | 0 | 0 | 0 | 0 | 0 | 0 | 0 | 0 | 0 | 0
F11_Commercial_Interruptible - Miscellaneous_New_Food Preparation_Natural Gas_Steamer_A_Achievable Economic RVT Potential | F11 | Commercial | Interruptible - Miscellaneous | New | Food Preparation | Natural Gas | Steamer | A | Purchases (Cumulative) | Achievable Economic RVT Potential | 0 | 0 | 0 | 0 | 0 | 0 | 0 | 0 | 0 | 0 | 0 | 0 | 0 | 0 | 0 | 0 | 0 | 0 | 0 | 0 | 0 | 0 | 0 | 0 | 0 | 0 | 0
F1_Commercial_Interruptible - Miscellaneous_New_Food Preparation_Natural Gas_Commercial Food Prep Other_A_Achievable Economic RVT Potential | F1 | Commercial | Interruptible - Miscellaneous | New | Food Preparation | Natural Gas | Commercial Food Prep Other | A | Integrated Unit Energy Savings (kWh or therms) | Achievable Economic RVT Potential | 0 | 0 | 0 | 0 | 0 | 0 | 0 | 0 | 0 | 0 | 0 | 0 | 0 | 0 | 0 | 0 | 0 | 0 | 0 | 0 | 0 | 0 | 0 | 0 | 0 | 0 | 0
F2_Commercial_Interruptible - Miscellaneous_New_Food Preparation_Natural Gas_Commercial Food Prep Other_A_Achievable Economic RVT Potential | F2 | Commercial | Interruptible - Miscellaneous | New | Food Preparation | Natural Gas | Commercial Food Prep Other | A | Integrated Unit Summer Peak Savings (kW) | Achievable Economic RVT Potential | 0 | 0 | 0 | 0 | 0 | 0 | 0 | 0 | 0 | 0 | 0 | 0 | 0 | 0 | 0 | 0 | 0 | 0 | 0 | 0 | 0 | 0 | 0 | 0 | 0 | 0 | 0
F3_Commercial_Interruptible - Miscellaneous_New_Food Preparation_Natural Gas_Commercial Food Prep Other_A_Achievable Economic RVT Potential | F3 | Commercial | Interruptible - Miscellaneous | New | Food Preparation | Natural Gas | Commercial Food Prep Other | A | Integrated Unit Winter Peak Savings (kW) | Achievable Economic RVT Potential | 0 | 0 | 0 | 0 | 0 | 0 | 0 | 0 | 0 | 0 | 0 | 0 | 0 | 0 | 0 | 0 | 0 | 0 | 0 | 0 | 0 | 0 | 0 | 0 | 0 | 0 | 0
F4_Commercial_Interruptible - Miscellaneous_New_Food Preparation_Natural Gas_Commercial Food Prep Other_A_Achievable Economic RVT Potential | F4 | Commercial | Interruptible - Miscellaneous | New | Food Preparation | Natural Gas | Commercial Food Prep Other | A | Incremental Energy Savings (MWh or mTherms) | Achievable Economic RVT Potential | 0 | 0 | 0 | 0 | 0 | 0 | 0 | 0 | 0 | 0 | 0 | 0 | 0 | 0 | 0 | 0 | 0 | 0 | 0 | 0 | 0 | 0 | 0 | 0 | 0 | 0 | 0
F5_Commercial_Interruptible - Miscellaneous_New_Food Preparation_Natural Gas_Commercial Food Prep Other_A_Achievable Economic RVT Potential | F5 | Commercial | Interruptible - Miscellaneous | New | Food Preparation | Natural Gas | Commercial Food Prep Other | A | Incremental Summer Peak Savings (MW) | Achievable Economic RVT Potential | 0 | 0 | 0 | 0 | 0 | 0 | 0 | 0 | 0 | 0 | 0 | 0 | 0 | 0 | 0 | 0 | 0 | 0 | 0 | 0 | 0 | 0 | 0 | 0 | 0 | 0 | 0
F6_Commercial_Interruptible - Miscellaneous_New_Food Preparation_Natural Gas_Commercial Food Prep Other_A_Achievable Economic RVT Potential | F6 | Commercial | Interruptible - Miscellaneous | New | Food Preparation | Natural Gas | Commercial Food Prep Other | A | Incremental Winter Peak Savings (MW) | Achievable Economic RVT Potential | 0 | 0 | 0 | 0 | 0 | 0 | 0 | 0 | 0 | 0 | 0 | 0 | 0 | 0 | 0 | 0 | 0 | 0 | 0 | 0 | 0 | 0 | 0 | 0 | 0 | 0 | 0
F7_Commercial_Interruptible - Miscellaneous_New_Food Preparation_Natural Gas_Commercial Food Prep Other_A_Achievable Economic RVT Potential | F7 | Commercial | Interruptible - Miscellaneous | New | Food Preparation | Natural Gas | Commercial Food Prep Other | A | Cumulative Energy Savings (MWh or mTherms) | Achievable Economic RVT Potential | 0 | 0 | 0 | 0 | 0 | 0 | 0 | 0 | 0 | 0 | 0 | 0 | 0 | 0 | 0 | 0 | 0 | 0 | 0 | 0 | 0 | 0 | 0 | 0 | 0 | 0 | 0
F8_Commercial_Interruptible - Miscellaneous_New_Food Preparation_Natural Gas_Commercial Food Prep Other_A_Achievable Economic RVT Potential | F8 | Commercial | Interruptible - Miscellaneous | New | Food Preparation | Natural Gas | Commercial Food Prep Other | A | Cumulative Summer Peak Savings (MW) | Achievable Economic RVT Potential | 0 | 0 | 0 | 0 | 0 | 0 | 0 | 0 | 0 | 0 | 0 | 0 | 0 | 0 | 0 | 0 | 0 | 0 | 0 | 0 | 0 | 0 | 0 | 0 | 0 | 0 | 0
F9_Commercial_Interruptible - Miscellaneous_New_Food Preparation_Natural Gas_Commercial Food Prep Other_A_Achievable Economic RVT Potential | F9 | Commercial | Interruptible - Miscellaneous | New | Food Preparation | Natural Gas | Commercial Food Prep Other | A | Cumulative Winter Peak Savings (MW) | Achievable Economic RVT Potential | 0 | 0 | 0 | 0 | 0 | 0 | 0 | 0 | 0 | 0 | 0 | 0 | 0 | 0 | 0 | 0 | 0 | 0 | 0 | 0 | 0 | 0 | 0 | 0 | 0 | 0 | 0
F10_Commercial_Interruptible - Miscellaneous_New_Food Preparation_Natural Gas_Commercial Food Prep Other_A_Achievable Economic RVT Potential | F10 | Commercial | Interruptible - Miscellaneous | New | Food Preparation | Natural Gas | Commercial Food Prep Other | A | Purchases (Incremental) | Achievable Economic RVT Potential | 0 | 0 | 0 | 0 | 0 | 0 | 0 | 0 | 0 | 0 | 0 | 0 | 0 | 0 | 0 | 0 | 0 | 0 | 0 | 0 | 0 | 0 | 0 | 0 | 0 | 0 | 0
F11_Commercial_Interruptible - Miscellaneous_New_Food Preparation_Natural Gas_Commercial Food Prep Other_A_Achievable Economic RVT Potential | F11 | Commercial | Interruptible - Miscellaneous | New | Food Preparation | Natural Gas | Commercial Food Prep Other | A | Purchases (Cumulative) | Achievable Economic RVT Potential | 0 | 0 | 0 | 0 | 0 | 0 | 0 | 0 | 0 | 0 | 0 | 0 | 0 | 0 | 0 | 0 | 0 | 0 | 0 | 0 | 0 | 0 | 0 | 0 | 0 | 0 | 0
F1_Commercial_Interruptible - Miscellaneous_New_Miscellaneous_Natural Gas_Pool Heater_A_Achievable Economic RVT Potential | F1 | Commercial | Interruptible - Miscellaneous | New | Miscellaneous | Natural Gas | Pool Heater | A | Integrated Unit Energy Savings (kWh or therms) | Achievable Economic RVT Potential | 0 | 0 | 0 | 0 | 0 | 0 | 0 | 0 | 0 | 0 | 0 | 0 | 0 | 0 | 0 | 0 | 0 | 0 | 0 | 0 | 0 | 0 | 0 | 0 | 0 | 0 | 0
F2_Commercial_Interruptible - Miscellaneous_New_Miscellaneous_Natural Gas_Pool Heater_A_Achievable Economic RVT Potential | F2 | Commercial | Interruptible - Miscellaneous | New | Miscellaneous | Natural Gas | Pool Heater | A | Integrated Unit Summer Peak Savings (kW) | Achievable Economic RVT Potential | 0 | 0 | 0 | 0 | 0 | 0 | 0 | 0 | 0 | 0 | 0 | 0 | 0 | 0 | 0 | 0 | 0 | 0 | 0 | 0 | 0 | 0 | 0 | 0 | 0 | 0 | 0
F3_Commercial_Interruptible - Miscellaneous_New_Miscellaneous_Natural Gas_Pool Heater_A_Achievable Economic RVT Potential | F3 | Commercial | Interruptible - Miscellaneous | New | Miscellaneous | Natural Gas | Pool Heater | A | Integrated Unit Winter Peak Savings (kW) | Achievable Economic RVT Potential | 0 | 0 | 0 | 0 | 0 | 0 | 0 | 0 | 0 | 0 | 0 | 0 | 0 | 0 | 0 | 0 | 0 | 0 | 0 | 0 | 0 | 0 | 0 | 0 | 0 | 0 | 0
F4_Commercial_Interruptible - Miscellaneous_New_Miscellaneous_Natural Gas_Pool Heater_A_Achievable Economic RVT Potential | F4 | Commercial | Interruptible - Miscellaneous | New | Miscellaneous | Natural Gas | Pool Heater | A | Incremental Energy Savings (MWh or mTherms) | Achievable Economic RVT Potential | 0 | 0 | 0 | 0 | 0 | 0 | 0 | 0 | 0 | 0 | 0 | 0 | 0 | 0 | 0 | 0 | 0 | 0 | 0 | 0 | 0 | 0 | 0 | 0 | 0 | 0 | 0
F5_Commercial_Interruptible - Miscellaneous_New_Miscellaneous_Natural Gas_Pool Heater_A_Achievable Economic RVT Potential | F5 | Commercial | Interruptible - Miscellaneous | New | Miscellaneous | Natural Gas | Pool Heater | A | Incremental Summer Peak Savings (MW) | Achievable Economic RVT Potential | 0 | 0 | 0 | 0 | 0 | 0 | 0 | 0 | 0 | 0 | 0 | 0 | 0 | 0 | 0 | 0 | 0 | 0 | 0 | 0 | 0 | 0 | 0 | 0 | 0 | 0 | 0
F6_Commercial_Interruptible - Miscellaneous_New_Miscellaneous_Natural Gas_Pool Heater_A_Achievable Economic RVT Potential | F6 | Commercial | Interruptible - Miscellaneous | New | Miscellaneous | Natural Gas | Pool Heater | A | Incremental Winter Peak Savings (MW) | Achievable Economic RVT Potential | 0 | 0 | 0 | 0 | 0 | 0 | 0 | 0 | 0 | 0 | 0 | 0 | 0 | 0 | 0 | 0 | 0 | 0 | 0 | 0 | 0 | 0 | 0 | 0 | 0 | 0 | 0
F7_Commercial_Interruptible - Miscellaneous_New_Miscellaneous_Natural Gas_Pool Heater_A_Achievable Economic RVT Potential | F7 | Commercial | Interruptible - Miscellaneous | New | Miscellaneous | Natural Gas | Pool Heater | A | Cumulative Energy Savings (MWh or mTherms) | Achievable Economic RVT Potential | 0 | 0 | 0 | 0 | 0 | 0 | 0 | 0 | 0 | 0 | 0 | 0 | 0 | 0 | 0 | 0 | 0 | 0 | 0 | 0 | 0 | 0 | 0 | 0 | 0 | 0 | 0
F8_Commercial_Interruptible - Miscellaneous_New_Miscellaneous_Natural Gas_Pool Heater_A_Achievable Economic RVT Potential | F8 | Commercial | Interruptible - Miscellaneous | New | Miscellaneous | Natural Gas | Pool Heater | A | Cumulative Summer Peak Savings (MW) | Achievable Economic RVT Potential | 0 | 0 | 0 | 0 | 0 | 0 | 0 | 0 | 0 | 0 | 0 | 0 | 0 | 0 | 0 | 0 | 0 | 0 | 0 | 0 | 0 | 0 | 0 | 0 | 0 | 0 | 0
F9_Commercial_Interruptible - Miscellaneous_New_Miscellaneous_Natural Gas_Pool Heater_A_Achievable Economic RVT Potential | F9 | Commercial | Interruptible - Miscellaneous | New | Miscellaneous | Natural Gas | Pool Heater | A | Cumulative Winter Peak Savings (MW) | Achievable Economic RVT Potential | 0 | 0 | 0 | 0 | 0 | 0 | 0 | 0 | 0 | 0 | 0 | 0 | 0 | 0 | 0 | 0 | 0 | 0 | 0 | 0 | 0 | 0 | 0 | 0 | 0 | 0 | 0
F10_Commercial_Interruptible - Miscellaneous_New_Miscellaneous_Natural Gas_Pool Heater_A_Achievable Economic RVT Potential | F10 | Commercial | Interruptible - Miscellaneous | New | Miscellaneous | Natural Gas | Pool Heater | A | Purchases (Incremental) | Achievable Economic RVT Potential | 0 | 0 | 0 | 0 | 0 | 0 | 0 | 0 | 0 | 0 | 0 | 0 | 0 | 0 | 0 | 0 | 0 | 0 | 0 | 0 | 0 | 0 | 0 | 0 | 0 | 0 | 0
F11_Commercial_Interruptible - Miscellaneous_New_Miscellaneous_Natural Gas_Pool Heater_A_Achievable Economic RVT Potential | F11 | Commercial | Interruptible - Miscellaneous | New | Miscellaneous | Natural Gas | Pool Heater | A | Purchases (Cumulative) | Achievable Economic RVT Potential | 0 | 0 | 0 | 0 | 0 | 0 | 0 | 0 | 0 | 0 | 0 | 0 | 0 | 0 | 0 | 0 | 0 | 0 | 0 | 0 | 0 | 0 | 0 | 0 | 0 | 0 | 0
F1_Commercial_WA - College_Existing_Space Heating_Natural Gas_Insulation - Ceiling_A_Achievable Economic RVT Potential | F1 | Commercial | WA - College | Existing | Space Heating | Natural Gas | Insulation - Ceiling | A | Integrated Unit Energy Savings (kWh or therms) | Achievable Economic RVT Potential | 0 | 0 | 0.062431 | 0.061975 | 0.06131 | 0.060613 | 0.059889 | 0.05913 | 0.058324 | 0.057471 | 0.056571 | 0.055628 | 0.054655 | 0.053699 | 0.052777 | 0.051897 | 0.051061 | 0.050291 | 0.049685 | 0.049251 | 0.048884 | 0.048607 | 0.04835 | 0.048291 | 0.048238 | 0.048189 | 0.048145
F2_Commercial_WA - College_Existing_Space Heating_Natural Gas_Insulation - Ceiling_A_Achievable Economic RVT Potential | F2 | Commercial | WA - College | Existing | Space Heating | Natural Gas | Insulation - Ceiling | A | Integrated Unit Summer Peak Savings (kW) | Achievable Economic RVT Potential | 0 | 0 | 0 | 0 | 0 | 0 | 0 | 0 | 0 | 0 | 0 | 0 | 0 | 0 | 0 | 0 | 0 | 0 | 0 | 0 | 0 | 0 | 0 | 0 | 0 | 0 | 0
F3_Commercial_WA - College_Existing_Space Heating_Natural Gas_Insulation - Ceiling_A_Achievable Economic RVT Potential | F3 | Commercial | WA - College | Existing | Space Heating | Natural Gas | Insulation - Ceiling | A | Integrated Unit Winter Peak Savings (kW) | Achievable Economic RVT Potential | 0 | 0 | 0 | 0 | 0 | 0 | 0 | 0 | 0 | 0 | 0 | 0 | 0 | 0 | 0 | 0 | 0 | 0 | 0 | 0 | 0 | 0 | 0 | 0 | 0 | 0 | 0
F4_Commercial_WA - College_Existing_Space Heating_Natural Gas_Insulation - Ceiling_A_Achievable Economic RVT Potential | F4 | Commercial | WA - College | Existing | Space Heating | Natural Gas | Insulation - Ceiling | A | Incremental Energy Savings (MWh or mTherms) | Achievable Economic RVT Potential | 0 | 0 | 0 | 0 | 0 | 0 | 0 | 0 | 0 | 0 | 0 | 0 | 0 | 0 | 0 | 0 | 0 | 0 | 0 | 0 | 0 | 0 | 0 | 0 | 0 | 0 | 0
F5_Commercial_WA - College_Existing_Space Heating_Natural Gas_Insulation - Ceiling_A_Achievable Economic RVT Potential | F5 | Commercial | WA - College | Existing | Space Heating | Natural Gas | Insulation - Ceiling | A | Incremental Summer Peak Savings (MW) | Achievable Economic RVT Potential | 0 | 0 | 0 | 0 | 0 | 0 | 0 | 0 | 0 | 0 | 0 | 0 | 0 | 0 | 0 | 0 | 0 | 0 | 0 | 0 | 0 | 0 | 0 | 0 | 0 | 0 | 0
F6_Commercial_WA - College_Existing_Space Heating_Natural Gas_Insulation - Ceiling_A_Achievable Economic RVT Potential | F6 | Commercial | WA - College | Existing | Space Heating | Natural Gas | Insulation - Ceiling | A | Incremental Winter Peak Savings (MW) | Achievable Economic RVT Potential | 0 | 0 | 0 | 0 | 0 | 0 | 0 | 0 | 0 | 0 | 0 | 0 | 0 | 0 | 0 | 0 | 0 | 0 | 0 | 0 | 0 | 0 | 0 | 0 | 0 | 0 | 0
F7_Commercial_WA - College_Existing_Space Heating_Natural Gas_Insulation - Ceiling_A_Achievable Economic RVT Potential | F7 | Commercial | WA - College | Existing | Space Heating | Natural Gas | Insulation - Ceiling | A | Cumulative Energy Savings (MWh or mTherms) | Achievable Economic RVT Potential | 0 | 0 | 0 | 0 | 0 | 0 | 0 | 0 | 0 | 0 | 0 | 0 | 0 | 0 | 0 | 0 | 0 | 0 | 0 | 0 | 0 | 0 | 0 | 0 | 0 | 0 | 0
F8_Commercial_WA - College_Existing_Space Heating_Natural Gas_Insulation - Ceiling_A_Achievable Economic RVT Potential | F8 | Commercial | WA - College | Existing | Space Heating | Natural Gas | Insulation - Ceiling | A | Cumulative Summer Peak Savings (MW) | Achievable Economic RVT Potential | 0 | 0 | 0 | 0 | 0 | 0 | 0 | 0 | 0 | 0 | 0 | 0 | 0 | 0 | 0 | 0 | 0 | 0 | 0 | 0 | 0 | 0 | 0 | 0 | 0 | 0 | 0
F9_Commercial_WA - College_Existing_Space Heating_Natural Gas_Insulation - Ceiling_A_Achievable Economic RVT Potential | F9 | Commercial | WA - College | Existing | Space Heating | Natural Gas | Insulation - Ceiling | A | Cumulative Winter Peak Savings (MW) | Achievable Economic RVT Potential | 0 | 0 | 0 | 0 | 0 | 0 | 0 | 0 | 0 | 0 | 0 | 0 | 0 | 0 | 0 | 0 | 0 | 0 | 0 | 0 | 0 | 0 | 0 | 0 | 0 | 0 | 0
F10_Commercial_WA - College_Existing_Space Heating_Natural Gas_Insulation - Ceiling_A_Achievable Economic RVT Potential | F10 | Commercial | WA - College | Existing | Space Heating | Natural Gas | Insulation - Ceiling | A | Purchases (Incremental) | Achievable Economic RVT Potential | 0 | 0 | 0 | 0 | 0 | 0 | 0 | 0 | 0 | 0 | 0 | 0 | 0 | 0 | 0 | 0 | 0 | 0 | 0 | 0 | 0 | 0 | 0 | 0 | 0 | 0 | 0
F11_Commercial_WA - College_Existing_Space Heating_Natural Gas_Insulation - Ceiling_A_Achievable Economic RVT Potential | F11 | Commercial | WA - College | Existing | Space Heating | Natural Gas | Insulation - Ceiling | A | Purchases (Cumulative) | Achievable Economic RVT Potential | 0 | 0 | 0 | 0 | 0 | 0 | 0 | 0 | 0 | 0 | 0 | 0 | 0 | 0 | 0 | 0 | 0 | 0 | 0 | 0 | 0 | 0 | 0 | 0 | 0 | 0 | 0
F1_Commercial_WA - College_Existing_Space Heating_Natural Gas_Insulation - Ducting_A_Achievable Economic RVT Potential | F1 | Commercial | WA - College | Existing | Space Heating | Natural Gas | Insulation - Ducting | A | Integrated Unit Energy Savings (kWh or therms) | Achievable Economic RVT Potential | 0 | 0 | 0 | 0 | 0 | 0 | 0 | 0 | 0 | 0 | 0 | 0 | 0 | 0 | 0 | 0 | 0 | 0 | 0 | 0 | 0 | 0 | 0 | 0 | 0 | 0 | 0
F2_Commercial_WA - College_Existing_Space Heating_Natural Gas_Insulation - Ducting_A_Achievable Economic RVT Potential | F2 | Commercial | WA - College | Existing | Space Heating | Natural Gas | Insulation - Ducting | A | Integrated Unit Summer Peak Savings (kW) | Achievable Economic RVT Potential | 0 | 0 | 0 | 0 | 0 | 0 | 0 | 0 | 0 | 0 | 0 | 0 | 0 | 0 | 0 | 0 | 0 | 0 | 0 | 0 | 0 | 0 | 0 | 0 | 0 | 0 | 0
F3_Commercial_WA - College_Existing_Space Heating_Natural Gas_Insulation - Ducting_A_Achievable Economic RVT Potential | F3 | Commercial | WA - College | Existing | Space Heating | Natural Gas | Insulation - Ducting | A | Integrated Unit Winter Peak Savings (kW) | Achievable Economic RVT Potential | 0 | 0 | 0 | 0 | 0 | 0 | 0 | 0 | 0 | 0 | 0 | 0 | 0 | 0 | 0 | 0 | 0 | 0 | 0 | 0 | 0 | 0 | 0 | 0 | 0 | 0 | 0
F4_Commercial_WA - College_Existing_Space Heating_Natural Gas_Insulation - Ducting_A_Achievable Economic RVT Potential | F4 | Commercial | WA - College | Existing | Space Heating | Natural Gas | Insulation - Ducting | A | Incremental Energy Savings (MWh or mTherms) | Achievable Economic RVT Potential | 0 | 0 | 0 | 0 | 0 | 0 | 0 | 0 | 0 | 0 | 0 | 0 | 0 | 0 | 0 | 0 | 0 | 0 | 0 | 0 | 0 | 0 | 0 | 0 | 0 | 0 | 0
F5_Commercial_WA - College_Existing_Space Heating_Natural Gas_Insulation - Ducting_A_Achievable Economic RVT Potential | F5 | Commercial | WA - College | Existing | Space Heating | Natural Gas | Insulation - Ducting | A | Incremental Summer Peak Savings (MW) | Achievable Economic RVT Potential | 0 | 0 | 0 | 0 | 0 | 0 | 0 | 0 | 0 | 0 | 0 | 0 | 0 | 0 | 0 | 0 | 0 | 0 | 0 | 0 | 0 | 0 | 0 | 0 | 0 | 0 | 0
F6_Commercial_WA - College_Existing_Space Heating_Natural Gas_Insulation - Ducting_A_Achievable Economic RVT Potential | F6 | Commercial | WA - College | Existing | Space Heating | Natural Gas | Insulation - Ducting | A | Incremental Winter Peak Savings (MW) | Achievable Economic RVT Potential | 0 | 0 | 0 | 0 | 0 | 0 | 0 | 0 | 0 | 0 | 0 | 0 | 0 | 0 | 0 | 0 | 0 | 0 | 0 | 0 | 0 | 0 | 0 | 0 | 0 | 0 | 0
F7_Commercial_WA - College_Existing_Space Heating_Natural Gas_Insulation - Ducting_A_Achievable Economic RVT Potential | F7 | Commercial | WA - College | Existing | Space Heating | Natural Gas | Insulation - Ducting | A | Cumulative Energy Savings (MWh or mTherms) | Achievable Economic RVT Potential | 0 | 0 | 0 | 0 | 0 | 0 | 0 | 0 | 0 | 0 | 0 | 0 | 0 | 0 | 0 | 0 | 0 | 0 | 0 | 0 | 0 | 0 | 0 | 0 | 0 | 0 | 0
F8_Commercial_WA - College_Existing_Space Heating_Natural Gas_Insulation - Ducting_A_Achievable Economic RVT Potential | F8 | Commercial | WA - College | Existing | Space Heating | Natural Gas | Insulation - Ducting | A | Cumulative Summer Peak Savings (MW) | Achievable Economic RVT Potential | 0 | 0 | 0 | 0 | 0 | 0 | 0 | 0 | 0 | 0 | 0 | 0 | 0 | 0 | 0 | 0 | 0 | 0 | 0 | 0 | 0 | 0 | 0 | 0 | 0 | 0 | 0
F9_Commercial_WA - College_Existing_Space Heating_Natural Gas_Insulation - Ducting_A_Achievable Economic RVT Potential | F9 | Commercial | WA - College | Existing | Space Heating | Natural Gas | Insulation - Ducting | A | Cumulative Winter Peak Savings (MW) | Achievable Economic RVT Potential | 0 | 0 | 0 | 0 | 0 | 0 | 0 | 0 | 0 | 0 | 0 | 0 | 0 | 0 | 0 | 0 | 0 | 0 | 0 | 0 | 0 | 0 | 0 | 0 | 0 | 0 | 0
F10_Commercial_WA - College_Existing_Space Heating_Natural Gas_Insulation - Ducting_A_Achievable Economic RVT Potential | F10 | Commercial | WA - College | Existing | Space Heating | Natural Gas | Insulation - Ducting | A | Purchases (Incremental) | Achievable Economic RVT Potential | 0 | 0 | 0 | 0 | 0 | 0 | 0 | 0 | 0 | 0 | 0 | 0 | 0 | 0 | 0 | 0 | 0 | 0 | 0 | 0 | 0 | 0 | 0 | 0 | 0 | 0 | 0
F11_Commercial_WA - College_Existing_Space Heating_Natural Gas_Insulation - Ducting_A_Achievable Economic RVT Potential | F11 | Commercial | WA - College | Existing | Space Heating | Natural Gas | Insulation - Ducting | A | Purchases (Cumulative) | Achievable Economic RVT Potential | 0 | 0 | 0 | 0 | 0 | 0 | 0 | 0 | 0 | 0 | 0 | 0 | 0 | 0 | 0 | 0 | 0 | 0 | 0 | 0 | 0 | 0 | 0 | 0 | 0 | 0 | 0
F1_Commercial_WA - College_Existing_Space Heating_Natural Gas_Insulation - Wall Cavity_A_Achievable Economic RVT Potential | F1 | Commercial | WA - College | Existing | Space Heating | Natural Gas | Insulation - Wall Cavity | A | Integrated Unit Energy Savings (kWh or therms) | Achievable Economic RVT Potential | 0 | 0 | 0.19663 | 0.19584 | 0.19485 | 0.19387 | 0.1929 | 0.19195 | 0.19101 | 0.1901 | 0.18921 | 0.18835 | 0.1875 | 0.18667 | 0.18586 | 0.18507 | 0.18431 | 0.18356 | 0.18297 | 0.18253 | 0.18212 | 0.18173 | 0.18137 | 0.18115 | 0.18095 | 0.18077 | 0.1806
F2_Commercial_WA - College_Existing_Space Heating_Natural Gas_Insulation - Wall Cavity_A_Achievable Economic RVT Potential | F2 | Commercial | WA - College | Existing | Space Heating | Natural Gas | Insulation - Wall Cavity | A | Integrated Unit Summer Peak Savings (kW) | Achievable Economic RVT Potential | 0 | 0 | 0 | 0 | 0 | 0 | 0 | 0 | 0 | 0 | 0 | 0 | 0 | 0 | 0 | 0 | 0 | 0 | 0 | 0 | 0 | 0 | 0 | 0 | 0 | 0 | 0
F3_Commercial_WA - College_Existing_Space Heating_Natural Gas_Insulation - Wall Cavity_A_Achievable Economic RVT Potential | F3 | Commercial | WA - College | Existing | Space Heating | Natural Gas | Insulation - Wall Cavity | A | Integrated Unit Winter Peak Savings (kW) | Achievable Economic RVT Potential | 0 | 0 | 0 | 0 | 0 | 0 | 0 | 0 | 0 | 0 | 0 | 0 | 0 | 0 | 0 | 0 | 0 | 0 | 0 | 0 | 0 | 0 | 0 | 0 | 0 | 0 | 0
F4_Commercial_WA - College_Existing_Space Heating_Natural Gas_Insulation - Wall Cavity_A_Achievable Economic RVT Potential | F4 | Commercial | WA - College | Existing | Space Heating | Natural Gas | Insulation - Wall Cavity | A | Incremental Energy Savings (MWh or mTherms) | Achievable Economic RVT Potential | 0 | 0 | 0 | 0 | 0 | 0 | 0 | 0 | 0 | 0 | 0 | 0 | 0 | 0 | 0 | 0 | 0 | 0 | 0 | 0 | 0 | 0 | 0 | 0 | 0 | 0 | 0
F5_Commercial_WA - College_Existing_Space Heating_Natural Gas_Insulation - Wall Cavity_A_Achievable Economic RVT Potential | F5 | Commercial | WA - College | Existing | Space Heating | Natural Gas | Insulation - Wall Cavity | A | Incremental Summer Peak Savings (MW) | Achievable Economic RVT Potential | 0 | 0 | 0 | 0 | 0 | 0 | 0 | 0 | 0 | 0 | 0 | 0 | 0 | 0 | 0 | 0 | 0 | 0 | 0 | 0 | 0 | 0 | 0 | 0 | 0 | 0 | 0
F6_Commercial_WA - College_Existing_Space Heating_Natural Gas_Insulation - Wall Cavity_A_Achievable Economic RVT Potential | F6 | Commercial | WA - College | Existing | Space Heating | Natural Gas | Insulation - Wall Cavity | A | Incremental Winter Peak Savings (MW) | Achievable Economic RVT Potential | 0 | 0 | 0 | 0 | 0 | 0 | 0 | 0 | 0 | 0 | 0 | 0 | 0 | 0 | 0 | 0 | 0 | 0 | 0 | 0 | 0 | 0 | 0 | 0 | 0 | 0 | 0
F7_Commercial_WA - College_Existing_Space Heating_Natural Gas_Insulation - Wall Cavity_A_Achievable Economic RVT Potential | F7 | Commercial | WA - College | Existing | Space Heating | Natural Gas | Insulation - Wall Cavity | A | Cumulative Energy Savings (MWh or mTherms) | Achievable Economic RVT Potential | 0 | 0 | 0 | 0 | 0 | 0 | 0 | 0 | 0 | 0 | 0 | 0 | 0 | 0 | 0 | 0 | 0 | 0 | 0 | 0 | 0 | 0 | 0 | 0 | 0 | 0 | 0
F8_Commercial_WA - College_Existing_Space Heating_Natural Gas_Insulation - Wall Cavity_A_Achievable Economic RVT Potential | F8 | Commercial | WA - College | Existing | Space Heating | Natural Gas | Insulation - Wall Cavity | A | Cumulative Summer Peak Savings (MW) | Achievable Economic RVT Potential | 0 | 0 | 0 | 0 | 0 | 0 | 0 | 0 | 0 | 0 | 0 | 0 | 0 | 0 | 0 | 0 | 0 | 0 | 0 | 0 | 0 | 0 | 0 | 0 | 0 | 0 | 0
F9_Commercial_WA - College_Existing_Space Heating_Natural Gas_Insulation - Wall Cavity_A_Achievable Economic RVT Potential | F9 | Commercial | WA - College | Existing | Space Heating | Natural Gas | Insulation - Wall Cavity | A | Cumulative Winter Peak Savings (MW) | Achievable Economic RVT Potential | 0 | 0 | 0 | 0 | 0 | 0 | 0 | 0 | 0 | 0 | 0 | 0 | 0 | 0 | 0 | 0 | 0 | 0 | 0 | 0 | 0 | 0 | 0 | 0 | 0 | 0 | 0
F10_Commercial_WA - College_Existing_Space Heating_Natural Gas_Insulation - Wall Cavity_A_Achievable Economic RVT Potential | F10 | Commercial | WA - College | Existing | Space Heating | Natural Gas | Insulation - Wall Cavity | A | Purchases (Incremental) | Achievable Economic RVT Potential | 0 | 0 | 0 | 0 | 0 | 0 | 0 | 0 | 0 | 0 | 0 | 0 | 0 | 0 | 0 | 0 | 0 | 0 | 0 | 0 | 0 | 0 | 0 | 0 | 0 | 0 | 0
F11_Commercial_WA - College_Existing_Space Heating_Natural Gas_Insulation - Wall Cavity_A_Achievable Economic RVT Potential | F11 | Commercial | WA - College | Existing | Space Heating | Natural Gas | Insulation - Wall Cavity | A | Purchases (Cumulative) | Achievable Economic RVT Potential | 0 | 0 | 0 | 0 | 0 | 0 | 0 | 0 | 0 | 0 | 0 | 0 | 0 | 0 | 0 | 0 | 0 | 0 | 0 | 0 | 0 | 0 | 0 | 0 | 0 | 0 | 0
F1_Commercial_WA - College_Existing_Space Heating_Natural Gas_Green Roof - Vegetated Rooftop_A_Achievable Economic RVT Potential | F1 | Commercial | WA - College | Existing | Space Heating | Natural Gas | Green Roof - Vegetated Rooftop | A | Integrated Unit Energy Savings (kWh or therms) | Achievable Economic RVT Potential | 0 | 0 | 0.0035599 | 0.0035212 | 0.0034627 | 0.0033996 | 0.003337 | 0.003274 | 0.0032076 | 0.0031357 | 0.0030587 | 0.0029776 | 0.0028939 | 0.0028103 | 0.0027287 | 0.0026509 | 0.0025783 | 0.0025132 | 0.0024622 | 0.0024255 | 0.0023955 | 0.0023741 | 0.0023546 | 0.0023517 | 0.0023491 | 0.0023467 | 0.0023445
F2_Commercial_WA - College_Existing_Space Heating_Natural Gas_Green Roof - Vegetated Rooftop_A_Achievable Economic RVT Potential | F2 | Commercial | WA - College | Existing | Space Heating | Natural Gas | Green Roof - Vegetated Rooftop | A | Integrated Unit Summer Peak Savings (kW) | Achievable Economic RVT Potential | 0 | 0 | 0 | 0 | 0 | 0 | 0 | 0 | 0 | 0 | 0 | 0 | 0 | 0 | 0 | 0 | 0 | 0 | 0 | 0 | 0 | 0 | 0 | 0 | 0 | 0 | 0
F3_Commercial_WA - College_Existing_Space Heating_Natural Gas_Green Roof - Vegetated Rooftop_A_Achievable Economic RVT Potential | F3 | Commercial | WA - College | Existing | Space Heating | Natural Gas | Green Roof - Vegetated Rooftop | A | Integrated Unit Winter Peak Savings (kW) | Achievable Economic RVT Potential | 0 | 0 | 0 | 0 | 0 | 0 | 0 | 0 | 0 | 0 | 0 | 0 | 0 | 0 | 0 | 0 | 0 | 0 | 0 | 0 | 0 | 0 | 0 | 0 | 0 | 0 | 0
F4_Commercial_WA - College_Existing_Space Heating_Natural Gas_Green Roof - Vegetated Rooftop_A_Achievable Economic RVT Potential | F4 | Commercial | WA - College | Existing | Space Heating | Natural Gas | Green Roof - Vegetated Rooftop | A | Incremental Energy Savings (MWh or mTherms) | Achievable Economic RVT Potential | 0 | 0 | 0 | 0 | 0 | 0 | 0 | 0 | 0 | 0 | 0 | 0 | 0 | 0 | 0 | 0 | 0 | 0 | 0 | 0 | 0 | 0 | 0 | 0 | 0 | 0 | 0
F5_Commercial_WA - College_Existing_Space Heating_Natural Gas_Green Roof - Vegetated Rooftop_A_Achievable Economic RVT Potential | F5 | Commercial | WA - College | Existing | Space Heating | Natural Gas | Green Roof - Vegetated Rooftop | A | Incremental Summer Peak Savings (MW) | Achievable Economic RVT Potential | 0 | 0 | 0 | 0 | 0 | 0 | 0 | 0 | 0 | 0 | 0 | 0 | 0 | 0 | 0 | 0 | 0 | 0 | 0 | 0 | 0 | 0 | 0 | 0 | 0 | 0 | 0
F6_Commercial_WA - College_Existing_Space Heating_Natural Gas_Green Roof - Vegetated Rooftop_A_Achievable Economic RVT Potential | F6 | Commercial | WA - College | Existing | Space Heating | Natural Gas | Green Roof - Vegetated Rooftop | A | Incremental Winter Peak Savings (MW) | Achievable Economic RVT Potential | 0 | 0 | 0 | 0 | 0 | 0 | 0 | 0 | 0 | 0 | 0 | 0 | 0 | 0 | 0 | 0 | 0 | 0 | 0 | 0 | 0 | 0 | 0 | 0 | 0 | 0 | 0
F7_Commercial_WA - College_Existing_Space Heating_Natural Gas_Green Roof - Vegetated Rooftop_A_Achievable Economic RVT Potential | F7 | Commercial | WA - College | Existing | Space Heating | Natural Gas | Green Roof - Vegetated Rooftop | A | Cumulative Energy Savings (MWh or mTherms) | Achievable Economic RVT Potential | 0 | 0 | 0 | 0 | 0 | 0 | 0 | 0 | 0 | 0 | 0 | 0 | 0 | 0 | 0 | 0 | 0 | 0 | 0 | 0 | 0 | 0 | 0 | 0 | 0 | 0 | 0
F8_Commercial_WA - College_Existing_Space Heating_Natural Gas_Green Roof - Vegetated Rooftop_A_Achievable Economic RVT Potential | F8 | Commercial | WA - College | Existing | Space Heating | Natural Gas | Green Roof - Vegetated Rooftop | A | Cumulative Summer Peak Savings (MW) | Achievable Economic RVT Potential | 0 | 0 | 0 | 0 | 0 | 0 | 0 | 0 | 0 | 0 | 0 | 0 | 0 | 0 | 0 | 0 | 0 | 0 | 0 | 0 | 0 | 0 | 0 | 0 | 0 | 0 | 0
F9_Commercial_WA - College_Existing_Space Heating_Natural Gas_Green Roof - Vegetated Rooftop_A_Achievable Economic RVT Potential | F9 | Commercial | WA - College | Existing | Space Heating | Natural Gas | Green Roof - Vegetated Rooftop | A | Cumulative Winter Peak Savings (MW) | Achievable Economic RVT Potential | 0 | 0 | 0 | 0 | 0 | 0 | 0 | 0 | 0 | 0 | 0 | 0 | 0 | 0 | 0 | 0 | 0 | 0 | 0 | 0 | 0 | 0 | 0 | 0 | 0 | 0 | 0
F10_Commercial_WA - College_Existing_Space Heating_Natural Gas_Green Roof - Vegetated Rooftop_A_Achievable Economic RVT Potential | F10 | Commercial | WA - College | Existing | Space Heating | Natural Gas | Green Roof - Vegetated Rooftop | A | Purchases (Incremental) | Achievable Economic RVT Potential | 0 | 0 | 0 | 0 | 0 | 0 | 0 | 0 | 0 | 0 | 0 | 0 | 0 | 0 | 0 | 0 | 0 | 0 | 0 | 0 | 0 | 0 | 0 | 0 | 0 | 0 | 0
F11_Commercial_WA - College_Existing_Space Heating_Natural Gas_Green Roof - Vegetated Rooftop_A_Achievable Economic RVT Potential | F11 | Commercial | WA - College | Existing | Space Heating | Natural Gas | Green Roof - Vegetated Rooftop | A | Purchases (Cumulative) | Achievable Economic RVT Potential | 0 | 0 | 0 | 0 | 0 | 0 | 0 | 0 | 0 | 0 | 0 | 0 | 0 | 0 | 0 | 0 | 0 | 0 | 0 | 0 | 0 | 0 | 0 | 0 | 0 | 0 | 0
F1_Commercial_WA - College_Existing_Space Heating_Natural Gas_Ducting - Repair and Sealing_A_Achievable Economic RVT Potential | F1 | Commercial | WA - College | Existing | Space Heating | Natural Gas | Ducting - Repair and Sealing | A | Integrated Unit Energy Savings (kWh or therms) | Achievable Economic RVT Potential | 0 | 0 | 0.20342 | 0.20253 | 0.20141 | 0.20025 | 0.19907 | 0.19784 | 0.19655 | 0.19521 | 0.19379 | 0.19229 | 0.19072 | 0.18911 | 0.18747 | 0.18586 | 0.18432 | 0.1829 | 0.18177 | 0.18097 | 0.18029 | 0.17976 | 0.17928 | 0.17906 | 0.17887 | 0.17869 | 0.17852
F2_Commercial_WA - College_Existing_Space Heating_Natural Gas_Ducting - Repair and Sealing_A_Achievable Economic RVT Potential | F2 | Commercial | WA - College | Existing | Space Heating | Natural Gas | Ducting - Repair and Sealing | A | Integrated Unit Summer Peak Savings (kW) | Achievable Economic RVT Potential | 0 | 0 | 0 | 0 | 0 | 0 | 0 | 0 | 0 | 0 | 0 | 0 | 0 | 0 | 0 | 0 | 0 | 0 | 0 | 0 | 0 | 0 | 0 | 0 | 0 | 0 | 0
F3_Commercial_WA - College_Existing_Space Heating_Natural Gas_Ducting - Repair and Sealing_A_Achievable Economic RVT Potential | F3 | Commercial | WA - College | Existing | Space Heating | Natural Gas | Ducting - Repair and Sealing | A | Integrated Unit Winter Peak Savings (kW) | Achievable Economic RVT Potential | 0 | 0 | 0 | 0 | 0 | 0 | 0 | 0 | 0 | 0 | 0 | 0 | 0 | 0 | 0 | 0 | 0 | 0 | 0 | 0 | 0 | 0 | 0 | 0 | 0 | 0 | 0
F4_Commercial_WA - College_Existing_Space Heating_Natural Gas_Ducting - Repair and Sealing_A_Achievable Economic RVT Potential | F4 | Commercial | WA - College | Existing | Space Heating | Natural Gas | Ducting - Repair and Sealing | A | Incremental Energy Savings (MWh or mTherms) | Achievable Economic RVT Potential | 0 | 0 | 0 | 0 | 0 | 0 | 0 | 0 | 0 | 0 | 0 | 0 | 0 | 0 | 0 | 0 | 0 | 0 | 0 | 0 | 0 | 0 | 0 | 0 | 0 | 0 | 0
F5_Commercial_WA - College_Existing_Space Heating_Natural Gas_Ducting - Repair and Sealing_A_Achievable Economic RVT Potential | F5 | Commercial | WA - College | Existing | Space Heating | Natural Gas | Ducting - Repair and Sealing | A | Incremental Summer Peak Savings (MW) | Achievable Economic RVT Potential | 0 | 0 | 0 | 0 | 0 | 0 | 0 | 0 | 0 | 0 | 0 | 0 | 0 | 0 | 0 | 0 | 0 | 0 | 0 | 0 | 0 | 0 | 0 | 0 | 0 | 0 | 0
F6_Commercial_WA - College_Existing_Space Heating_Natural Gas_Ducting - Repair and Sealing_A_Achievable Economic RVT Potential | F6 | Commercial | WA - College | Existing | Space Heating | Natural Gas | Ducting - Repair and Sealing | A | Incremental Winter Peak Savings (MW) | Achievable Economic RVT Potential | 0 | 0 | 0 | 0 | 0 | 0 | 0 | 0 | 0 | 0 | 0 | 0 | 0 | 0 | 0 | 0 | 0 | 0 | 0 | 0 | 0 | 0 | 0 | 0 | 0 | 0 | 0
F7_Commercial_WA - College_Existing_Space Heating_Natural Gas_Ducting - Repair and Sealing_A_Achievable Economic RVT Potential | F7 | Commercial | WA - College | Existing | Space Heating | Natural Gas | Ducting - Repair and Sealing | A | Cumulative Energy Savings (MWh or mTherms) | Achievable Economic RVT Potential | 0 | 0 | 0 | 0 | 0 | 0 | 0 | 0 | 0 | 0 | 0 | 0 | 0 | 0 | 0 | 0 | 0 | 0 | 0 | 0 | 0 | 0 | 0 | 0 | 0 | 0 | 0
F8_Commercial_WA - College_Existing_Space Heating_Natural Gas_Ducting - Repair and Sealing_A_Achievable Economic RVT Potential | F8 | Commercial | WA - College | Existing | Space Heating | Natural Gas | Ducting - Repair and Sealing | A | Cumulative Summer Peak Savings (MW) | Achievable Economic RVT Potential | 0 | 0 | 0 | 0 | 0 | 0 | 0 | 0 | 0 | 0 | 0 | 0 | 0 | 0 | 0 | 0 | 0 | 0 | 0 | 0 | 0 | 0 | 0 | 0 | 0 | 0 | 0
F9_Commercial_WA - College_Existing_Space Heating_Natural Gas_Ducting - Repair and Sealing_A_Achievable Economic RVT Potential | F9 | Commercial | WA - College | Existing | Space Heating | Natural Gas | Ducting - Repair and Sealing | A | Cumulative Winter Peak Savings (MW) | Achievable Economic RVT Potential | 0 | 0 | 0 | 0 | 0 | 0 | 0 | 0 | 0 | 0 | 0 | 0 | 0 | 0 | 0 | 0 | 0 | 0 | 0 | 0 | 0 | 0 | 0 | 0 | 0 | 0 | 0
F10_Commercial_WA - College_Existing_Space Heating_Natural Gas_Ducting - Repair and Sealing_A_Achievable Economic RVT Potential | F10 | Commercial | WA - College | Existing | Space Heating | Natural Gas | Ducting - Repair and Sealing | A | Purchases (Incremental) | Achievable Economic RVT Potential | 0 | 0 | 0 | 0 | 0 | 0 | 0 | 0 | 0 | 0 | 0 | 0 | 0 | 0 | 0 | 0 | 0 | 0 | 0 | 0 | 0 | 0 | 0 | 0 | 0 | 0 | 0
F11_Commercial_WA - College_Existing_Space Heating_Natural Gas_Ducting - Repair and Sealing_A_Achievable Economic RVT Potential | F11 | Commercial | WA - College | Existing | Space Heating | Natural Gas | Ducting - Repair and Sealing | A | Purchases (Cumulative) | Achievable Economic RVT Potential | 0 | 0 | 0 | 0 | 0 | 0 | 0 | 0 | 0 | 0 | 0 | 0 | 0 | 0 | 0 | 0 | 0 | 0 | 0 | 0 | 0 | 0 | 0 | 0 | 0 | 0 | 0
F1_Commercial_WA - College_Existing_Space Heating_Natural Gas_Windows - High Efficiency Glazing_A_Achievable Economic RVT Potential | F1 | Commercial | WA - College | Existing | Space Heating | Natural Gas | Windows - High Efficiency Glazing | A | Integrated Unit Energy Savings (kWh or therms) | Achievable Economic RVT Potential | 0 | 0 | 0 | 0 | 0 | 0 | 0 | 0 | 0 | 0 | 0 | 0 | 0 | 0 | 0 | 0 | 0 | 0 | 0 | 0 | 0 | 0 | 0 | 0 | 0 | 0 | 0
F2_Commercial_WA - College_Existing_Space Heating_Natural Gas_Windows - High Efficiency Glazing_A_Achievable Economic RVT Potential | F2 | Commercial | WA - College | Existing | Space Heating | Natural Gas | Windows - High Efficiency Glazing | A | Integrated Unit Summer Peak Savings (kW) | Achievable Economic RVT Potential | 0 | 0 | 0 | 0 | 0 | 0 | 0 | 0 | 0 | 0 | 0 | 0 | 0 | 0 | 0 | 0 | 0 | 0 | 0 | 0 | 0 | 0 | 0 | 0 | 0 | 0 | 0
F3_Commercial_WA - College_Existing_Space Heating_Natural Gas_Windows - High Efficiency Glazing_A_Achievable Economic RVT Potential | F3 | Commercial | WA - College | Existing | Space Heating | Natural Gas | Windows - High Efficiency Glazing | A | Integrated Unit Winter Peak Savings (kW) | Achievable Economic RVT Potential | 0 | 0 | 0 | 0 | 0 | 0 | 0 | 0 | 0 | 0 | 0 | 0 | 0 | 0 | 0 | 0 | 0 | 0 | 0 | 0 | 0 | 0 | 0 | 0 | 0 | 0 | 0
F4_Commercial_WA - College_Existing_Space Heating_Natural Gas_Windows - High Efficiency Glazing_A_Achievable Economic RVT Potential | F4 | Commercial | WA - College | Existing | Space Heating | Natural Gas | Windows - High Efficiency Glazing | A | Incremental Energy Savings (MWh or mTherms) | Achievable Economic RVT Potential | 0 | 0 | 0 | 0 | 0 | 0 | 0 | 0 | 0 | 0 | 0 | 0 | 0 | 0 | 0 | 0 | 0 | 0 | 0 | 0 | 0 | 0 | 0 | 0 | 0 | 0 | 0
F5_Commercial_WA - College_Existing_Space Heating_Natural Gas_Windows - High Efficiency Glazing_A_Achievable Economic RVT Potential | F5 | Commercial | WA - College | Existing | Space Heating | Natural Gas | Windows - High Efficiency Glazing | A | Incremental Summer Peak Savings (MW) | Achievable Economic RVT Potential | 0 | 0 | 0 | 0 | 0 | 0 | 0 | 0 | 0 | 0 | 0 | 0 | 0 | 0 | 0 | 0 | 0 | 0 | 0 | 0 | 0 | 0 | 0 | 0 | 0 | 0 | 0
F6_Commercial_WA - College_Existing_Space Heating_Natural Gas_Windows - High Efficiency Glazing_A_Achievable Economic RVT Potential | F6 | Commercial | WA - College | Existing | Space Heating | Natural Gas | Windows - High Efficiency Glazing | A | Incremental Winter Peak Savings (MW) | Achievable Economic RVT Potential | 0 | 0 | 0 | 0 | 0 | 0 | 0 | 0 | 0 | 0 | 0 | 0 | 0 | 0 | 0 | 0 | 0 | 0 | 0 | 0 | 0 | 0 | 0 | 0 | 0 | 0 | 0
F7_Commercial_WA - College_Existing_Space Heating_Natural Gas_Windows - High Efficiency Glazing_A_Achievable Economic RVT Potential | F7 | Commercial | WA - College | Existing | Space Heating | Natural Gas | Windows - High Efficiency Glazing | A | Cumulative Energy Savings (MWh or mTherms) | Achievable Economic RVT Potential | 0 | 0 | 0 | 0 | 0 | 0 | 0 | 0 | 0 | 0 | 0 | 0 | 0 | 0 | 0 | 0 | 0 | 0 | 0 | 0 | 0 | 0 | 0 | 0 | 0 | 0 | 0
F8_Commercial_WA - College_Existing_Space Heating_Natural Gas_Windows - High Efficiency Glazing_A_Achievable Economic RVT Potential | F8 | Commercial | WA - College | Existing | Space Heating | Natural Gas | Windows - High Efficiency Glazing | A | Cumulative Summer Peak Savings (MW) | Achievable Economic RVT Potential | 0 | 0 | 0 | 0 | 0 | 0 | 0 | 0 | 0 | 0 | 0 | 0 | 0 | 0 | 0 | 0 | 0 | 0 | 0 | 0 | 0 | 0 | 0 | 0 | 0 | 0 | 0
F9_Commercial_WA - College_Existing_Space Heating_Natural Gas_Windows - High Efficiency Glazing_A_Achievable Economic RVT Potential | F9 | Commercial | WA - College | Existing | Space Heating | Natural Gas | Windows - High Efficiency Glazing | A | Cumulative Winter Peak Savings (MW) | Achievable Economic RVT Potential | 0 | 0 | 0 | 0 | 0 | 0 | 0 | 0 | 0 | 0 | 0 | 0 | 0 | 0 | 0 | 0 | 0 | 0 | 0 | 0 | 0 | 0 | 0 | 0 | 0 | 0 | 0
F10_Commercial_WA - College_Existing_Space Heating_Natural Gas_Windows - High Efficiency Glazing_A_Achievable Economic RVT Potential | F10 | Commercial | WA - College | Existing | Space Heating | Natural Gas | Windows - High Efficiency Glazing | A | Purchases (Incremental) | Achievable Economic RVT Potential | 0 | 0 | 0 | 0 | 0 | 0 | 0 | 0 | 0 | 0 | 0 | 0 | 0 | 0 | 0 | 0 | 0 | 0 | 0 | 0 | 0 | 0 | 0 | 0 | 0 | 0 | 0
F11_Commercial_WA - College_Existing_Space Heating_Natural Gas_Windows - High Efficiency Glazing_A_Achievable Economic RVT Potential | F11 | Commercial | WA - College | Existing | Space Heating | Natural Gas | Windows - High Efficiency Glazing | A | Purchases (Cumulative) | Achievable Economic RVT Potential | 0 | 0 | 0 | 0 | 0 | 0 | 0 | 0 | 0 | 0 | 0 | 0 | 0 | 0 | 0 | 0 | 0 | 0 | 0 | 0 | 0 | 0 | 0 | 0 | 0 | 0 | 0
F1_Commercial_WA - College_Existing_Space Heating_Natural Gas_Windows - Secondary Glazing Systems_A_Achievable Economic RVT Potential | F1 | Commercial | WA - College | Existing | Space Heating | Natural Gas | Windows - Secondary Glazing Systems | A | Integrated Unit Energy Savings (kWh or therms) | Achievable Economic RVT Potential | 0 | 0 | 2.1575 | 2.1397 | 2.1137 | 2.0859 | 2.0567 | 2.0257 | 1.9924 | 1.9565 | 1.9183 | 1.878 | 1.8363 | 1.795 | 1.755 | 1.7169 | 1.6811 | 1.6486 | 1.6236 | 1.6062 | 1.5919 | 1.5817 | 1.5723 | 1.5704 | 1.5686 | 1.5671 | 1.5656
F2_Commercial_WA - College_Existing_Space Heating_Natural Gas_Windows - Secondary Glazing Systems_A_Achievable Economic RVT Potential | F2 | Commercial | WA - College | Existing | Space Heating | Natural Gas | Windows - Secondary Glazing Systems | A | Integrated Unit Summer Peak Savings (kW) | Achievable Economic RVT Potential | 0 | 0 | 0 | 0 | 0 | 0 | 0 | 0 | 0 | 0 | 0 | 0 | 0 | 0 | 0 | 0 | 0 | 0 | 0 | 0 | 0 | 0 | 0 | 0 | 0 | 0 | 0
F3_Commercial_WA - College_Existing_Space Heating_Natural Gas_Windows - Secondary Glazing Systems_A_Achievable Economic RVT Potential | F3 | Commercial | WA - College | Existing | Space Heating | Natural Gas | Windows - Secondary Glazing Systems | A | Integrated Unit Winter Peak Savings (kW) | Achievable Economic RVT Potential | 0 | 0 | 0 | 0 | 0 | 0 | 0 | 0 | 0 | 0 | 0 | 0 | 0 | 0 | 0 | 0 | 0 | 0 | 0 | 0 | 0 | 0 | 0 | 0 | 0 | 0 | 0
F4_Commercial_WA - College_Existing_Space Heating_Natural Gas_Windows - Secondary Glazing Systems_A_Achievable Economic RVT Potential | F4 | Commercial | WA - College | Existing | Space Heating | Natural Gas | Windows - Secondary Glazing Systems | A | Incremental Energy Savings (MWh or mTherms) | Achievable Economic RVT Potential | 0 | 0 | 0 | 0 | 0 | 0 | 0 | 0 | 0 | 0 | 0 | 0 | 0 | 0 | 0 | 0 | 0 | 0 | 0 | 0 | 0 | 0 | 0 | 0 | 0 | 0 | 0
F5_Commercial_WA - College_Existing_Space Heating_Natural Gas_Windows - Secondary Glazing Systems_A_Achievable Economic RVT Potential | F5 | Commercial | WA - College | Existing | Space Heating | Natural Gas | Windows - Secondary Glazing Systems | A | Incremental Summer Peak Savings (MW) | Achievable Economic RVT Potential | 0 | 0 | 0 | 0 | 0 | 0 | 0 | 0 | 0 | 0 | 0 | 0 | 0 | 0 | 0 | 0 | 0 | 0 | 0 | 0 | 0 | 0 | 0 | 0 | 0 | 0 | 0
F6_Commercial_WA - College_Existing_Space Heating_Natural Gas_Windows - Secondary Glazing Systems_A_Achievable Economic RVT Potential | F6 | Commercial | WA - College | Existing | Space Heating | Natural Gas | Windows - Secondary Glazing Systems | A | Incremental Winter Peak Savings (MW) | Achievable Economic RVT Potential | 0 | 0 | 0 | 0 | 0 | 0 | 0 | 0 | 0 | 0 | 0 | 0 | 0 | 0 | 0 | 0 | 0 | 0 | 0 | 0 | 0 | 0 | 0 | 0 | 0 | 0 | 0
F7_Commercial_WA - College_Existing_Space Heating_Natural Gas_Windows - Secondary Glazing Systems_A_Achievable Economic RVT Potential | F7 | Commercial | WA - College | Existing | Space Heating | Natural Gas | Windows - Secondary Glazing Systems | A | Cumulative Energy Savings (MWh or mTherms) | Achievable Economic RVT Potential | 0 | 0 | 0 | 0 | 0 | 0 | 0 | 0 | 0 | 0 | 0 | 0 | 0 | 0 | 0 | 0 | 0 | 0 | 0 | 0 | 0 | 0 | 0 | 0 | 0 | 0 | 0
F8_Commercial_WA - College_Existing_Space Heating_Natural Gas_Windows - Secondary Glazing Systems_A_Achievable Economic RVT Potential | F8 | Commercial | WA - College | Existing | Space Heating | Natural Gas | Windows - Secondary Glazing Systems | A | Cumulative Summer Peak Savings (MW) | Achievable Economic RVT Potential | 0 | 0 | 0 | 0 | 0 | 0 | 0 | 0 | 0 | 0 | 0 | 0 | 0 | 0 | 0 | 0 | 0 | 0 | 0 | 0 | 0 | 0 | 0 | 0 | 0 | 0 | 0
F9_Commercial_WA - College_Existing_Space Heating_Natural Gas_Windows - Secondary Glazing Systems_A_Achievable Economic RVT Potential | F9 | Commercial | WA - College | Existing | Space Heating | Natural Gas | Windows - Secondary Glazing Systems | A | Cumulative Winter Peak Savings (MW) | Achievable Economic RVT Potential | 0 | 0 | 0 | 0 | 0 | 0 | 0 | 0 | 0 | 0 | 0 | 0 | 0 | 0 | 0 | 0 | 0 | 0 | 0 | 0 | 0 | 0 | 0 | 0 | 0 | 0 | 0
F10_Commercial_WA - College_Existing_Space Heating_Natural Gas_Windows - Secondary Glazing Systems_A_Achievable Economic RVT Potential | F10 | Commercial | WA - College | Existing | Space Heating | Natural Gas | Windows - Secondary Glazing Systems | A | Purchases (Incremental) | Achievable Economic RVT Potential | 0 | 0 | 0 | 0 | 0 | 0 | 0 | 0 | 0 | 0 | 0 | 0 | 0 | 0 | 0 | 0 | 0 | 0 | 0 | 0 | 0 | 0 | 0 | 0 | 0 | 0 | 0
F11_Commercial_WA - College_Existing_Space Heating_Natural Gas_Windows - Secondary Glazing Systems_A_Achievable Economic RVT Potential | F11 | Commercial | WA - College | Existing | Space Heating | Natural Gas | Windows - Secondary Glazing Systems | A | Purchases (Cumulative) | Achievable Economic RVT Potential | 0 | 0 | 0 | 0 | 0 | 0 | 0 | 0 | 0 | 0 | 0 | 0 | 0 | 0 | 0 | 0 | 0 | 0 | 0 | 0 | 0 | 0 | 0 | 0 | 0 | 0 | 0
F1_Commercial_WA - College_Existing_Space Heating_Natural Gas_HVAC - Energy Recovery Ventilator_A_Achievable Economic RVT Potential | F1 | Commercial | WA - College | Existing | Space Heating | Natural Gas | HVAC - Energy Recovery Ventilator | A | Integrated Unit Energy Savings (kWh or therms) | Achievable Economic RVT Potential | 0 | 0 | 0.15257 | 0.15175 | 0.15065 | 0.1495 | 0.14828 | 0.14698 | 0.14559 | 0.14408 | 0.14244 | 0.14066 | 0.13877 | 0.13679 | 0.13478 | 0.1328 | 0.13092 | 0.12921 | 0.12791 | 0.12705 | 0.12636 | 0.1259 | 0.12549 | 0.12534 | 0.1252 | 0.12507 | 0.12496
F2_Commercial_WA - College_Existing_Space Heating_Natural Gas_HVAC - Energy Recovery Ventilator_A_Achievable Economic RVT Potential | F2 | Commercial | WA - College | Existing | Space Heating | Natural Gas | HVAC - Energy Recovery Ventilator | A | Integrated Unit Summer Peak Savings (kW) | Achievable Economic RVT Potential | 0 | 0 | 0 | 0 | 0 | 0 | 0 | 0 | 0 | 0 | 0 | 0 | 0 | 0 | 0 | 0 | 0 | 0 | 0 | 0 | 0 | 0 | 0 | 0 | 0 | 0 | 0
F3_Commercial_WA - College_Existing_Space Heating_Natural Gas_HVAC - Energy Recovery Ventilator_A_Achievable Economic RVT Potential | F3 | Commercial | WA - College | Existing | Space Heating | Natural Gas | HVAC - Energy Recovery Ventilator | A | Integrated Unit Winter Peak Savings (kW) | Achievable Economic RVT Potential | 0 | 0 | 0 | 0 | 0 | 0 | 0 | 0 | 0 | 0 | 0 | 0 | 0 | 0 | 0 | 0 | 0 | 0 | 0 | 0 | 0 | 0 | 0 | 0 | 0 | 0 | 0
F4_Commercial_WA - College_Existing_Space Heating_Natural Gas_HVAC - Energy Recovery Ventilator_A_Achievable Economic RVT Potential | F4 | Commercial | WA - College | Existing | Space Heating | Natural Gas | HVAC - Energy Recovery Ventilator | A | Incremental Energy Savings (MWh or mTherms) | Achievable Economic RVT Potential | 0 | 0 | 0 | 0 | 0 | 0 | 0 | 0 | 0 | 0 | 0 | 0 | 0 | 0 | 0 | 0 | 0 | 0 | 0 | 0 | 0 | 0 | 0 | 0 | 0 | 0 | 0
F5_Commercial_WA - College_Existing_Space Heating_Natural Gas_HVAC - Energy Recovery Ventilator_A_Achievable Economic RVT Potential | F5 | Commercial | WA - College | Existing | Space Heating | Natural Gas | HVAC - Energy Recovery Ventilator | A | Incremental Summer Peak Savings (MW) | Achievable Economic RVT Potential | 0 | 0 | 0 | 0 | 0 | 0 | 0 | 0 | 0 | 0 | 0 | 0 | 0 | 0 | 0 | 0 | 0 | 0 | 0 | 0 | 0 | 0 | 0 | 0 | 0 | 0 | 0
F6_Commercial_WA - College_Existing_Space Heating_Natural Gas_HVAC - Energy Recovery Ventilator_A_Achievable Economic RVT Potential | F6 | Commercial | WA - College | Existing | Space Heating | Natural Gas | HVAC - Energy Recovery Ventilator | A | Incremental Winter Peak Savings (MW) | Achievable Economic RVT Potential | 0 | 0 | 0 | 0 | 0 | 0 | 0 | 0 | 0 | 0 | 0 | 0 | 0 | 0 | 0 | 0 | 0 | 0 | 0 | 0 | 0 | 0 | 0 | 0 | 0 | 0 | 0
F7_Commercial_WA - College_Existing_Space Heating_Natural Gas_HVAC - Energy Recovery Ventilator_A_Achievable Economic RVT Potential | F7 | Commercial | WA - College | Existing | Space Heating | Natural Gas | HVAC - Energy Recovery Ventilator | A | Cumulative Energy Savings (MWh or mTherms) | Achievable Economic RVT Potential | 0 | 0 | 0 | 0 | 0 | 0 | 0 | 0 | 0 | 0 | 0 | 0 | 0 | 0 | 0 | 0 | 0 | 0 | 0 | 0 | 0 | 0 | 0 | 0 | 0 | 0 | 0
F8_Commercial_WA - College_Existing_Space Heating_Natural Gas_HVAC - Energy Recovery Ventilator_A_Achievable Economic RVT Potential | F8 | Commercial | WA - College | Existing | Space Heating | Natural Gas | HVAC - Energy Recovery Ventilator | A | Cumulative Summer Peak Savings (MW) | Achievable Economic RVT Potential | 0 | 0 | 0 | 0 | 0 | 0 | 0 | 0 | 0 | 0 | 0 | 0 | 0 | 0 | 0 | 0 | 0 | 0 | 0 | 0 | 0 | 0 | 0 | 0 | 0 | 0 | 0
F9_Commercial_WA - College_Existing_Space Heating_Natural Gas_HVAC - Energy Recovery Ventilator_A_Achievable Economic RVT Potential | F9 | Commercial | WA - College | Existing | Space Heating | Natural Gas | HVAC - Energy Recovery Ventilator | A | Cumulative Winter Peak Savings (MW) | Achievable Economic RVT Potential | 0 | 0 | 0 | 0 | 0 | 0 | 0 | 0 | 0 | 0 | 0 | 0 | 0 | 0 | 0 | 0 | 0 | 0 | 0 | 0 | 0 | 0 | 0 | 0 | 0 | 0 | 0
F10_Commercial_WA - College_Existing_Space Heating_Natural Gas_HVAC - Energy Recovery Ventilator_A_Achievable Economic RVT Potential | F10 | Commercial | WA - College | Existing | Space Heating | Natural Gas | HVAC - Energy Recovery Ventilator | A | Purchases (Incremental) | Achievable Economic RVT Potential | 0 | 0 | 0 | 0 | 0 | 0 | 0 | 0 | 0 | 0 | 0 | 0 | 0 | 0 | 0 | 0 | 0 | 0 | 0 | 0 | 0 | 0 | 0 | 0 | 0 | 0 | 0
F11_Commercial_WA - College_Existing_Space Heating_Natural Gas_HVAC - Energy Recovery Ventilator_A_Achievable Economic RVT Potential | F11 | Commercial | WA - College | Existing | Space Heating | Natural Gas | HVAC - Energy Recovery Ventilator | A | Purchases (Cumulative) | Achievable Economic RVT Potential | 0 | 0 | 0 | 0 | 0 | 0 | 0 | 0 | 0 | 0 | 0 | 0 | 0 | 0 | 0 | 0 | 0 | 0 | 0 | 0 | 0 | 0 | 0 | 0 | 0 | 0 | 0
F1_Commercial_WA - College_Existing_Space Heating_Natural Gas_Building Shell - Air Sealing (Infiltration Control)_A_Achievable Economic RVT Potential | F1 | Commercial | WA - College | Existing | Space Heating | Natural Gas | Building Shell - Air Sealing (Infiltration Control) | A | Integrated Unit Energy Savings (kWh or therms) | Achievable Economic RVT Potential | 0 | 0 | 2.6113 | 2.5973 | 2.5786 | 2.5588 | 2.538 | 2.5159 | 2.4921 | 2.4664 | 2.4385 | 2.4084 | 2.3762 | 2.3426 | 2.3084 | 2.2747 | 2.2428 | 2.2137 | 2.1915 | 2.1768 | 2.165 | 2.1571 | 2.1501 | 2.1475 | 2.1451 | 2.1429 | 2.141
F2_Commercial_WA - College_Existing_Space Heating_Natural Gas_Building Shell - Air Sealing (Infiltration Control)_A_Achievable Economic RVT Potential | F2 | Commercial | WA - College | Existing | Space Heating | Natural Gas | Building Shell - Air Sealing (Infiltration Control) | A | Integrated Unit Summer Peak Savings (kW) | Achievable Economic RVT Potential | 0 | 0 | 0 | 0 | 0 | 0 | 0 | 0 | 0 | 0 | 0 | 0 | 0 | 0 | 0 | 0 | 0 | 0 | 0 | 0 | 0 | 0 | 0 | 0 | 0 | 0 | 0
F3_Commercial_WA - College_Existing_Space Heating_Natural Gas_Building Shell - Air Sealing (Infiltration Control)_A_Achievable Economic RVT Potential | F3 | Commercial | WA - College | Existing | Space Heating | Natural Gas | Building Shell - Air Sealing (Infiltration Control) | A | Integrated Unit Winter Peak Savings (kW) | Achievable Economic RVT Potential | 0 | 0 | 0 | 0 | 0 | 0 | 0 | 0 | 0 | 0 | 0 | 0 | 0 | 0 | 0 | 0 | 0 | 0 | 0 | 0 | 0 | 0 | 0 | 0 | 0 | 0 | 0
F4_Commercial_WA - College_Existing_Space Heating_Natural Gas_Building Shell - Air Sealing (Infiltration Control)_A_Achievable Economic RVT Potential | F4 | Commercial | WA - College | Existing | Space Heating | Natural Gas | Building Shell - Air Sealing (Infiltration Control) | A | Incremental Energy Savings (MWh or mTherms) | Achievable Economic RVT Potential | 0 | 0 | 0 | 0 | 0 | 0 | 0 | 0 | 0 | 0 | 0 | 0 | 0 | 0 | 0 | 0 | 0 | 0 | 0 | 0 | 0 | 0 | 0 | 0 | 0 | 0 | 0
F5_Commercial_WA - College_Existing_Space Heating_Natural Gas_Building Shell - Air Sealing (Infiltration Control)_A_Achievable Economic RVT Potential | F5 | Commercial | WA - College | Existing | Space Heating | Natural Gas | Building Shell - Air Sealing (Infiltration Control) | A | Incremental Summer Peak Savings (MW) | Achievable Economic RVT Potential | 0 | 0 | 0 | 0 | 0 | 0 | 0 | 0 | 0 | 0 | 0 | 0 | 0 | 0 | 0 | 0 | 0 | 0 | 0 | 0 | 0 | 0 | 0 | 0 | 0 | 0 | 0
F6_Commercial_WA - College_Existing_Space Heating_Natural Gas_Building Shell - Air Sealing (Infiltration Control)_A_Achievable Economic RVT Potential | F6 | Commercial | WA - College | Existing | Space Heating | Natural Gas | Building Shell - Air Sealing (Infiltration Control) | A | Incremental Winter Peak Savings (MW) | Achievable Economic RVT Potential | 0 | 0 | 0 | 0 | 0 | 0 | 0 | 0 | 0 | 0 | 0 | 0 | 0 | 0 | 0 | 0 | 0 | 0 | 0 | 0 | 0 | 0 | 0 | 0 | 0 | 0 | 0
F7_Commercial_WA - College_Existing_Space Heating_Natural Gas_Building Shell - Air Sealing (Infiltration Control)_A_Achievable Economic RVT Potential | F7 | Commercial | WA - College | Existing | Space Heating | Natural Gas | Building Shell - Air Sealing (Infiltration Control) | A | Cumulative Energy Savings (MWh or mTherms) | Achievable Economic RVT Potential | 0 | 0 | 0 | 0 | 0 | 0 | 0 | 0 | 0 | 0 | 0 | 0 | 0 | 0 | 0 | 0 | 0 | 0 | 0 | 0 | 0 | 0 | 0 | 0 | 0 | 0 | 0
F8_Commercial_WA - College_Existing_Space Heating_Natural Gas_Building Shell - Air Sealing (Infiltration Control)_A_Achievable Economic RVT Potential | F8 | Commercial | WA - College | Existing | Space Heating | Natural Gas | Building Shell - Air Sealing (Infiltration Control) | A | Cumulative Summer Peak Savings (MW) | Achievable Economic RVT Potential | 0 | 0 | 0 | 0 | 0 | 0 | 0 | 0 | 0 | 0 | 0 | 0 | 0 | 0 | 0 | 0 | 0 | 0 | 0 | 0 | 0 | 0 | 0 | 0 | 0 | 0 | 0
F9_Commercial_WA - College_Existing_Space Heating_Natural Gas_Building Shell - Air Sealing (Infiltration Control)_A_Achievable Economic RVT Potential | F9 | Commercial | WA - College | Existing | Space Heating | Natural Gas | Building Shell - Air Sealing (Infiltration Control) | A | Cumulative Winter Peak Savings (MW) | Achievable Economic RVT Potential | 0 | 0 | 0 | 0 | 0 | 0 | 0 | 0 | 0 | 0 | 0 | 0 | 0 | 0 | 0 | 0 | 0 | 0 | 0 | 0 | 0 | 0 | 0 | 0 | 0 | 0 | 0
F10_Commercial_WA - College_Existing_Space Heating_Natural Gas_Building Shell - Air Sealing (Infiltration Control)_A_Achievable Economic RVT Potential | F10 | Commercial | WA - College | Existing | Space Heating | Natural Gas | Building Shell - Air Sealing (Infiltration Control) | A | Purchases (Incremental) | Achievable Economic RVT Potential | 0 | 0 | 0 | 0 | 0 | 0 | 0 | 0 | 0 | 0 | 0 | 0 | 0 | 0 | 0 | 0 | 0 | 0 | 0 | 0 | 0 | 0 | 0 | 0 | 0 | 0 | 0
F11_Commercial_WA - College_Existing_Space Heating_Natural Gas_Building Shell - Air Sealing (Infiltration Control)_A_Achievable Economic RVT Potential | F11 | Commercial | WA - College | Existing | Space Heating | Natural Gas | Building Shell - Air Sealing (Infiltration Control) | A | Purchases (Cumulative) | Achievable Economic RVT Potential | 0 | 0 | 0 | 0 | 0 | 0 | 0 | 0 | 0 | 0 | 0 | 0 | 0 | 0 | 0 | 0 | 0 | 0 | 0 | 0 | 0 | 0 | 0 | 0 | 0 | 0 | 0
F1_Commercial_WA - College_Existing_Space Heating_Natural Gas_Ventilation - Demand Controlled_A_Achievable Economic RVT Potential | F1 | Commercial | WA - College | Existing | Space Heating | Natural Gas | Ventilation - Demand Controlled | A | Integrated Unit Energy Savings (kWh or therms) | Achievable Economic RVT Potential | 0 | 0 | 0.037545 | 0.037291 | 0.036915 | 0.036525 | 0.036123 | 0.035704 | 0.035262 | 0.034794 | 0.034298 | 0.033771 | 0.033219 | 0.032649 | 0.032088 | 0.031553 | 0.031045 | 0.030577 | 0.030208 | 0.029944 | 0.029721 | 0.029553 | 0.029396 | 0.029361 | 0.029328 | 0.029299 | 0.029272
F2_Commercial_WA - College_Existing_Space Heating_Natural Gas_Ventilation - Demand Controlled_A_Achievable Economic RVT Potential | F2 | Commercial | WA - College | Existing | Space Heating | Natural Gas | Ventilation - Demand Controlled | A | Integrated Unit Summer Peak Savings (kW) | Achievable Economic RVT Potential | 0 | 0 | 0 | 0 | 0 | 0 | 0 | 0 | 0 | 0 | 0 | 0 | 0 | 0 | 0 | 0 | 0 | 0 | 0 | 0 | 0 | 0 | 0 | 0 | 0 | 0 | 0
F3_Commercial_WA - College_Existing_Space Heating_Natural Gas_Ventilation - Demand Controlled_A_Achievable Economic RVT Potential | F3 | Commercial | WA - College | Existing | Space Heating | Natural Gas | Ventilation - Demand Controlled | A | Integrated Unit Winter Peak Savings (kW) | Achievable Economic RVT Potential | 0 | 0 | 0 | 0 | 0 | 0 | 0 | 0 | 0 | 0 | 0 | 0 | 0 | 0 | 0 | 0 | 0 | 0 | 0 | 0 | 0 | 0 | 0 | 0 | 0 | 0 | 0
F4_Commercial_WA - College_Existing_Space Heating_Natural Gas_Ventilation - Demand Controlled_A_Achievable Economic RVT Potential | F4 | Commercial | WA - College | Existing | Space Heating | Natural Gas | Ventilation - Demand Controlled | A | Incremental Energy Savings (MWh or mTherms) | Achievable Economic RVT Potential | 0 | 0 | 0 | 0 | 0 | 0 | 0 | 0 | 0 | 0 | 0 | 0 | 0 | 0 | 0 | 0 | 0 | 0 | 0 | 0 | 0 | 0 | 0 | 0 | 0 | 0 | 0
F5_Commercial_WA - College_Existing_Space Heating_Natural Gas_Ventilation - Demand Controlled_A_Achievable Economic RVT Potential | F5 | Commercial | WA - College | Existing | Space Heating | Natural Gas | Ventilation - Demand Controlled | A | Incremental Summer Peak Savings (MW) | Achievable Economic RVT Potential | 0 | 0 | 0 | 0 | 0 | 0 | 0 | 0 | 0 | 0 | 0 | 0 | 0 | 0 | 0 | 0 | 0 | 0 | 0 | 0 | 0 | 0 | 0 | 0 | 0 | 0 | 0
F6_Commercial_WA - College_Existing_Space Heating_Natural Gas_Ventilation - Demand Controlled_A_Achievable Economic RVT Potential | F6 | Commercial | WA - College | Existing | Space Heating | Natural Gas | Ventilation - Demand Controlled | A | Incremental Winter Peak Savings (MW) | Achievable Economic RVT Potential | 0 | 0 | 0 | 0 | 0 | 0 | 0 | 0 | 0 | 0 | 0 | 0 | 0 | 0 | 0 | 0 | 0 | 0 | 0 | 0 | 0 | 0 | 0 | 0 | 0 | 0 | 0
F7_Commercial_WA - College_Existing_Space Heating_Natural Gas_Ventilation - Demand Controlled_A_Achievable Economic RVT Potential | F7 | Commercial | WA - College | Existing | Space Heating | Natural Gas | Ventilation - Demand Controlled | A | Cumulative Energy Savings (MWh or mTherms) | Achievable Economic RVT Potential | 0 | 0 | 0 | 0 | 0 | 0 | 0 | 0 | 0 | 0 | 0 | 0 | 0 | 0 | 0 | 0 | 0 | 0 | 0 | 0 | 0 | 0 | 0 | 0 | 0 | 0 | 0
F8_Commercial_WA - College_Existing_Space Heating_Natural Gas_Ventilation - Demand Controlled_A_Achievable Economic RVT Potential | F8 | Commercial | WA - College | Existing | Space Heating | Natural Gas | Ventilation - Demand Controlled | A | Cumulative Summer Peak Savings (MW) | Achievable Economic RVT Potential | 0 | 0 | 0 | 0 | 0 | 0 | 0 | 0 | 0 | 0 | 0 | 0 | 0 | 0 | 0 | 0 | 0 | 0 | 0 | 0 | 0 | 0 | 0 | 0 | 0 | 0 | 0
F9_Commercial_WA - College_Existing_Space Heating_Natural Gas_Ventilation - Demand Controlled_A_Achievable Economic RVT Potential | F9 | Commercial | WA - College | Existing | Space Heating | Natural Gas | Ventilation - Demand Controlled | A | Cumulative Winter Peak Savings (MW) | Achievable Economic RVT Potential | 0 | 0 | 0 | 0 | 0 | 0 | 0 | 0 | 0 | 0 | 0 | 0 | 0 | 0 | 0 | 0 | 0 | 0 | 0 | 0 | 0 | 0 | 0 | 0 | 0 | 0 | 0
F10_Commercial_WA - College_Existing_Space Heating_Natural Gas_Ventilation - Demand Controlled_A_Achievable Economic RVT Potential | F10 | Commercial | WA - College | Existing | Space Heating | Natural Gas | Ventilation - Demand Controlled | A | Purchases (Incremental) | Achievable Economic RVT Potential | 0 | 0 | 0 | 0 | 0 | 0 | 0 | 0 | 0 | 0 | 0 | 0 | 0 | 0 | 0 | 0 | 0 | 0 | 0 | 0 | 0 | 0 | 0 | 0 | 0 | 0 | 0
F11_Commercial_WA - College_Existing_Space Heating_Natural Gas_Ventilation - Demand Controlled_A_Achievable Economic RVT Potential | F11 | Commercial | WA - College | Existing | Space Heating | Natural Gas | Ventilation - Demand Controlled | A | Purchases (Cumulative) | Achievable Economic RVT Potential | 0 | 0 | 0 | 0 | 0 | 0 | 0 | 0 | 0 | 0 | 0 | 0 | 0 | 0 | 0 | 0 | 0 | 0 | 0 | 0 | 0 | 0 | 0 | 0 | 0 | 0 | 0
F1_Commercial_WA - College_Existing_Space Heating_Natural Gas_HVAC - Dedicated Outdoor Air System (DOAS)_A_Achievable Economic RVT Potential | F1 | Commercial | WA - College | Existing | Space Heating | Natural Gas | HVAC - Dedicated Outdoor Air System (DOAS) | A | Integrated Unit Energy Savings (kWh or therms) | Achievable Economic RVT Potential | 0 | 0 | 0.15455 | 0.15287 | 0.15033 | 0.14759 | 0.14487 | 0.14214 | 0.13925 | 0.13613 | 0.13279 | 0.12927 | 0.12564 | 0.12201 | 0.11847 | 0.11509 | 0.11194 | 0.10911 | 0.10689 | 0.1053 | 0.104 | 0.10307 | 0.10222 | 0.1021 | 0.10198 | 0.10188 | 0.10179
F2_Commercial_WA - College_Existing_Space Heating_Natural Gas_HVAC - Dedicated Outdoor Air System (DOAS)_A_Achievable Economic RVT Potential | F2 | Commercial | WA - College | Existing | Space Heating | Natural Gas | HVAC - Dedicated Outdoor Air System (DOAS) | A | Integrated Unit Summer Peak Savings (kW) | Achievable Economic RVT Potential | 0 | 0 | 0 | 0 | 0 | 0 | 0 | 0 | 0 | 0 | 0 | 0 | 0 | 0 | 0 | 0 | 0 | 0 | 0 | 0 | 0 | 0 | 0 | 0 | 0 | 0 | 0
F3_Commercial_WA - College_Existing_Space Heating_Natural Gas_HVAC - Dedicated Outdoor Air System (DOAS)_A_Achievable Economic RVT Potential | F3 | Commercial | WA - College | Existing | Space Heating | Natural Gas | HVAC - Dedicated Outdoor Air System (DOAS) | A | Integrated Unit Winter Peak Savings (kW) | Achievable Economic RVT Potential | 0 | 0 | 0 | 0 | 0 | 0 | 0 | 0 | 0 | 0 | 0 | 0 | 0 | 0 | 0 | 0 | 0 | 0 | 0 | 0 | 0 | 0 | 0 | 0 | 0 | 0 | 0
F4_Commercial_WA - College_Existing_Space Heating_Natural Gas_HVAC - Dedicated Outdoor Air System (DOAS)_A_Achievable Economic RVT Potential | F4 | Commercial | WA - College | Existing | Space Heating | Natural Gas | HVAC - Dedicated Outdoor Air System (DOAS) | A | Incremental Energy Savings (MWh or mTherms) | Achievable Economic RVT Potential | 0 | 0 | 0 | 0 | 0 | 0 | 0 | 0 | 0 | 0 | 0 | 0 | 0 | 0 | 0 | 0 | 0 | 0 | 0 | 0 | 0 | 0 | 0 | 0 | 0 | 0 | 0
F5_Commercial_WA - College_Existing_Space Heating_Natural Gas_HVAC - Dedicated Outdoor Air System (DOAS)_A_Achievable Economic RVT Potential | F5 | Commercial | WA - College | Existing | Space Heating | Natural Gas | HVAC - Dedicated Outdoor Air System (DOAS) | A | Incremental Summer Peak Savings (MW) | Achievable Economic RVT Potential | 0 | 0 | 0 | 0 | 0 | 0 | 0 | 0 | 0 | 0 | 0 | 0 | 0 | 0 | 0 | 0 | 0 | 0 | 0 | 0 | 0 | 0 | 0 | 0 | 0 | 0 | 0
F6_Commercial_WA - College_Existing_Space Heating_Natural Gas_HVAC - Dedicated Outdoor Air System (DOAS)_A_Achievable Economic RVT Potential | F6 | Commercial | WA - College | Existing | Space Heating | Natural Gas | HVAC - Dedicated Outdoor Air System (DOAS) | A | Incremental Winter Peak Savings (MW) | Achievable Economic RVT Potential | 0 | 0 | 0 | 0 | 0 | 0 | 0 | 0 | 0 | 0 | 0 | 0 | 0 | 0 | 0 | 0 | 0 | 0 | 0 | 0 | 0 | 0 | 0 | 0 | 0 | 0 | 0
F7_Commercial_WA - College_Existing_Space Heating_Natural Gas_HVAC - Dedicated Outdoor Air System (DOAS)_A_Achievable Economic RVT Potential | F7 | Commercial | WA - College | Existing | Space Heating | Natural Gas | HVAC - Dedicated Outdoor Air System (DOAS) | A | Cumulative Energy Savings (MWh or mTherms) | Achievable Economic RVT Potential | 0 | 0 | 0 | 0 | 0 | 0 | 0 | 0 | 0 | 0 | 0 | 0 | 0 | 0 | 0 | 0 | 0 | 0 | 0 | 0 | 0 | 0 | 0 | 0 | 0 | 0 | 0
F8_Commercial_WA - College_Existing_Space Heating_Natural Gas_HVAC - Dedicated Outdoor Air System (DOAS)_A_Achievable Economic RVT Potential | F8 | Commercial | WA - College | Existing | Space Heating | Natural Gas | HVAC - Dedicated Outdoor Air System (DOAS) | A | Cumulative Summer Peak Savings (MW) | Achievable Economic RVT Potential | 0 | 0 | 0 | 0 | 0 | 0 | 0 | 0 | 0 | 0 | 0 | 0 | 0 | 0 | 0 | 0 | 0 | 0 | 0 | 0 | 0 | 0 | 0 | 0 | 0 | 0 | 0
F9_Commercial_WA - College_Existing_Space Heating_Natural Gas_HVAC - Dedicated Outdoor Air System (DOAS)_A_Achievable Economic RVT Potential | F9 | Commercial | WA - College | Existing | Space Heating | Natural Gas | HVAC - Dedicated Outdoor Air System (DOAS) | A | Cumulative Winter Peak Savings (MW) | Achievable Economic RVT Potential | 0 | 0 | 0 | 0 | 0 | 0 | 0 | 0 | 0 | 0 | 0 | 0 | 0 | 0 | 0 | 0 | 0 | 0 | 0 | 0 | 0 | 0 | 0 | 0 | 0 | 0 | 0
F10_Commercial_WA - College_Existing_Space Heating_Natural Gas_HVAC - Dedicated Outdoor Air System (DOAS)_A_Achievable Economic RVT Potential | F10 | Commercial | WA - College | Existing | Space Heating | Natural Gas | HVAC - Dedicated Outdoor Air System (DOAS) | A | Purchases (Incremental) | Achievable Economic RVT Potential | 0 | 0 | 0 | 0 | 0 | 0 | 0 | 0 | 0 | 0 | 0 | 0 | 0 | 0 | 0 | 0 | 0 | 0 | 0 | 0 | 0 | 0 | 0 | 0 | 0 | 0 | 0
F11_Commercial_WA - College_Existing_Space Heating_Natural Gas_HVAC - Dedicated Outdoor Air System (DOAS)_A_Achievable Economic RVT Potential | F11 | Commercial | WA - College | Existing | Space Heating | Natural Gas | HVAC - Dedicated Outdoor Air System (DOAS) | A | Purchases (Cumulative) | Achievable Economic RVT Potential | 0 | 0 | 0 | 0 | 0 | 0 | 0 | 0 | 0 | 0 | 0 | 0 | 0 | 0 | 0 | 0 | 0 | 0 | 0 | 0 | 0 | 0 | 0 | 0 | 0 | 0 | 0
F1_Commercial_WA - College_Existing_Space Heating_Natural Gas_Destratification Fans (HVLS)_A_Achievable Economic RVT Potential | F1 | Commercial | WA - College | Existing | Space Heating | Natural Gas | Destratification Fans (HVLS) | A | Integrated Unit Energy Savings (kWh or therms) | Achievable Economic RVT Potential | 0 | 0 | 765.8654 | 759.9278 | 751.4628 | 742.3647 | 732.7459 | 722.4545 | 711.2915 | 699.2285 | 686.2942 | 672.5854 | 658.3275 | 644.1872 | 630.4936 | 617.4583 | 605.2168 | 594.1582 | 585.446 | 579.1775 | 574.0201 | 570.3329 | 566.9582 | 566.2704 | 565.6434 | 565.0718 | 564.5508
F2_Commercial_WA - College_Existing_Space Heating_Natural Gas_Destratification Fans (HVLS)_A_Achievable Economic RVT Potential | F2 | Commercial | WA - College | Existing | Space Heating | Natural Gas | Destratification Fans (HVLS) | A | Integrated Unit Summer Peak Savings (kW) | Achievable Economic RVT Potential | 0 | 0 | 0 | 0 | 0 | 0 | 0 | 0 | 0 | 0 | 0 | 0 | 0 | 0 | 0 | 0 | 0 | 0 | 0 | 0 | 0 | 0 | 0 | 0 | 0 | 0 | 0
F3_Commercial_WA - College_Existing_Space Heating_Natural Gas_Destratification Fans (HVLS)_A_Achievable Economic RVT Potential | F3 | Commercial | WA - College | Existing | Space Heating | Natural Gas | Destratification Fans (HVLS) | A | Integrated Unit Winter Peak Savings (kW) | Achievable Economic RVT Potential | 0 | 0 | 0 | 0 | 0 | 0 | 0 | 0 | 0 | 0 | 0 | 0 | 0 | 0 | 0 | 0 | 0 | 0 | 0 | 0 | 0 | 0 | 0 | 0 | 0 | 0 | 0
F4_Commercial_WA - College_Existing_Space Heating_Natural Gas_Destratification Fans (HVLS)_A_Achievable Economic RVT Potential | F4 | Commercial | WA - College | Existing | Space Heating | Natural Gas | Destratification Fans (HVLS) | A | Incremental Energy Savings (MWh or mTherms) | Achievable Economic RVT Potential | 0 | 0 | 0 | 0 | 0 | 0 | 0 | 0 | 0 | 0 | 0 | 0 | 0 | 0 | 0 | 0 | 0 | 0 | 0 | 0 | 0 | 0 | 0 | 0 | 0 | 0 | 0
F5_Commercial_WA - College_Existing_Space Heating_Natural Gas_Destratification Fans (HVLS)_A_Achievable Economic RVT Potential | F5 | Commercial | WA - College | Existing | Space Heating | Natural Gas | Destratification Fans (HVLS) | A | Incremental Summer Peak Savings (MW) | Achievable Economic RVT Potential | 0 | 0 | 0 | 0 | 0 | 0 | 0 | 0 | 0 | 0 | 0 | 0 | 0 | 0 | 0 | 0 | 0 | 0 | 0 | 0 | 0 | 0 | 0 | 0 | 0 | 0 | 0
F6_Commercial_WA - College_Existing_Space Heating_Natural Gas_Destratification Fans (HVLS)_A_Achievable Economic RVT Potential | F6 | Commercial | WA - College | Existing | Space Heating | Natural Gas | Destratification Fans (HVLS) | A | Incremental Winter Peak Savings (MW) | Achievable Economic RVT Potential | 0 | 0 | 0 | 0 | 0 | 0 | 0 | 0 | 0 | 0 | 0 | 0 | 0 | 0 | 0 | 0 | 0 | 0 | 0 | 0 | 0 | 0 | 0 | 0 | 0 | 0 | 0
F7_Commercial_WA - College_Existing_Space Heating_Natural Gas_Destratification Fans (HVLS)_A_Achievable Economic RVT Potential | F7 | Commercial | WA - College | Existing | Space Heating | Natural Gas | Destratification Fans (HVLS) | A | Cumulative Energy Savings (MWh or mTherms) | Achievable Economic RVT Potential | 0 | 0 | 0 | 0 | 0 | 0 | 0 | 0 | 0 | 0 | 0 | 0 | 0 | 0 | 0 | 0 | 0 | 0 | 0 | 0 | 0 | 0 | 0 | 0 | 0 | 0 | 0
F8_Commercial_WA - College_Existing_Space Heating_Natural Gas_Destratification Fans (HVLS)_A_Achievable Economic RVT Potential | F8 | Commercial | WA - College | Existing | Space Heating | Natural Gas | Destratification Fans (HVLS) | A | Cumulative Summer Peak Savings (MW) | Achievable Economic RVT Potential | 0 | 0 | 0 | 0 | 0 | 0 | 0 | 0 | 0 | 0 | 0 | 0 | 0 | 0 | 0 | 0 | 0 | 0 | 0 | 0 | 0 | 0 | 0 | 0 | 0 | 0 | 0
F9_Commercial_WA - College_Existing_Space Heating_Natural Gas_Destratification Fans (HVLS)_A_Achievable Economic RVT Potential | F9 | Commercial | WA - College | Existing | Space Heating | Natural Gas | Destratification Fans (HVLS) | A | Cumulative Winter Peak Savings (MW) | Achievable Economic RVT Potential | 0 | 0 | 0 | 0 | 0 | 0 | 0 | 0 | 0 | 0 | 0 | 0 | 0 | 0 | 0 | 0 | 0 | 0 | 0 | 0 | 0 | 0 | 0 | 0 | 0 | 0 | 0
F10_Commercial_WA - College_Existing_Space Heating_Natural Gas_Destratification Fans (HVLS)_A_Achievable Economic RVT Potential | F10 | Commercial | WA - College | Existing | Space Heating | Natural Gas | Destratification Fans (HVLS) | A | Purchases (Incremental) | Achievable Economic RVT Potential | 0 | 0 | 0 | 0 | 0 | 0 | 0 | 0 | 0 | 0 | 0 | 0 | 0 | 0 | 0 | 0 | 0 | 0 | 0 | 0 | 0 | 0 | 0 | 0 | 0 | 0 | 0
F11_Commercial_WA - College_Existing_Space Heating_Natural Gas_Destratification Fans (HVLS)_A_Achievable Economic RVT Potential | F11 | Commercial | WA - College | Existing | Space Heating | Natural Gas | Destratification Fans (HVLS) | A | Purchases (Cumulative) | Achievable Economic RVT Potential | 0 | 0 | 0 | 0 | 0 | 0 | 0 | 0 | 0 | 0 | 0 | 0 | 0 | 0 | 0 | 0 | 0 | 0 | 0 | 0 | 0 | 0 | 0 | 0 | 0 | 0 | 0
F1_Commercial_WA - College_Existing_Space Heating_Natural Gas_Gas Boiler - Maintenance_A_Achievable Economic RVT Potential | F1 | Commercial | WA - College | Existing | Space Heating | Natural Gas | Gas Boiler - Maintenance | A | Integrated Unit Energy Savings (kWh or therms) | Achievable Economic RVT Potential | 0 | 0 | 0.14986 | 0.14823 | 0.14577 | 0.14313 | 0.14052 | 0.1379 | 0.13511 | 0.13209 | 0.12886 | 0.12545 | 0.12194 | 0.11844 | 0.11502 | 0.11176 | 0.10871 | 0.10599 | 0.10386 | 0.10233 | 0.10108 | 0.10019 | 0.099386 | 0.099279 | 0.099182 | 0.099094 | 0.099013
F2_Commercial_WA - College_Existing_Space Heating_Natural Gas_Gas Boiler - Maintenance_A_Achievable Economic RVT Potential | F2 | Commercial | WA - College | Existing | Space Heating | Natural Gas | Gas Boiler - Maintenance | A | Integrated Unit Summer Peak Savings (kW) | Achievable Economic RVT Potential | 0 | 0 | 0 | 0 | 0 | 0 | 0 | 0 | 0 | 0 | 0 | 0 | 0 | 0 | 0 | 0 | 0 | 0 | 0 | 0 | 0 | 0 | 0 | 0 | 0 | 0 | 0
F3_Commercial_WA - College_Existing_Space Heating_Natural Gas_Gas Boiler - Maintenance_A_Achievable Economic RVT Potential | F3 | Commercial | WA - College | Existing | Space Heating | Natural Gas | Gas Boiler - Maintenance | A | Integrated Unit Winter Peak Savings (kW) | Achievable Economic RVT Potential | 0 | 0 | 0 | 0 | 0 | 0 | 0 | 0 | 0 | 0 | 0 | 0 | 0 | 0 | 0 | 0 | 0 | 0 | 0 | 0 | 0 | 0 | 0 | 0 | 0 | 0 | 0
F4_Commercial_WA - College_Existing_Space Heating_Natural Gas_Gas Boiler - Maintenance_A_Achievable Economic RVT Potential | F4 | Commercial | WA - College | Existing | Space Heating | Natural Gas | Gas Boiler - Maintenance | A | Incremental Energy Savings (MWh or mTherms) | Achievable Economic RVT Potential | 0 | 0 | 0 | 0 | 0 | 0 | 0 | 0 | 0 | 0 | 0 | 0 | 0 | 0 | 0 | 0 | 0 | 0 | 0 | 0 | 0 | 0 | 0 | 0 | 0 | 0 | 0
F5_Commercial_WA - College_Existing_Space Heating_Natural Gas_Gas Boiler - Maintenance_A_Achievable Economic RVT Potential | F5 | Commercial | WA - College | Existing | Space Heating | Natural Gas | Gas Boiler - Maintenance | A | Incremental Summer Peak Savings (MW) | Achievable Economic RVT Potential | 0 | 0 | 0 | 0 | 0 | 0 | 0 | 0 | 0 | 0 | 0 | 0 | 0 | 0 | 0 | 0 | 0 | 0 | 0 | 0 | 0 | 0 | 0 | 0 | 0 | 0 | 0
F6_Commercial_WA - College_Existing_Space Heating_Natural Gas_Gas Boiler - Maintenance_A_Achievable Economic RVT Potential | F6 | Commercial | WA - College | Existing | Space Heating | Natural Gas | Gas Boiler - Maintenance | A | Incremental Winter Peak Savings (MW) | Achievable Economic RVT Potential | 0 | 0 | 0 | 0 | 0 | 0 | 0 | 0 | 0 | 0 | 0 | 0 | 0 | 0 | 0 | 0 | 0 | 0 | 0 | 0 | 0 | 0 | 0 | 0 | 0 | 0 | 0
F7_Commercial_WA - College_Existing_Space Heating_Natural Gas_Gas Boiler - Maintenance_A_Achievable Economic RVT Potential | F7 | Commercial | WA - College | Existing | Space Heating | Natural Gas | Gas Boiler - Maintenance | A | Cumulative Energy Savings (MWh or mTherms) | Achievable Economic RVT Potential | 0 | 0 | 0 | 0 | 0 | 0 | 0 | 0 | 0 | 0 | 0 | 0 | 0 | 0 | 0 | 0 | 0 | 0 | 0 | 0 | 0 | 0 | 0 | 0 | 0 | 0 | 0
F8_Commercial_WA - College_Existing_Space Heating_Natural Gas_Gas Boiler - Maintenance_A_Achievable Economic RVT Potential | F8 | Commercial | WA - College | Existing | Space Heating | Natural Gas | Gas Boiler - Maintenance | A | Cumulative Summer Peak Savings (MW) | Achievable Economic RVT Potential | 0 | 0 | 0 | 0 | 0 | 0 | 0 | 0 | 0 | 0 | 0 | 0 | 0 | 0 | 0 | 0 | 0 | 0 | 0 | 0 | 0 | 0 | 0 | 0 | 0 | 0 | 0
F9_Commercial_WA - College_Existing_Space Heating_Natural Gas_Gas Boiler - Maintenance_A_Achievable Economic RVT Potential | F9 | Commercial | WA - College | Existing | Space Heating | Natural Gas | Gas Boiler - Maintenance | A | Cumulative Winter Peak Savings (MW) | Achievable Economic RVT Potential | 0 | 0 | 0 | 0 | 0 | 0 | 0 | 0 | 0 | 0 | 0 | 0 | 0 | 0 | 0 | 0 | 0 | 0 | 0 | 0 | 0 | 0 | 0 | 0 | 0 | 0 | 0
F10_Commercial_WA - College_Existing_Space Heating_Natural Gas_Gas Boiler - Maintenance_A_Achievable Economic RVT Potential | F10 | Commercial | WA - College | Existing | Space Heating | Natural Gas | Gas Boiler - Maintenance | A | Purchases (Incremental) | Achievable Economic RVT Potential | 0 | 0 | 0 | 0 | 0 | 0 | 0 | 0 | 0 | 0 | 0 | 0 | 0 | 0 | 0 | 0 | 0 | 0 | 0 | 0 | 0 | 0 | 0 | 0 | 0 | 0 | 0
F11_Commercial_WA - College_Existing_Space Heating_Natural Gas_Gas Boiler - Maintenance_A_Achievable Economic RVT Potential | F11 | Commercial | WA - College | Existing | Space Heating | Natural Gas | Gas Boiler - Maintenance | A | Purchases (Cumulative) | Achievable Economic RVT Potential | 0 | 0 | 0 | 0 | 0 | 0 | 0 | 0 | 0 | 0 | 0 | 0 | 0 | 0 | 0 | 0 | 0 | 0 | 0 | 0 | 0 | 0 | 0 | 0 | 0 | 0 | 0
F1_Commercial_WA - College_Existing_Space Heating_Natural Gas_Gas Furnace - Maintenance_A_Achievable Economic RVT Potential | F1 | Commercial | WA - College | Existing | Space Heating | Natural Gas | Gas Furnace - Maintenance | A | Integrated Unit Energy Savings (kWh or therms) | Achievable Economic RVT Potential | 0 | 0 | 0.067917 | 0.067222 | 0.066127 | 0.064931 | 0.063723 | 0.062487 | 0.061155 | 0.059699 | 0.058131 | 0.056472 | 0.054754 | 0.053031 | 0.051341 | 0.04972 | 0.048195 | 0.04681 | 0.045685 | 0.044841 | 0.044133 | 0.043597 | 0.043108 | 0.042933 | 0.042772 | 0.042624 | 0.042487
F2_Commercial_WA - College_Existing_Space Heating_Natural Gas_Gas Furnace - Maintenance_A_Achievable Economic RVT Potential | F2 | Commercial | WA - College | Existing | Space Heating | Natural Gas | Gas Furnace - Maintenance | A | Integrated Unit Summer Peak Savings (kW) | Achievable Economic RVT Potential | 0 | 0 | 0 | 0 | 0 | 0 | 0 | 0 | 0 | 0 | 0 | 0 | 0 | 0 | 0 | 0 | 0 | 0 | 0 | 0 | 0 | 0 | 0 | 0 | 0 | 0 | 0
F3_Commercial_WA - College_Existing_Space Heating_Natural Gas_Gas Furnace - Maintenance_A_Achievable Economic RVT Potential | F3 | Commercial | WA - College | Existing | Space Heating | Natural Gas | Gas Furnace - Maintenance | A | Integrated Unit Winter Peak Savings (kW) | Achievable Economic RVT Potential | 0 | 0 | 0 | 0 | 0 | 0 | 0 | 0 | 0 | 0 | 0 | 0 | 0 | 0 | 0 | 0 | 0 | 0 | 0 | 0 | 0 | 0 | 0 | 0 | 0 | 0 | 0
F4_Commercial_WA - College_Existing_Space Heating_Natural Gas_Gas Furnace - Maintenance_A_Achievable Economic RVT Potential | F4 | Commercial | WA - College | Existing | Space Heating | Natural Gas | Gas Furnace - Maintenance | A | Incremental Energy Savings (MWh or mTherms) | Achievable Economic RVT Potential | 0 | 0 | 0 | 0 | 0 | 0 | 0 | 0 | 0 | 0 | 0 | 0 | 0 | 0 | 0 | 0 | 0 | 0 | 0 | 0 | 0 | 0 | 0 | 0 | 0 | 0 | 0
F5_Commercial_WA - College_Existing_Space Heating_Natural Gas_Gas Furnace - Maintenance_A_Achievable Economic RVT Potential | F5 | Commercial | WA - College | Existing | Space Heating | Natural Gas | Gas Furnace - Maintenance | A | Incremental Summer Peak Savings (MW) | Achievable Economic RVT Potential | 0 | 0 | 0 | 0 | 0 | 0 | 0 | 0 | 0 | 0 | 0 | 0 | 0 | 0 | 0 | 0 | 0 | 0 | 0 | 0 | 0 | 0 | 0 | 0 | 0 | 0 | 0
F6_Commercial_WA - College_Existing_Space Heating_Natural Gas_Gas Furnace - Maintenance_A_Achievable Economic RVT Potential | F6 | Commercial | WA - College | Existing | Space Heating | Natural Gas | Gas Furnace - Maintenance | A | Incremental Winter Peak Savings (MW) | Achievable Economic RVT Potential | 0 | 0 | 0 | 0 | 0 | 0 | 0 | 0 | 0 | 0 | 0 | 0 | 0 | 0 | 0 | 0 | 0 | 0 | 0 | 0 | 0 | 0 | 0 | 0 | 0 | 0 | 0
F7_Commercial_WA - College_Existing_Space Heating_Natural Gas_Gas Furnace - Maintenance_A_Achievable Economic RVT Potential | F7 | Commercial | WA - College | Existing | Space Heating | Natural Gas | Gas Furnace - Maintenance | A | Cumulative Energy Savings (MWh or mTherms) | Achievable Economic RVT Potential | 0 | 0 | 0 | 0 | 0 | 0 | 0 | 0 | 0 | 0 | 0 | 0 | 0 | 0 | 0 | 0 | 0 | 0 | 0 | 0 | 0 | 0 | 0 | 0 | 0 | 0 | 0
F8_Commercial_WA - College_Existing_Space Heating_Natural Gas_Gas Furnace - Maintenance_A_Achievable Economic RVT Potential | F8 | Commercial | WA - College | Existing | Space Heating | Natural Gas | Gas Furnace - Maintenance | A | Cumulative Summer Peak Savings (MW) | Achievable Economic RVT Potential | 0 | 0 | 0 | 0 | 0 | 0 | 0 | 0 | 0 | 0 | 0 | 0 | 0 | 0 | 0 | 0 | 0 | 0 | 0 | 0 | 0 | 0 | 0 | 0 | 0 | 0 | 0
F9_Commercial_WA - College_Existing_Space Heating_Natural Gas_Gas Furnace - Maintenance_A_Achievable Economic RVT Potential | F9 | Commercial | WA - College | Existing | Space Heating | Natural Gas | Gas Furnace - Maintenance | A | Cumulative Winter Peak Savings (MW) | Achievable Economic RVT Potential | 0 | 0 | 0 | 0 | 0 | 0 | 0 | 0 | 0 | 0 | 0 | 0 | 0 | 0 | 0 | 0 | 0 | 0 | 0 | 0 | 0 | 0 | 0 | 0 | 0 | 0 | 0
F10_Commercial_WA - College_Existing_Space Heating_Natural Gas_Gas Furnace - Maintenance_A_Achievable Economic RVT Potential | F10 | Commercial | WA - College | Existing | Space Heating | Natural Gas | Gas Furnace - Maintenance | A | Purchases (Incremental) | Achievable Economic RVT Potential | 0 | 0 | 0 | 0 | 0 | 0 | 0 | 0 | 0 | 0 | 0 | 0 | 0 | 0 | 0 | 0 | 0 | 0 | 0 | 0 | 0 | 0 | 0 | 0 | 0 | 0 | 0
F11_Commercial_WA - College_Existing_Space Heating_Natural Gas_Gas Furnace - Maintenance_A_Achievable Economic RVT Potential | F11 | Commercial | WA - College | Existing | Space Heating | Natural Gas | Gas Furnace - Maintenance | A | Purchases (Cumulative) | Achievable Economic RVT Potential | 0 | 0 | 0 | 0 | 0 | 0 | 0 | 0 | 0 | 0 | 0 | 0 | 0 | 0 | 0 | 0 | 0 | 0 | 0 | 0 | 0 | 0 | 0 | 0 | 0 | 0 | 0
F1_Commercial_WA - College_Existing_Space Heating_Natural Gas_Gas Boiler - Hot Water Reset_A_Achievable Economic RVT Potential | F1 | Commercial | WA - College | Existing | Space Heating | Natural Gas | Gas Boiler - Hot Water Reset | A | Integrated Unit Energy Savings (kWh or therms) | Achievable Economic RVT Potential | 0 | 0 | 266.4233 | 265.4395 | 264.2851 | 263.1513 | 262.0396 | 260.9514 | 259.8878 | 258.8501 | 257.8392 | 256.8561 | 255.9014 | 254.976 | 254.0805 | 253.2154 | 252.3811 | 251.5783 | 250.9804 | 250.5963 | 250.2438 | 249.9234 | 249.632 | 249.3672 | 249.1264 | 248.9075 | 248.7084
F2_Commercial_WA - College_Existing_Space Heating_Natural Gas_Gas Boiler - Hot Water Reset_A_Achievable Economic RVT Potential | F2 | Commercial | WA - College | Existing | Space Heating | Natural Gas | Gas Boiler - Hot Water Reset | A | Integrated Unit Summer Peak Savings (kW) | Achievable Economic RVT Potential | 0 | 0 | 0 | 0 | 0 | 0 | 0 | 0 | 0 | 0 | 0 | 0 | 0 | 0 | 0 | 0 | 0 | 0 | 0 | 0 | 0 | 0 | 0 | 0 | 0 | 0 | 0
F3_Commercial_WA - College_Existing_Space Heating_Natural Gas_Gas Boiler - Hot Water Reset_A_Achievable Economic RVT Potential | F3 | Commercial | WA - College | Existing | Space Heating | Natural Gas | Gas Boiler - Hot Water Reset | A | Integrated Unit Winter Peak Savings (kW) | Achievable Economic RVT Potential | 0 | 0 | 0 | 0 | 0 | 0 | 0 | 0 | 0 | 0 | 0 | 0 | 0 | 0 | 0 | 0 | 0 | 0 | 0 | 0 | 0 | 0 | 0 | 0 | 0 | 0 | 0
F4_Commercial_WA - College_Existing_Space Heating_Natural Gas_Gas Boiler - Hot Water Reset_A_Achievable Economic RVT Potential | F4 | Commercial | WA - College | Existing | Space Heating | Natural Gas | Gas Boiler - Hot Water Reset | A | Incremental Energy Savings (MWh or mTherms) | Achievable Economic RVT Potential | 0 | 0 | 0 | 0 | 0 | 0 | 0 | 0 | 0 | 0 | 0 | 0 | 0 | 0 | 0 | 0 | 0 | 0 | 0 | 0 | 0 | 0 | 0 | 0 | 0 | 0 | 0
F5_Commercial_WA - College_Existing_Space Heating_Natural Gas_Gas Boiler - Hot Water Reset_A_Achievable Economic RVT Potential | F5 | Commercial | WA - College | Existing | Space Heating | Natural Gas | Gas Boiler - Hot Water Reset | A | Incremental Summer Peak Savings (MW) | Achievable Economic RVT Potential | 0 | 0 | 0 | 0 | 0 | 0 | 0 | 0 | 0 | 0 | 0 | 0 | 0 | 0 | 0 | 0 | 0 | 0 | 0 | 0 | 0 | 0 | 0 | 0 | 0 | 0 | 0
F6_Commercial_WA - College_Existing_Space Heating_Natural Gas_Gas Boiler - Hot Water Reset_A_Achievable Economic RVT Potential | F6 | Commercial | WA - College | Existing | Space Heating | Natural Gas | Gas Boiler - Hot Water Reset | A | Incremental Winter Peak Savings (MW) | Achievable Economic RVT Potential | 0 | 0 | 0 | 0 | 0 | 0 | 0 | 0 | 0 | 0 | 0 | 0 | 0 | 0 | 0 | 0 | 0 | 0 | 0 | 0 | 0 | 0 | 0 | 0 | 0 | 0 | 0
F7_Commercial_WA - College_Existing_Space Heating_Natural Gas_Gas Boiler - Hot Water Reset_A_Achievable Economic RVT Potential | F7 | Commercial | WA - College | Existing | Space Heating | Natural Gas | Gas Boiler - Hot Water Reset | A | Cumulative Energy Savings (MWh or mTherms) | Achievable Economic RVT Potential | 0 | 0 | 0 | 0 | 0 | 0 | 0 | 0 | 0 | 0 | 0 | 0 | 0 | 0 | 0 | 0 | 0 | 0 | 0 | 0 | 0 | 0 | 0 | 0 | 0 | 0 | 0
F8_Commercial_WA - College_Existing_Space Heating_Natural Gas_Gas Boiler - Hot Water Reset_A_Achievable Economic RVT Potential | F8 | Commercial | WA - College | Existing | Space Heating | Natural Gas | Gas Boiler - Hot Water Reset | A | Cumulative Summer Peak Savings (MW) | Achievable Economic RVT Potential | 0 | 0 | 0 | 0 | 0 | 0 | 0 | 0 | 0 | 0 | 0 | 0 | 0 | 0 | 0 | 0 | 0 | 0 | 0 | 0 | 0 | 0 | 0 | 0 | 0 | 0 | 0
F9_Commercial_WA - College_Existing_Space Heating_Natural Gas_Gas Boiler - Hot Water Reset_A_Achievable Economic RVT Potential | F9 | Commercial | WA - College | Existing | Space Heating | Natural Gas | Gas Boiler - Hot Water Reset | A | Cumulative Winter Peak Savings (MW) | Achievable Economic RVT Potential | 0 | 0 | 0 | 0 | 0 | 0 | 0 | 0 | 0 | 0 | 0 | 0 | 0 | 0 | 0 | 0 | 0 | 0 | 0 | 0 | 0 | 0 | 0 | 0 | 0 | 0 | 0
F10_Commercial_WA - College_Existing_Space Heating_Natural Gas_Gas Boiler - Hot Water Reset_A_Achievable Economic RVT Potential | F10 | Commercial | WA - College | Existing | Space Heating | Natural Gas | Gas Boiler - Hot Water Reset | A | Purchases (Incremental) | Achievable Economic RVT Potential | 0 | 0 | 0 | 0 | 0 | 0 | 0 | 0 | 0 | 0 | 0 | 0 | 0 | 0 | 0 | 0 | 0 | 0 | 0 | 0 | 0 | 0 | 0 | 0 | 0 | 0 | 0
F11_Commercial_WA - College_Existing_Space Heating_Natural Gas_Gas Boiler - Hot Water Reset_A_Achievable Economic RVT Potential | F11 | Commercial | WA - College | Existing | Space Heating | Natural Gas | Gas Boiler - Hot Water Reset | A | Purchases (Cumulative) | Achievable Economic RVT Potential | 0 | 0 | 0 | 0 | 0 | 0 | 0 | 0 | 0 | 0 | 0 | 0 | 0 | 0 | 0 | 0 | 0 | 0 | 0 | 0 | 0 | 0 | 0 | 0 | 0 | 0 | 0
F1_Commercial_WA - College_Existing_Space Heating_Natural Gas_Gas Boiler - Steam Trap Replacement_A_Achievable Economic RVT Potential | F1 | Commercial | WA - College | Existing | Space Heating | Natural Gas | Gas Boiler - Steam Trap Replacement | A | Integrated Unit Energy Savings (kWh or therms) | Achievable Economic RVT Potential | 0 | 0 | 79.6395 | 79.3197 | 78.9225 | 78.5317 | 78.1481 | 77.7718 | 77.4034 | 77.043 | 76.691 | 76.3476 | 76.0131 | 75.6876 | 75.3713 | 75.0644 | 74.7669 | 74.4791 | 74.2521 | 74.0886 | 73.9346 | 73.7902 | 73.6545 | 73.5762 | 73.505 | 73.4403 | 73.3815
F2_Commercial_WA - College_Existing_Space Heating_Natural Gas_Gas Boiler - Steam Trap Replacement_A_Achievable Economic RVT Potential | F2 | Commercial | WA - College | Existing | Space Heating | Natural Gas | Gas Boiler - Steam Trap Replacement | A | Integrated Unit Summer Peak Savings (kW) | Achievable Economic RVT Potential | 0 | 0 | 0 | 0 | 0 | 0 | 0 | 0 | 0 | 0 | 0 | 0 | 0 | 0 | 0 | 0 | 0 | 0 | 0 | 0 | 0 | 0 | 0 | 0 | 0 | 0 | 0
F3_Commercial_WA - College_Existing_Space Heating_Natural Gas_Gas Boiler - Steam Trap Replacement_A_Achievable Economic RVT Potential | F3 | Commercial | WA - College | Existing | Space Heating | Natural Gas | Gas Boiler - Steam Trap Replacement | A | Integrated Unit Winter Peak Savings (kW) | Achievable Economic RVT Potential | 0 | 0 | 0 | 0 | 0 | 0 | 0 | 0 | 0 | 0 | 0 | 0 | 0 | 0 | 0 | 0 | 0 | 0 | 0 | 0 | 0 | 0 | 0 | 0 | 0 | 0 | 0
F4_Commercial_WA - College_Existing_Space Heating_Natural Gas_Gas Boiler - Steam Trap Replacement_A_Achievable Economic RVT Potential | F4 | Commercial | WA - College | Existing | Space Heating | Natural Gas | Gas Boiler - Steam Trap Replacement | A | Incremental Energy Savings (MWh or mTherms) | Achievable Economic RVT Potential | 0 | 0 | 0 | 0 | 0 | 0 | 0 | 0 | 0 | 0 | 0 | 0 | 0 | 0 | 0 | 0 | 0 | 0 | 0 | 0 | 0 | 0 | 0 | 0 | 0 | 0 | 0
F5_Commercial_WA - College_Existing_Space Heating_Natural Gas_Gas Boiler - Steam Trap Replacement_A_Achievable Economic RVT Potential | F5 | Commercial | WA - College | Existing | Space Heating | Natural Gas | Gas Boiler - Steam Trap Replacement | A | Incremental Summer Peak Savings (MW) | Achievable Economic RVT Potential | 0 | 0 | 0 | 0 | 0 | 0 | 0 | 0 | 0 | 0 | 0 | 0 | 0 | 0 | 0 | 0 | 0 | 0 | 0 | 0 | 0 | 0 | 0 | 0 | 0 | 0 | 0
F6_Commercial_WA - College_Existing_Space Heating_Natural Gas_Gas Boiler - Steam Trap Replacement_A_Achievable Economic RVT Potential | F6 | Commercial | WA - College | Existing | Space Heating | Natural Gas | Gas Boiler - Steam Trap Replacement | A | Incremental Winter Peak Savings (MW) | Achievable Economic RVT Potential | 0 | 0 | 0 | 0 | 0 | 0 | 0 | 0 | 0 | 0 | 0 | 0 | 0 | 0 | 0 | 0 | 0 | 0 | 0 | 0 | 0 | 0 | 0 | 0 | 0 | 0 | 0
F7_Commercial_WA - College_Existing_Space Heating_Natural Gas_Gas Boiler - Steam Trap Replacement_A_Achievable Economic RVT Potential | F7 | Commercial | WA - College | Existing | Space Heating | Natural Gas | Gas Boiler - Steam Trap Replacement | A | Cumulative Energy Savings (MWh or mTherms) | Achievable Economic RVT Potential | 0 | 0 | 0 | 0 | 0 | 0 | 0 | 0 | 0 | 0 | 0 | 0 | 0 | 0 | 0 | 0 | 0 | 0 | 0 | 0 | 0 | 0 | 0 | 0 | 0 | 0 | 0
F8_Commercial_WA - College_Existing_Space Heating_Natural Gas_Gas Boiler - Steam Trap Replacement_A_Achievable Economic RVT Potential | F8 | Commercial | WA - College | Existing | Space Heating | Natural Gas | Gas Boiler - Steam Trap Replacement | A | Cumulative Summer Peak Savings (MW) | Achievable Economic RVT Potential | 0 | 0 | 0 | 0 | 0 | 0 | 0 | 0 | 0 | 0 | 0 | 0 | 0 | 0 | 0 | 0 | 0 | 0 | 0 | 0 | 0 | 0 | 0 | 0 | 0 | 0 | 0
F9_Commercial_WA - College_Existing_Space Heating_Natural Gas_Gas Boiler - Steam Trap Replacement_A_Achievable Economic RVT Potential | F9 | Commercial | WA - College | Existing | Space Heating | Natural Gas | Gas Boiler - Steam Trap Replacement | A | Cumulative Winter Peak Savings (MW) | Achievable Economic RVT Potential | 0 | 0 | 0 | 0 | 0 | 0 | 0 | 0 | 0 | 0 | 0 | 0 | 0 | 0 | 0 | 0 | 0 | 0 | 0 | 0 | 0 | 0 | 0 | 0 | 0 | 0 | 0
F10_Commercial_WA - College_Existing_Space Heating_Natural Gas_Gas Boiler - Steam Trap Replacement_A_Achievable Economic RVT Potential | F10 | Commercial | WA - College | Existing | Space Heating | Natural Gas | Gas Boiler - Steam Trap Replacement | A | Purchases (Incremental) | Achievable Economic RVT Potential | 0 | 0 | 0 | 0 | 0 | 0 | 0 | 0 | 0 | 0 | 0 | 0 | 0 | 0 | 0 | 0 | 0 | 0 | 0 | 0 | 0 | 0 | 0 | 0 | 0 | 0 | 0
F11_Commercial_WA - College_Existing_Space Heating_Natural Gas_Gas Boiler - Steam Trap Replacement_A_Achievable Economic RVT Potential | F11 | Commercial | WA - College | Existing | Space Heating | Natural Gas | Gas Boiler - Steam Trap Replacement | A | Purchases (Cumulative) | Achievable Economic RVT Potential | 0 | 0 | 0 | 0 | 0 | 0 | 0 | 0 | 0 | 0 | 0 | 0 | 0 | 0 | 0 | 0 | 0 | 0 | 0 | 0 | 0 | 0 | 0 | 0 | 0 | 0 | 0
F1_Commercial_WA - College_Existing_Space Heating_Natural Gas_Gas Boiler - High Turndown Burner_A_Achievable Economic RVT Potential | F1 | Commercial | WA - College | Existing | Space Heating | Natural Gas | Gas Boiler - High Turndown Burner | A | Integrated Unit Energy Savings (kWh or therms) | Achievable Economic RVT Potential | 0 | 0 | 0.24977 | 0.2479 | 0.24522 | 0.24235 | 0.23935 | 0.23615 | 0.23269 | 0.22897 | 0.22498 | 0.22074 | 0.21631 | 0.2119 | 0.2076 | 0.20349 | 0.19961 | 0.1961 | 0.19333 | 0.19135 | 0.18972 | 0.18855 | 0.18748 | 0.18728 | 0.1871 | 0.18693 | 0.18678
F2_Commercial_WA - College_Existing_Space Heating_Natural Gas_Gas Boiler - High Turndown Burner_A_Achievable Economic RVT Potential | F2 | Commercial | WA - College | Existing | Space Heating | Natural Gas | Gas Boiler - High Turndown Burner | A | Integrated Unit Summer Peak Savings (kW) | Achievable Economic RVT Potential | 0 | 0 | 0 | 0 | 0 | 0 | 0 | 0 | 0 | 0 | 0 | 0 | 0 | 0 | 0 | 0 | 0 | 0 | 0 | 0 | 0 | 0 | 0 | 0 | 0 | 0 | 0
F3_Commercial_WA - College_Existing_Space Heating_Natural Gas_Gas Boiler - High Turndown Burner_A_Achievable Economic RVT Potential | F3 | Commercial | WA - College | Existing | Space Heating | Natural Gas | Gas Boiler - High Turndown Burner | A | Integrated Unit Winter Peak Savings (kW) | Achievable Economic RVT Potential | 0 | 0 | 0 | 0 | 0 | 0 | 0 | 0 | 0 | 0 | 0 | 0 | 0 | 0 | 0 | 0 | 0 | 0 | 0 | 0 | 0 | 0 | 0 | 0 | 0 | 0 | 0
F4_Commercial_WA - College_Existing_Space Heating_Natural Gas_Gas Boiler - High Turndown Burner_A_Achievable Economic RVT Potential | F4 | Commercial | WA - College | Existing | Space Heating | Natural Gas | Gas Boiler - High Turndown Burner | A | Incremental Energy Savings (MWh or mTherms) | Achievable Economic RVT Potential | 0 | 0 | 0 | 0 | 0 | 0 | 0 | 0 | 0 | 0 | 0 | 0 | 0 | 0 | 0 | 0 | 0 | 0 | 0 | 0 | 0 | 0 | 0 | 0 | 0 | 0 | 0
F5_Commercial_WA - College_Existing_Space Heating_Natural Gas_Gas Boiler - High Turndown Burner_A_Achievable Economic RVT Potential | F5 | Commercial | WA - College | Existing | Space Heating | Natural Gas | Gas Boiler - High Turndown Burner | A | Incremental Summer Peak Savings (MW) | Achievable Economic RVT Potential | 0 | 0 | 0 | 0 | 0 | 0 | 0 | 0 | 0 | 0 | 0 | 0 | 0 | 0 | 0 | 0 | 0 | 0 | 0 | 0 | 0 | 0 | 0 | 0 | 0 | 0 | 0
F6_Commercial_WA - College_Existing_Space Heating_Natural Gas_Gas Boiler - High Turndown Burner_A_Achievable Economic RVT Potential | F6 | Commercial | WA - College | Existing | Space Heating | Natural Gas | Gas Boiler - High Turndown Burner | A | Incremental Winter Peak Savings (MW) | Achievable Economic RVT Potential | 0 | 0 | 0 | 0 | 0 | 0 | 0 | 0 | 0 | 0 | 0 | 0 | 0 | 0 | 0 | 0 | 0 | 0 | 0 | 0 | 0 | 0 | 0 | 0 | 0 | 0 | 0
F7_Commercial_WA - College_Existing_Space Heating_Natural Gas_Gas Boiler - High Turndown Burner_A_Achievable Economic RVT Potential | F7 | Commercial | WA - College | Existing | Space Heating | Natural Gas | Gas Boiler - High Turndown Burner | A | Cumulative Energy Savings (MWh or mTherms) | Achievable Economic RVT Potential | 0 | 0 | 0 | 0 | 0 | 0 | 0 | 0 | 0 | 0 | 0 | 0 | 0 | 0 | 0 | 0 | 0 | 0 | 0 | 0 | 0 | 0 | 0 | 0 | 0 | 0 | 0
F8_Commercial_WA - College_Existing_Space Heating_Natural Gas_Gas Boiler - High Turndown Burner_A_Achievable Economic RVT Potential | F8 | Commercial | WA - College | Existing | Space Heating | Natural Gas | Gas Boiler - High Turndown Burner | A | Cumulative Summer Peak Savings (MW) | Achievable Economic RVT Potential | 0 | 0 | 0 | 0 | 0 | 0 | 0 | 0 | 0 | 0 | 0 | 0 | 0 | 0 | 0 | 0 | 0 | 0 | 0 | 0 | 0 | 0 | 0 | 0 | 0 | 0 | 0
F9_Commercial_WA - College_Existing_Space Heating_Natural Gas_Gas Boiler - High Turndown Burner_A_Achievable Economic RVT Potential | F9 | Commercial | WA - College | Existing | Space Heating | Natural Gas | Gas Boiler - High Turndown Burner | A | Cumulative Winter Peak Savings (MW) | Achievable Economic RVT Potential | 0 | 0 | 0 | 0 | 0 | 0 | 0 | 0 | 0 | 0 | 0 | 0 | 0 | 0 | 0 | 0 | 0 | 0 | 0 | 0 | 0 | 0 | 0 | 0 | 0 | 0 | 0
F10_Commercial_WA - College_Existing_Space Heating_Natural Gas_Gas Boiler - High Turndown Burner_A_Achievable Economic RVT Potential | F10 | Commercial | WA - College | Existing | Space Heating | Natural Gas | Gas Boiler - High Turndown Burner | A | Purchases (Incremental) | Achievable Economic RVT Potential | 0 | 0 | 0 | 0 | 0 | 0 | 0 | 0 | 0 | 0 | 0 | 0 | 0 | 0 | 0 | 0 | 0 | 0 | 0 | 0 | 0 | 0 | 0 | 0 | 0 | 0 | 0
F11_Commercial_WA - College_Existing_Space Heating_Natural Gas_Gas Boiler - High Turndown Burner_A_Achievable Economic RVT Potential | F11 | Commercial | WA - College | Existing | Space Heating | Natural Gas | Gas Boiler - High Turndown Burner | A | Purchases (Cumulative) | Achievable Economic RVT Potential | 0 | 0 | 0 | 0 | 0 | 0 | 0 | 0 | 0 | 0 | 0 | 0 | 0 | 0 | 0 | 0 | 0 | 0 | 0 | 0 | 0 | 0 | 0 | 0 | 0 | 0 | 0
F1_Commercial_WA - College_Existing_Space Heating_Natural Gas_Gas Boiler - Burner Control Optimization_A_Achievable Economic RVT Potential | F1 | Commercial | WA - College | Existing | Space Heating | Natural Gas | Gas Boiler - Burner Control Optimization | A | Integrated Unit Energy Savings (kWh or therms) | Achievable Economic RVT Potential | 0 | 0 | 0.072434 | 0.071872 | 0.071071 | 0.070214 | 0.069312 | 0.068349 | 0.067309 | 0.066189 | 0.064991 | 0.063725 | 0.062411 | 0.061111 | 0.059855 | 0.05866 | 0.057537 | 0.056523 | 0.055726 | 0.055155 | 0.054685 | 0.054348 | 0.054039 | 0.053981 | 0.053928 | 0.053881 | 0.053837
F2_Commercial_WA - College_Existing_Space Heating_Natural Gas_Gas Boiler - Burner Control Optimization_A_Achievable Economic RVT Potential | F2 | Commercial | WA - College | Existing | Space Heating | Natural Gas | Gas Boiler - Burner Control Optimization | A | Integrated Unit Summer Peak Savings (kW) | Achievable Economic RVT Potential | 0 | 0 | 0 | 0 | 0 | 0 | 0 | 0 | 0 | 0 | 0 | 0 | 0 | 0 | 0 | 0 | 0 | 0 | 0 | 0 | 0 | 0 | 0 | 0 | 0 | 0 | 0
F3_Commercial_WA - College_Existing_Space Heating_Natural Gas_Gas Boiler - Burner Control Optimization_A_Achievable Economic RVT Potential | F3 | Commercial | WA - College | Existing | Space Heating | Natural Gas | Gas Boiler - Burner Control Optimization | A | Integrated Unit Winter Peak Savings (kW) | Achievable Economic RVT Potential | 0 | 0 | 0 | 0 | 0 | 0 | 0 | 0 | 0 | 0 | 0 | 0 | 0 | 0 | 0 | 0 | 0 | 0 | 0 | 0 | 0 | 0 | 0 | 0 | 0 | 0 | 0
F4_Commercial_WA - College_Existing_Space Heating_Natural Gas_Gas Boiler - Burner Control Optimization_A_Achievable Economic RVT Potential | F4 | Commercial | WA - College | Existing | Space Heating | Natural Gas | Gas Boiler - Burner Control Optimization | A | Incremental Energy Savings (MWh or mTherms) | Achievable Economic RVT Potential | 0 | 0 | 0 | 0 | 0 | 0 | 0 | 0 | 0 | 0 | 0 | 0 | 0 | 0 | 0 | 0 | 0 | 0 | 0 | 0 | 0 | 0 | 0 | 0 | 0 | 0 | 0
F5_Commercial_WA - College_Existing_Space Heating_Natural Gas_Gas Boiler - Burner Control Optimization_A_Achievable Economic RVT Potential | F5 | Commercial | WA - College | Existing | Space Heating | Natural Gas | Gas Boiler - Burner Control Optimization | A | Incremental Summer Peak Savings (MW) | Achievable Economic RVT Potential | 0 | 0 | 0 | 0 | 0 | 0 | 0 | 0 | 0 | 0 | 0 | 0 | 0 | 0 | 0 | 0 | 0 | 0 | 0 | 0 | 0 | 0 | 0 | 0 | 0 | 0 | 0
F6_Commercial_WA - College_Existing_Space Heating_Natural Gas_Gas Boiler - Burner Control Optimization_A_Achievable Economic RVT Potential | F6 | Commercial | WA - College | Existing | Space Heating | Natural Gas | Gas Boiler - Burner Control Optimization | A | Incremental Winter Peak Savings (MW) | Achievable Economic RVT Potential | 0 | 0 | 0 | 0 | 0 | 0 | 0 | 0 | 0 | 0 | 0 | 0 | 0 | 0 | 0 | 0 | 0 | 0 | 0 | 0 | 0 | 0 | 0 | 0 | 0 | 0 | 0
F7_Commercial_WA - College_Existing_Space Heating_Natural Gas_Gas Boiler - Burner Control Optimization_A_Achievable Economic RVT Potential | F7 | Commercial | WA - College | Existing | Space Heating | Natural Gas | Gas Boiler - Burner Control Optimization | A | Cumulative Energy Savings (MWh or mTherms) | Achievable Economic RVT Potential | 0 | 0 | 0 | 0 | 0 | 0 | 0 | 0 | 0 | 0 | 0 | 0 | 0 | 0 | 0 | 0 | 0 | 0 | 0 | 0 | 0 | 0 | 0 | 0 | 0 | 0 | 0
F8_Commercial_WA - College_Existing_Space Heating_Natural Gas_Gas Boiler - Burner Control Optimization_A_Achievable Economic RVT Potential | F8 | Commercial | WA - College | Existing | Space Heating | Natural Gas | Gas Boiler - Burner Control Optimization | A | Cumulative Summer Peak Savings (MW) | Achievable Economic RVT Potential | 0 | 0 | 0 | 0 | 0 | 0 | 0 | 0 | 0 | 0 | 0 | 0 | 0 | 0 | 0 | 0 | 0 | 0 | 0 | 0 | 0 | 0 | 0 | 0 | 0 | 0 | 0
F9_Commercial_WA - College_Existing_Space Heating_Natural Gas_Gas Boiler - Burner Control Optimization_A_Achievable Economic RVT Potential | F9 | Commercial | WA - College | Existing | Space Heating | Natural Gas | Gas Boiler - Burner Control Optimization | A | Cumulative Winter Peak Savings (MW) | Achievable Economic RVT Potential | 0 | 0 | 0 | 0 | 0 | 0 | 0 | 0 | 0 | 0 | 0 | 0 | 0 | 0 | 0 | 0 | 0 | 0 | 0 | 0 | 0 | 0 | 0 | 0 | 0 | 0 | 0
F10_Commercial_WA - College_Existing_Space Heating_Natural Gas_Gas Boiler - Burner Control Optimization_A_Achievable Economic RVT Potential | F10 | Commercial | WA - College | Existing | Space Heating | Natural Gas | Gas Boiler - Burner Control Optimization | A | Purchases (Incremental) | Achievable Economic RVT Potential | 0 | 0 | 0 | 0 | 0 | 0 | 0 | 0 | 0 | 0 | 0 | 0 | 0 | 0 | 0 | 0 | 0 | 0 | 0 | 0 | 0 | 0 | 0 | 0 | 0 | 0 | 0
F11_Commercial_WA - College_Existing_Space Heating_Natural Gas_Gas Boiler - Burner Control Optimization_A_Achievable Economic RVT Potential | F11 | Commercial | WA - College | Existing | Space Heating | Natural Gas | Gas Boiler - Burner Control Optimization | A | Purchases (Cumulative) | Achievable Economic RVT Potential | 0 | 0 | 0 | 0 | 0 | 0 | 0 | 0 | 0 | 0 | 0 | 0 | 0 | 0 | 0 | 0 | 0 | 0 | 0 | 0 | 0 | 0 | 0 | 0 | 0 | 0 | 0
F1_Commercial_WA - College_Existing_Space Heating_Natural Gas_Gas Boiler - Stack Economizer_A_Achievable Economic RVT Potential | F1 | Commercial | WA - College | Existing | Space Heating | Natural Gas | Gas Boiler - Stack Economizer | A | Integrated Unit Energy Savings (kWh or therms) | Achievable Economic RVT Potential | 0 | 0 | 0.23978 | 0.23717 | 0.23323 | 0.22901 | 0.22483 | 0.22063 | 0.21617 | 0.21134 | 0.20617 | 0.20073 | 0.19511 | 0.1895 | 0.18403 | 0.17881 | 0.17394 | 0.16958 | 0.16617 | 0.16372 | 0.16173 | 0.16031 | 0.15902 | 0.15885 | 0.15869 | 0.15855 | 0.15842
F2_Commercial_WA - College_Existing_Space Heating_Natural Gas_Gas Boiler - Stack Economizer_A_Achievable Economic RVT Potential | F2 | Commercial | WA - College | Existing | Space Heating | Natural Gas | Gas Boiler - Stack Economizer | A | Integrated Unit Summer Peak Savings (kW) | Achievable Economic RVT Potential | 0 | 0 | 0 | 0 | 0 | 0 | 0 | 0 | 0 | 0 | 0 | 0 | 0 | 0 | 0 | 0 | 0 | 0 | 0 | 0 | 0 | 0 | 0 | 0 | 0 | 0 | 0
F3_Commercial_WA - College_Existing_Space Heating_Natural Gas_Gas Boiler - Stack Economizer_A_Achievable Economic RVT Potential | F3 | Commercial | WA - College | Existing | Space Heating | Natural Gas | Gas Boiler - Stack Economizer | A | Integrated Unit Winter Peak Savings (kW) | Achievable Economic RVT Potential | 0 | 0 | 0 | 0 | 0 | 0 | 0 | 0 | 0 | 0 | 0 | 0 | 0 | 0 | 0 | 0 | 0 | 0 | 0 | 0 | 0 | 0 | 0 | 0 | 0 | 0 | 0
F4_Commercial_WA - College_Existing_Space Heating_Natural Gas_Gas Boiler - Stack Economizer_A_Achievable Economic RVT Potential | F4 | Commercial | WA - College | Existing | Space Heating | Natural Gas | Gas Boiler - Stack Economizer | A | Incremental Energy Savings (MWh or mTherms) | Achievable Economic RVT Potential | 0 | 0 | 0 | 0 | 0 | 0 | 0 | 0 | 0 | 0 | 0 | 0 | 0 | 0 | 0 | 0 | 0 | 0 | 0 | 0 | 0 | 0 | 0 | 0 | 0 | 0 | 0
F5_Commercial_WA - College_Existing_Space Heating_Natural Gas_Gas Boiler - Stack Economizer_A_Achievable Economic RVT Potential | F5 | Commercial | WA - College | Existing | Space Heating | Natural Gas | Gas Boiler - Stack Economizer | A | Incremental Summer Peak Savings (MW) | Achievable Economic RVT Potential | 0 | 0 | 0 | 0 | 0 | 0 | 0 | 0 | 0 | 0 | 0 | 0 | 0 | 0 | 0 | 0 | 0 | 0 | 0 | 0 | 0 | 0 | 0 | 0 | 0 | 0 | 0
F6_Commercial_WA - College_Existing_Space Heating_Natural Gas_Gas Boiler - Stack Economizer_A_Achievable Economic RVT Potential | F6 | Commercial | WA - College | Existing | Space Heating | Natural Gas | Gas Boiler - Stack Economizer | A | Incremental Winter Peak Savings (MW) | Achievable Economic RVT Potential | 0 | 0 | 0 | 0 | 0 | 0 | 0 | 0 | 0 | 0 | 0 | 0 | 0 | 0 | 0 | 0 | 0 | 0 | 0 | 0 | 0 | 0 | 0 | 0 | 0 | 0 | 0
F7_Commercial_WA - College_Existing_Space Heating_Natural Gas_Gas Boiler - Stack Economizer_A_Achievable Economic RVT Potential | F7 | Commercial | WA - College | Existing | Space Heating | Natural Gas | Gas Boiler - Stack Economizer | A | Cumulative Energy Savings (MWh or mTherms) | Achievable Economic RVT Potential | 0 | 0 | 0 | 0 | 0 | 0 | 0 | 0 | 0 | 0 | 0 | 0 | 0 | 0 | 0 | 0 | 0 | 0 | 0 | 0 | 0 | 0 | 0 | 0 | 0 | 0 | 0
F8_Commercial_WA - College_Existing_Space Heating_Natural Gas_Gas Boiler - Stack Economizer_A_Achievable Economic RVT Potential | F8 | Commercial | WA - College | Existing | Space Heating | Natural Gas | Gas Boiler - Stack Economizer | A | Cumulative Summer Peak Savings (MW) | Achievable Economic RVT Potential | 0 | 0 | 0 | 0 | 0 | 0 | 0 | 0 | 0 | 0 | 0 | 0 | 0 | 0 | 0 | 0 | 0 | 0 | 0 | 0 | 0 | 0 | 0 | 0 | 0 | 0 | 0
F9_Commercial_WA - College_Existing_Space Heating_Natural Gas_Gas Boiler - Stack Economizer_A_Achievable Economic RVT Potential | F9 | Commercial | WA - College | Existing | Space Heating | Natural Gas | Gas Boiler - Stack Economizer | A | Cumulative Winter Peak Savings (MW) | Achievable Economic RVT Potential | 0 | 0 | 0 | 0 | 0 | 0 | 0 | 0 | 0 | 0 | 0 | 0 | 0 | 0 | 0 | 0 | 0 | 0 | 0 | 0 | 0 | 0 | 0 | 0 | 0 | 0 | 0
F10_Commercial_WA - College_Existing_Space Heating_Natural Gas_Gas Boiler - Stack Economizer_A_Achievable Economic RVT Potential | F10 | Commercial | WA - College | Existing | Space Heating | Natural Gas | Gas Boiler - Stack Economizer | A | Purchases (Incremental) | Achievable Economic RVT Potential | 0 | 0 | 0 | 0 | 0 | 0 | 0 | 0 | 0 | 0 | 0 | 0 | 0 | 0 | 0 | 0 | 0 | 0 | 0 | 0 | 0 | 0 | 0 | 0 | 0 | 0 | 0
F11_Commercial_WA - College_Existing_Space Heating_Natural Gas_Gas Boiler - Stack Economizer_A_Achievable Economic RVT Potential | F11 | Commercial | WA - College | Existing | Space Heating | Natural Gas | Gas Boiler - Stack Economizer | A | Purchases (Cumulative) | Achievable Economic RVT Potential | 0 | 0 | 0 | 0 | 0 | 0 | 0 | 0 | 0 | 0 | 0 | 0 | 0 | 0 | 0 | 0 | 0 | 0 | 0 | 0 | 0 | 0 | 0 | 0 | 0 | 0 | 0
F1_Commercial_WA - College_Existing_Space Heating_Natural Gas_Gas Boiler - Thermostatic Radiator Valves_A_Achievable Economic RVT Potential | F1 | Commercial | WA - College | Existing | Space Heating | Natural Gas | Gas Boiler - Thermostatic Radiator Valves | A | Integrated Unit Energy Savings (kWh or therms) | Achievable Economic RVT Potential | 0 | 0 | 16.7743 | 16.6965 | 16.6019 | 16.5001 | 16.392 | 16.2754 | 16.1477 | 16.0073 | 15.8527 | 15.6831 | 15.4999 | 15.3069 | 15.1098 | 14.9157 | 14.7324 | 14.5667 | 14.4358 | 14.3416 | 14.2662 | 14.2168 | 14.1726 | 14.1575 | 14.1438 | 14.1314 | 14.1201
F2_Commercial_WA - College_Existing_Space Heating_Natural Gas_Gas Boiler - Thermostatic Radiator Valves_A_Achievable Economic RVT Potential | F2 | Commercial | WA - College | Existing | Space Heating | Natural Gas | Gas Boiler - Thermostatic Radiator Valves | A | Integrated Unit Summer Peak Savings (kW) | Achievable Economic RVT Potential | 0 | 0 | 0 | 0 | 0 | 0 | 0 | 0 | 0 | 0 | 0 | 0 | 0 | 0 | 0 | 0 | 0 | 0 | 0 | 0 | 0 | 0 | 0 | 0 | 0 | 0 | 0
F3_Commercial_WA - College_Existing_Space Heating_Natural Gas_Gas Boiler - Thermostatic Radiator Valves_A_Achievable Economic RVT Potential | F3 | Commercial | WA - College | Existing | Space Heating | Natural Gas | Gas Boiler - Thermostatic Radiator Valves | A | Integrated Unit Winter Peak Savings (kW) | Achievable Economic RVT Potential | 0 | 0 | 0 | 0 | 0 | 0 | 0 | 0 | 0 | 0 | 0 | 0 | 0 | 0 | 0 | 0 | 0 | 0 | 0 | 0 | 0 | 0 | 0 | 0 | 0 | 0 | 0
F4_Commercial_WA - College_Existing_Space Heating_Natural Gas_Gas Boiler - Thermostatic Radiator Valves_A_Achievable Economic RVT Potential | F4 | Commercial | WA - College | Existing | Space Heating | Natural Gas | Gas Boiler - Thermostatic Radiator Valves | A | Incremental Energy Savings (MWh or mTherms) | Achievable Economic RVT Potential | 0 | 0 | 0 | 0 | 0 | 0 | 0 | 0 | 0 | 0 | 0 | 0 | 0 | 0 | 0 | 0 | 0 | 0 | 0 | 0 | 0 | 0 | 0 | 0 | 0 | 0 | 0
F5_Commercial_WA - College_Existing_Space Heating_Natural Gas_Gas Boiler - Thermostatic Radiator Valves_A_Achievable Economic RVT Potential | F5 | Commercial | WA - College | Existing | Space Heating | Natural Gas | Gas Boiler - Thermostatic Radiator Valves | A | Incremental Summer Peak Savings (MW) | Achievable Economic RVT Potential | 0 | 0 | 0 | 0 | 0 | 0 | 0 | 0 | 0 | 0 | 0 | 0 | 0 | 0 | 0 | 0 | 0 | 0 | 0 | 0 | 0 | 0 | 0 | 0 | 0 | 0 | 0
F6_Commercial_WA - College_Existing_Space Heating_Natural Gas_Gas Boiler - Thermostatic Radiator Valves_A_Achievable Economic RVT Potential | F6 | Commercial | WA - College | Existing | Space Heating | Natural Gas | Gas Boiler - Thermostatic Radiator Valves | A | Incremental Winter Peak Savings (MW) | Achievable Economic RVT Potential | 0 | 0 | 0 | 0 | 0 | 0 | 0 | 0 | 0 | 0 | 0 | 0 | 0 | 0 | 0 | 0 | 0 | 0 | 0 | 0 | 0 | 0 | 0 | 0 | 0 | 0 | 0
F7_Commercial_WA - College_Existing_Space Heating_Natural Gas_Gas Boiler - Thermostatic Radiator Valves_A_Achievable Economic RVT Potential | F7 | Commercial | WA - College | Existing | Space Heating | Natural Gas | Gas Boiler - Thermostatic Radiator Valves | A | Cumulative Energy Savings (MWh or mTherms) | Achievable Economic RVT Potential | 0 | 0 | 0 | 0 | 0 | 0 | 0 | 0 | 0 | 0 | 0 | 0 | 0 | 0 | 0 | 0 | 0 | 0 | 0 | 0 | 0 | 0 | 0 | 0 | 0 | 0 | 0
F8_Commercial_WA - College_Existing_Space Heating_Natural Gas_Gas Boiler - Thermostatic Radiator Valves_A_Achievable Economic RVT Potential | F8 | Commercial | WA - College | Existing | Space Heating | Natural Gas | Gas Boiler - Thermostatic Radiator Valves | A | Cumulative Summer Peak Savings (MW) | Achievable Economic RVT Potential | 0 | 0 | 0 | 0 | 0 | 0 | 0 | 0 | 0 | 0 | 0 | 0 | 0 | 0 | 0 | 0 | 0 | 0 | 0 | 0 | 0 | 0 | 0 | 0 | 0 | 0 | 0
F9_Commercial_WA - College_Existing_Space Heating_Natural Gas_Gas Boiler - Thermostatic Radiator Valves_A_Achievable Economic RVT Potential | F9 | Commercial | WA - College | Existing | Space Heating | Natural Gas | Gas Boiler - Thermostatic Radiator Valves | A | Cumulative Winter Peak Savings (MW) | Achievable Economic RVT Potential | 0 | 0 | 0 | 0 | 0 | 0 | 0 | 0 | 0 | 0 | 0 | 0 | 0 | 0 | 0 | 0 | 0 | 0 | 0 | 0 | 0 | 0 | 0 | 0 | 0 | 0 | 0
F10_Commercial_WA - College_Existing_Space Heating_Natural Gas_Gas Boiler - Thermostatic Radiator Valves_A_Achievable Economic RVT Potential | F10 | Commercial | WA - College | Existing | Space Heating | Natural Gas | Gas Boiler - Thermostatic Radiator Valves | A | Purchases (Incremental) | Achievable Economic RVT Potential | 0 | 0 | 0 | 0 | 0 | 0 | 0 | 0 | 0 | 0 | 0 | 0 | 0 | 0 | 0 | 0 | 0 | 0 | 0 | 0 | 0 | 0 | 0 | 0 | 0 | 0 | 0
F11_Commercial_WA - College_Existing_Space Heating_Natural Gas_Gas Boiler - Thermostatic Radiator Valves_A_Achievable Economic RVT Potential | F11 | Commercial | WA - College | Existing | Space Heating | Natural Gas | Gas Boiler - Thermostatic Radiator Valves | A | Purchases (Cumulative) | Achievable Economic RVT Potential | 0 | 0 | 0 | 0 | 0 | 0 | 0 | 0 | 0 | 0 | 0 | 0 | 0 | 0 | 0 | 0 | 0 | 0 | 0 | 0 | 0 | 0 | 0 | 0 | 0 | 0 | 0
F1_Commercial_WA - College_Existing_Space Heating_Natural Gas_HVAC - Shut Off Damper_A_Achievable Economic RVT Potential | F1 | Commercial | WA - College | Existing | Space Heating | Natural Gas | HVAC - Shut Off Damper | A | Integrated Unit Energy Savings (kWh or therms) | Achievable Economic RVT Potential | 0 | 0 | 31.392 | 31.0512 | 30.5355 | 29.9788 | 29.4267 | 28.8711 | 28.2854 | 27.6514 | 26.973 | 26.2576 | 25.5195 | 24.7821 | 24.0627 | 23.3768 | 22.7366 | 22.1627 | 21.7123 | 21.3886 | 21.1241 | 20.9353 | 20.7634 | 20.7381 | 20.7151 | 20.6941 | 20.6749
F2_Commercial_WA - College_Existing_Space Heating_Natural Gas_HVAC - Shut Off Damper_A_Achievable Economic RVT Potential | F2 | Commercial | WA - College | Existing | Space Heating | Natural Gas | HVAC - Shut Off Damper | A | Integrated Unit Summer Peak Savings (kW) | Achievable Economic RVT Potential | 0 | 0 | 0 | 0 | 0 | 0 | 0 | 0 | 0 | 0 | 0 | 0 | 0 | 0 | 0 | 0 | 0 | 0 | 0 | 0 | 0 | 0 | 0 | 0 | 0 | 0 | 0
F3_Commercial_WA - College_Existing_Space Heating_Natural Gas_HVAC - Shut Off Damper_A_Achievable Economic RVT Potential | F3 | Commercial | WA - College | Existing | Space Heating | Natural Gas | HVAC - Shut Off Damper | A | Integrated Unit Winter Peak Savings (kW) | Achievable Economic RVT Potential | 0 | 0 | 0 | 0 | 0 | 0 | 0 | 0 | 0 | 0 | 0 | 0 | 0 | 0 | 0 | 0 | 0 | 0 | 0 | 0 | 0 | 0 | 0 | 0 | 0 | 0 | 0
F4_Commercial_WA - College_Existing_Space Heating_Natural Gas_HVAC - Shut Off Damper_A_Achievable Economic RVT Potential | F4 | Commercial | WA - College | Existing | Space Heating | Natural Gas | HVAC - Shut Off Damper | A | Incremental Energy Savings (MWh or mTherms) | Achievable Economic RVT Potential | 0 | 0 | 0 | 0 | 0 | 0 | 0 | 0 | 0 | 0 | 0 | 0 | 0 | 0 | 0 | 0 | 0 | 0 | 0 | 0 | 0 | 0 | 0 | 0 | 0 | 0 | 0
F5_Commercial_WA - College_Existing_Space Heating_Natural Gas_HVAC - Shut Off Damper_A_Achievable Economic RVT Potential | F5 | Commercial | WA - College | Existing | Space Heating | Natural Gas | HVAC - Shut Off Damper | A | Incremental Summer Peak Savings (MW) | Achievable Economic RVT Potential | 0 | 0 | 0 | 0 | 0 | 0 | 0 | 0 | 0 | 0 | 0 | 0 | 0 | 0 | 0 | 0 | 0 | 0 | 0 | 0 | 0 | 0 | 0 | 0 | 0 | 0 | 0
F6_Commercial_WA - College_Existing_Space Heating_Natural Gas_HVAC - Shut Off Damper_A_Achievable Economic RVT Potential | F6 | Commercial | WA - College | Existing | Space Heating | Natural Gas | HVAC - Shut Off Damper | A | Incremental Winter Peak Savings (MW) | Achievable Economic RVT Potential | 0 | 0 | 0 | 0 | 0 | 0 | 0 | 0 | 0 | 0 | 0 | 0 | 0 | 0 | 0 | 0 | 0 | 0 | 0 | 0 | 0 | 0 | 0 | 0 | 0 | 0 | 0
F7_Commercial_WA - College_Existing_Space Heating_Natural Gas_HVAC - Shut Off Damper_A_Achievable Economic RVT Potential | F7 | Commercial | WA - College | Existing | Space Heating | Natural Gas | HVAC - Shut Off Damper | A | Cumulative Energy Savings (MWh or mTherms) | Achievable Economic RVT Potential | 0 | 0 | 0 | 0 | 0 | 0 | 0 | 0 | 0 | 0 | 0 | 0 | 0 | 0 | 0 | 0 | 0 | 0 | 0 | 0 | 0 | 0 | 0 | 0 | 0 | 0 | 0
F8_Commercial_WA - College_Existing_Space Heating_Natural Gas_HVAC - Shut Off Damper_A_Achievable Economic RVT Potential | F8 | Commercial | WA - College | Existing | Space Heating | Natural Gas | HVAC - Shut Off Damper | A | Cumulative Summer Peak Savings (MW) | Achievable Economic RVT Potential | 0 | 0 | 0 | 0 | 0 | 0 | 0 | 0 | 0 | 0 | 0 | 0 | 0 | 0 | 0 | 0 | 0 | 0 | 0 | 0 | 0 | 0 | 0 | 0 | 0 | 0 | 0
F9_Commercial_WA - College_Existing_Space Heating_Natural Gas_HVAC - Shut Off Damper_A_Achievable Economic RVT Potential | F9 | Commercial | WA - College | Existing | Space Heating | Natural Gas | HVAC - Shut Off Damper | A | Cumulative Winter Peak Savings (MW) | Achievable Economic RVT Potential | 0 | 0 | 0 | 0 | 0 | 0 | 0 | 0 | 0 | 0 | 0 | 0 | 0 | 0 | 0 | 0 | 0 | 0 | 0 | 0 | 0 | 0 | 0 | 0 | 0 | 0 | 0
F10_Commercial_WA - College_Existing_Space Heating_Natural Gas_HVAC - Shut Off Damper_A_Achievable Economic RVT Potential | F10 | Commercial | WA - College | Existing | Space Heating | Natural Gas | HVAC - Shut Off Damper | A | Purchases (Incremental) | Achievable Economic RVT Potential | 0 | 0 | 0 | 0 | 0 | 0 | 0 | 0 | 0 | 0 | 0 | 0 | 0 | 0 | 0 | 0 | 0 | 0 | 0 | 0 | 0 | 0 | 0 | 0 | 0 | 0 | 0
F11_Commercial_WA - College_Existing_Space Heating_Natural Gas_HVAC - Shut Off Damper_A_Achievable Economic RVT Potential | F11 | Commercial | WA - College | Existing | Space Heating | Natural Gas | HVAC - Shut Off Damper | A | Purchases (Cumulative) | Achievable Economic RVT Potential | 0 | 0 | 0 | 0 | 0 | 0 | 0 | 0 | 0 | 0 | 0 | 0 | 0 | 0 | 0 | 0 | 0 | 0 | 0 | 0 | 0 | 0 | 0 | 0 | 0 | 0 | 0
F1_Commercial_WA - College_Existing_Space Heating_Natural Gas_Gas Furnace - Tube Inserts_A_Achievable Economic RVT Potential | F1 | Commercial | WA - College | Existing | Space Heating | Natural Gas | Gas Furnace - Tube Inserts | A | Integrated Unit Energy Savings (kWh or therms) | Achievable Economic RVT Potential | 0 | 0 | 0 | 0 | 0 | 0 | 0 | 0 | 0 | 0 | 0 | 0 | 0 | 0 | 0 | 0 | 0 | 0 | 0 | 0 | 0 | 0 | 0 | 0 | 0 | 0 | 0
F2_Commercial_WA - College_Existing_Space Heating_Natural Gas_Gas Furnace - Tube Inserts_A_Achievable Economic RVT Potential | F2 | Commercial | WA - College | Existing | Space Heating | Natural Gas | Gas Furnace - Tube Inserts | A | Integrated Unit Summer Peak Savings (kW) | Achievable Economic RVT Potential | 0 | 0 | 0 | 0 | 0 | 0 | 0 | 0 | 0 | 0 | 0 | 0 | 0 | 0 | 0 | 0 | 0 | 0 | 0 | 0 | 0 | 0 | 0 | 0 | 0 | 0 | 0
F3_Commercial_WA - College_Existing_Space Heating_Natural Gas_Gas Furnace - Tube Inserts_A_Achievable Economic RVT Potential | F3 | Commercial | WA - College | Existing | Space Heating | Natural Gas | Gas Furnace - Tube Inserts | A | Integrated Unit Winter Peak Savings (kW) | Achievable Economic RVT Potential | 0 | 0 | 0 | 0 | 0 | 0 | 0 | 0 | 0 | 0 | 0 | 0 | 0 | 0 | 0 | 0 | 0 | 0 | 0 | 0 | 0 | 0 | 0 | 0 | 0 | 0 | 0
F4_Commercial_WA - College_Existing_Space Heating_Natural Gas_Gas Furnace - Tube Inserts_A_Achievable Economic RVT Potential | F4 | Commercial | WA - College | Existing | Space Heating | Natural Gas | Gas Furnace - Tube Inserts | A | Incremental Energy Savings (MWh or mTherms) | Achievable Economic RVT Potential | 0 | 0 | 0 | 0 | 0 | 0 | 0 | 0 | 0 | 0 | 0 | 0 | 0 | 0 | 0 | 0 | 0 | 0 | 0 | 0 | 0 | 0 | 0 | 0 | 0 | 0 | 0
F5_Commercial_WA - College_Existing_Space Heating_Natural Gas_Gas Furnace - Tube Inserts_A_Achievable Economic RVT Potential | F5 | Commercial | WA - College | Existing | Space Heating | Natural Gas | Gas Furnace - Tube Inserts | A | Incremental Summer Peak Savings (MW) | Achievable Economic RVT Potential | 0 | 0 | 0 | 0 | 0 | 0 | 0 | 0 | 0 | 0 | 0 | 0 | 0 | 0 | 0 | 0 | 0 | 0 | 0 | 0 | 0 | 0 | 0 | 0 | 0 | 0 | 0
F6_Commercial_WA - College_Existing_Space Heating_Natural Gas_Gas Furnace - Tube Inserts_A_Achievable Economic RVT Potential | F6 | Commercial | WA - College | Existing | Space Heating | Natural Gas | Gas Furnace - Tube Inserts | A | Incremental Winter Peak Savings (MW) | Achievable Economic RVT Potential | 0 | 0 | 0 | 0 | 0 | 0 | 0 | 0 | 0 | 0 | 0 | 0 | 0 | 0 | 0 | 0 | 0 | 0 | 0 | 0 | 0 | 0 | 0 | 0 | 0 | 0 | 0
F7_Commercial_WA - College_Existing_Space Heating_Natural Gas_Gas Furnace - Tube Inserts_A_Achievable Economic RVT Potential | F7 | Commercial | WA - College | Existing | Space Heating | Natural Gas | Gas Furnace - Tube Inserts | A | Cumulative Energy Savings (MWh or mTherms) | Achievable Economic RVT Potential | 0 | 0 | 0 | 0 | 0 | 0 | 0 | 0 | 0 | 0 | 0 | 0 | 0 | 0 | 0 | 0 | 0 | 0 | 0 | 0 | 0 | 0 | 0 | 0 | 0 | 0 | 0
F8_Commercial_WA - College_Existing_Space Heating_Natural Gas_Gas Furnace - Tube Inserts_A_Achievable Economic RVT Potential | F8 | Commercial | WA - College | Existing | Space Heating | Natural Gas | Gas Furnace - Tube Inserts | A | Cumulative Summer Peak Savings (MW) | Achievable Economic RVT Potential | 0 | 0 | 0 | 0 | 0 | 0 | 0 | 0 | 0 | 0 | 0 | 0 | 0 | 0 | 0 | 0 | 0 | 0 | 0 | 0 | 0 | 0 | 0 | 0 | 0 | 0 | 0
F9_Commercial_WA - College_Existing_Space Heating_Natural Gas_Gas Furnace - Tube Inserts_A_Achievable Economic RVT Potential | F9 | Commercial | WA - College | Existing | Space Heating | Natural Gas | Gas Furnace - Tube Inserts | A | Cumulative Winter Peak Savings (MW) | Achievable Economic RVT Potential | 0 | 0 | 0 | 0 | 0 | 0 | 0 | 0 | 0 | 0 | 0 | 0 | 0 | 0 | 0 | 0 | 0 | 0 | 0 | 0 | 0 | 0 | 0 | 0 | 0 | 0 | 0
F10_Commercial_WA - College_Existing_Space Heating_Natural Gas_Gas Furnace - Tube Inserts_A_Achievable Economic RVT Potential | F10 | Commercial | WA - College | Existing | Space Heating | Natural Gas | Gas Furnace - Tube Inserts | A | Purchases (Incremental) | Achievable Economic RVT Potential | 0 | 0 | 0 | 0 | 0 | 0 | 0 | 0 | 0 | 0 | 0 | 0 | 0 | 0 | 0 | 0 | 0 | 0 | 0 | 0 | 0 | 0 | 0 | 0 | 0 | 0 | 0
F11_Commercial_WA - College_Existing_Space Heating_Natural Gas_Gas Furnace - Tube Inserts_A_Achievable Economic RVT Potential | F11 | Commercial | WA - College | Existing | Space Heating | Natural Gas | Gas Furnace - Tube Inserts | A | Purchases (Cumulative) | Achievable Economic RVT Potential | 0 | 0 | 0 | 0 | 0 | 0 | 0 | 0 | 0 | 0 | 0 | 0 | 0 | 0 | 0 | 0 | 0 | 0 | 0 | 0 | 0 | 0 | 0 | 0 | 0 | 0 | 0
F1_Commercial_WA - College_Existing_Space Heating_Natural Gas_Gas Boiler - Insulate Steam Lines/Condensate Tank_A_Achievable Economic RVT Potential | F1 | Commercial | WA - College | Existing | Space Heating | Natural Gas | Gas Boiler - Insulate Steam Lines/Condensate Tank | A | Integrated Unit Energy Savings (kWh or therms) | Achievable Economic RVT Potential | 0 | 0 | 6.3796 | 6.3603 | 6.3414 | 6.323 | 6.305 | 6.2876 | 6.2707 | 6.2544 | 6.2387 | 6.2237 | 6.2093 | 6.1955 | 6.1825 | 6.1701 | 6.1585 | 6.1476 | 6.1375 | 6.1281 | 6.1195 | 6.1117 | 6.1046 | 6.0982 | 6.0923 | 6.0869 | 6.0821
F2_Commercial_WA - College_Existing_Space Heating_Natural Gas_Gas Boiler - Insulate Steam Lines/Condensate Tank_A_Achievable Economic RVT Potential | F2 | Commercial | WA - College | Existing | Space Heating | Natural Gas | Gas Boiler - Insulate Steam Lines/Condensate Tank | A | Integrated Unit Summer Peak Savings (kW) | Achievable Economic RVT Potential | 0 | 0 | 0 | 0 | 0 | 0 | 0 | 0 | 0 | 0 | 0 | 0 | 0 | 0 | 0 | 0 | 0 | 0 | 0 | 0 | 0 | 0 | 0 | 0 | 0 | 0 | 0
F3_Commercial_WA - College_Existing_Space Heating_Natural Gas_Gas Boiler - Insulate Steam Lines/Condensate Tank_A_Achievable Economic RVT Potential | F3 | Commercial | WA - College | Existing | Space Heating | Natural Gas | Gas Boiler - Insulate Steam Lines/Condensate Tank | A | Integrated Unit Winter Peak Savings (kW) | Achievable Economic RVT Potential | 0 | 0 | 0 | 0 | 0 | 0 | 0 | 0 | 0 | 0 | 0 | 0 | 0 | 0 | 0 | 0 | 0 | 0 | 0 | 0 | 0 | 0 | 0 | 0 | 0 | 0 | 0
F4_Commercial_WA - College_Existing_Space Heating_Natural Gas_Gas Boiler - Insulate Steam Lines/Condensate Tank_A_Achievable Economic RVT Potential | F4 | Commercial | WA - College | Existing | Space Heating | Natural Gas | Gas Boiler - Insulate Steam Lines/Condensate Tank | A | Incremental Energy Savings (MWh or mTherms) | Achievable Economic RVT Potential | 0 | 0 | 0 | 0 | 0 | 0 | 0 | 0 | 0 | 0 | 0 | 0 | 0 | 0 | 0 | 0 | 0 | 0 | 0 | 0 | 0 | 0 | 0 | 0 | 0 | 0 | 0
F5_Commercial_WA - College_Existing_Space Heating_Natural Gas_Gas Boiler - Insulate Steam Lines/Condensate Tank_A_Achievable Economic RVT Potential | F5 | Commercial | WA - College | Existing | Space Heating | Natural Gas | Gas Boiler - Insulate Steam Lines/Condensate Tank | A | Incremental Summer Peak Savings (MW) | Achievable Economic RVT Potential | 0 | 0 | 0 | 0 | 0 | 0 | 0 | 0 | 0 | 0 | 0 | 0 | 0 | 0 | 0 | 0 | 0 | 0 | 0 | 0 | 0 | 0 | 0 | 0 | 0 | 0 | 0
F6_Commercial_WA - College_Existing_Space Heating_Natural Gas_Gas Boiler - Insulate Steam Lines/Condensate Tank_A_Achievable Economic RVT Potential | F6 | Commercial | WA - College | Existing | Space Heating | Natural Gas | Gas Boiler - Insulate Steam Lines/Condensate Tank | A | Incremental Winter Peak Savings (MW) | Achievable Economic RVT Potential | 0 | 0 | 0 | 0 | 0 | 0 | 0 | 0 | 0 | 0 | 0 | 0 | 0 | 0 | 0 | 0 | 0 | 0 | 0 | 0 | 0 | 0 | 0 | 0 | 0 | 0 | 0
F7_Commercial_WA - College_Existing_Space Heating_Natural Gas_Gas Boiler - Insulate Steam Lines/Condensate Tank_A_Achievable Economic RVT Potential | F7 | Commercial | WA - College | Existing | Space Heating | Natural Gas | Gas Boiler - Insulate Steam Lines/Condensate Tank | A | Cumulative Energy Savings (MWh or mTherms) | Achievable Economic RVT Potential | 0 | 0 | 0 | 0 | 0 | 0 | 0 | 0 | 0 | 0 | 0 | 0 | 0 | 0 | 0 | 0 | 0 | 0 | 0 | 0 | 0 | 0 | 0 | 0 | 0 | 0 | 0
F8_Commercial_WA - College_Existing_Space Heating_Natural Gas_Gas Boiler - Insulate Steam Lines/Condensate Tank_A_Achievable Economic RVT Potential | F8 | Commercial | WA - College | Existing | Space Heating | Natural Gas | Gas Boiler - Insulate Steam Lines/Condensate Tank | A | Cumulative Summer Peak Savings (MW) | Achievable Economic RVT Potential | 0 | 0 | 0 | 0 | 0 | 0 | 0 | 0 | 0 | 0 | 0 | 0 | 0 | 0 | 0 | 0 | 0 | 0 | 0 | 0 | 0 | 0 | 0 | 0 | 0 | 0 | 0
F9_Commercial_WA - College_Existing_Space Heating_Natural Gas_Gas Boiler - Insulate Steam Lines/Condensate Tank_A_Achievable Economic RVT Potential | F9 | Commercial | WA - College | Existing | Space Heating | Natural Gas | Gas Boiler - Insulate Steam Lines/Condensate Tank | A | Cumulative Winter Peak Savings (MW) | Achievable Economic RVT Potential | 0 | 0 | 0 | 0 | 0 | 0 | 0 | 0 | 0 | 0 | 0 | 0 | 0 | 0 | 0 | 0 | 0 | 0 | 0 | 0 | 0 | 0 | 0 | 0 | 0 | 0 | 0
F10_Commercial_WA - College_Existing_Space Heating_Natural Gas_Gas Boiler - Insulate Steam Lines/Condensate Tank_A_Achievable Economic RVT Potential | F10 | Commercial | WA - College | Existing | Space Heating | Natural Gas | Gas Boiler - Insulate Steam Lines/Condensate Tank | A | Purchases (Incremental) | Achievable Economic RVT Potential | 0 | 0 | 0 | 0 | 0 | 0 | 0 | 0 | 0 | 0 | 0 | 0 | 0 | 0 | 0 | 0 | 0 | 0 | 0 | 0 | 0 | 0 | 0 | 0 | 0 | 0 | 0
F11_Commercial_WA - College_Existing_Space Heating_Natural Gas_Gas Boiler - Insulate Steam Lines/Condensate Tank_A_Achievable Economic RVT Potential | F11 | Commercial | WA - College | Existing | Space Heating | Natural Gas | Gas Boiler - Insulate Steam Lines/Condensate Tank | A | Purchases (Cumulative) | Achievable Economic RVT Potential | 0 | 0 | 0 | 0 | 0 | 0 | 0 | 0 | 0 | 0 | 0 | 0 | 0 | 0 | 0 | 0 | 0 | 0 | 0 | 0 | 0 | 0 | 0 | 0 | 0 | 0 | 0
F1_Commercial_WA - College_Existing_Space Heating_Natural Gas_Gas Boiler - Insulate Hot Water Lines_A_Achievable Economic RVT Potential | F1 | Commercial | WA - College | Existing | Space Heating | Natural Gas | Gas Boiler - Insulate Hot Water Lines | A | Integrated Unit Energy Savings (kWh or therms) | Achievable Economic RVT Potential | 0 | 0 | 4.2708 | 4.2437 | 4.2048 | 4.1642 | 4.1223 | 4.0784 | 4.0319 | 3.9824 | 3.9296 | 3.8733 | 3.814 | 3.7526 | 3.6906 | 3.6296 | 3.5718 | 3.5186 | 3.4769 | 3.4472 | 3.4221 | 3.4033 | 3.3858 | 3.3822 | 3.3789 | 3.3759 | 3.3732
F2_Commercial_WA - College_Existing_Space Heating_Natural Gas_Gas Boiler - Insulate Hot Water Lines_A_Achievable Economic RVT Potential | F2 | Commercial | WA - College | Existing | Space Heating | Natural Gas | Gas Boiler - Insulate Hot Water Lines | A | Integrated Unit Summer Peak Savings (kW) | Achievable Economic RVT Potential | 0 | 0 | 0 | 0 | 0 | 0 | 0 | 0 | 0 | 0 | 0 | 0 | 0 | 0 | 0 | 0 | 0 | 0 | 0 | 0 | 0 | 0 | 0 | 0 | 0 | 0 | 0
F3_Commercial_WA - College_Existing_Space Heating_Natural Gas_Gas Boiler - Insulate Hot Water Lines_A_Achievable Economic RVT Potential | F3 | Commercial | WA - College | Existing | Space Heating | Natural Gas | Gas Boiler - Insulate Hot Water Lines | A | Integrated Unit Winter Peak Savings (kW) | Achievable Economic RVT Potential | 0 | 0 | 0 | 0 | 0 | 0 | 0 | 0 | 0 | 0 | 0 | 0 | 0 | 0 | 0 | 0 | 0 | 0 | 0 | 0 | 0 | 0 | 0 | 0 | 0 | 0 | 0
F4_Commercial_WA - College_Existing_Space Heating_Natural Gas_Gas Boiler - Insulate Hot Water Lines_A_Achievable Economic RVT Potential | F4 | Commercial | WA - College | Existing | Space Heating | Natural Gas | Gas Boiler - Insulate Hot Water Lines | A | Incremental Energy Savings (MWh or mTherms) | Achievable Economic RVT Potential | 0 | 0 | 0 | 0 | 0 | 0 | 0 | 0 | 0 | 0 | 0 | 0 | 0 | 0 | 0 | 0 | 0 | 0 | 0 | 0 | 0 | 0 | 0 | 0 | 0 | 0 | 0
F5_Commercial_WA - College_Existing_Space Heating_Natural Gas_Gas Boiler - Insulate Hot Water Lines_A_Achievable Economic RVT Potential | F5 | Commercial | WA - College | Existing | Space Heating | Natural Gas | Gas Boiler - Insulate Hot Water Lines | A | Incremental Summer Peak Savings (MW) | Achievable Economic RVT Potential | 0 | 0 | 0 | 0 | 0 | 0 | 0 | 0 | 0 | 0 | 0 | 0 | 0 | 0 | 0 | 0 | 0 | 0 | 0 | 0 | 0 | 0 | 0 | 0 | 0 | 0 | 0
F6_Commercial_WA - College_Existing_Space Heating_Natural Gas_Gas Boiler - Insulate Hot Water Lines_A_Achievable Economic RVT Potential | F6 | Commercial | WA - College | Existing | Space Heating | Natural Gas | Gas Boiler - Insulate Hot Water Lines | A | Incremental Winter Peak Savings (MW) | Achievable Economic RVT Potential | 0 | 0 | 0 | 0 | 0 | 0 | 0 | 0 | 0 | 0 | 0 | 0 | 0 | 0 | 0 | 0 | 0 | 0 | 0 | 0 | 0 | 0 | 0 | 0 | 0 | 0 | 0
F7_Commercial_WA - College_Existing_Space Heating_Natural Gas_Gas Boiler - Insulate Hot Water Lines_A_Achievable Economic RVT Potential | F7 | Commercial | WA - College | Existing | Space Heating | Natural Gas | Gas Boiler - Insulate Hot Water Lines | A | Cumulative Energy Savings (MWh or mTherms) | Achievable Economic RVT Potential | 0 | 0 | 0 | 0 | 0 | 0 | 0 | 0 | 0 | 0 | 0 | 0 | 0 | 0 | 0 | 0 | 0 | 0 | 0 | 0 | 0 | 0 | 0 | 0 | 0 | 0 | 0
F8_Commercial_WA - College_Existing_Space Heating_Natural Gas_Gas Boiler - Insulate Hot Water Lines_A_Achievable Economic RVT Potential | F8 | Commercial | WA - College | Existing | Space Heating | Natural Gas | Gas Boiler - Insulate Hot Water Lines | A | Cumulative Summer Peak Savings (MW) | Achievable Economic RVT Potential | 0 | 0 | 0 | 0 | 0 | 0 | 0 | 0 | 0 | 0 | 0 | 0 | 0 | 0 | 0 | 0 | 0 | 0 | 0 | 0 | 0 | 0 | 0 | 0 | 0 | 0 | 0
F9_Commercial_WA - College_Existing_Space Heating_Natural Gas_Gas Boiler - Insulate Hot Water Lines_A_Achievable Economic RVT Potential | F9 | Commercial | WA - College | Existing | Space Heating | Natural Gas | Gas Boiler - Insulate Hot Water Lines | A | Cumulative Winter Peak Savings (MW) | Achievable Economic RVT Potential | 0 | 0 | 0 | 0 | 0 | 0 | 0 | 0 | 0 | 0 | 0 | 0 | 0 | 0 | 0 | 0 | 0 | 0 | 0 | 0 | 0 | 0 | 0 | 0 | 0 | 0 | 0
F10_Commercial_WA - College_Existing_Space Heating_Natural Gas_Gas Boiler - Insulate Hot Water Lines_A_Achievable Economic RVT Potential | F10 | Commercial | WA - College | Existing | Space Heating | Natural Gas | Gas Boiler - Insulate Hot Water Lines | A | Purchases (Incremental) | Achievable Economic RVT Potential | 0 | 0 | 0 | 0 | 0 | 0 | 0 | 0 | 0 | 0 | 0 | 0 | 0 | 0 | 0 | 0 | 0 | 0 | 0 | 0 | 0 | 0 | 0 | 0 | 0 | 0 | 0
F11_Commercial_WA - College_Existing_Space Heating_Natural Gas_Gas Boiler - Insulate Hot Water Lines_A_Achievable Economic RVT Potential | F11 | Commercial | WA - College | Existing | Space Heating | Natural Gas | Gas Boiler - Insulate Hot Water Lines | A | Purchases (Cumulative) | Achievable Economic RVT Potential | 0 | 0 | 0 | 0 | 0 | 0 | 0 | 0 | 0 | 0 | 0 | 0 | 0 | 0 | 0 | 0 | 0 | 0 | 0 | 0 | 0 | 0 | 0 | 0 | 0 | 0 | 0
F1_Commercial_WA - College_Existing_Space Heating_Natural Gas_Condensing RTU_A_Achievable Economic RVT Potential | F1 | Commercial | WA - College | Existing | Space Heating | Natural Gas | Condensing RTU | A | Integrated Unit Energy Savings (kWh or therms) | Achievable Economic RVT Potential | 0 | 0 | 0.029055 | 0.028757 | 0.028289 | 0.027773 | 0.027252 | 0.026719 | 0.026149 | 0.025527 | 0.024856 | 0.024147 | 0.023412 | 0.022675 | 0.021953 | 0.02126 | 0.020608 | 0.020015 | 0.019534 | 0.019174 | 0.018871 | 0.018641 | 0.018432 | 0.018358 | 0.018289 | 0.018226 | 0.018167
F2_Commercial_WA - College_Existing_Space Heating_Natural Gas_Condensing RTU_A_Achievable Economic RVT Potential | F2 | Commercial | WA - College | Existing | Space Heating | Natural Gas | Condensing RTU | A | Integrated Unit Summer Peak Savings (kW) | Achievable Economic RVT Potential | 0 | 0 | 0 | 0 | 0 | 0 | 0 | 0 | 0 | 0 | 0 | 0 | 0 | 0 | 0 | 0 | 0 | 0 | 0 | 0 | 0 | 0 | 0 | 0 | 0 | 0 | 0
F3_Commercial_WA - College_Existing_Space Heating_Natural Gas_Condensing RTU_A_Achievable Economic RVT Potential | F3 | Commercial | WA - College | Existing | Space Heating | Natural Gas | Condensing RTU | A | Integrated Unit Winter Peak Savings (kW) | Achievable Economic RVT Potential | 0 | 0 | 0 | 0 | 0 | 0 | 0 | 0 | 0 | 0 | 0 | 0 | 0 | 0 | 0 | 0 | 0 | 0 | 0 | 0 | 0 | 0 | 0 | 0 | 0 | 0 | 0
F4_Commercial_WA - College_Existing_Space Heating_Natural Gas_Condensing RTU_A_Achievable Economic RVT Potential | F4 | Commercial | WA - College | Existing | Space Heating | Natural Gas | Condensing RTU | A | Incremental Energy Savings (MWh or mTherms) | Achievable Economic RVT Potential | 0 | 0 | 0 | 0 | 0 | 0 | 0 | 0 | 0 | 0 | 0 | 0 | 0 | 0 | 0 | 0 | 0 | 0 | 0 | 0 | 0 | 0 | 0 | 0 | 0 | 0 | 0
F5_Commercial_WA - College_Existing_Space Heating_Natural Gas_Condensing RTU_A_Achievable Economic RVT Potential | F5 | Commercial | WA - College | Existing | Space Heating | Natural Gas | Condensing RTU | A | Incremental Summer Peak Savings (MW) | Achievable Economic RVT Potential | 0 | 0 | 0 | 0 | 0 | 0 | 0 | 0 | 0 | 0 | 0 | 0 | 0 | 0 | 0 | 0 | 0 | 0 | 0 | 0 | 0 | 0 | 0 | 0 | 0 | 0 | 0
F6_Commercial_WA - College_Existing_Space Heating_Natural Gas_Condensing RTU_A_Achievable Economic RVT Potential | F6 | Commercial | WA - College | Existing | Space Heating | Natural Gas | Condensing RTU | A | Incremental Winter Peak Savings (MW) | Achievable Economic RVT Potential | 0 | 0 | 0 | 0 | 0 | 0 | 0 | 0 | 0 | 0 | 0 | 0 | 0 | 0 | 0 | 0 | 0 | 0 | 0 | 0 | 0 | 0 | 0 | 0 | 0 | 0 | 0
F7_Commercial_WA - College_Existing_Space Heating_Natural Gas_Condensing RTU_A_Achievable Economic RVT Potential | F7 | Commercial | WA - College | Existing | Space Heating | Natural Gas | Condensing RTU | A | Cumulative Energy Savings (MWh or mTherms) | Achievable Economic RVT Potential | 0 | 0 | 0 | 0 | 0 | 0 | 0 | 0 | 0 | 0 | 0 | 0 | 0 | 0 | 0 | 0 | 0 | 0 | 0 | 0 | 0 | 0 | 0 | 0 | 0 | 0 | 0
F8_Commercial_WA - College_Existing_Space Heating_Natural Gas_Condensing RTU_A_Achievable Economic RVT Potential | F8 | Commercial | WA - College | Existing | Space Heating | Natural Gas | Condensing RTU | A | Cumulative Summer Peak Savings (MW) | Achievable Economic RVT Potential | 0 | 0 | 0 | 0 | 0 | 0 | 0 | 0 | 0 | 0 | 0 | 0 | 0 | 0 | 0 | 0 | 0 | 0 | 0 | 0 | 0 | 0 | 0 | 0 | 0 | 0 | 0
F9_Commercial_WA - College_Existing_Space Heating_Natural Gas_Condensing RTU_A_Achievable Economic RVT Potential | F9 | Commercial | WA - College | Existing | Space Heating | Natural Gas | Condensing RTU | A | Cumulative Winter Peak Savings (MW) | Achievable Economic RVT Potential | 0 | 0 | 0 | 0 | 0 | 0 | 0 | 0 | 0 | 0 | 0 | 0 | 0 | 0 | 0 | 0 | 0 | 0 | 0 | 0 | 0 | 0 | 0 | 0 | 0 | 0 | 0
F10_Commercial_WA - College_Existing_Space Heating_Natural Gas_Condensing RTU_A_Achievable Economic RVT Potential | F10 | Commercial | WA - College | Existing | Space Heating | Natural Gas | Condensing RTU | A | Purchases (Incremental) | Achievable Economic RVT Potential | 0 | 0 | 0 | 0 | 0 | 0 | 0 | 0 | 0 | 0 | 0 | 0 | 0 | 0 | 0 | 0 | 0 | 0 | 0 | 0 | 0 | 0 | 0 | 0 | 0 | 0 | 0
F11_Commercial_WA - College_Existing_Space Heating_Natural Gas_Condensing RTU_A_Achievable Economic RVT Potential | F11 | Commercial | WA - College | Existing | Space Heating | Natural Gas | Condensing RTU | A | Purchases (Cumulative) | Achievable Economic RVT Potential | 0 | 0 | 0 | 0 | 0 | 0 | 0 | 0 | 0 | 0 | 0 | 0 | 0 | 0 | 0 | 0 | 0 | 0 | 0 | 0 | 0 | 0 | 0 | 0 | 0 | 0 | 0
F1_Commercial_WA - College_Existing_Space Heating_Natural Gas_Hydronic Heating Radiator Replacement_A_Achievable Economic RVT Potential | F1 | Commercial | WA - College | Existing | Space Heating | Natural Gas | Hydronic Heating Radiator Replacement | A | Integrated Unit Energy Savings (kWh or therms) | Achievable Economic RVT Potential | 0 | 0 | 36.2112 | 35.9012 | 35.4586 | 34.9755 | 34.459 | 33.899 | 33.2834 | 32.6085 | 31.8747 | 31.0875 | 30.2607 | 29.4305 | 28.6195 | 27.8463 | 27.1257 | 26.4822 | 25.9848 | 25.6374 | 25.3599 | 25.1721 | 25.0038 | 24.9771 | 24.9528 | 24.9306 | 24.9105
F2_Commercial_WA - College_Existing_Space Heating_Natural Gas_Hydronic Heating Radiator Replacement_A_Achievable Economic RVT Potential | F2 | Commercial | WA - College | Existing | Space Heating | Natural Gas | Hydronic Heating Radiator Replacement | A | Integrated Unit Summer Peak Savings (kW) | Achievable Economic RVT Potential | 0 | 0 | 0 | 0 | 0 | 0 | 0 | 0 | 0 | 0 | 0 | 0 | 0 | 0 | 0 | 0 | 0 | 0 | 0 | 0 | 0 | 0 | 0 | 0 | 0 | 0 | 0
F3_Commercial_WA - College_Existing_Space Heating_Natural Gas_Hydronic Heating Radiator Replacement_A_Achievable Economic RVT Potential | F3 | Commercial | WA - College | Existing | Space Heating | Natural Gas | Hydronic Heating Radiator Replacement | A | Integrated Unit Winter Peak Savings (kW) | Achievable Economic RVT Potential | 0 | 0 | 0 | 0 | 0 | 0 | 0 | 0 | 0 | 0 | 0 | 0 | 0 | 0 | 0 | 0 | 0 | 0 | 0 | 0 | 0 | 0 | 0 | 0 | 0 | 0 | 0
F4_Commercial_WA - College_Existing_Space Heating_Natural Gas_Hydronic Heating Radiator Replacement_A_Achievable Economic RVT Potential | F4 | Commercial | WA - College | Existing | Space Heating | Natural Gas | Hydronic Heating Radiator Replacement | A | Incremental Energy Savings (MWh or mTherms) | Achievable Economic RVT Potential | 0 | 0 | 0 | 0 | 0 | 0 | 0 | 0 | 0 | 0 | 0 | 0 | 0 | 0 | 0 | 0 | 0 | 0 | 0 | 0 | 0 | 0 | 0 | 0 | 0 | 0 | 0
F5_Commercial_WA - College_Existing_Space Heating_Natural Gas_Hydronic Heating Radiator Replacement_A_Achievable Economic RVT Potential | F5 | Commercial | WA - College | Existing | Space Heating | Natural Gas | Hydronic Heating Radiator Replacement | A | Incremental Summer Peak Savings (MW) | Achievable Economic RVT Potential | 0 | 0 | 0 | 0 | 0 | 0 | 0 | 0 | 0 | 0 | 0 | 0 | 0 | 0 | 0 | 0 | 0 | 0 | 0 | 0 | 0 | 0 | 0 | 0 | 0 | 0 | 0
F6_Commercial_WA - College_Existing_Space Heating_Natural Gas_Hydronic Heating Radiator Replacement_A_Achievable Economic RVT Potential | F6 | Commercial | WA - College | Existing | Space Heating | Natural Gas | Hydronic Heating Radiator Replacement | A | Incremental Winter Peak Savings (MW) | Achievable Economic RVT Potential | 0 | 0 | 0 | 0 | 0 | 0 | 0 | 0 | 0 | 0 | 0 | 0 | 0 | 0 | 0 | 0 | 0 | 0 | 0 | 0 | 0 | 0 | 0 | 0 | 0 | 0 | 0
F7_Commercial_WA - College_Existing_Space Heating_Natural Gas_Hydronic Heating Radiator Replacement_A_Achievable Economic RVT Potential | F7 | Commercial | WA - College | Existing | Space Heating | Natural Gas | Hydronic Heating Radiator Replacement | A | Cumulative Energy Savings (MWh or mTherms) | Achievable Economic RVT Potential | 0 | 0 | 0 | 0 | 0 | 0 | 0 | 0 | 0 | 0 | 0 | 0 | 0 | 0 | 0 | 0 | 0 | 0 | 0 | 0 | 0 | 0 | 0 | 0 | 0 | 0 | 0
F8_Commercial_WA - College_Existing_Space Heating_Natural Gas_Hydronic Heating Radiator Replacement_A_Achievable Economic RVT Potential | F8 | Commercial | WA - College | Existing | Space Heating | Natural Gas | Hydronic Heating Radiator Replacement | A | Cumulative Summer Peak Savings (MW) | Achievable Economic RVT Potential | 0 | 0 | 0 | 0 | 0 | 0 | 0 | 0 | 0 | 0 | 0 | 0 | 0 | 0 | 0 | 0 | 0 | 0 | 0 | 0 | 0 | 0 | 0 | 0 | 0 | 0 | 0
F9_Commercial_WA - College_Existing_Space Heating_Natural Gas_Hydronic Heating Radiator Replacement_A_Achievable Economic RVT Potential | F9 | Commercial | WA - College | Existing | Space Heating | Natural Gas | Hydronic Heating Radiator Replacement | A | Cumulative Winter Peak Savings (MW) | Achievable Economic RVT Potential | 0 | 0 | 0 | 0 | 0 | 0 | 0 | 0 | 0 | 0 | 0 | 0 | 0 | 0 | 0 | 0 | 0 | 0 | 0 | 0 | 0 | 0 | 0 | 0 | 0 | 0 | 0
F10_Commercial_WA - College_Existing_Space Heating_Natural Gas_Hydronic Heating Radiator Replacement_A_Achievable Economic RVT Potential | F10 | Commercial | WA - College | Existing | Space Heating | Natural Gas | Hydronic Heating Radiator Replacement | A | Purchases (Incremental) | Achievable Economic RVT Potential | 0 | 0 | 0 | 0 | 0 | 0 | 0 | 0 | 0 | 0 | 0 | 0 | 0 | 0 | 0 | 0 | 0 | 0 | 0 | 0 | 0 | 0 | 0 | 0 | 0 | 0 | 0
F11_Commercial_WA - College_Existing_Space Heating_Natural Gas_Hydronic Heating Radiator Replacement_A_Achievable Economic RVT Potential | F11 | Commercial | WA - College | Existing | Space Heating | Natural Gas | Hydronic Heating Radiator Replacement | A | Purchases (Cumulative) | Achievable Economic RVT Potential | 0 | 0 | 0 | 0 | 0 | 0 | 0 | 0 | 0 | 0 | 0 | 0 | 0 | 0 | 0 | 0 | 0 | 0 | 0 | 0 | 0 | 0 | 0 | 0 | 0 | 0 | 0
F1_Commercial_WA - College_Existing_Space Heating_Natural Gas_Thermostat - Connected_A_Achievable Economic RVT Potential | F1 | Commercial | WA - College | Existing | Space Heating | Natural Gas | Thermostat - Connected | A | Integrated Unit Energy Savings (kWh or therms) | Achievable Economic RVT Potential | 0 | 0 | 33.905 | 33.594 | 33.1358 | 32.6404 | 32.1146 | 31.5489 | 30.9324 | 30.2619 | 29.5382 | 28.7665 | 27.9598 | 27.1519 | 26.3637 | 25.6121 | 24.9108 | 24.282 | 23.7886 | 23.4338 | 23.1441 | 22.9372 | 22.7488 | 22.7212 | 22.6959 | 22.6729 | 22.6519
F2_Commercial_WA - College_Existing_Space Heating_Natural Gas_Thermostat - Connected_A_Achievable Economic RVT Potential | F2 | Commercial | WA - College | Existing | Space Heating | Natural Gas | Thermostat - Connected | A | Integrated Unit Summer Peak Savings (kW) | Achievable Economic RVT Potential | 0 | 0 | 0 | 0 | 0 | 0 | 0 | 0 | 0 | 0 | 0 | 0 | 0 | 0 | 0 | 0 | 0 | 0 | 0 | 0 | 0 | 0 | 0 | 0 | 0 | 0 | 0
F3_Commercial_WA - College_Existing_Space Heating_Natural Gas_Thermostat - Connected_A_Achievable Economic RVT Potential | F3 | Commercial | WA - College | Existing | Space Heating | Natural Gas | Thermostat - Connected | A | Integrated Unit Winter Peak Savings (kW) | Achievable Economic RVT Potential | 0 | 0 | 0 | 0 | 0 | 0 | 0 | 0 | 0 | 0 | 0 | 0 | 0 | 0 | 0 | 0 | 0 | 0 | 0 | 0 | 0 | 0 | 0 | 0 | 0 | 0 | 0
F4_Commercial_WA - College_Existing_Space Heating_Natural Gas_Thermostat - Connected_A_Achievable Economic RVT Potential | F4 | Commercial | WA - College | Existing | Space Heating | Natural Gas | Thermostat - Connected | A | Incremental Energy Savings (MWh or mTherms) | Achievable Economic RVT Potential | 0 | 0 | 0 | 0 | 0 | 0 | 0 | 0 | 0 | 0 | 0 | 0 | 0 | 0 | 0 | 0 | 0 | 0 | 0 | 0 | 0 | 0 | 0 | 0 | 0 | 0 | 0
F5_Commercial_WA - College_Existing_Space Heating_Natural Gas_Thermostat - Connected_A_Achievable Economic RVT Potential | F5 | Commercial | WA - College | Existing | Space Heating | Natural Gas | Thermostat - Connected | A | Incremental Summer Peak Savings (MW) | Achievable Economic RVT Potential | 0 | 0 | 0 | 0 | 0 | 0 | 0 | 0 | 0 | 0 | 0 | 0 | 0 | 0 | 0 | 0 | 0 | 0 | 0 | 0 | 0 | 0 | 0 | 0 | 0 | 0 | 0
F6_Commercial_WA - College_Existing_Space Heating_Natural Gas_Thermostat - Connected_A_Achievable Economic RVT Potential | F6 | Commercial | WA - College | Existing | Space Heating | Natural Gas | Thermostat - Connected | A | Incremental Winter Peak Savings (MW) | Achievable Economic RVT Potential | 0 | 0 | 0 | 0 | 0 | 0 | 0 | 0 | 0 | 0 | 0 | 0 | 0 | 0 | 0 | 0 | 0 | 0 | 0 | 0 | 0 | 0 | 0 | 0 | 0 | 0 | 0
F7_Commercial_WA - College_Existing_Space Heating_Natural Gas_Thermostat - Connected_A_Achievable Economic RVT Potential | F7 | Commercial | WA - College | Existing | Space Heating | Natural Gas | Thermostat - Connected | A | Cumulative Energy Savings (MWh or mTherms) | Achievable Economic RVT Potential | 0 | 0 | 0 | 0 | 0 | 0 | 0 | 0 | 0 | 0 | 0 | 0 | 0 | 0 | 0 | 0 | 0 | 0 | 0 | 0 | 0 | 0 | 0 | 0 | 0 | 0 | 0
F8_Commercial_WA - College_Existing_Space Heating_Natural Gas_Thermostat - Connected_A_Achievable Economic RVT Potential | F8 | Commercial | WA - College | Existing | Space Heating | Natural Gas | Thermostat - Connected | A | Cumulative Summer Peak Savings (MW) | Achievable Economic RVT Potential | 0 | 0 | 0 | 0 | 0 | 0 | 0 | 0 | 0 | 0 | 0 | 0 | 0 | 0 | 0 | 0 | 0 | 0 | 0 | 0 | 0 | 0 | 0 | 0 | 0 | 0 | 0
F9_Commercial_WA - College_Existing_Space Heating_Natural Gas_Thermostat - Connected_A_Achievable Economic RVT Potential | F9 | Commercial | WA - College | Existing | Space Heating | Natural Gas | Thermostat - Connected | A | Cumulative Winter Peak Savings (MW) | Achievable Economic RVT Potential | 0 | 0 | 0 | 0 | 0 | 0 | 0 | 0 | 0 | 0 | 0 | 0 | 0 | 0 | 0 | 0 | 0 | 0 | 0 | 0 | 0 | 0 | 0 | 0 | 0 | 0 | 0
F10_Commercial_WA - College_Existing_Space Heating_Natural Gas_Thermostat - Connected_A_Achievable Economic RVT Potential | F10 | Commercial | WA - College | Existing | Space Heating | Natural Gas | Thermostat - Connected | A | Purchases (Incremental) | Achievable Economic RVT Potential | 0 | 0 | 0 | 0 | 0 | 0 | 0 | 0 | 0 | 0 | 0 | 0 | 0 | 0 | 0 | 0 | 0 | 0 | 0 | 0 | 0 | 0 | 0 | 0 | 0 | 0 | 0
F11_Commercial_WA - College_Existing_Space Heating_Natural Gas_Thermostat - Connected_A_Achievable Economic RVT Potential | F11 | Commercial | WA - College | Existing | Space Heating | Natural Gas | Thermostat - Connected | A | Purchases (Cumulative) | Achievable Economic RVT Potential | 0 | 0 | 0 | 0 | 0 | 0 | 0 | 0 | 0 | 0 | 0 | 0 | 0 | 0 | 0 | 0 | 0 | 0 | 0 | 0 | 0 | 0 | 0 | 0 | 0 | 0 | 0
F1_Commercial_WA - College_Existing_Water Heating_Natural Gas_Water Heater - Thermostatic Shower Restriction Valve_A_Achievable Economic RVT Potential | F1 | Commercial | WA - College | Existing | Water Heating | Natural Gas | Water Heater - Thermostatic Shower Restriction Valve | A | Integrated Unit Energy Savings (kWh or therms) | Achievable Economic RVT Potential | 0 | 0 | 2.3917 | 2.3443 | 2.2989 | 2.257 | 2.2171 | 2.179 | 2.1419 | 2.1079 | 2.0755 | 2.0456 | 2.0192 | 1.9977 | 1.9839 | 1.9705 | 1.9604 | 1.9531 | 1.9473 | 1.9426 | 1.9392 | 1.9367 | 1.935 | 1.9337 | 1.9321 | 1.9317 | 1.9314
F2_Commercial_WA - College_Existing_Water Heating_Natural Gas_Water Heater - Thermostatic Shower Restriction Valve_A_Achievable Economic RVT Potential | F2 | Commercial | WA - College | Existing | Water Heating | Natural Gas | Water Heater - Thermostatic Shower Restriction Valve | A | Integrated Unit Summer Peak Savings (kW) | Achievable Economic RVT Potential | 0 | 0 | 0 | 0 | 0 | 0 | 0 | 0 | 0 | 0 | 0 | 0 | 0 | 0 | 0 | 0 | 0 | 0 | 0 | 0 | 0 | 0 | 0 | 0 | 0 | 0 | 0
F3_Commercial_WA - College_Existing_Water Heating_Natural Gas_Water Heater - Thermostatic Shower Restriction Valve_A_Achievable Economic RVT Potential | F3 | Commercial | WA - College | Existing | Water Heating | Natural Gas | Water Heater - Thermostatic Shower Restriction Valve | A | Integrated Unit Winter Peak Savings (kW) | Achievable Economic RVT Potential | 0 | 0 | 0 | 0 | 0 | 0 | 0 | 0 | 0 | 0 | 0 | 0 | 0 | 0 | 0 | 0 | 0 | 0 | 0 | 0 | 0 | 0 | 0 | 0 | 0 | 0 | 0
F4_Commercial_WA - College_Existing_Water Heating_Natural Gas_Water Heater - Thermostatic Shower Restriction Valve_A_Achievable Economic RVT Potential | F4 | Commercial | WA - College | Existing | Water Heating | Natural Gas | Water Heater - Thermostatic Shower Restriction Valve | A | Incremental Energy Savings (MWh or mTherms) | Achievable Economic RVT Potential | 0 | 0 | 0 | 0 | 0 | 0 | 0 | 0 | 0 | 0 | 0 | 0 | 0 | 0 | 0 | 0 | 0 | 0 | 0 | 0 | 0 | 0 | 0 | 0 | 0 | 0 | 0
F5_Commercial_WA - College_Existing_Water Heating_Natural Gas_Water Heater - Thermostatic Shower Restriction Valve_A_Achievable Economic RVT Potential | F5 | Commercial | WA - College | Existing | Water Heating | Natural Gas | Water Heater - Thermostatic Shower Restriction Valve | A | Incremental Summer Peak Savings (MW) | Achievable Economic RVT Potential | 0 | 0 | 0 | 0 | 0 | 0 | 0 | 0 | 0 | 0 | 0 | 0 | 0 | 0 | 0 | 0 | 0 | 0 | 0 | 0 | 0 | 0 | 0 | 0 | 0 | 0 | 0
F6_Commercial_WA - College_Existing_Water Heating_Natural Gas_Water Heater - Thermostatic Shower Restriction Valve_A_Achievable Economic RVT Potential | F6 | Commercial | WA - College | Existing | Water Heating | Natural Gas | Water Heater - Thermostatic Shower Restriction Valve | A | Incremental Winter Peak Savings (MW) | Achievable Economic RVT Potential | 0 | 0 | 0 | 0 | 0 | 0 | 0 | 0 | 0 | 0 | 0 | 0 | 0 | 0 | 0 | 0 | 0 | 0 | 0 | 0 | 0 | 0 | 0 | 0 | 0 | 0 | 0
F7_Commercial_WA - College_Existing_Water Heating_Natural Gas_Water Heater - Thermostatic Shower Restriction Valve_A_Achievable Economic RVT Potential | F7 | Commercial | WA - College | Existing | Water Heating | Natural Gas | Water Heater - Thermostatic Shower Restriction Valve | A | Cumulative Energy Savings (MWh or mTherms) | Achievable Economic RVT Potential | 0 | 0 | 0 | 0 | 0 | 0 | 0 | 0 | 0 | 0 | 0 | 0 | 0 | 0 | 0 | 0 | 0 | 0 | 0 | 0 | 0 | 0 | 0 | 0 | 0 | 0 | 0
F8_Commercial_WA - College_Existing_Water Heating_Natural Gas_Water Heater - Thermostatic Shower Restriction Valve_A_Achievable Economic RVT Potential | F8 | Commercial | WA - College | Existing | Water Heating | Natural Gas | Water Heater - Thermostatic Shower Restriction Valve | A | Cumulative Summer Peak Savings (MW) | Achievable Economic RVT Potential | 0 | 0 | 0 | 0 | 0 | 0 | 0 | 0 | 0 | 0 | 0 | 0 | 0 | 0 | 0 | 0 | 0 | 0 | 0 | 0 | 0 | 0 | 0 | 0 | 0 | 0 | 0
F9_Commercial_WA - College_Existing_Water Heating_Natural Gas_Water Heater - Thermostatic Shower Restriction Valve_A_Achievable Economic RVT Potential | F9 | Commercial | WA - College | Existing | Water Heating | Natural Gas | Water Heater - Thermostatic Shower Restriction Valve | A | Cumulative Winter Peak Savings (MW) | Achievable Economic RVT Potential | 0 | 0 | 0 | 0 | 0 | 0 | 0 | 0 | 0 | 0 | 0 | 0 | 0 | 0 | 0 | 0 | 0 | 0 | 0 | 0 | 0 | 0 | 0 | 0 | 0 | 0 | 0
F10_Commercial_WA - College_Existing_Water Heating_Natural Gas_Water Heater - Thermostatic Shower Restriction Valve_A_Achievable Economic RVT Potential | F10 | Commercial | WA - College | Existing | Water Heating | Natural Gas | Water Heater - Thermostatic Shower Restriction Valve | A | Purchases (Incremental) | Achievable Economic RVT Potential | 0 | 0 | 0 | 0 | 0 | 0 | 0 | 0 | 0 | 0 | 0 | 0 | 0 | 0 | 0 | 0 | 0 | 0 | 0 | 0 | 0 | 0 | 0 | 0 | 0 | 0 | 0
F11_Commercial_WA - College_Existing_Water Heating_Natural Gas_Water Heater - Thermostatic Shower Restriction Valve_A_Achievable Economic RVT Potential | F11 | Commercial | WA - College | Existing | Water Heating | Natural Gas | Water Heater - Thermostatic Shower Restriction Valve | A | Purchases (Cumulative) | Achievable Economic RVT Potential | 0 | 0 | 0 | 0 | 0 | 0 | 0 | 0 | 0 | 0 | 0 | 0 | 0 | 0 | 0 | 0 | 0 | 0 | 0 | 0 | 0 | 0 | 0 | 0 | 0 | 0 | 0
F1_Commercial_WA - College_Existing_Water Heating_Natural Gas_Water Heater - Pre-Rinse Spray Valve_A_Achievable Economic RVT Potential | F1 | Commercial | WA - College | Existing | Water Heating | Natural Gas | Water Heater - Pre-Rinse Spray Valve | A | Integrated Unit Energy Savings (kWh or therms) | Achievable Economic RVT Potential | 0 | 0 | 16.1979 | 15.8708 | 15.5512 | 15.2559 | 14.9799 | 14.7226 | 14.472 | 14.2422 | 14.0231 | 13.8212 | 13.6425 | 13.4972 | 13.404 | 13.3138 | 13.2456 | 13.1961 | 13.1567 | 13.1251 | 13.1022 | 13.0856 | 13.0736 | 13.0649 | 13.054 | 13.0515 | 13.0495
F2_Commercial_WA - College_Existing_Water Heating_Natural Gas_Water Heater - Pre-Rinse Spray Valve_A_Achievable Economic RVT Potential | F2 | Commercial | WA - College | Existing | Water Heating | Natural Gas | Water Heater - Pre-Rinse Spray Valve | A | Integrated Unit Summer Peak Savings (kW) | Achievable Economic RVT Potential | 0 | 0 | 0 | 0 | 0 | 0 | 0 | 0 | 0 | 0 | 0 | 0 | 0 | 0 | 0 | 0 | 0 | 0 | 0 | 0 | 0 | 0 | 0 | 0 | 0 | 0 | 0
F3_Commercial_WA - College_Existing_Water Heating_Natural Gas_Water Heater - Pre-Rinse Spray Valve_A_Achievable Economic RVT Potential | F3 | Commercial | WA - College | Existing | Water Heating | Natural Gas | Water Heater - Pre-Rinse Spray Valve | A | Integrated Unit Winter Peak Savings (kW) | Achievable Economic RVT Potential | 0 | 0 | 0 | 0 | 0 | 0 | 0 | 0 | 0 | 0 | 0 | 0 | 0 | 0 | 0 | 0 | 0 | 0 | 0 | 0 | 0 | 0 | 0 | 0 | 0 | 0 | 0
F4_Commercial_WA - College_Existing_Water Heating_Natural Gas_Water Heater - Pre-Rinse Spray Valve_A_Achievable Economic RVT Potential | F4 | Commercial | WA - College | Existing | Water Heating | Natural Gas | Water Heater - Pre-Rinse Spray Valve | A | Incremental Energy Savings (MWh or mTherms) | Achievable Economic RVT Potential | 0 | 0 | 0 | 0 | 0 | 0 | 0 | 0 | 0 | 0 | 0 | 0 | 0 | 0 | 0 | 0 | 0 | 0 | 0 | 0 | 0 | 0 | 0 | 0 | 0 | 0 | 0
F5_Commercial_WA - College_Existing_Water Heating_Natural Gas_Water Heater - Pre-Rinse Spray Valve_A_Achievable Economic RVT Potential | F5 | Commercial | WA - College | Existing | Water Heating | Natural Gas | Water Heater - Pre-Rinse Spray Valve | A | Incremental Summer Peak Savings (MW) | Achievable Economic RVT Potential | 0 | 0 | 0 | 0 | 0 | 0 | 0 | 0 | 0 | 0 | 0 | 0 | 0 | 0 | 0 | 0 | 0 | 0 | 0 | 0 | 0 | 0 | 0 | 0 | 0 | 0 | 0
F6_Commercial_WA - College_Existing_Water Heating_Natural Gas_Water Heater - Pre-Rinse Spray Valve_A_Achievable Economic RVT Potential | F6 | Commercial | WA - College | Existing | Water Heating | Natural Gas | Water Heater - Pre-Rinse Spray Valve | A | Incremental Winter Peak Savings (MW) | Achievable Economic RVT Potential | 0 | 0 | 0 | 0 | 0 | 0 | 0 | 0 | 0 | 0 | 0 | 0 | 0 | 0 | 0 | 0 | 0 | 0 | 0 | 0 | 0 | 0 | 0 | 0 | 0 | 0 | 0
F7_Commercial_WA - College_Existing_Water Heating_Natural Gas_Water Heater - Pre-Rinse Spray Valve_A_Achievable Economic RVT Potential | F7 | Commercial | WA - College | Existing | Water Heating | Natural Gas | Water Heater - Pre-Rinse Spray Valve | A | Cumulative Energy Savings (MWh or mTherms) | Achievable Economic RVT Potential | 0 | 0 | 0 | 0 | 0 | 0 | 0 | 0 | 0 | 0 | 0 | 0 | 0 | 0 | 0 | 0 | 0 | 0 | 0 | 0 | 0 | 0 | 0 | 0 | 0 | 0 | 0
F8_Commercial_WA - College_Existing_Water Heating_Natural Gas_Water Heater - Pre-Rinse Spray Valve_A_Achievable Economic RVT Potential | F8 | Commercial | WA - College | Existing | Water Heating | Natural Gas | Water Heater - Pre-Rinse Spray Valve | A | Cumulative Summer Peak Savings (MW) | Achievable Economic RVT Potential | 0 | 0 | 0 | 0 | 0 | 0 | 0 | 0 | 0 | 0 | 0 | 0 | 0 | 0 | 0 | 0 | 0 | 0 | 0 | 0 | 0 | 0 | 0 | 0 | 0 | 0 | 0
F9_Commercial_WA - College_Existing_Water Heating_Natural Gas_Water Heater - Pre-Rinse Spray Valve_A_Achievable Economic RVT Potential | F9 | Commercial | WA - College | Existing | Water Heating | Natural Gas | Water Heater - Pre-Rinse Spray Valve | A | Cumulative Winter Peak Savings (MW) | Achievable Economic RVT Potential | 0 | 0 | 0 | 0 | 0 | 0 | 0 | 0 | 0 | 0 | 0 | 0 | 0 | 0 | 0 | 0 | 0 | 0 | 0 | 0 | 0 | 0 | 0 | 0 | 0 | 0 | 0
F10_Commercial_WA - College_Existing_Water Heating_Natural Gas_Water Heater - Pre-Rinse Spray Valve_A_Achievable Economic RVT Potential | F10 | Commercial | WA - College | Existing | Water Heating | Natural Gas | Water Heater - Pre-Rinse Spray Valve | A | Purchases (Incremental) | Achievable Economic RVT Potential | 0 | 0 | 0 | 0 | 0 | 0 | 0 | 0 | 0 | 0 | 0 | 0 | 0 | 0 | 0 | 0 | 0 | 0 | 0 | 0 | 0 | 0 | 0 | 0 | 0 | 0 | 0
F11_Commercial_WA - College_Existing_Water Heating_Natural Gas_Water Heater - Pre-Rinse Spray Valve_A_Achievable Economic RVT Potential | F11 | Commercial | WA - College | Existing | Water Heating | Natural Gas | Water Heater - Pre-Rinse Spray Valve | A | Purchases (Cumulative) | Achievable Economic RVT Potential | 0 | 0 | 0 | 0 | 0 | 0 | 0 | 0 | 0 | 0 | 0 | 0 | 0 | 0 | 0 | 0 | 0 | 0 | 0 | 0 | 0 | 0 | 0 | 0 | 0 | 0 | 0
F1_Commercial_WA - College_Existing_Water Heating_Natural Gas_Water Heater - Temperature Setback_A_Achievable Economic RVT Potential | F1 | Commercial | WA - College | Existing | Water Heating | Natural Gas | Water Heater - Temperature Setback | A | Integrated Unit Energy Savings (kWh or therms) | Achievable Economic RVT Potential | 0 | 0 | 100.1381 | 98.473 | 96.9487 | 95.5517 | 94.2748 | 93.1102 | 92.0508 | 91.1035 | 90.2331 | 89.436 | 88.7111 | 88.0994 | 87.5915 | 87.0654 | 86.6472 | 86.3233 | 86.0657 | 85.859 | 85.7091 | 85.6008 | 85.5224 | 85.4653 | 85.3937 | 85.3776 | 85.3647
F2_Commercial_WA - College_Existing_Water Heating_Natural Gas_Water Heater - Temperature Setback_A_Achievable Economic RVT Potential | F2 | Commercial | WA - College | Existing | Water Heating | Natural Gas | Water Heater - Temperature Setback | A | Integrated Unit Summer Peak Savings (kW) | Achievable Economic RVT Potential | 0 | 0 | 0 | 0 | 0 | 0 | 0 | 0 | 0 | 0 | 0 | 0 | 0 | 0 | 0 | 0 | 0 | 0 | 0 | 0 | 0 | 0 | 0 | 0 | 0 | 0 | 0
F3_Commercial_WA - College_Existing_Water Heating_Natural Gas_Water Heater - Temperature Setback_A_Achievable Economic RVT Potential | F3 | Commercial | WA - College | Existing | Water Heating | Natural Gas | Water Heater - Temperature Setback | A | Integrated Unit Winter Peak Savings (kW) | Achievable Economic RVT Potential | 0 | 0 | 0 | 0 | 0 | 0 | 0 | 0 | 0 | 0 | 0 | 0 | 0 | 0 | 0 | 0 | 0 | 0 | 0 | 0 | 0 | 0 | 0 | 0 | 0 | 0 | 0
F4_Commercial_WA - College_Existing_Water Heating_Natural Gas_Water Heater - Temperature Setback_A_Achievable Economic RVT Potential | F4 | Commercial | WA - College | Existing | Water Heating | Natural Gas | Water Heater - Temperature Setback | A | Incremental Energy Savings (MWh or mTherms) | Achievable Economic RVT Potential | 0 | 0 | 0 | 0 | 0 | 0 | 0 | 0 | 0 | 0 | 0 | 0 | 0 | 0 | 0 | 0 | 0 | 0 | 0 | 0 | 0 | 0 | 0 | 0 | 0 | 0 | 0
F5_Commercial_WA - College_Existing_Water Heating_Natural Gas_Water Heater - Temperature Setback_A_Achievable Economic RVT Potential | F5 | Commercial | WA - College | Existing | Water Heating | Natural Gas | Water Heater - Temperature Setback | A | Incremental Summer Peak Savings (MW) | Achievable Economic RVT Potential | 0 | 0 | 0 | 0 | 0 | 0 | 0 | 0 | 0 | 0 | 0 | 0 | 0 | 0 | 0 | 0 | 0 | 0 | 0 | 0 | 0 | 0 | 0 | 0 | 0 | 0 | 0
F6_Commercial_WA - College_Existing_Water Heating_Natural Gas_Water Heater - Temperature Setback_A_Achievable Economic RVT Potential | F6 | Commercial | WA - College | Existing | Water Heating | Natural Gas | Water Heater - Temperature Setback | A | Incremental Winter Peak Savings (MW) | Achievable Economic RVT Potential | 0 | 0 | 0 | 0 | 0 | 0 | 0 | 0 | 0 | 0 | 0 | 0 | 0 | 0 | 0 | 0 | 0 | 0 | 0 | 0 | 0 | 0 | 0 | 0 | 0 | 0 | 0
F7_Commercial_WA - College_Existing_Water Heating_Natural Gas_Water Heater - Temperature Setback_A_Achievable Economic RVT Potential | F7 | Commercial | WA - College | Existing | Water Heating | Natural Gas | Water Heater - Temperature Setback | A | Cumulative Energy Savings (MWh or mTherms) | Achievable Economic RVT Potential | 0 | 0 | 0 | 0 | 0 | 0 | 0 | 0 | 0 | 0 | 0 | 0 | 0 | 0 | 0 | 0 | 0 | 0 | 0 | 0 | 0 | 0 | 0 | 0 | 0 | 0 | 0
F8_Commercial_WA - College_Existing_Water Heating_Natural Gas_Water Heater - Temperature Setback_A_Achievable Economic RVT Potential | F8 | Commercial | WA - College | Existing | Water Heating | Natural Gas | Water Heater - Temperature Setback | A | Cumulative Summer Peak Savings (MW) | Achievable Economic RVT Potential | 0 | 0 | 0 | 0 | 0 | 0 | 0 | 0 | 0 | 0 | 0 | 0 | 0 | 0 | 0 | 0 | 0 | 0 | 0 | 0 | 0 | 0 | 0 | 0 | 0 | 0 | 0
F9_Commercial_WA - College_Existing_Water Heating_Natural Gas_Water Heater - Temperature Setback_A_Achievable Economic RVT Potential | F9 | Commercial | WA - College | Existing | Water Heating | Natural Gas | Water Heater - Temperature Setback | A | Cumulative Winter Peak Savings (MW) | Achievable Economic RVT Potential | 0 | 0 | 0 | 0 | 0 | 0 | 0 | 0 | 0 | 0 | 0 | 0 | 0 | 0 | 0 | 0 | 0 | 0 | 0 | 0 | 0 | 0 | 0 | 0 | 0 | 0 | 0
F10_Commercial_WA - College_Existing_Water Heating_Natural Gas_Water Heater - Temperature Setback_A_Achievable Economic RVT Potential | F10 | Commercial | WA - College | Existing | Water Heating | Natural Gas | Water Heater - Temperature Setback | A | Purchases (Incremental) | Achievable Economic RVT Potential | 0 | 0 | 0 | 0 | 0 | 0 | 0 | 0 | 0 | 0 | 0 | 0 | 0 | 0 | 0 | 0 | 0 | 0 | 0 | 0 | 0 | 0 | 0 | 0 | 0 | 0 | 0
F11_Commercial_WA - College_Existing_Water Heating_Natural Gas_Water Heater - Temperature Setback_A_Achievable Economic RVT Potential | F11 | Commercial | WA - College | Existing | Water Heating | Natural Gas | Water Heater - Temperature Setback | A | Purchases (Cumulative) | Achievable Economic RVT Potential | 0 | 0 | 0 | 0 | 0 | 0 | 0 | 0 | 0 | 0 | 0 | 0 | 0 | 0 | 0 | 0 | 0 | 0 | 0 | 0 | 0 | 0 | 0 | 0 | 0 | 0 | 0
F1_Commercial_WA - College_Existing_Water Heating_Natural Gas_Water Heater - Faucet Aerators_A_Achievable Economic RVT Potential | F1 | Commercial | WA - College | Existing | Water Heating | Natural Gas | Water Heater - Faucet Aerators | A | Integrated Unit Energy Savings (kWh or therms) | Achievable Economic RVT Potential | 0 | 0 | 12.8867 | 12.6605 | 12.4501 | 12.2649 | 12.0951 | 11.9401 | 11.7978 | 11.6764 | 11.5648 | 11.4626 | 11.3697 | 11.2913 | 11.2263 | 11.1588 | 11.1052 | 11.0637 | 11.0307 | 11.0042 | 10.985 | 10.9711 | 10.9611 | 10.9537 | 10.9446 | 10.9425 | 10.9408
F2_Commercial_WA - College_Existing_Water Heating_Natural Gas_Water Heater - Faucet Aerators_A_Achievable Economic RVT Potential | F2 | Commercial | WA - College | Existing | Water Heating | Natural Gas | Water Heater - Faucet Aerators | A | Integrated Unit Summer Peak Savings (kW) | Achievable Economic RVT Potential | 0 | 0 | 0 | 0 | 0 | 0 | 0 | 0 | 0 | 0 | 0 | 0 | 0 | 0 | 0 | 0 | 0 | 0 | 0 | 0 | 0 | 0 | 0 | 0 | 0 | 0 | 0
F3_Commercial_WA - College_Existing_Water Heating_Natural Gas_Water Heater - Faucet Aerators_A_Achievable Economic RVT Potential | F3 | Commercial | WA - College | Existing | Water Heating | Natural Gas | Water Heater - Faucet Aerators | A | Integrated Unit Winter Peak Savings (kW) | Achievable Economic RVT Potential | 0 | 0 | 0 | 0 | 0 | 0 | 0 | 0 | 0 | 0 | 0 | 0 | 0 | 0 | 0 | 0 | 0 | 0 | 0 | 0 | 0 | 0 | 0 | 0 | 0 | 0 | 0
F4_Commercial_WA - College_Existing_Water Heating_Natural Gas_Water Heater - Faucet Aerators_A_Achievable Economic RVT Potential | F4 | Commercial | WA - College | Existing | Water Heating | Natural Gas | Water Heater - Faucet Aerators | A | Incremental Energy Savings (MWh or mTherms) | Achievable Economic RVT Potential | 0 | 0 | 0 | 0 | 0 | 0 | 0 | 0 | 0 | 0 | 0 | 0 | 0 | 0 | 0 | 0 | 0 | 0 | 0 | 0 | 0 | 0 | 0 | 0 | 0 | 0 | 0
F5_Commercial_WA - College_Existing_Water Heating_Natural Gas_Water Heater - Faucet Aerators_A_Achievable Economic RVT Potential | F5 | Commercial | WA - College | Existing | Water Heating | Natural Gas | Water Heater - Faucet Aerators | A | Incremental Summer Peak Savings (MW) | Achievable Economic RVT Potential | 0 | 0 | 0 | 0 | 0 | 0 | 0 | 0 | 0 | 0 | 0 | 0 | 0 | 0 | 0 | 0 | 0 | 0 | 0 | 0 | 0 | 0 | 0 | 0 | 0 | 0 | 0
F6_Commercial_WA - College_Existing_Water Heating_Natural Gas_Water Heater - Faucet Aerators_A_Achievable Economic RVT Potential | F6 | Commercial | WA - College | Existing | Water Heating | Natural Gas | Water Heater - Faucet Aerators | A | Incremental Winter Peak Savings (MW) | Achievable Economic RVT Potential | 0 | 0 | 0 | 0 | 0 | 0 | 0 | 0 | 0 | 0 | 0 | 0 | 0 | 0 | 0 | 0 | 0 | 0 | 0 | 0 | 0 | 0 | 0 | 0 | 0 | 0 | 0
F7_Commercial_WA - College_Existing_Water Heating_Natural Gas_Water Heater - Faucet Aerators_A_Achievable Economic RVT Potential | F7 | Commercial | WA - College | Existing | Water Heating | Natural Gas | Water Heater - Faucet Aerators | A | Cumulative Energy Savings (MWh or mTherms) | Achievable Economic RVT Potential | 0 | 0 | 0 | 0 | 0 | 0 | 0 | 0 | 0 | 0 | 0 | 0 | 0 | 0 | 0 | 0 | 0 | 0 | 0 | 0 | 0 | 0 | 0 | 0 | 0 | 0 | 0
F8_Commercial_WA - College_Existing_Water Heating_Natural Gas_Water Heater - Faucet Aerators_A_Achievable Economic RVT Potential | F8 | Commercial | WA - College | Existing | Water Heating | Natural Gas | Water Heater - Faucet Aerators | A | Cumulative Summer Peak Savings (MW) | Achievable Economic RVT Potential | 0 | 0 | 0 | 0 | 0 | 0 | 0 | 0 | 0 | 0 | 0 | 0 | 0 | 0 | 0 | 0 | 0 | 0 | 0 | 0 | 0 | 0 | 0 | 0 | 0 | 0 | 0
F9_Commercial_WA - College_Existing_Water Heating_Natural Gas_Water Heater - Faucet Aerators_A_Achievable Economic RVT Potential | F9 | Commercial | WA - College | Existing | Water Heating | Natural Gas | Water Heater - Faucet Aerators | A | Cumulative Winter Peak Savings (MW) | Achievable Economic RVT Potential | 0 | 0 | 0 | 0 | 0 | 0 | 0 | 0 | 0 | 0 | 0 | 0 | 0 | 0 | 0 | 0 | 0 | 0 | 0 | 0 | 0 | 0 | 0 | 0 | 0 | 0 | 0
F10_Commercial_WA - College_Existing_Water Heating_Natural Gas_Water Heater - Faucet Aerators_A_Achievable Economic RVT Potential | F10 | Commercial | WA - College | Existing | Water Heating | Natural Gas | Water Heater - Faucet Aerators | A | Purchases (Incremental) | Achievable Economic RVT Potential | 0 | 0 | 0 | 0 | 0 | 0 | 0 | 0 | 0 | 0 | 0 | 0 | 0 | 0 | 0 | 0 | 0 | 0 | 0 | 0 | 0 | 0 | 0 | 0 | 0 | 0 | 0
F11_Commercial_WA - College_Existing_Water Heating_Natural Gas_Water Heater - Faucet Aerators_A_Achievable Economic RVT Potential | F11 | Commercial | WA - College | Existing | Water Heating | Natural Gas | Water Heater - Faucet Aerators | A | Purchases (Cumulative) | Achievable Economic RVT Potential | 0 | 0 | 0 | 0 | 0 | 0 | 0 | 0 | 0 | 0 | 0 | 0 | 0 | 0 | 0 | 0 | 0 | 0 | 0 | 0 | 0 | 0 | 0 | 0 | 0 | 0 | 0
F1_Commercial_WA - College_Existing_Water Heating_Natural Gas_Water Heater - Low-Flow Showerheads_A_Achievable Economic RVT Potential | F1 | Commercial | WA - College | Existing | Water Heating | Natural Gas | Water Heater - Low-Flow Showerheads | A | Integrated Unit Energy Savings (kWh or therms) | Achievable Economic RVT Potential | 0 | 0 | 4.6349 | 4.5463 | 4.4621 | 4.3853 | 4.3127 | 4.244 | 4.1779 | 4.1181 | 4.0618 | 4.01 | 3.964 | 3.9263 | 3.9022 | 3.8783 | 3.8595 | 3.8451 | 3.8336 | 3.8244 | 3.8177 | 3.8129 | 3.8094 | 3.8068 | 3.8036 | 3.8029 | 3.8024
F2_Commercial_WA - College_Existing_Water Heating_Natural Gas_Water Heater - Low-Flow Showerheads_A_Achievable Economic RVT Potential | F2 | Commercial | WA - College | Existing | Water Heating | Natural Gas | Water Heater - Low-Flow Showerheads | A | Integrated Unit Summer Peak Savings (kW) | Achievable Economic RVT Potential | 0 | 0 | 0 | 0 | 0 | 0 | 0 | 0 | 0 | 0 | 0 | 0 | 0 | 0 | 0 | 0 | 0 | 0 | 0 | 0 | 0 | 0 | 0 | 0 | 0 | 0 | 0
F3_Commercial_WA - College_Existing_Water Heating_Natural Gas_Water Heater - Low-Flow Showerheads_A_Achievable Economic RVT Potential | F3 | Commercial | WA - College | Existing | Water Heating | Natural Gas | Water Heater - Low-Flow Showerheads | A | Integrated Unit Winter Peak Savings (kW) | Achievable Economic RVT Potential | 0 | 0 | 0 | 0 | 0 | 0 | 0 | 0 | 0 | 0 | 0 | 0 | 0 | 0 | 0 | 0 | 0 | 0 | 0 | 0 | 0 | 0 | 0 | 0 | 0 | 0 | 0
F4_Commercial_WA - College_Existing_Water Heating_Natural Gas_Water Heater - Low-Flow Showerheads_A_Achievable Economic RVT Potential | F4 | Commercial | WA - College | Existing | Water Heating | Natural Gas | Water Heater - Low-Flow Showerheads | A | Incremental Energy Savings (MWh or mTherms) | Achievable Economic RVT Potential | 0 | 0 | 0 | 0 | 0 | 0 | 0 | 0 | 0 | 0 | 0 | 0 | 0 | 0 | 0 | 0 | 0 | 0 | 0 | 0 | 0 | 0 | 0 | 0 | 0 | 0 | 0
F5_Commercial_WA - College_Existing_Water Heating_Natural Gas_Water Heater - Low-Flow Showerheads_A_Achievable Economic RVT Potential | F5 | Commercial | WA - College | Existing | Water Heating | Natural Gas | Water Heater - Low-Flow Showerheads | A | Incremental Summer Peak Savings (MW) | Achievable Economic RVT Potential | 0 | 0 | 0 | 0 | 0 | 0 | 0 | 0 | 0 | 0 | 0 | 0 | 0 | 0 | 0 | 0 | 0 | 0 | 0 | 0 | 0 | 0 | 0 | 0 | 0 | 0 | 0
F6_Commercial_WA - College_Existing_Water Heating_Natural Gas_Water Heater - Low-Flow Showerheads_A_Achievable Economic RVT Potential | F6 | Commercial | WA - College | Existing | Water Heating | Natural Gas | Water Heater - Low-Flow Showerheads | A | Incremental Winter Peak Savings (MW) | Achievable Economic RVT Potential | 0 | 0 | 0 | 0 | 0 | 0 | 0 | 0 | 0 | 0 | 0 | 0 | 0 | 0 | 0 | 0 | 0 | 0 | 0 | 0 | 0 | 0 | 0 | 0 | 0 | 0 | 0
F7_Commercial_WA - College_Existing_Water Heating_Natural Gas_Water Heater - Low-Flow Showerheads_A_Achievable Economic RVT Potential | F7 | Commercial | WA - College | Existing | Water Heating | Natural Gas | Water Heater - Low-Flow Showerheads | A | Cumulative Energy Savings (MWh or mTherms) | Achievable Economic RVT Potential | 0 | 0 | 0 | 0 | 0 | 0 | 0 | 0 | 0 | 0 | 0 | 0 | 0 | 0 | 0 | 0 | 0 | 0 | 0 | 0 | 0 | 0 | 0 | 0 | 0 | 0 | 0
F8_Commercial_WA - College_Existing_Water Heating_Natural Gas_Water Heater - Low-Flow Showerheads_A_Achievable Economic RVT Potential | F8 | Commercial | WA - College | Existing | Water Heating | Natural Gas | Water Heater - Low-Flow Showerheads | A | Cumulative Summer Peak Savings (MW) | Achievable Economic RVT Potential | 0 | 0 | 0 | 0 | 0 | 0 | 0 | 0 | 0 | 0 | 0 | 0 | 0 | 0 | 0 | 0 | 0 | 0 | 0 | 0 | 0 | 0 | 0 | 0 | 0 | 0 | 0
F9_Commercial_WA - College_Existing_Water Heating_Natural Gas_Water Heater - Low-Flow Showerheads_A_Achievable Economic RVT Potential | F9 | Commercial | WA - College | Existing | Water Heating | Natural Gas | Water Heater - Low-Flow Showerheads | A | Cumulative Winter Peak Savings (MW) | Achievable Economic RVT Potential | 0 | 0 | 0 | 0 | 0 | 0 | 0 | 0 | 0 | 0 | 0 | 0 | 0 | 0 | 0 | 0 | 0 | 0 | 0 | 0 | 0 | 0 | 0 | 0 | 0 | 0 | 0
F10_Commercial_WA - College_Existing_Water Heating_Natural Gas_Water Heater - Low-Flow Showerheads_A_Achievable Economic RVT Potential | F10 | Commercial | WA - College | Existing | Water Heating | Natural Gas | Water Heater - Low-Flow Showerheads | A | Purchases (Incremental) | Achievable Economic RVT Potential | 0 | 0 | 0 | 0 | 0 | 0 | 0 | 0 | 0 | 0 | 0 | 0 | 0 | 0 | 0 | 0 | 0 | 0 | 0 | 0 | 0 | 0 | 0 | 0 | 0 | 0 | 0
F11_Commercial_WA - College_Existing_Water Heating_Natural Gas_Water Heater - Low-Flow Showerheads_A_Achievable Economic RVT Potential | F11 | Commercial | WA - College | Existing | Water Heating | Natural Gas | Water Heater - Low-Flow Showerheads | A | Purchases (Cumulative) | Achievable Economic RVT Potential | 0 | 0 | 0 | 0 | 0 | 0 | 0 | 0 | 0 | 0 | 0 | 0 | 0 | 0 | 0 | 0 | 0 | 0 | 0 | 0 | 0 | 0 | 0 | 0 | 0 | 0 | 0
F1_Commercial_WA - College_Existing_Water Heating_Natural Gas_Water Heater - Tank Blanket/Insulation_A_Achievable Economic RVT Potential | F1 | Commercial | WA - College | Existing | Water Heating | Natural Gas | Water Heater - Tank Blanket/Insulation | A | Integrated Unit Energy Savings (kWh or therms) | Achievable Economic RVT Potential | 0 | 0 | 193.4658 | 190.3508 | 187.5278 | 184.9748 | 182.674 | 180.6105 | 178.7793 | 177.1831 | 175.7373 | 174.4164 | 173.2006 | 172.1586 | 171.2704 | 170.3037 | 169.5145 | 168.8807 | 168.3769 | 167.9724 | 167.6792 | 167.4673 | 167.3139 | 167.2022 | 167.0621 | 167.0305 | 167.0053
F2_Commercial_WA - College_Existing_Water Heating_Natural Gas_Water Heater - Tank Blanket/Insulation_A_Achievable Economic RVT Potential | F2 | Commercial | WA - College | Existing | Water Heating | Natural Gas | Water Heater - Tank Blanket/Insulation | A | Integrated Unit Summer Peak Savings (kW) | Achievable Economic RVT Potential | 0 | 0 | 0 | 0 | 0 | 0 | 0 | 0 | 0 | 0 | 0 | 0 | 0 | 0 | 0 | 0 | 0 | 0 | 0 | 0 | 0 | 0 | 0 | 0 | 0 | 0 | 0
F3_Commercial_WA - College_Existing_Water Heating_Natural Gas_Water Heater - Tank Blanket/Insulation_A_Achievable Economic RVT Potential | F3 | Commercial | WA - College | Existing | Water Heating | Natural Gas | Water Heater - Tank Blanket/Insulation | A | Integrated Unit Winter Peak Savings (kW) | Achievable Economic RVT Potential | 0 | 0 | 0 | 0 | 0 | 0 | 0 | 0 | 0 | 0 | 0 | 0 | 0 | 0 | 0 | 0 | 0 | 0 | 0 | 0 | 0 | 0 | 0 | 0 | 0 | 0 | 0
F4_Commercial_WA - College_Existing_Water Heating_Natural Gas_Water Heater - Tank Blanket/Insulation_A_Achievable Economic RVT Potential | F4 | Commercial | WA - College | Existing | Water Heating | Natural Gas | Water Heater - Tank Blanket/Insulation | A | Incremental Energy Savings (MWh or mTherms) | Achievable Economic RVT Potential | 0 | 0 | 0 | 0 | 0 | 0 | 0 | 0 | 0 | 0 | 0 | 0 | 0 | 0 | 0 | 0 | 0 | 0 | 0 | 0 | 0 | 0 | 0 | 0 | 0 | 0 | 0
F5_Commercial_WA - College_Existing_Water Heating_Natural Gas_Water Heater - Tank Blanket/Insulation_A_Achievable Economic RVT Potential | F5 | Commercial | WA - College | Existing | Water Heating | Natural Gas | Water Heater - Tank Blanket/Insulation | A | Incremental Summer Peak Savings (MW) | Achievable Economic RVT Potential | 0 | 0 | 0 | 0 | 0 | 0 | 0 | 0 | 0 | 0 | 0 | 0 | 0 | 0 | 0 | 0 | 0 | 0 | 0 | 0 | 0 | 0 | 0 | 0 | 0 | 0 | 0
F6_Commercial_WA - College_Existing_Water Heating_Natural Gas_Water Heater - Tank Blanket/Insulation_A_Achievable Economic RVT Potential | F6 | Commercial | WA - College | Existing | Water Heating | Natural Gas | Water Heater - Tank Blanket/Insulation | A | Incremental Winter Peak Savings (MW) | Achievable Economic RVT Potential | 0 | 0 | 0 | 0 | 0 | 0 | 0 | 0 | 0 | 0 | 0 | 0 | 0 | 0 | 0 | 0 | 0 | 0 | 0 | 0 | 0 | 0 | 0 | 0 | 0 | 0 | 0
F7_Commercial_WA - College_Existing_Water Heating_Natural Gas_Water Heater - Tank Blanket/Insulation_A_Achievable Economic RVT Potential | F7 | Commercial | WA - College | Existing | Water Heating | Natural Gas | Water Heater - Tank Blanket/Insulation | A | Cumulative Energy Savings (MWh or mTherms) | Achievable Economic RVT Potential | 0 | 0 | 0 | 0 | 0 | 0 | 0 | 0 | 0 | 0 | 0 | 0 | 0 | 0 | 0 | 0 | 0 | 0 | 0 | 0 | 0 | 0 | 0 | 0 | 0 | 0 | 0
F8_Commercial_WA - College_Existing_Water Heating_Natural Gas_Water Heater - Tank Blanket/Insulation_A_Achievable Economic RVT Potential | F8 | Commercial | WA - College | Existing | Water Heating | Natural Gas | Water Heater - Tank Blanket/Insulation | A | Cumulative Summer Peak Savings (MW) | Achievable Economic RVT Potential | 0 | 0 | 0 | 0 | 0 | 0 | 0 | 0 | 0 | 0 | 0 | 0 | 0 | 0 | 0 | 0 | 0 | 0 | 0 | 0 | 0 | 0 | 0 | 0 | 0 | 0 | 0
F9_Commercial_WA - College_Existing_Water Heating_Natural Gas_Water Heater - Tank Blanket/Insulation_A_Achievable Economic RVT Potential | F9 | Commercial | WA - College | Existing | Water Heating | Natural Gas | Water Heater - Tank Blanket/Insulation | A | Cumulative Winter Peak Savings (MW) | Achievable Economic RVT Potential | 0 | 0 | 0 | 0 | 0 | 0 | 0 | 0 | 0 | 0 | 0 | 0 | 0 | 0 | 0 | 0 | 0 | 0 | 0 | 0 | 0 | 0 | 0 | 0 | 0 | 0 | 0
F10_Commercial_WA - College_Existing_Water Heating_Natural Gas_Water Heater - Tank Blanket/Insulation_A_Achievable Economic RVT Potential | F10 | Commercial | WA - College | Existing | Water Heating | Natural Gas | Water Heater - Tank Blanket/Insulation | A | Purchases (Incremental) | Achievable Economic RVT Potential | 0 | 0 | 0 | 0 | 0 | 0 | 0 | 0 | 0 | 0 | 0 | 0 | 0 | 0 | 0 | 0 | 0 | 0 | 0 | 0 | 0 | 0 | 0 | 0 | 0 | 0 | 0
F11_Commercial_WA - College_Existing_Water Heating_Natural Gas_Water Heater - Tank Blanket/Insulation_A_Achievable Economic RVT Potential | F11 | Commercial | WA - College | Existing | Water Heating | Natural Gas | Water Heater - Tank Blanket/Insulation | A | Purchases (Cumulative) | Achievable Economic RVT Potential | 0 | 0 | 0 | 0 | 0 | 0 | 0 | 0 | 0 | 0 | 0 | 0 | 0 | 0 | 0 | 0 | 0 | 0 | 0 | 0 | 0 | 0 | 0 | 0 | 0 | 0 | 0
F1_Commercial_WA - College_Existing_Water Heating_Natural Gas_Water Heater - Drainwater Heat Recovery_A_Achievable Economic RVT Potential | F1 | Commercial | WA - College | Existing | Water Heating | Natural Gas | Water Heater - Drainwater Heat Recovery | A | Integrated Unit Energy Savings (kWh or therms) | Achievable Economic RVT Potential | 0 | 0 | 26.6357 | 26.1079 | 25.6023 | 25.1361 | 24.6914 | 24.2672 | 23.8542 | 23.4754 | 23.1142 | 22.7814 | 22.4868 | 22.2474 | 22.0937 | 21.945 | 21.8327 | 21.751 | 21.6861 | 21.634 | 21.5963 | 21.569 | 21.5492 | 21.5348 | 21.5168 | 21.5127 | 21.5095
F2_Commercial_WA - College_Existing_Water Heating_Natural Gas_Water Heater - Drainwater Heat Recovery_A_Achievable Economic RVT Potential | F2 | Commercial | WA - College | Existing | Water Heating | Natural Gas | Water Heater - Drainwater Heat Recovery | A | Integrated Unit Summer Peak Savings (kW) | Achievable Economic RVT Potential | 0 | 0 | 0 | 0 | 0 | 0 | 0 | 0 | 0 | 0 | 0 | 0 | 0 | 0 | 0 | 0 | 0 | 0 | 0 | 0 | 0 | 0 | 0 | 0 | 0 | 0 | 0
F3_Commercial_WA - College_Existing_Water Heating_Natural Gas_Water Heater - Drainwater Heat Recovery_A_Achievable Economic RVT Potential | F3 | Commercial | WA - College | Existing | Water Heating | Natural Gas | Water Heater - Drainwater Heat Recovery | A | Integrated Unit Winter Peak Savings (kW) | Achievable Economic RVT Potential | 0 | 0 | 0 | 0 | 0 | 0 | 0 | 0 | 0 | 0 | 0 | 0 | 0 | 0 | 0 | 0 | 0 | 0 | 0 | 0 | 0 | 0 | 0 | 0 | 0 | 0 | 0
F4_Commercial_WA - College_Existing_Water Heating_Natural Gas_Water Heater - Drainwater Heat Recovery_A_Achievable Economic RVT Potential | F4 | Commercial | WA - College | Existing | Water Heating | Natural Gas | Water Heater - Drainwater Heat Recovery | A | Incremental Energy Savings (MWh or mTherms) | Achievable Economic RVT Potential | 0 | 0 | 0 | 0 | 0 | 0 | 0 | 0 | 0 | 0 | 0 | 0 | 0 | 0 | 0 | 0 | 0 | 0 | 0 | 0 | 0 | 0 | 0 | 0 | 0 | 0 | 0
F5_Commercial_WA - College_Existing_Water Heating_Natural Gas_Water Heater - Drainwater Heat Recovery_A_Achievable Economic RVT Potential | F5 | Commercial | WA - College | Existing | Water Heating | Natural Gas | Water Heater - Drainwater Heat Recovery | A | Incremental Summer Peak Savings (MW) | Achievable Economic RVT Potential | 0 | 0 | 0 | 0 | 0 | 0 | 0 | 0 | 0 | 0 | 0 | 0 | 0 | 0 | 0 | 0 | 0 | 0 | 0 | 0 | 0 | 0 | 0 | 0 | 0 | 0 | 0
F6_Commercial_WA - College_Existing_Water Heating_Natural Gas_Water Heater - Drainwater Heat Recovery_A_Achievable Economic RVT Potential | F6 | Commercial | WA - College | Existing | Water Heating | Natural Gas | Water Heater - Drainwater Heat Recovery | A | Incremental Winter Peak Savings (MW) | Achievable Economic RVT Potential | 0 | 0 | 0 | 0 | 0 | 0 | 0 | 0 | 0 | 0 | 0 | 0 | 0 | 0 | 0 | 0 | 0 | 0 | 0 | 0 | 0 | 0 | 0 | 0 | 0 | 0 | 0
F7_Commercial_WA - College_Existing_Water Heating_Natural Gas_Water Heater - Drainwater Heat Recovery_A_Achievable Economic RVT Potential | F7 | Commercial | WA - College | Existing | Water Heating | Natural Gas | Water Heater - Drainwater Heat Recovery | A | Cumulative Energy Savings (MWh or mTherms) | Achievable Economic RVT Potential | 0 | 0 | 0 | 0 | 0 | 0 | 0 | 0 | 0 | 0 | 0 | 0 | 0 | 0 | 0 | 0 | 0 | 0 | 0 | 0 | 0 | 0 | 0 | 0 | 0 | 0 | 0
F8_Commercial_WA - College_Existing_Water Heating_Natural Gas_Water Heater - Drainwater Heat Recovery_A_Achievable Economic RVT Potential | F8 | Commercial | WA - College | Existing | Water Heating | Natural Gas | Water Heater - Drainwater Heat Recovery | A | Cumulative Summer Peak Savings (MW) | Achievable Economic RVT Potential | 0 | 0 | 0 | 0 | 0 | 0 | 0 | 0 | 0 | 0 | 0 | 0 | 0 | 0 | 0 | 0 | 0 | 0 | 0 | 0 | 0 | 0 | 0 | 0 | 0 | 0 | 0
F9_Commercial_WA - College_Existing_Water Heating_Natural Gas_Water Heater - Drainwater Heat Recovery_A_Achievable Economic RVT Potential | F9 | Commercial | WA - College | Existing | Water Heating | Natural Gas | Water Heater - Drainwater Heat Recovery | A | Cumulative Winter Peak Savings (MW) | Achievable Economic RVT Potential | 0 | 0 | 0 | 0 | 0 | 0 | 0 | 0 | 0 | 0 | 0 | 0 | 0 | 0 | 0 | 0 | 0 | 0 | 0 | 0 | 0 | 0 | 0 | 0 | 0 | 0 | 0
F10_Commercial_WA - College_Existing_Water Heating_Natural Gas_Water Heater - Drainwater Heat Recovery_A_Achievable Economic RVT Potential | F10 | Commercial | WA - College | Existing | Water Heating | Natural Gas | Water Heater - Drainwater Heat Recovery | A | Purchases (Incremental) | Achievable Economic RVT Potential | 0 | 0 | 0 | 0 | 0 | 0 | 0 | 0 | 0 | 0 | 0 | 0 | 0 | 0 | 0 | 0 | 0 | 0 | 0 | 0 | 0 | 0 | 0 | 0 | 0 | 0 | 0
F11_Commercial_WA - College_Existing_Water Heating_Natural Gas_Water Heater - Drainwater Heat Recovery_A_Achievable Economic RVT Potential | F11 | Commercial | WA - College | Existing | Water Heating | Natural Gas | Water Heater - Drainwater Heat Recovery | A | Purchases (Cumulative) | Achievable Economic RVT Potential | 0 | 0 | 0 | 0 | 0 | 0 | 0 | 0 | 0 | 0 | 0 | 0 | 0 | 0 | 0 | 0 | 0 | 0 | 0 | 0 | 0 | 0 | 0 | 0 | 0 | 0 | 0
F1_Commercial_WA - College_Existing_Water Heating_Natural Gas_Water Heater - Circulation Pump Controls_A_Achievable Economic RVT Potential | F1 | Commercial | WA - College | Existing | Water Heating | Natural Gas | Water Heater - Circulation Pump Controls | A | Integrated Unit Energy Savings (kWh or therms) | Achievable Economic RVT Potential | 0 | 0 | 1398.547 | 1373.9945 | 1351.1578 | 1331.0565 | 1312.6276 | 1295.8146 | 1280.3656 | 1267.1898 | 1255.0822 | 1243.9951 | 1233.9125 | 1225.404 | 1218.3406 | 1211.0227 | 1205.2059 | 1200.6994 | 1197.1176 | 1194.2421 | 1192.1573 | 1190.6505 | 1189.5598 | 1188.7657 | 1187.7696 | 1187.5454 | 1187.3661
F2_Commercial_WA - College_Existing_Water Heating_Natural Gas_Water Heater - Circulation Pump Controls_A_Achievable Economic RVT Potential | F2 | Commercial | WA - College | Existing | Water Heating | Natural Gas | Water Heater - Circulation Pump Controls | A | Integrated Unit Summer Peak Savings (kW) | Achievable Economic RVT Potential | 0 | 0 | 0 | 0 | 0 | 0 | 0 | 0 | 0 | 0 | 0 | 0 | 0 | 0 | 0 | 0 | 0 | 0 | 0 | 0 | 0 | 0 | 0 | 0 | 0 | 0 | 0
F3_Commercial_WA - College_Existing_Water Heating_Natural Gas_Water Heater - Circulation Pump Controls_A_Achievable Economic RVT Potential | F3 | Commercial | WA - College | Existing | Water Heating | Natural Gas | Water Heater - Circulation Pump Controls | A | Integrated Unit Winter Peak Savings (kW) | Achievable Economic RVT Potential | 0 | 0 | 0 | 0 | 0 | 0 | 0 | 0 | 0 | 0 | 0 | 0 | 0 | 0 | 0 | 0 | 0 | 0 | 0 | 0 | 0 | 0 | 0 | 0 | 0 | 0 | 0
F4_Commercial_WA - College_Existing_Water Heating_Natural Gas_Water Heater - Circulation Pump Controls_A_Achievable Economic RVT Potential | F4 | Commercial | WA - College | Existing | Water Heating | Natural Gas | Water Heater - Circulation Pump Controls | A | Incremental Energy Savings (MWh or mTherms) | Achievable Economic RVT Potential | 0 | 0 | 0 | 0 | 0 | 0 | 0 | 0 | 0 | 0 | 0 | 0 | 0 | 0 | 0 | 0 | 0 | 0 | 0 | 0 | 0 | 0 | 0 | 0 | 0 | 0 | 0
F5_Commercial_WA - College_Existing_Water Heating_Natural Gas_Water Heater - Circulation Pump Controls_A_Achievable Economic RVT Potential | F5 | Commercial | WA - College | Existing | Water Heating | Natural Gas | Water Heater - Circulation Pump Controls | A | Incremental Summer Peak Savings (MW) | Achievable Economic RVT Potential | 0 | 0 | 0 | 0 | 0 | 0 | 0 | 0 | 0 | 0 | 0 | 0 | 0 | 0 | 0 | 0 | 0 | 0 | 0 | 0 | 0 | 0 | 0 | 0 | 0 | 0 | 0
F6_Commercial_WA - College_Existing_Water Heating_Natural Gas_Water Heater - Circulation Pump Controls_A_Achievable Economic RVT Potential | F6 | Commercial | WA - College | Existing | Water Heating | Natural Gas | Water Heater - Circulation Pump Controls | A | Incremental Winter Peak Savings (MW) | Achievable Economic RVT Potential | 0 | 0 | 0 | 0 | 0 | 0 | 0 | 0 | 0 | 0 | 0 | 0 | 0 | 0 | 0 | 0 | 0 | 0 | 0 | 0 | 0 | 0 | 0 | 0 | 0 | 0 | 0
F7_Commercial_WA - College_Existing_Water Heating_Natural Gas_Water Heater - Circulation Pump Controls_A_Achievable Economic RVT Potential | F7 | Commercial | WA - College | Existing | Water Heating | Natural Gas | Water Heater - Circulation Pump Controls | A | Cumulative Energy Savings (MWh or mTherms) | Achievable Economic RVT Potential | 0 | 0 | 0 | 0 | 0 | 0 | 0 | 0 | 0 | 0 | 0 | 0 | 0 | 0 | 0 | 0 | 0 | 0 | 0 | 0 | 0 | 0 | 0 | 0 | 0 | 0 | 0
F8_Commercial_WA - College_Existing_Water Heating_Natural Gas_Water Heater - Circulation Pump Controls_A_Achievable Economic RVT Potential | F8 | Commercial | WA - College | Existing | Water Heating | Natural Gas | Water Heater - Circulation Pump Controls | A | Cumulative Summer Peak Savings (MW) | Achievable Economic RVT Potential | 0 | 0 | 0 | 0 | 0 | 0 | 0 | 0 | 0 | 0 | 0 | 0 | 0 | 0 | 0 | 0 | 0 | 0 | 0 | 0 | 0 | 0 | 0 | 0 | 0 | 0 | 0
F9_Commercial_WA - College_Existing_Water Heating_Natural Gas_Water Heater - Circulation Pump Controls_A_Achievable Economic RVT Potential | F9 | Commercial | WA - College | Existing | Water Heating | Natural Gas | Water Heater - Circulation Pump Controls | A | Cumulative Winter Peak Savings (MW) | Achievable Economic RVT Potential | 0 | 0 | 0 | 0 | 0 | 0 | 0 | 0 | 0 | 0 | 0 | 0 | 0 | 0 | 0 | 0 | 0 | 0 | 0 | 0 | 0 | 0 | 0 | 0 | 0 | 0 | 0
F10_Commercial_WA - College_Existing_Water Heating_Natural Gas_Water Heater - Circulation Pump Controls_A_Achievable Economic RVT Potential | F10 | Commercial | WA - College | Existing | Water Heating | Natural Gas | Water Heater - Circulation Pump Controls | A | Purchases (Incremental) | Achievable Economic RVT Potential | 0 | 0 | 0 | 0 | 0 | 0 | 0 | 0 | 0 | 0 | 0 | 0 | 0 | 0 | 0 | 0 | 0 | 0 | 0 | 0 | 0 | 0 | 0 | 0 | 0 | 0 | 0
F11_Commercial_WA - College_Existing_Water Heating_Natural Gas_Water Heater - Circulation Pump Controls_A_Achievable Economic RVT Potential | F11 | Commercial | WA - College | Existing | Water Heating | Natural Gas | Water Heater - Circulation Pump Controls | A | Purchases (Cumulative) | Achievable Economic RVT Potential | 0 | 0 | 0 | 0 | 0 | 0 | 0 | 0 | 0 | 0 | 0 | 0 | 0 | 0 | 0 | 0 | 0 | 0 | 0 | 0 | 0 | 0 | 0 | 0 | 0 | 0 | 0
F1_Commercial_WA - College_Existing_Water Heating_Natural Gas_Water Heater - Pipe Insulation_A_Achievable Economic RVT Potential | F1 | Commercial | WA - College | Existing | Water Heating | Natural Gas | Water Heater - Pipe Insulation | A | Integrated Unit Energy Savings (kWh or therms) | Achievable Economic RVT Potential | 0 | 0 | 4.8372 | 4.7456 | 4.6587 | 4.5797 | 4.5052 | 4.4351 | 4.3678 | 4.3072 | 4.2502 | 4.1979 | 4.1512 | 4.1129 | 4.0885 | 4.0639 | 4.0444 | 4.0293 | 4.0173 | 4.0076 | 4.0006 | 3.9956 | 3.9919 | 3.9892 | 3.9859 | 3.9851 | 3.9845
F2_Commercial_WA - College_Existing_Water Heating_Natural Gas_Water Heater - Pipe Insulation_A_Achievable Economic RVT Potential | F2 | Commercial | WA - College | Existing | Water Heating | Natural Gas | Water Heater - Pipe Insulation | A | Integrated Unit Summer Peak Savings (kW) | Achievable Economic RVT Potential | 0 | 0 | 0 | 0 | 0 | 0 | 0 | 0 | 0 | 0 | 0 | 0 | 0 | 0 | 0 | 0 | 0 | 0 | 0 | 0 | 0 | 0 | 0 | 0 | 0 | 0 | 0
F3_Commercial_WA - College_Existing_Water Heating_Natural Gas_Water Heater - Pipe Insulation_A_Achievable Economic RVT Potential | F3 | Commercial | WA - College | Existing | Water Heating | Natural Gas | Water Heater - Pipe Insulation | A | Integrated Unit Winter Peak Savings (kW) | Achievable Economic RVT Potential | 0 | 0 | 0 | 0 | 0 | 0 | 0 | 0 | 0 | 0 | 0 | 0 | 0 | 0 | 0 | 0 | 0 | 0 | 0 | 0 | 0 | 0 | 0 | 0 | 0 | 0 | 0
F4_Commercial_WA - College_Existing_Water Heating_Natural Gas_Water Heater - Pipe Insulation_A_Achievable Economic RVT Potential | F4 | Commercial | WA - College | Existing | Water Heating | Natural Gas | Water Heater - Pipe Insulation | A | Incremental Energy Savings (MWh or mTherms) | Achievable Economic RVT Potential | 0 | 0 | 0 | 0 | 0 | 0 | 0 | 0 | 0 | 0 | 0 | 0 | 0 | 0 | 0 | 0 | 0 | 0 | 0 | 0 | 0 | 0 | 0 | 0 | 0 | 0 | 0
F5_Commercial_WA - College_Existing_Water Heating_Natural Gas_Water Heater - Pipe Insulation_A_Achievable Economic RVT Potential | F5 | Commercial | WA - College | Existing | Water Heating | Natural Gas | Water Heater - Pipe Insulation | A | Incremental Summer Peak Savings (MW) | Achievable Economic RVT Potential | 0 | 0 | 0 | 0 | 0 | 0 | 0 | 0 | 0 | 0 | 0 | 0 | 0 | 0 | 0 | 0 | 0 | 0 | 0 | 0 | 0 | 0 | 0 | 0 | 0 | 0 | 0
F6_Commercial_WA - College_Existing_Water Heating_Natural Gas_Water Heater - Pipe Insulation_A_Achievable Economic RVT Potential | F6 | Commercial | WA - College | Existing | Water Heating | Natural Gas | Water Heater - Pipe Insulation | A | Incremental Winter Peak Savings (MW) | Achievable Economic RVT Potential | 0 | 0 | 0 | 0 | 0 | 0 | 0 | 0 | 0 | 0 | 0 | 0 | 0 | 0 | 0 | 0 | 0 | 0 | 0 | 0 | 0 | 0 | 0 | 0 | 0 | 0 | 0
F7_Commercial_WA - College_Existing_Water Heating_Natural Gas_Water Heater - Pipe Insulation_A_Achievable Economic RVT Potential | F7 | Commercial | WA - College | Existing | Water Heating | Natural Gas | Water Heater - Pipe Insulation | A | Cumulative Energy Savings (MWh or mTherms) | Achievable Economic RVT Potential | 0 | 0 | 0 | 0 | 0 | 0 | 0 | 0 | 0 | 0 | 0 | 0 | 0 | 0 | 0 | 0 | 0 | 0 | 0 | 0 | 0 | 0 | 0 | 0 | 0 | 0 | 0
F8_Commercial_WA - College_Existing_Water Heating_Natural Gas_Water Heater - Pipe Insulation_A_Achievable Economic RVT Potential | F8 | Commercial | WA - College | Existing | Water Heating | Natural Gas | Water Heater - Pipe Insulation | A | Cumulative Summer Peak Savings (MW) | Achievable Economic RVT Potential | 0 | 0 | 0 | 0 | 0 | 0 | 0 | 0 | 0 | 0 | 0 | 0 | 0 | 0 | 0 | 0 | 0 | 0 | 0 | 0 | 0 | 0 | 0 | 0 | 0 | 0 | 0
F9_Commercial_WA - College_Existing_Water Heating_Natural Gas_Water Heater - Pipe Insulation_A_Achievable Economic RVT Potential | F9 | Commercial | WA - College | Existing | Water Heating | Natural Gas | Water Heater - Pipe Insulation | A | Cumulative Winter Peak Savings (MW) | Achievable Economic RVT Potential | 0 | 0 | 0 | 0 | 0 | 0 | 0 | 0 | 0 | 0 | 0 | 0 | 0 | 0 | 0 | 0 | 0 | 0 | 0 | 0 | 0 | 0 | 0 | 0 | 0 | 0 | 0
F10_Commercial_WA - College_Existing_Water Heating_Natural Gas_Water Heater - Pipe Insulation_A_Achievable Economic RVT Potential | F10 | Commercial | WA - College | Existing | Water Heating | Natural Gas | Water Heater - Pipe Insulation | A | Purchases (Incremental) | Achievable Economic RVT Potential | 0 | 0 | 0 | 0 | 0 | 0 | 0 | 0 | 0 | 0 | 0 | 0 | 0 | 0 | 0 | 0 | 0 | 0 | 0 | 0 | 0 | 0 | 0 | 0 | 0 | 0 | 0
F11_Commercial_WA - College_Existing_Water Heating_Natural Gas_Water Heater - Pipe Insulation_A_Achievable Economic RVT Potential | F11 | Commercial | WA - College | Existing | Water Heating | Natural Gas | Water Heater - Pipe Insulation | A | Purchases (Cumulative) | Achievable Economic RVT Potential | 0 | 0 | 0 | 0 | 0 | 0 | 0 | 0 | 0 | 0 | 0 | 0 | 0 | 0 | 0 | 0 | 0 | 0 | 0 | 0 | 0 | 0 | 0 | 0 | 0 | 0 | 0
F1_Commercial_WA - College_Existing_Water Heating_Natural Gas_Water Heater - Motion Control Faucet_A_Achievable Economic RVT Potential | F1 | Commercial | WA - College | Existing | Water Heating | Natural Gas | Water Heater - Motion Control Faucet | A | Integrated Unit Energy Savings (kWh or therms) | Achievable Economic RVT Potential | 0 | 0 | 0 | 0 | 0 | 0 | 0 | 0 | 0 | 0 | 0 | 0 | 0 | 0 | 0 | 0 | 0 | 0 | 0 | 0 | 0 | 0 | 0 | 0 | 0 | 0 | 0
F2_Commercial_WA - College_Existing_Water Heating_Natural Gas_Water Heater - Motion Control Faucet_A_Achievable Economic RVT Potential | F2 | Commercial | WA - College | Existing | Water Heating | Natural Gas | Water Heater - Motion Control Faucet | A | Integrated Unit Summer Peak Savings (kW) | Achievable Economic RVT Potential | 0 | 0 | 0 | 0 | 0 | 0 | 0 | 0 | 0 | 0 | 0 | 0 | 0 | 0 | 0 | 0 | 0 | 0 | 0 | 0 | 0 | 0 | 0 | 0 | 0 | 0 | 0
F3_Commercial_WA - College_Existing_Water Heating_Natural Gas_Water Heater - Motion Control Faucet_A_Achievable Economic RVT Potential | F3 | Commercial | WA - College | Existing | Water Heating | Natural Gas | Water Heater - Motion Control Faucet | A | Integrated Unit Winter Peak Savings (kW) | Achievable Economic RVT Potential | 0 | 0 | 0 | 0 | 0 | 0 | 0 | 0 | 0 | 0 | 0 | 0 | 0 | 0 | 0 | 0 | 0 | 0 | 0 | 0 | 0 | 0 | 0 | 0 | 0 | 0 | 0
F4_Commercial_WA - College_Existing_Water Heating_Natural Gas_Water Heater - Motion Control Faucet_A_Achievable Economic RVT Potential | F4 | Commercial | WA - College | Existing | Water Heating | Natural Gas | Water Heater - Motion Control Faucet | A | Incremental Energy Savings (MWh or mTherms) | Achievable Economic RVT Potential | 0 | 0 | 0 | 0 | 0 | 0 | 0 | 0 | 0 | 0 | 0 | 0 | 0 | 0 | 0 | 0 | 0 | 0 | 0 | 0 | 0 | 0 | 0 | 0 | 0 | 0 | 0
F5_Commercial_WA - College_Existing_Water Heating_Natural Gas_Water Heater - Motion Control Faucet_A_Achievable Economic RVT Potential | F5 | Commercial | WA - College | Existing | Water Heating | Natural Gas | Water Heater - Motion Control Faucet | A | Incremental Summer Peak Savings (MW) | Achievable Economic RVT Potential | 0 | 0 | 0 | 0 | 0 | 0 | 0 | 0 | 0 | 0 | 0 | 0 | 0 | 0 | 0 | 0 | 0 | 0 | 0 | 0 | 0 | 0 | 0 | 0 | 0 | 0 | 0
F6_Commercial_WA - College_Existing_Water Heating_Natural Gas_Water Heater - Motion Control Faucet_A_Achievable Economic RVT Potential | F6 | Commercial | WA - College | Existing | Water Heating | Natural Gas | Water Heater - Motion Control Faucet | A | Incremental Winter Peak Savings (MW) | Achievable Economic RVT Potential | 0 | 0 | 0 | 0 | 0 | 0 | 0 | 0 | 0 | 0 | 0 | 0 | 0 | 0 | 0 | 0 | 0 | 0 | 0 | 0 | 0 | 0 | 0 | 0 | 0 | 0 | 0
F7_Commercial_WA - College_Existing_Water Heating_Natural Gas_Water Heater - Motion Control Faucet_A_Achievable Economic RVT Potential | F7 | Commercial | WA - College | Existing | Water Heating | Natural Gas | Water Heater - Motion Control Faucet | A | Cumulative Energy Savings (MWh or mTherms) | Achievable Economic RVT Potential | 0 | 0 | 0 | 0 | 0 | 0 | 0 | 0 | 0 | 0 | 0 | 0 | 0 | 0 | 0 | 0 | 0 | 0 | 0 | 0 | 0 | 0 | 0 | 0 | 0 | 0 | 0
F8_Commercial_WA - College_Existing_Water Heating_Natural Gas_Water Heater - Motion Control Faucet_A_Achievable Economic RVT Potential | F8 | Commercial | WA - College | Existing | Water Heating | Natural Gas | Water Heater - Motion Control Faucet | A | Cumulative Summer Peak Savings (MW) | Achievable Economic RVT Potential | 0 | 0 | 0 | 0 | 0 | 0 | 0 | 0 | 0 | 0 | 0 | 0 | 0 | 0 | 0 | 0 | 0 | 0 | 0 | 0 | 0 | 0 | 0 | 0 | 0 | 0 | 0
F9_Commercial_WA - College_Existing_Water Heating_Natural Gas_Water Heater - Motion Control Faucet_A_Achievable Economic RVT Potential | F9 | Commercial | WA - College | Existing | Water Heating | Natural Gas | Water Heater - Motion Control Faucet | A | Cumulative Winter Peak Savings (MW) | Achievable Economic RVT Potential | 0 | 0 | 0 | 0 | 0 | 0 | 0 | 0 | 0 | 0 | 0 | 0 | 0 | 0 | 0 | 0 | 0 | 0 | 0 | 0 | 0 | 0 | 0 | 0 | 0 | 0 | 0
F10_Commercial_WA - College_Existing_Water Heating_Natural Gas_Water Heater - Motion Control Faucet_A_Achievable Economic RVT Potential | F10 | Commercial | WA - College | Existing | Water Heating | Natural Gas | Water Heater - Motion Control Faucet | A | Purchases (Incremental) | Achievable Economic RVT Potential | 0 | 0 | 0 | 0 | 0 | 0 | 0 | 0 | 0 | 0 | 0 | 0 | 0 | 0 | 0 | 0 | 0 | 0 | 0 | 0 | 0 | 0 | 0 | 0 | 0 | 0 | 0
F11_Commercial_WA - College_Existing_Water Heating_Natural Gas_Water Heater - Motion Control Faucet_A_Achievable Economic RVT Potential | F11 | Commercial | WA - College | Existing | Water Heating | Natural Gas | Water Heater - Motion Control Faucet | A | Purchases (Cumulative) | Achievable Economic RVT Potential | 0 | 0 | 0 | 0 | 0 | 0 | 0 | 0 | 0 | 0 | 0 | 0 | 0 | 0 | 0 | 0 | 0 | 0 | 0 | 0 | 0 | 0 | 0 | 0 | 0 | 0 | 0
F1_Commercial_WA - College_Existing_Water Heating_Natural Gas_Water Heater - Solar System_A_Achievable Economic RVT Potential | F1 | Commercial | WA - College | Existing | Water Heating | Natural Gas | Water Heater - Solar System | A | Integrated Unit Energy Savings (kWh or therms) | Achievable Economic RVT Potential | 0 | 0 | 38.6922 | 37.9531 | 37.2501 | 36.6089 | 36.0025 | 35.4293 | 34.8776 | 34.3784 | 33.908 | 33.4761 | 33.092 | 32.7772 | 32.5761 | 32.3766 | 32.2194 | 32.0989 | 32.0031 | 31.9263 | 31.8705 | 31.8302 | 31.8011 | 31.7799 | 31.7532 | 31.7472 | 31.7424
F2_Commercial_WA - College_Existing_Water Heating_Natural Gas_Water Heater - Solar System_A_Achievable Economic RVT Potential | F2 | Commercial | WA - College | Existing | Water Heating | Natural Gas | Water Heater - Solar System | A | Integrated Unit Summer Peak Savings (kW) | Achievable Economic RVT Potential | 0 | 0 | 0 | 0 | 0 | 0 | 0 | 0 | 0 | 0 | 0 | 0 | 0 | 0 | 0 | 0 | 0 | 0 | 0 | 0 | 0 | 0 | 0 | 0 | 0 | 0 | 0
F3_Commercial_WA - College_Existing_Water Heating_Natural Gas_Water Heater - Solar System_A_Achievable Economic RVT Potential | F3 | Commercial | WA - College | Existing | Water Heating | Natural Gas | Water Heater - Solar System | A | Integrated Unit Winter Peak Savings (kW) | Achievable Economic RVT Potential | 0 | 0 | 0 | 0 | 0 | 0 | 0 | 0 | 0 | 0 | 0 | 0 | 0 | 0 | 0 | 0 | 0 | 0 | 0 | 0 | 0 | 0 | 0 | 0 | 0 | 0 | 0
F4_Commercial_WA - College_Existing_Water Heating_Natural Gas_Water Heater - Solar System_A_Achievable Economic RVT Potential | F4 | Commercial | WA - College | Existing | Water Heating | Natural Gas | Water Heater - Solar System | A | Incremental Energy Savings (MWh or mTherms) | Achievable Economic RVT Potential | 0 | 0 | 0 | 0 | 0 | 0 | 0 | 0 | 0 | 0 | 0 | 0 | 0 | 0 | 0 | 0 | 0 | 0 | 0 | 0 | 0 | 0 | 0 | 0 | 0 | 0 | 0
F5_Commercial_WA - College_Existing_Water Heating_Natural Gas_Water Heater - Solar System_A_Achievable Economic RVT Potential | F5 | Commercial | WA - College | Existing | Water Heating | Natural Gas | Water Heater - Solar System | A | Incremental Summer Peak Savings (MW) | Achievable Economic RVT Potential | 0 | 0 | 0 | 0 | 0 | 0 | 0 | 0 | 0 | 0 | 0 | 0 | 0 | 0 | 0 | 0 | 0 | 0 | 0 | 0 | 0 | 0 | 0 | 0 | 0 | 0 | 0
F6_Commercial_WA - College_Existing_Water Heating_Natural Gas_Water Heater - Solar System_A_Achievable Economic RVT Potential | F6 | Commercial | WA - College | Existing | Water Heating | Natural Gas | Water Heater - Solar System | A | Incremental Winter Peak Savings (MW) | Achievable Economic RVT Potential | 0 | 0 | 0 | 0 | 0 | 0 | 0 | 0 | 0 | 0 | 0 | 0 | 0 | 0 | 0 | 0 | 0 | 0 | 0 | 0 | 0 | 0 | 0 | 0 | 0 | 0 | 0
F7_Commercial_WA - College_Existing_Water Heating_Natural Gas_Water Heater - Solar System_A_Achievable Economic RVT Potential | F7 | Commercial | WA - College | Existing | Water Heating | Natural Gas | Water Heater - Solar System | A | Cumulative Energy Savings (MWh or mTherms) | Achievable Economic RVT Potential | 0 | 0 | 0 | 0 | 0 | 0 | 0 | 0 | 0 | 0 | 0 | 0 | 0 | 0 | 0 | 0 | 0 | 0 | 0 | 0 | 0 | 0 | 0 | 0 | 0 | 0 | 0
F8_Commercial_WA - College_Existing_Water Heating_Natural Gas_Water Heater - Solar System_A_Achievable Economic RVT Potential | F8 | Commercial | WA - College | Existing | Water Heating | Natural Gas | Water Heater - Solar System | A | Cumulative Summer Peak Savings (MW) | Achievable Economic RVT Potential | 0 | 0 | 0 | 0 | 0 | 0 | 0 | 0 | 0 | 0 | 0 | 0 | 0 | 0 | 0 | 0 | 0 | 0 | 0 | 0 | 0 | 0 | 0 | 0 | 0 | 0 | 0
F9_Commercial_WA - College_Existing_Water Heating_Natural Gas_Water Heater - Solar System_A_Achievable Economic RVT Potential | F9 | Commercial | WA - College | Existing | Water Heating | Natural Gas | Water Heater - Solar System | A | Cumulative Winter Peak Savings (MW) | Achievable Economic RVT Potential | 0 | 0 | 0 | 0 | 0 | 0 | 0 | 0 | 0 | 0 | 0 | 0 | 0 | 0 | 0 | 0 | 0 | 0 | 0 | 0 | 0 | 0 | 0 | 0 | 0 | 0 | 0
F10_Commercial_WA - College_Existing_Water Heating_Natural Gas_Water Heater - Solar System_A_Achievable Economic RVT Potential | F10 | Commercial | WA - College | Existing | Water Heating | Natural Gas | Water Heater - Solar System | A | Purchases (Incremental) | Achievable Economic RVT Potential | 0 | 0 | 0 | 0 | 0 | 0 | 0 | 0 | 0 | 0 | 0 | 0 | 0 | 0 | 0 | 0 | 0 | 0 | 0 | 0 | 0 | 0 | 0 | 0 | 0 | 0 | 0
F11_Commercial_WA - College_Existing_Water Heating_Natural Gas_Water Heater - Solar System_A_Achievable Economic RVT Potential | F11 | Commercial | WA - College | Existing | Water Heating | Natural Gas | Water Heater - Solar System | A | Purchases (Cumulative) | Achievable Economic RVT Potential | 0 | 0 | 0 | 0 | 0 | 0 | 0 | 0 | 0 | 0 | 0 | 0 | 0 | 0 | 0 | 0 | 0 | 0 | 0 | 0 | 0 | 0 | 0 | 0 | 0 | 0 | 0
F1_Commercial_WA - College_Existing_Water Heating_Natural Gas_Commercial Laundry - Ozone Treatment_A_Achievable Economic RVT Potential | F1 | Commercial | WA - College | Existing | Water Heating | Natural Gas | Commercial Laundry - Ozone Treatment | A | Integrated Unit Energy Savings (kWh or therms) | Achievable Economic RVT Potential | 0 | 0 | 352.0533 | 344.9309 | 337.9679 | 331.5317 | 325.5118 | 319.9073 | 314.4494 | 309.4432 | 304.6668 | 300.2689 | 296.3825 | 293.2239 | 291.1954 | 289.2347 | 287.7529 | 286.677 | 285.8218 | 285.1352 | 284.6375 | 284.2777 | 284.0173 | 283.8277 | 283.5899 | 283.5363 | 283.4935
F2_Commercial_WA - College_Existing_Water Heating_Natural Gas_Commercial Laundry - Ozone Treatment_A_Achievable Economic RVT Potential | F2 | Commercial | WA - College | Existing | Water Heating | Natural Gas | Commercial Laundry - Ozone Treatment | A | Integrated Unit Summer Peak Savings (kW) | Achievable Economic RVT Potential | 0 | 0 | 0 | 0 | 0 | 0 | 0 | 0 | 0 | 0 | 0 | 0 | 0 | 0 | 0 | 0 | 0 | 0 | 0 | 0 | 0 | 0 | 0 | 0 | 0 | 0 | 0
F3_Commercial_WA - College_Existing_Water Heating_Natural Gas_Commercial Laundry - Ozone Treatment_A_Achievable Economic RVT Potential | F3 | Commercial | WA - College | Existing | Water Heating | Natural Gas | Commercial Laundry - Ozone Treatment | A | Integrated Unit Winter Peak Savings (kW) | Achievable Economic RVT Potential | 0 | 0 | 0 | 0 | 0 | 0 | 0 | 0 | 0 | 0 | 0 | 0 | 0 | 0 | 0 | 0 | 0 | 0 | 0 | 0 | 0 | 0 | 0 | 0 | 0 | 0 | 0
F4_Commercial_WA - College_Existing_Water Heating_Natural Gas_Commercial Laundry - Ozone Treatment_A_Achievable Economic RVT Potential | F4 | Commercial | WA - College | Existing | Water Heating | Natural Gas | Commercial Laundry - Ozone Treatment | A | Incremental Energy Savings (MWh or mTherms) | Achievable Economic RVT Potential | 0 | 0 | 0 | 0 | 0 | 0 | 0 | 0 | 0 | 0 | 0 | 0 | 0 | 0 | 0 | 0 | 0 | 0 | 0 | 0 | 0 | 0 | 0 | 0 | 0 | 0 | 0
F5_Commercial_WA - College_Existing_Water Heating_Natural Gas_Commercial Laundry - Ozone Treatment_A_Achievable Economic RVT Potential | F5 | Commercial | WA - College | Existing | Water Heating | Natural Gas | Commercial Laundry - Ozone Treatment | A | Incremental Summer Peak Savings (MW) | Achievable Economic RVT Potential | 0 | 0 | 0 | 0 | 0 | 0 | 0 | 0 | 0 | 0 | 0 | 0 | 0 | 0 | 0 | 0 | 0 | 0 | 0 | 0 | 0 | 0 | 0 | 0 | 0 | 0 | 0
F6_Commercial_WA - College_Existing_Water Heating_Natural Gas_Commercial Laundry - Ozone Treatment_A_Achievable Economic RVT Potential | F6 | Commercial | WA - College | Existing | Water Heating | Natural Gas | Commercial Laundry - Ozone Treatment | A | Incremental Winter Peak Savings (MW) | Achievable Economic RVT Potential | 0 | 0 | 0 | 0 | 0 | 0 | 0 | 0 | 0 | 0 | 0 | 0 | 0 | 0 | 0 | 0 | 0 | 0 | 0 | 0 | 0 | 0 | 0 | 0 | 0 | 0 | 0
F7_Commercial_WA - College_Existing_Water Heating_Natural Gas_Commercial Laundry - Ozone Treatment_A_Achievable Economic RVT Potential | F7 | Commercial | WA - College | Existing | Water Heating | Natural Gas | Commercial Laundry - Ozone Treatment | A | Cumulative Energy Savings (MWh or mTherms) | Achievable Economic RVT Potential | 0 | 0 | 0 | 0 | 0 | 0 | 0 | 0 | 0 | 0 | 0 | 0 | 0 | 0 | 0 | 0 | 0 | 0 | 0 | 0 | 0 | 0 | 0 | 0 | 0 | 0 | 0
F8_Commercial_WA - College_Existing_Water Heating_Natural Gas_Commercial Laundry - Ozone Treatment_A_Achievable Economic RVT Potential | F8 | Commercial | WA - College | Existing | Water Heating | Natural Gas | Commercial Laundry - Ozone Treatment | A | Cumulative Summer Peak Savings (MW) | Achievable Economic RVT Potential | 0 | 0 | 0 | 0 | 0 | 0 | 0 | 0 | 0 | 0 | 0 | 0 | 0 | 0 | 0 | 0 | 0 | 0 | 0 | 0 | 0 | 0 | 0 | 0 | 0 | 0 | 0
F9_Commercial_WA - College_Existing_Water Heating_Natural Gas_Commercial Laundry - Ozone Treatment_A_Achievable Economic RVT Potential | F9 | Commercial | WA - College | Existing | Water Heating | Natural Gas | Commercial Laundry - Ozone Treatment | A | Cumulative Winter Peak Savings (MW) | Achievable Economic RVT Potential | 0 | 0 | 0 | 0 | 0 | 0 | 0 | 0 | 0 | 0 | 0 | 0 | 0 | 0 | 0 | 0 | 0 | 0 | 0 | 0 | 0 | 0 | 0 | 0 | 0 | 0 | 0
F10_Commercial_WA - College_Existing_Water Heating_Natural Gas_Commercial Laundry - Ozone Treatment_A_Achievable Economic RVT Potential | F10 | Commercial | WA - College | Existing | Water Heating | Natural Gas | Commercial Laundry - Ozone Treatment | A | Purchases (Incremental) | Achievable Economic RVT Potential | 0 | 0 | 0 | 0 | 0 | 0 | 0 | 0 | 0 | 0 | 0 | 0 | 0 | 0 | 0 | 0 | 0 | 0 | 0 | 0 | 0 | 0 | 0 | 0 | 0 | 0 | 0
F11_Commercial_WA - College_Existing_Water Heating_Natural Gas_Commercial Laundry - Ozone Treatment_A_Achievable Economic RVT Potential | F11 | Commercial | WA - College | Existing | Water Heating | Natural Gas | Commercial Laundry - Ozone Treatment | A | Purchases (Cumulative) | Achievable Economic RVT Potential | 0 | 0 | 0 | 0 | 0 | 0 | 0 | 0 | 0 | 0 | 0 | 0 | 0 | 0 | 0 | 0 | 0 | 0 | 0 | 0 | 0 | 0 | 0 | 0 | 0 | 0 | 0
F1_Commercial_WA - College_Existing_Water Heating_Natural Gas_Commercial Laundry - ENERGY STAR Washer_A_Achievable Economic RVT Potential | F1 | Commercial | WA - College | Existing | Water Heating | Natural Gas | Commercial Laundry - ENERGY STAR Washer | A | Integrated Unit Energy Savings (kWh or therms) | Achievable Economic RVT Potential | 0 | 0 | 34.2159 | 33.5237 | 32.8469 | 32.2214 | 31.6363 | 31.0916 | 30.5612 | 30.0746 | 29.6109 | 29.184 | 28.8067 | 28.5 | 28.303 | 28.1126 | 27.9686 | 27.8641 | 27.7809 | 27.7142 | 27.6658 | 27.6309 | 27.6056 | 27.5871 | 27.564 | 27.5588 | 27.5546
F2_Commercial_WA - College_Existing_Water Heating_Natural Gas_Commercial Laundry - ENERGY STAR Washer_A_Achievable Economic RVT Potential | F2 | Commercial | WA - College | Existing | Water Heating | Natural Gas | Commercial Laundry - ENERGY STAR Washer | A | Integrated Unit Summer Peak Savings (kW) | Achievable Economic RVT Potential | 0 | 0 | 0 | 0 | 0 | 0 | 0 | 0 | 0 | 0 | 0 | 0 | 0 | 0 | 0 | 0 | 0 | 0 | 0 | 0 | 0 | 0 | 0 | 0 | 0 | 0 | 0
F3_Commercial_WA - College_Existing_Water Heating_Natural Gas_Commercial Laundry - ENERGY STAR Washer_A_Achievable Economic RVT Potential | F3 | Commercial | WA - College | Existing | Water Heating | Natural Gas | Commercial Laundry - ENERGY STAR Washer | A | Integrated Unit Winter Peak Savings (kW) | Achievable Economic RVT Potential | 0 | 0 | 0 | 0 | 0 | 0 | 0 | 0 | 0 | 0 | 0 | 0 | 0 | 0 | 0 | 0 | 0 | 0 | 0 | 0 | 0 | 0 | 0 | 0 | 0 | 0 | 0
F4_Commercial_WA - College_Existing_Water Heating_Natural Gas_Commercial Laundry - ENERGY STAR Washer_A_Achievable Economic RVT Potential | F4 | Commercial | WA - College | Existing | Water Heating | Natural Gas | Commercial Laundry - ENERGY STAR Washer | A | Incremental Energy Savings (MWh or mTherms) | Achievable Economic RVT Potential | 0 | 0 | 0 | 0.0019986 | 0.0029522 | 0.0043366 | 0.0057377 | 0.0073364 | 0.0098566 | 0.011673 | 0.010229 | 0.0078753 | 0.0037797 | 0 | 0 | 0 | 0 | 0 | 0 | 0 | 0 | 0 | 0 | 0 | 0 | 0 | 0
F5_Commercial_WA - College_Existing_Water Heating_Natural Gas_Commercial Laundry - ENERGY STAR Washer_A_Achievable Economic RVT Potential | F5 | Commercial | WA - College | Existing | Water Heating | Natural Gas | Commercial Laundry - ENERGY STAR Washer | A | Incremental Summer Peak Savings (MW) | Achievable Economic RVT Potential | 0 | 0 | 0 | 0 | 0 | 0 | 0 | 0 | 0 | 0 | 0 | 0 | 0 | 0 | 0 | 0 | 0 | 0 | 0 | 0 | 0 | 0 | 0 | 0 | 0 | 0 | 0
F6_Commercial_WA - College_Existing_Water Heating_Natural Gas_Commercial Laundry - ENERGY STAR Washer_A_Achievable Economic RVT Potential | F6 | Commercial | WA - College | Existing | Water Heating | Natural Gas | Commercial Laundry - ENERGY STAR Washer | A | Incremental Winter Peak Savings (MW) | Achievable Economic RVT Potential | 0 | 0 | 0 | 0 | 0 | 0 | 0 | 0 | 0 | 0 | 0 | 0 | 0 | 0 | 0 | 0 | 0 | 0 | 0 | 0 | 0 | 0 | 0 | 0 | 0 | 0 | 0
F7_Commercial_WA - College_Existing_Water Heating_Natural Gas_Commercial Laundry - ENERGY STAR Washer_A_Achievable Economic RVT Potential | F7 | Commercial | WA - College | Existing | Water Heating | Natural Gas | Commercial Laundry - ENERGY STAR Washer | A | Cumulative Energy Savings (MWh or mTherms) | Achievable Economic RVT Potential | 0 | 0 | 0 | 0.0019986 | 0.0049104 | 0.0091535 | 0.014725 | 0.021808 | 0.031292 | 0.042467 | 0.052042 | 0.059166 | 0.062181 | 0.061519 | 0.061094 | 0.060683 | 0.060372 | 0.060147 | 0.059967 | 0.059823 | 0.059719 | 0.059643 | 0.059588 | 0.059549 | 0.059499 | 0.059488 | 0.059479
F8_Commercial_WA - College_Existing_Water Heating_Natural Gas_Commercial Laundry - ENERGY STAR Washer_A_Achievable Economic RVT Potential | F8 | Commercial | WA - College | Existing | Water Heating | Natural Gas | Commercial Laundry - ENERGY STAR Washer | A | Cumulative Summer Peak Savings (MW) | Achievable Economic RVT Potential | 0 | 0 | 0 | 0 | 0 | 0 | 0 | 0 | 0 | 0 | 0 | 0 | 0 | 0 | 0 | 0 | 0 | 0 | 0 | 0 | 0 | 0 | 0 | 0 | 0 | 0 | 0
F9_Commercial_WA - College_Existing_Water Heating_Natural Gas_Commercial Laundry - ENERGY STAR Washer_A_Achievable Economic RVT Potential | F9 | Commercial | WA - College | Existing | Water Heating | Natural Gas | Commercial Laundry - ENERGY STAR Washer | A | Cumulative Winter Peak Savings (MW) | Achievable Economic RVT Potential | 0 | 0 | 0 | 0 | 0 | 0 | 0 | 0 | 0 | 0 | 0 | 0 | 0 | 0 | 0 | 0 | 0 | 0 | 0 | 0 | 0 | 0 | 0 | 0 | 0 | 0 | 0
F10_Commercial_WA - College_Existing_Water Heating_Natural Gas_Commercial Laundry - ENERGY STAR Washer_A_Achievable Economic RVT Potential | F10 | Commercial | WA - College | Existing | Water Heating | Natural Gas | Commercial Laundry - ENERGY STAR Washer | A | Purchases (Incremental) | Achievable Economic RVT Potential | 0 | 0 | 0 | 0.059617 | 0.089878 | 0.13459 | 0.18136 | 0.23596 | 0.32252 | 0.38814 | 0.34544 | 0.26985 | 0.13121 | 0 | 0 | 0 | 0 | 0 | 0 | 0 | 0 | 0 | 0 | 0 | 0 | 0 | 0
F11_Commercial_WA - College_Existing_Water Heating_Natural Gas_Commercial Laundry - ENERGY STAR Washer_A_Achievable Economic RVT Potential | F11 | Commercial | WA - College | Existing | Water Heating | Natural Gas | Commercial Laundry - ENERGY STAR Washer | A | Purchases (Cumulative) | Achievable Economic RVT Potential | 0 | 0 | 0 | 0.059617 | 0.14949 | 0.28408 | 0.46545 | 0.70141 | 1.0239 | 1.4121 | 1.7575 | 2.0274 | 2.1586 | 2.1586 | 2.1586 | 2.1586 | 2.1586 | 2.1586 | 2.1586 | 2.1586 | 2.1586 | 2.1586 | 2.1586 | 2.1586 | 2.1586 | 2.1586 | 2.1586
F1_Commercial_WA - College_Existing_Water Heating_Natural Gas_Water Heater - Efficient Dishwasher_A_Achievable Economic RVT Potential | F1 | Commercial | WA - College | Existing | Water Heating | Natural Gas | Water Heater - Efficient Dishwasher | A | Integrated Unit Energy Savings (kWh or therms) | Achievable Economic RVT Potential | 0 | 0 | 99.0727 | 97.0683 | 95.1088 | 93.2976 | 91.6035 | 90.0263 | 88.4904 | 87.0816 | 85.739 | 84.5027 | 83.4102 | 82.5222 | 81.9519 | 81.4005 | 80.9837 | 80.6809 | 80.4402 | 80.2469 | 80.1069 | 80.0056 | 79.9323 | 79.879 | 79.812 | 79.797 | 79.7849
F2_Commercial_WA - College_Existing_Water Heating_Natural Gas_Water Heater - Efficient Dishwasher_A_Achievable Economic RVT Potential | F2 | Commercial | WA - College | Existing | Water Heating | Natural Gas | Water Heater - Efficient Dishwasher | A | Integrated Unit Summer Peak Savings (kW) | Achievable Economic RVT Potential | 0 | 0 | 0 | 0 | 0 | 0 | 0 | 0 | 0 | 0 | 0 | 0 | 0 | 0 | 0 | 0 | 0 | 0 | 0 | 0 | 0 | 0 | 0 | 0 | 0 | 0 | 0
F3_Commercial_WA - College_Existing_Water Heating_Natural Gas_Water Heater - Efficient Dishwasher_A_Achievable Economic RVT Potential | F3 | Commercial | WA - College | Existing | Water Heating | Natural Gas | Water Heater - Efficient Dishwasher | A | Integrated Unit Winter Peak Savings (kW) | Achievable Economic RVT Potential | 0 | 0 | 0 | 0 | 0 | 0 | 0 | 0 | 0 | 0 | 0 | 0 | 0 | 0 | 0 | 0 | 0 | 0 | 0 | 0 | 0 | 0 | 0 | 0 | 0 | 0 | 0
F4_Commercial_WA - College_Existing_Water Heating_Natural Gas_Water Heater - Efficient Dishwasher_A_Achievable Economic RVT Potential | F4 | Commercial | WA - College | Existing | Water Heating | Natural Gas | Water Heater - Efficient Dishwasher | A | Incremental Energy Savings (MWh or mTherms) | Achievable Economic RVT Potential | 0 | 0 | 0 | 0.20883 | 0.30848 | 0.45314 | 0.59954 | 0.76659 | 1.0299 | 1.2197 | 1.2533 | 1.097 | 0.80006 | 0.474 | 0.2217 | 0 | 0 | 0 | 0 | 0 | 0 | 0 | 0 | 0 | 0 | 0 | 0
F5_Commercial_WA - College_Existing_Water Heating_Natural Gas_Water Heater - Efficient Dishwasher_A_Achievable Economic RVT Potential | F5 | Commercial | WA - College | Existing | Water Heating | Natural Gas | Water Heater - Efficient Dishwasher | A | Incremental Summer Peak Savings (MW) | Achievable Economic RVT Potential | 0 | 0 | 0 | 0 | 0 | 0 | 0 | 0 | 0 | 0 | 0 | 0 | 0 | 0 | 0 | 0 | 0 | 0 | 0 | 0 | 0 | 0 | 0 | 0 | 0 | 0 | 0
F6_Commercial_WA - College_Existing_Water Heating_Natural Gas_Water Heater - Efficient Dishwasher_A_Achievable Economic RVT Potential | F6 | Commercial | WA - College | Existing | Water Heating | Natural Gas | Water Heater - Efficient Dishwasher | A | Incremental Winter Peak Savings (MW) | Achievable Economic RVT Potential | 0 | 0 | 0 | 0 | 0 | 0 | 0 | 0 | 0 | 0 | 0 | 0 | 0 | 0 | 0 | 0 | 0 | 0 | 0 | 0 | 0 | 0 | 0 | 0 | 0 | 0 | 0
F7_Commercial_WA - College_Existing_Water Heating_Natural Gas_Water Heater - Efficient Dishwasher_A_Achievable Economic RVT Potential | F7 | Commercial | WA - College | Existing | Water Heating | Natural Gas | Water Heater - Efficient Dishwasher | A | Cumulative Energy Savings (MWh or mTherms) | Achievable Economic RVT Potential | 0 | 0 | 0 | 0.20883 | 0.5131 | 0.95647 | 1.5386 | 2.2787 | 3.2698 | 4.4375 | 5.6224 | 6.6383 | 7.3525 | 7.7482 | 7.9164 | 7.8631 | 7.8229 | 7.7936 | 7.7704 | 7.7517 | 7.7382 | 7.7284 | 7.7213 | 7.7162 | 7.7097 | 7.7082 | 7.7071
F8_Commercial_WA - College_Existing_Water Heating_Natural Gas_Water Heater - Efficient Dishwasher_A_Achievable Economic RVT Potential | F8 | Commercial | WA - College | Existing | Water Heating | Natural Gas | Water Heater - Efficient Dishwasher | A | Cumulative Summer Peak Savings (MW) | Achievable Economic RVT Potential | 0 | 0 | 0 | 0 | 0 | 0 | 0 | 0 | 0 | 0 | 0 | 0 | 0 | 0 | 0 | 0 | 0 | 0 | 0 | 0 | 0 | 0 | 0 | 0 | 0 | 0 | 0
F9_Commercial_WA - College_Existing_Water Heating_Natural Gas_Water Heater - Efficient Dishwasher_A_Achievable Economic RVT Potential | F9 | Commercial | WA - College | Existing | Water Heating | Natural Gas | Water Heater - Efficient Dishwasher | A | Cumulative Winter Peak Savings (MW) | Achievable Economic RVT Potential | 0 | 0 | 0 | 0 | 0 | 0 | 0 | 0 | 0 | 0 | 0 | 0 | 0 | 0 | 0 | 0 | 0 | 0 | 0 | 0 | 0 | 0 | 0 | 0 | 0 | 0 | 0
F10_Commercial_WA - College_Existing_Water Heating_Natural Gas_Water Heater - Efficient Dishwasher_A_Achievable Economic RVT Potential | F10 | Commercial | WA - College | Existing | Water Heating | Natural Gas | Water Heater - Efficient Dishwasher | A | Purchases (Incremental) | Achievable Economic RVT Potential | 0 | 0 | 0 | 2.1514 | 3.2434 | 4.8569 | 6.545 | 8.5152 | 11.639 | 14.0068 | 14.6176 | 12.9816 | 9.5919 | 5.744 | 2.7053 | 0 | 0 | 0 | 0 | 0 | 0 | 0 | 0 | 0 | 0 | 0 | 0
F11_Commercial_WA - College_Existing_Water Heating_Natural Gas_Water Heater - Efficient Dishwasher_A_Achievable Economic RVT Potential | F11 | Commercial | WA - College | Existing | Water Heating | Natural Gas | Water Heater - Efficient Dishwasher | A | Purchases (Cumulative) | Achievable Economic RVT Potential | 0 | 0 | 0 | 2.1514 | 5.3949 | 10.2518 | 16.7968 | 25.312 | 36.951 | 50.9578 | 65.5754 | 78.557 | 88.1489 | 93.8929 | 96.5981 | 96.5981 | 96.5981 | 96.5981 | 96.5981 | 96.5981 | 96.5981 | 96.5981 | 96.5981 | 96.5981 | 96.5981 | 96.5981 | 96.5981
F1_Commercial_WA - College_Existing_Water Heating_Natural Gas_Commercial Laundry - Alternative Dry-Cleaning Methods_A_Achievable Economic RVT Potential | F1 | Commercial | WA - College | Existing | Water Heating | Natural Gas | Commercial Laundry - Alternative Dry-Cleaning Methods | A | Integrated Unit Energy Savings (kWh or therms) | Achievable Economic RVT Potential | 0 | 0 | 0 | 0 | 0 | 0 | 0 | 0 | 0 | 0 | 0 | 0 | 0 | 0 | 0 | 0 | 0 | 0 | 0 | 0 | 0 | 0 | 0 | 0 | 0 | 0 | 0
F2_Commercial_WA - College_Existing_Water Heating_Natural Gas_Commercial Laundry - Alternative Dry-Cleaning Methods_A_Achievable Economic RVT Potential | F2 | Commercial | WA - College | Existing | Water Heating | Natural Gas | Commercial Laundry - Alternative Dry-Cleaning Methods | A | Integrated Unit Summer Peak Savings (kW) | Achievable Economic RVT Potential | 0 | 0 | 0 | 0 | 0 | 0 | 0 | 0 | 0 | 0 | 0 | 0 | 0 | 0 | 0 | 0 | 0 | 0 | 0 | 0 | 0 | 0 | 0 | 0 | 0 | 0 | 0
F3_Commercial_WA - College_Existing_Water Heating_Natural Gas_Commercial Laundry - Alternative Dry-Cleaning Methods_A_Achievable Economic RVT Potential | F3 | Commercial | WA - College | Existing | Water Heating | Natural Gas | Commercial Laundry - Alternative Dry-Cleaning Methods | A | Integrated Unit Winter Peak Savings (kW) | Achievable Economic RVT Potential | 0 | 0 | 0 | 0 | 0 | 0 | 0 | 0 | 0 | 0 | 0 | 0 | 0 | 0 | 0 | 0 | 0 | 0 | 0 | 0 | 0 | 0 | 0 | 0 | 0 | 0 | 0
F4_Commercial_WA - College_Existing_Water Heating_Natural Gas_Commercial Laundry - Alternative Dry-Cleaning Methods_A_Achievable Economic RVT Potential | F4 | Commercial | WA - College | Existing | Water Heating | Natural Gas | Commercial Laundry - Alternative Dry-Cleaning Methods | A | Incremental Energy Savings (MWh or mTherms) | Achievable Economic RVT Potential | 0 | 0 | 0 | 0 | 0 | 0 | 0 | 0 | 0 | 0 | 0 | 0 | 0 | 0 | 0 | 0 | 0 | 0 | 0 | 0 | 0 | 0 | 0 | 0 | 0 | 0 | 0
F5_Commercial_WA - College_Existing_Water Heating_Natural Gas_Commercial Laundry - Alternative Dry-Cleaning Methods_A_Achievable Economic RVT Potential | F5 | Commercial | WA - College | Existing | Water Heating | Natural Gas | Commercial Laundry - Alternative Dry-Cleaning Methods | A | Incremental Summer Peak Savings (MW) | Achievable Economic RVT Potential | 0 | 0 | 0 | 0 | 0 | 0 | 0 | 0 | 0 | 0 | 0 | 0 | 0 | 0 | 0 | 0 | 0 | 0 | 0 | 0 | 0 | 0 | 0 | 0 | 0 | 0 | 0
F6_Commercial_WA - College_Existing_Water Heating_Natural Gas_Commercial Laundry - Alternative Dry-Cleaning Methods_A_Achievable Economic RVT Potential | F6 | Commercial | WA - College | Existing | Water Heating | Natural Gas | Commercial Laundry - Alternative Dry-Cleaning Methods | A | Incremental Winter Peak Savings (MW) | Achievable Economic RVT Potential | 0 | 0 | 0 | 0 | 0 | 0 | 0 | 0 | 0 | 0 | 0 | 0 | 0 | 0 | 0 | 0 | 0 | 0 | 0 | 0 | 0 | 0 | 0 | 0 | 0 | 0 | 0
F7_Commercial_WA - College_Existing_Water Heating_Natural Gas_Commercial Laundry - Alternative Dry-Cleaning Methods_A_Achievable Economic RVT Potential | F7 | Commercial | WA - College | Existing | Water Heating | Natural Gas | Commercial Laundry - Alternative Dry-Cleaning Methods | A | Cumulative Energy Savings (MWh or mTherms) | Achievable Economic RVT Potential | 0 | 0 | 0 | 0 | 0 | 0 | 0 | 0 | 0 | 0 | 0 | 0 | 0 | 0 | 0 | 0 | 0 | 0 | 0 | 0 | 0 | 0 | 0 | 0 | 0 | 0 | 0
F8_Commercial_WA - College_Existing_Water Heating_Natural Gas_Commercial Laundry - Alternative Dry-Cleaning Methods_A_Achievable Economic RVT Potential | F8 | Commercial | WA - College | Existing | Water Heating | Natural Gas | Commercial Laundry - Alternative Dry-Cleaning Methods | A | Cumulative Summer Peak Savings (MW) | Achievable Economic RVT Potential | 0 | 0 | 0 | 0 | 0 | 0 | 0 | 0 | 0 | 0 | 0 | 0 | 0 | 0 | 0 | 0 | 0 | 0 | 0 | 0 | 0 | 0 | 0 | 0 | 0 | 0 | 0
F9_Commercial_WA - College_Existing_Water Heating_Natural Gas_Commercial Laundry - Alternative Dry-Cleaning Methods_A_Achievable Economic RVT Potential | F9 | Commercial | WA - College | Existing | Water Heating | Natural Gas | Commercial Laundry - Alternative Dry-Cleaning Methods | A | Cumulative Winter Peak Savings (MW) | Achievable Economic RVT Potential | 0 | 0 | 0 | 0 | 0 | 0 | 0 | 0 | 0 | 0 | 0 | 0 | 0 | 0 | 0 | 0 | 0 | 0 | 0 | 0 | 0 | 0 | 0 | 0 | 0 | 0 | 0
F10_Commercial_WA - College_Existing_Water Heating_Natural Gas_Commercial Laundry - Alternative Dry-Cleaning Methods_A_Achievable Economic RVT Potential | F10 | Commercial | WA - College | Existing | Water Heating | Natural Gas | Commercial Laundry - Alternative Dry-Cleaning Methods | A | Purchases (Incremental) | Achievable Economic RVT Potential | 0 | 0 | 0 | 0 | 0 | 0 | 0 | 0 | 0 | 0 | 0 | 0 | 0 | 0 | 0 | 0 | 0 | 0 | 0 | 0 | 0 | 0 | 0 | 0 | 0 | 0 | 0
F11_Commercial_WA - College_Existing_Water Heating_Natural Gas_Commercial Laundry - Alternative Dry-Cleaning Methods_A_Achievable Economic RVT Potential | F11 | Commercial | WA - College | Existing | Water Heating | Natural Gas | Commercial Laundry - Alternative Dry-Cleaning Methods | A | Purchases (Cumulative) | Achievable Economic RVT Potential | 0 | 0 | 0 | 0 | 0 | 0 | 0 | 0 | 0 | 0 | 0 | 0 | 0 | 0 | 0 | 0 | 0 | 0 | 0 | 0 | 0 | 0 | 0 | 0 | 0 | 0 | 0
F1_Commercial_WA - College_Existing_Space Heating_Natural Gas_Advanced Kitchen Ventilation Controls_A_Achievable Economic RVT Potential | F1 | Commercial | WA - College | Existing | Space Heating | Natural Gas | Advanced Kitchen Ventilation Controls | A | Integrated Unit Energy Savings (kWh or therms) | Achievable Economic RVT Potential | 0 | 0 | 0.040684 | 0.040512 | 0.040302 | 0.040085 | 0.039862 | 0.03963 | 0.039386 | 0.03913 | 0.038859 | 0.038573 | 0.038271 | 0.03796 | 0.037645 | 0.037335 | 0.037039 | 0.036766 | 0.036546 | 0.036384 | 0.036247 | 0.03614 | 0.036044 | 0.036001 | 0.035961 | 0.035925 | 0.035892
F2_Commercial_WA - College_Existing_Space Heating_Natural Gas_Advanced Kitchen Ventilation Controls_A_Achievable Economic RVT Potential | F2 | Commercial | WA - College | Existing | Space Heating | Natural Gas | Advanced Kitchen Ventilation Controls | A | Integrated Unit Summer Peak Savings (kW) | Achievable Economic RVT Potential | 0 | 0 | 0 | 0 | 0 | 0 | 0 | 0 | 0 | 0 | 0 | 0 | 0 | 0 | 0 | 0 | 0 | 0 | 0 | 0 | 0 | 0 | 0 | 0 | 0 | 0 | 0
F3_Commercial_WA - College_Existing_Space Heating_Natural Gas_Advanced Kitchen Ventilation Controls_A_Achievable Economic RVT Potential | F3 | Commercial | WA - College | Existing | Space Heating | Natural Gas | Advanced Kitchen Ventilation Controls | A | Integrated Unit Winter Peak Savings (kW) | Achievable Economic RVT Potential | 0 | 0 | 0 | 0 | 0 | 0 | 0 | 0 | 0 | 0 | 0 | 0 | 0 | 0 | 0 | 0 | 0 | 0 | 0 | 0 | 0 | 0 | 0 | 0 | 0 | 0 | 0
F4_Commercial_WA - College_Existing_Space Heating_Natural Gas_Advanced Kitchen Ventilation Controls_A_Achievable Economic RVT Potential | F4 | Commercial | WA - College | Existing | Space Heating | Natural Gas | Advanced Kitchen Ventilation Controls | A | Incremental Energy Savings (MWh or mTherms) | Achievable Economic RVT Potential | 0 | 0 | 0 | 0 | 0 | 0 | 0 | 0 | 0 | 0 | 0 | 0 | 0 | 0 | 0 | 0 | 0 | 0 | 0 | 0 | 0 | 0 | 0 | 0 | 0 | 0 | 0
F5_Commercial_WA - College_Existing_Space Heating_Natural Gas_Advanced Kitchen Ventilation Controls_A_Achievable Economic RVT Potential | F5 | Commercial | WA - College | Existing | Space Heating | Natural Gas | Advanced Kitchen Ventilation Controls | A | Incremental Summer Peak Savings (MW) | Achievable Economic RVT Potential | 0 | 0 | 0 | 0 | 0 | 0 | 0 | 0 | 0 | 0 | 0 | 0 | 0 | 0 | 0 | 0 | 0 | 0 | 0 | 0 | 0 | 0 | 0 | 0 | 0 | 0 | 0
F6_Commercial_WA - College_Existing_Space Heating_Natural Gas_Advanced Kitchen Ventilation Controls_A_Achievable Economic RVT Potential | F6 | Commercial | WA - College | Existing | Space Heating | Natural Gas | Advanced Kitchen Ventilation Controls | A | Incremental Winter Peak Savings (MW) | Achievable Economic RVT Potential | 0 | 0 | 0 | 0 | 0 | 0 | 0 | 0 | 0 | 0 | 0 | 0 | 0 | 0 | 0 | 0 | 0 | 0 | 0 | 0 | 0 | 0 | 0 | 0 | 0 | 0 | 0
F7_Commercial_WA - College_Existing_Space Heating_Natural Gas_Advanced Kitchen Ventilation Controls_A_Achievable Economic RVT Potential | F7 | Commercial | WA - College | Existing | Space Heating | Natural Gas | Advanced Kitchen Ventilation Controls | A | Cumulative Energy Savings (MWh or mTherms) | Achievable Economic RVT Potential | 0 | 0 | 0 | 0 | 0 | 0 | 0 | 0 | 0 | 0 | 0 | 0 | 0 | 0 | 0 | 0 | 0 | 0 | 0 | 0 | 0 | 0 | 0 | 0 | 0 | 0 | 0
F8_Commercial_WA - College_Existing_Space Heating_Natural Gas_Advanced Kitchen Ventilation Controls_A_Achievable Economic RVT Potential | F8 | Commercial | WA - College | Existing | Space Heating | Natural Gas | Advanced Kitchen Ventilation Controls | A | Cumulative Summer Peak Savings (MW) | Achievable Economic RVT Potential | 0 | 0 | 0 | 0 | 0 | 0 | 0 | 0 | 0 | 0 | 0 | 0 | 0 | 0 | 0 | 0 | 0 | 0 | 0 | 0 | 0 | 0 | 0 | 0 | 0 | 0 | 0
F9_Commercial_WA - College_Existing_Space Heating_Natural Gas_Advanced Kitchen Ventilation Controls_A_Achievable Economic RVT Potential | F9 | Commercial | WA - College | Existing | Space Heating | Natural Gas | Advanced Kitchen Ventilation Controls | A | Cumulative Winter Peak Savings (MW) | Achievable Economic RVT Potential | 0 | 0 | 0 | 0 | 0 | 0 | 0 | 0 | 0 | 0 | 0 | 0 | 0 | 0 | 0 | 0 | 0 | 0 | 0 | 0 | 0 | 0 | 0 | 0 | 0 | 0 | 0
F10_Commercial_WA - College_Existing_Space Heating_Natural Gas_Advanced Kitchen Ventilation Controls_A_Achievable Economic RVT Potential | F10 | Commercial | WA - College | Existing | Space Heating | Natural Gas | Advanced Kitchen Ventilation Controls | A | Purchases (Incremental) | Achievable Economic RVT Potential | 0 | 0 | 0 | 0 | 0 | 0 | 0 | 0 | 0 | 0 | 0 | 0 | 0 | 0 | 0 | 0 | 0 | 0 | 0 | 0 | 0 | 0 | 0 | 0 | 0 | 0 | 0
F11_Commercial_WA - College_Existing_Space Heating_Natural Gas_Advanced Kitchen Ventilation Controls_A_Achievable Economic RVT Potential | F11 | Commercial | WA - College | Existing | Space Heating | Natural Gas | Advanced Kitchen Ventilation Controls | A | Purchases (Cumulative) | Achievable Economic RVT Potential | 0 | 0 | 0 | 0 | 0 | 0 | 0 | 0 | 0 | 0 | 0 | 0 | 0 | 0 | 0 | 0 | 0 | 0 | 0 | 0 | 0 | 0 | 0 | 0 | 0 | 0 | 0
F1_Commercial_WA - College_Existing_Space Heating_Natural Gas_Infiltration Control - Loading Dock Sealing_A_Achievable Economic RVT Potential | F1 | Commercial | WA - College | Existing | Space Heating | Natural Gas | Infiltration Control - Loading Dock Sealing | A | Integrated Unit Energy Savings (kWh or therms) | Achievable Economic RVT Potential | 0 | 0 | 214.1236 | 212.1592 | 209.2659 | 206.137 | 202.816 | 199.244 | 195.3503 | 191.1159 | 186.5451 | 181.6714 | 176.577 | 171.4748 | 166.4971 | 161.7507 | 157.3214 | 153.3501 | 150.234 | 147.9939 | 146.1642 | 144.8572 | 143.6679 | 143.493 | 143.3336 | 143.1883 | 143.0559
F2_Commercial_WA - College_Existing_Space Heating_Natural Gas_Infiltration Control - Loading Dock Sealing_A_Achievable Economic RVT Potential | F2 | Commercial | WA - College | Existing | Space Heating | Natural Gas | Infiltration Control - Loading Dock Sealing | A | Integrated Unit Summer Peak Savings (kW) | Achievable Economic RVT Potential | 0 | 0 | 0 | 0 | 0 | 0 | 0 | 0 | 0 | 0 | 0 | 0 | 0 | 0 | 0 | 0 | 0 | 0 | 0 | 0 | 0 | 0 | 0 | 0 | 0 | 0 | 0
F3_Commercial_WA - College_Existing_Space Heating_Natural Gas_Infiltration Control - Loading Dock Sealing_A_Achievable Economic RVT Potential | F3 | Commercial | WA - College | Existing | Space Heating | Natural Gas | Infiltration Control - Loading Dock Sealing | A | Integrated Unit Winter Peak Savings (kW) | Achievable Economic RVT Potential | 0 | 0 | 0 | 0 | 0 | 0 | 0 | 0 | 0 | 0 | 0 | 0 | 0 | 0 | 0 | 0 | 0 | 0 | 0 | 0 | 0 | 0 | 0 | 0 | 0 | 0 | 0
F4_Commercial_WA - College_Existing_Space Heating_Natural Gas_Infiltration Control - Loading Dock Sealing_A_Achievable Economic RVT Potential | F4 | Commercial | WA - College | Existing | Space Heating | Natural Gas | Infiltration Control - Loading Dock Sealing | A | Incremental Energy Savings (MWh or mTherms) | Achievable Economic RVT Potential | 0 | 0 | 0 | 0 | 0 | 0 | 0 | 0 | 0 | 0 | 0 | 0 | 0 | 0 | 0 | 0 | 0 | 0 | 0 | 0 | 0 | 0 | 0 | 0 | 0 | 0 | 0
F5_Commercial_WA - College_Existing_Space Heating_Natural Gas_Infiltration Control - Loading Dock Sealing_A_Achievable Economic RVT Potential | F5 | Commercial | WA - College | Existing | Space Heating | Natural Gas | Infiltration Control - Loading Dock Sealing | A | Incremental Summer Peak Savings (MW) | Achievable Economic RVT Potential | 0 | 0 | 0 | 0 | 0 | 0 | 0 | 0 | 0 | 0 | 0 | 0 | 0 | 0 | 0 | 0 | 0 | 0 | 0 | 0 | 0 | 0 | 0 | 0 | 0 | 0 | 0
F6_Commercial_WA - College_Existing_Space Heating_Natural Gas_Infiltration Control - Loading Dock Sealing_A_Achievable Economic RVT Potential | F6 | Commercial | WA - College | Existing | Space Heating | Natural Gas | Infiltration Control - Loading Dock Sealing | A | Incremental Winter Peak Savings (MW) | Achievable Economic RVT Potential | 0 | 0 | 0 | 0 | 0 | 0 | 0 | 0 | 0 | 0 | 0 | 0 | 0 | 0 | 0 | 0 | 0 | 0 | 0 | 0 | 0 | 0 | 0 | 0 | 0 | 0 | 0
F7_Commercial_WA - College_Existing_Space Heating_Natural Gas_Infiltration Control - Loading Dock Sealing_A_Achievable Economic RVT Potential | F7 | Commercial | WA - College | Existing | Space Heating | Natural Gas | Infiltration Control - Loading Dock Sealing | A | Cumulative Energy Savings (MWh or mTherms) | Achievable Economic RVT Potential | 0 | 0 | 0 | 0 | 0 | 0 | 0 | 0 | 0 | 0 | 0 | 0 | 0 | 0 | 0 | 0 | 0 | 0 | 0 | 0 | 0 | 0 | 0 | 0 | 0 | 0 | 0
F8_Commercial_WA - College_Existing_Space Heating_Natural Gas_Infiltration Control - Loading Dock Sealing_A_Achievable Economic RVT Potential | F8 | Commercial | WA - College | Existing | Space Heating | Natural Gas | Infiltration Control - Loading Dock Sealing | A | Cumulative Summer Peak Savings (MW) | Achievable Economic RVT Potential | 0 | 0 | 0 | 0 | 0 | 0 | 0 | 0 | 0 | 0 | 0 | 0 | 0 | 0 | 0 | 0 | 0 | 0 | 0 | 0 | 0 | 0 | 0 | 0 | 0 | 0 | 0
F9_Commercial_WA - College_Existing_Space Heating_Natural Gas_Infiltration Control - Loading Dock Sealing_A_Achievable Economic RVT Potential | F9 | Commercial | WA - College | Existing | Space Heating | Natural Gas | Infiltration Control - Loading Dock Sealing | A | Cumulative Winter Peak Savings (MW) | Achievable Economic RVT Potential | 0 | 0 | 0 | 0 | 0 | 0 | 0 | 0 | 0 | 0 | 0 | 0 | 0 | 0 | 0 | 0 | 0 | 0 | 0 | 0 | 0 | 0 | 0 | 0 | 0 | 0 | 0
F10_Commercial_WA - College_Existing_Space Heating_Natural Gas_Infiltration Control - Loading Dock Sealing_A_Achievable Economic RVT Potential | F10 | Commercial | WA - College | Existing | Space Heating | Natural Gas | Infiltration Control - Loading Dock Sealing | A | Purchases (Incremental) | Achievable Economic RVT Potential | 0 | 0 | 0 | 0 | 0 | 0 | 0 | 0 | 0 | 0 | 0 | 0 | 0 | 0 | 0 | 0 | 0 | 0 | 0 | 0 | 0 | 0 | 0 | 0 | 0 | 0 | 0
F11_Commercial_WA - College_Existing_Space Heating_Natural Gas_Infiltration Control - Loading Dock Sealing_A_Achievable Economic RVT Potential | F11 | Commercial | WA - College | Existing | Space Heating | Natural Gas | Infiltration Control - Loading Dock Sealing | A | Purchases (Cumulative) | Achievable Economic RVT Potential | 0 | 0 | 0 | 0 | 0 | 0 | 0 | 0 | 0 | 0 | 0 | 0 | 0 | 0 | 0 | 0 | 0 | 0 | 0 | 0 | 0 | 0 | 0 | 0 | 0 | 0 | 0
F1_Commercial_WA - College_Existing_Space Heating_Natural Gas_Greenhouse Heat Curtain_A_Achievable Economic RVT Potential | F1 | Commercial | WA - College | Existing | Space Heating | Natural Gas | Greenhouse Heat Curtain | A | Integrated Unit Energy Savings (kWh or therms) | Achievable Economic RVT Potential | 0 | 0 | 186.9586 | 185.7775 | 184.0786 | 182.3023 | 180.463 | 178.5338 | 176.488 | 174.3092 | 171.9832 | 169.5023 | 166.8857 | 164.1762 | 161.4355 | 158.7443 | 156.1856 | 153.8318 | 151.9794 | 150.6518 | 149.5286 | 148.6827 | 147.8954 | 147.7165 | 147.5533 | 147.4047 | 147.2691
F2_Commercial_WA - College_Existing_Space Heating_Natural Gas_Greenhouse Heat Curtain_A_Achievable Economic RVT Potential | F2 | Commercial | WA - College | Existing | Space Heating | Natural Gas | Greenhouse Heat Curtain | A | Integrated Unit Summer Peak Savings (kW) | Achievable Economic RVT Potential | 0 | 0 | 0 | 0 | 0 | 0 | 0 | 0 | 0 | 0 | 0 | 0 | 0 | 0 | 0 | 0 | 0 | 0 | 0 | 0 | 0 | 0 | 0 | 0 | 0 | 0 | 0
F3_Commercial_WA - College_Existing_Space Heating_Natural Gas_Greenhouse Heat Curtain_A_Achievable Economic RVT Potential | F3 | Commercial | WA - College | Existing | Space Heating | Natural Gas | Greenhouse Heat Curtain | A | Integrated Unit Winter Peak Savings (kW) | Achievable Economic RVT Potential | 0 | 0 | 0 | 0 | 0 | 0 | 0 | 0 | 0 | 0 | 0 | 0 | 0 | 0 | 0 | 0 | 0 | 0 | 0 | 0 | 0 | 0 | 0 | 0 | 0 | 0 | 0
F4_Commercial_WA - College_Existing_Space Heating_Natural Gas_Greenhouse Heat Curtain_A_Achievable Economic RVT Potential | F4 | Commercial | WA - College | Existing | Space Heating | Natural Gas | Greenhouse Heat Curtain | A | Incremental Energy Savings (MWh or mTherms) | Achievable Economic RVT Potential | 0 | 0 | 0 | 0 | 0 | 0 | 0 | 0 | 0 | 0 | 0 | 0 | 0 | 0 | 0 | 0 | 0 | 0 | 0 | 0 | 0 | 0 | 0 | 0 | 0 | 0 | 0
F5_Commercial_WA - College_Existing_Space Heating_Natural Gas_Greenhouse Heat Curtain_A_Achievable Economic RVT Potential | F5 | Commercial | WA - College | Existing | Space Heating | Natural Gas | Greenhouse Heat Curtain | A | Incremental Summer Peak Savings (MW) | Achievable Economic RVT Potential | 0 | 0 | 0 | 0 | 0 | 0 | 0 | 0 | 0 | 0 | 0 | 0 | 0 | 0 | 0 | 0 | 0 | 0 | 0 | 0 | 0 | 0 | 0 | 0 | 0 | 0 | 0
F6_Commercial_WA - College_Existing_Space Heating_Natural Gas_Greenhouse Heat Curtain_A_Achievable Economic RVT Potential | F6 | Commercial | WA - College | Existing | Space Heating | Natural Gas | Greenhouse Heat Curtain | A | Incremental Winter Peak Savings (MW) | Achievable Economic RVT Potential | 0 | 0 | 0 | 0 | 0 | 0 | 0 | 0 | 0 | 0 | 0 | 0 | 0 | 0 | 0 | 0 | 0 | 0 | 0 | 0 | 0 | 0 | 0 | 0 | 0 | 0 | 0
F7_Commercial_WA - College_Existing_Space Heating_Natural Gas_Greenhouse Heat Curtain_A_Achievable Economic RVT Potential | F7 | Commercial | WA - College | Existing | Space Heating | Natural Gas | Greenhouse Heat Curtain | A | Cumulative Energy Savings (MWh or mTherms) | Achievable Economic RVT Potential | 0 | 0 | 0 | 0 | 0 | 0 | 0 | 0 | 0 | 0 | 0 | 0 | 0 | 0 | 0 | 0 | 0 | 0 | 0 | 0 | 0 | 0 | 0 | 0 | 0 | 0 | 0
F8_Commercial_WA - College_Existing_Space Heating_Natural Gas_Greenhouse Heat Curtain_A_Achievable Economic RVT Potential | F8 | Commercial | WA - College | Existing | Space Heating | Natural Gas | Greenhouse Heat Curtain | A | Cumulative Summer Peak Savings (MW) | Achievable Economic RVT Potential | 0 | 0 | 0 | 0 | 0 | 0 | 0 | 0 | 0 | 0 | 0 | 0 | 0 | 0 | 0 | 0 | 0 | 0 | 0 | 0 | 0 | 0 | 0 | 0 | 0 | 0 | 0
F9_Commercial_WA - College_Existing_Space Heating_Natural Gas_Greenhouse Heat Curtain_A_Achievable Economic RVT Potential | F9 | Commercial | WA - College | Existing | Space Heating | Natural Gas | Greenhouse Heat Curtain | A | Cumulative Winter Peak Savings (MW) | Achievable Economic RVT Potential | 0 | 0 | 0 | 0 | 0 | 0 | 0 | 0 | 0 | 0 | 0 | 0 | 0 | 0 | 0 | 0 | 0 | 0 | 0 | 0 | 0 | 0 | 0 | 0 | 0 | 0 | 0
F10_Commercial_WA - College_Existing_Space Heating_Natural Gas_Greenhouse Heat Curtain_A_Achievable Economic RVT Potential | F10 | Commercial | WA - College | Existing | Space Heating | Natural Gas | Greenhouse Heat Curtain | A | Purchases (Incremental) | Achievable Economic RVT Potential | 0 | 0 | 0 | 0 | 0 | 0 | 0 | 0 | 0 | 0 | 0 | 0 | 0 | 0 | 0 | 0 | 0 | 0 | 0 | 0 | 0 | 0 | 0 | 0 | 0 | 0 | 0
F11_Commercial_WA - College_Existing_Space Heating_Natural Gas_Greenhouse Heat Curtain_A_Achievable Economic RVT Potential | F11 | Commercial | WA - College | Existing | Space Heating | Natural Gas | Greenhouse Heat Curtain | A | Purchases (Cumulative) | Achievable Economic RVT Potential | 0 | 0 | 0 | 0 | 0 | 0 | 0 | 0 | 0 | 0 | 0 | 0 | 0 | 0 | 0 | 0 | 0 | 0 | 0 | 0 | 0 | 0 | 0 | 0 | 0 | 0 | 0
F1_Commercial_WA - College_Existing_Space Heating_Natural Gas_Ventilation - Parking Garages, Demand Controlled_A_Achievable Economic RVT Potential | F1 | Commercial | WA - College | Existing | Space Heating | Natural Gas | Ventilation - Parking Garages, Demand Controlled | A | Integrated Unit Energy Savings (kWh or therms) | Achievable Economic RVT Potential | 0 | 0 | 0 | 0 | 0 | 0 | 0 | 0 | 0 | 0 | 0 | 0 | 0 | 0 | 0 | 0 | 0 | 0 | 0 | 0 | 0 | 0 | 0 | 0 | 0 | 0 | 0
F2_Commercial_WA - College_Existing_Space Heating_Natural Gas_Ventilation - Parking Garages, Demand Controlled_A_Achievable Economic RVT Potential | F2 | Commercial | WA - College | Existing | Space Heating | Natural Gas | Ventilation - Parking Garages, Demand Controlled | A | Integrated Unit Summer Peak Savings (kW) | Achievable Economic RVT Potential | 0 | 0 | 0 | 0 | 0 | 0 | 0 | 0 | 0 | 0 | 0 | 0 | 0 | 0 | 0 | 0 | 0 | 0 | 0 | 0 | 0 | 0 | 0 | 0 | 0 | 0 | 0
F3_Commercial_WA - College_Existing_Space Heating_Natural Gas_Ventilation - Parking Garages, Demand Controlled_A_Achievable Economic RVT Potential | F3 | Commercial | WA - College | Existing | Space Heating | Natural Gas | Ventilation - Parking Garages, Demand Controlled | A | Integrated Unit Winter Peak Savings (kW) | Achievable Economic RVT Potential | 0 | 0 | 0 | 0 | 0 | 0 | 0 | 0 | 0 | 0 | 0 | 0 | 0 | 0 | 0 | 0 | 0 | 0 | 0 | 0 | 0 | 0 | 0 | 0 | 0 | 0 | 0
F4_Commercial_WA - College_Existing_Space Heating_Natural Gas_Ventilation - Parking Garages, Demand Controlled_A_Achievable Economic RVT Potential | F4 | Commercial | WA - College | Existing | Space Heating | Natural Gas | Ventilation - Parking Garages, Demand Controlled | A | Incremental Energy Savings (MWh or mTherms) | Achievable Economic RVT Potential | 0 | 0 | 0 | 0 | 0 | 0 | 0 | 0 | 0 | 0 | 0 | 0 | 0 | 0 | 0 | 0 | 0 | 0 | 0 | 0 | 0 | 0 | 0 | 0 | 0 | 0 | 0
F5_Commercial_WA - College_Existing_Space Heating_Natural Gas_Ventilation - Parking Garages, Demand Controlled_A_Achievable Economic RVT Potential | F5 | Commercial | WA - College | Existing | Space Heating | Natural Gas | Ventilation - Parking Garages, Demand Controlled | A | Incremental Summer Peak Savings (MW) | Achievable Economic RVT Potential | 0 | 0 | 0 | 0 | 0 | 0 | 0 | 0 | 0 | 0 | 0 | 0 | 0 | 0 | 0 | 0 | 0 | 0 | 0 | 0 | 0 | 0 | 0 | 0 | 0 | 0 | 0
F6_Commercial_WA - College_Existing_Space Heating_Natural Gas_Ventilation - Parking Garages, Demand Controlled_A_Achievable Economic RVT Potential | F6 | Commercial | WA - College | Existing | Space Heating | Natural Gas | Ventilation - Parking Garages, Demand Controlled | A | Incremental Winter Peak Savings (MW) | Achievable Economic RVT Potential | 0 | 0 | 0 | 0 | 0 | 0 | 0 | 0 | 0 | 0 | 0 | 0 | 0 | 0 | 0 | 0 | 0 | 0 | 0 | 0 | 0 | 0 | 0 | 0 | 0 | 0 | 0
F7_Commercial_WA - College_Existing_Space Heating_Natural Gas_Ventilation - Parking Garages, Demand Controlled_A_Achievable Economic RVT Potential | F7 | Commercial | WA - College | Existing | Space Heating | Natural Gas | Ventilation - Parking Garages, Demand Controlled | A | Cumulative Energy Savings (MWh or mTherms) | Achievable Economic RVT Potential | 0 | 0 | 0 | 0 | 0 | 0 | 0 | 0 | 0 | 0 | 0 | 0 | 0 | 0 | 0 | 0 | 0 | 0 | 0 | 0 | 0 | 0 | 0 | 0 | 0 | 0 | 0
F8_Commercial_WA - College_Existing_Space Heating_Natural Gas_Ventilation - Parking Garages, Demand Controlled_A_Achievable Economic RVT Potential | F8 | Commercial | WA - College | Existing | Space Heating | Natural Gas | Ventilation - Parking Garages, Demand Controlled | A | Cumulative Summer Peak Savings (MW) | Achievable Economic RVT Potential | 0 | 0 | 0 | 0 | 0 | 0 | 0 | 0 | 0 | 0 | 0 | 0 | 0 | 0 | 0 | 0 | 0 | 0 | 0 | 0 | 0 | 0 | 0 | 0 | 0 | 0 | 0
F9_Commercial_WA - College_Existing_Space Heating_Natural Gas_Ventilation - Parking Garages, Demand Controlled_A_Achievable Economic RVT Potential | F9 | Commercial | WA - College | Existing | Space Heating | Natural Gas | Ventilation - Parking Garages, Demand Controlled | A | Cumulative Winter Peak Savings (MW) | Achievable Economic RVT Potential | 0 | 0 | 0 | 0 | 0 | 0 | 0 | 0 | 0 | 0 | 0 | 0 | 0 | 0 | 0 | 0 | 0 | 0 | 0 | 0 | 0 | 0 | 0 | 0 | 0 | 0 | 0
F10_Commercial_WA - College_Existing_Space Heating_Natural Gas_Ventilation - Parking Garages, Demand Controlled_A_Achievable Economic RVT Potential | F10 | Commercial | WA - College | Existing | Space Heating | Natural Gas | Ventilation - Parking Garages, Demand Controlled | A | Purchases (Incremental) | Achievable Economic RVT Potential | 0 | 0 | 0 | 0 | 0 | 0 | 0 | 0 | 0 | 0 | 0 | 0 | 0 | 0 | 0 | 0 | 0 | 0 | 0 | 0 | 0 | 0 | 0 | 0 | 0 | 0 | 0
F11_Commercial_WA - College_Existing_Space Heating_Natural Gas_Ventilation - Parking Garages, Demand Controlled_A_Achievable Economic RVT Potential | F11 | Commercial | WA - College | Existing | Space Heating | Natural Gas | Ventilation - Parking Garages, Demand Controlled | A | Purchases (Cumulative) | Achievable Economic RVT Potential | 0 | 0 | 0 | 0 | 0 | 0 | 0 | 0 | 0 | 0 | 0 | 0 | 0 | 0 | 0 | 0 | 0 | 0 | 0 | 0 | 0 | 0 | 0 | 0 | 0 | 0 | 0
F1_Commercial_WA - College_Existing_Miscellaneous_Natural Gas_Pool Heater - Night Covers_A_Achievable Economic RVT Potential | F1 | Commercial | WA - College | Existing | Miscellaneous | Natural Gas | Pool Heater - Night Covers | A | Integrated Unit Energy Savings (kWh or therms) | Achievable Economic RVT Potential | 0 | 0 | 0.0011799 | 0.0011799 | 0.0011799 | 0.0011799 | 0.0011799 | 0.0011799 | 0.0011799 | 0.0011799 | 0.0011799 | 0.0011799 | 0.0011799 | 0.0011799 | 0.0011799 | 0.0011799 | 0.0011799 | 0.0011799 | 0.0011799 | 0.0011799 | 0.0011799 | 0.0011799 | 0.0011799 | 0.0011799 | 0.0011799 | 0.0011799 | 0.0011799
F2_Commercial_WA - College_Existing_Miscellaneous_Natural Gas_Pool Heater - Night Covers_A_Achievable Economic RVT Potential | F2 | Commercial | WA - College | Existing | Miscellaneous | Natural Gas | Pool Heater - Night Covers | A | Integrated Unit Summer Peak Savings (kW) | Achievable Economic RVT Potential | 0 | 0 | 0 | 0 | 0 | 0 | 0 | 0 | 0 | 0 | 0 | 0 | 0 | 0 | 0 | 0 | 0 | 0 | 0 | 0 | 0 | 0 | 0 | 0 | 0 | 0 | 0
F3_Commercial_WA - College_Existing_Miscellaneous_Natural Gas_Pool Heater - Night Covers_A_Achievable Economic RVT Potential | F3 | Commercial | WA - College | Existing | Miscellaneous | Natural Gas | Pool Heater - Night Covers | A | Integrated Unit Winter Peak Savings (kW) | Achievable Economic RVT Potential | 0 | 0 | 0 | 0 | 0 | 0 | 0 | 0 | 0 | 0 | 0 | 0 | 0 | 0 | 0 | 0 | 0 | 0 | 0 | 0 | 0 | 0 | 0 | 0 | 0 | 0 | 0
F4_Commercial_WA - College_Existing_Miscellaneous_Natural Gas_Pool Heater - Night Covers_A_Achievable Economic RVT Potential | F4 | Commercial | WA - College | Existing | Miscellaneous | Natural Gas | Pool Heater - Night Covers | A | Incremental Energy Savings (MWh or mTherms) | Achievable Economic RVT Potential | 0 | 0 | 0 | 0 | 0 | 0 | 0 | 0 | 0 | 0 | 0 | 0 | 0 | 0 | 0 | 0 | 0 | 0 | 0 | 0 | 0 | 0 | 0 | 0 | 0 | 0 | 0
F5_Commercial_WA - College_Existing_Miscellaneous_Natural Gas_Pool Heater - Night Covers_A_Achievable Economic RVT Potential | F5 | Commercial | WA - College | Existing | Miscellaneous | Natural Gas | Pool Heater - Night Covers | A | Incremental Summer Peak Savings (MW) | Achievable Economic RVT Potential | 0 | 0 | 0 | 0 | 0 | 0 | 0 | 0 | 0 | 0 | 0 | 0 | 0 | 0 | 0 | 0 | 0 | 0 | 0 | 0 | 0 | 0 | 0 | 0 | 0 | 0 | 0
F6_Commercial_WA - College_Existing_Miscellaneous_Natural Gas_Pool Heater - Night Covers_A_Achievable Economic RVT Potential | F6 | Commercial | WA - College | Existing | Miscellaneous | Natural Gas | Pool Heater - Night Covers | A | Incremental Winter Peak Savings (MW) | Achievable Economic RVT Potential | 0 | 0 | 0 | 0 | 0 | 0 | 0 | 0 | 0 | 0 | 0 | 0 | 0 | 0 | 0 | 0 | 0 | 0 | 0 | 0 | 0 | 0 | 0 | 0 | 0 | 0 | 0
F7_Commercial_WA - College_Existing_Miscellaneous_Natural Gas_Pool Heater - Night Covers_A_Achievable Economic RVT Potential | F7 | Commercial | WA - College | Existing | Miscellaneous | Natural Gas | Pool Heater - Night Covers | A | Cumulative Energy Savings (MWh or mTherms) | Achievable Economic RVT Potential | 0 | 0 | 0 | 0 | 0 | 0 | 0 | 0 | 0 | 0 | 0 | 0 | 0 | 0 | 0 | 0 | 0 | 0 | 0 | 0 | 0 | 0 | 0 | 0 | 0 | 0 | 0
F8_Commercial_WA - College_Existing_Miscellaneous_Natural Gas_Pool Heater - Night Covers_A_Achievable Economic RVT Potential | F8 | Commercial | WA - College | Existing | Miscellaneous | Natural Gas | Pool Heater - Night Covers | A | Cumulative Summer Peak Savings (MW) | Achievable Economic RVT Potential | 0 | 0 | 0 | 0 | 0 | 0 | 0 | 0 | 0 | 0 | 0 | 0 | 0 | 0 | 0 | 0 | 0 | 0 | 0 | 0 | 0 | 0 | 0 | 0 | 0 | 0 | 0
F9_Commercial_WA - College_Existing_Miscellaneous_Natural Gas_Pool Heater - Night Covers_A_Achievable Economic RVT Potential | F9 | Commercial | WA - College | Existing | Miscellaneous | Natural Gas | Pool Heater - Night Covers | A | Cumulative Winter Peak Savings (MW) | Achievable Economic RVT Potential | 0 | 0 | 0 | 0 | 0 | 0 | 0 | 0 | 0 | 0 | 0 | 0 | 0 | 0 | 0 | 0 | 0 | 0 | 0 | 0 | 0 | 0 | 0 | 0 | 0 | 0 | 0
F10_Commercial_WA - College_Existing_Miscellaneous_Natural Gas_Pool Heater - Night Covers_A_Achievable Economic RVT Potential | F10 | Commercial | WA - College | Existing | Miscellaneous | Natural Gas | Pool Heater - Night Covers | A | Purchases (Incremental) | Achievable Economic RVT Potential | 0 | 0 | 0 | 0 | 0 | 0 | 0 | 0 | 0 | 0 | 0 | 0 | 0 | 0 | 0 | 0 | 0 | 0 | 0 | 0 | 0 | 0 | 0 | 0 | 0 | 0 | 0
F11_Commercial_WA - College_Existing_Miscellaneous_Natural Gas_Pool Heater - Night Covers_A_Achievable Economic RVT Potential | F11 | Commercial | WA - College | Existing | Miscellaneous | Natural Gas | Pool Heater - Night Covers | A | Purchases (Cumulative) | Achievable Economic RVT Potential | 0 | 0 | 0 | 0 | 0 | 0 | 0 | 0 | 0 | 0 | 0 | 0 | 0 | 0 | 0 | 0 | 0 | 0 | 0 | 0 | 0 | 0 | 0 | 0 | 0 | 0 | 0
F1_Commercial_WA - College_Existing_Space Heating_Natural Gas_Advanced New Construction Designs_A_Achievable Economic RVT Potential | F1 | Commercial | WA - College | Existing | Space Heating | Natural Gas | Advanced New Construction Designs | A | Integrated Unit Energy Savings (kWh or therms) | Achievable Economic RVT Potential | 0 | 0 | 0 | 0 | 0 | 0 | 0 | 0 | 0 | 0 | 0 | 0 | 0 | 0 | 0 | 0 | 0 | 0 | 0 | 0 | 0 | 0 | 0 | 0 | 0 | 0 | 0
F2_Commercial_WA - College_Existing_Space Heating_Natural Gas_Advanced New Construction Designs_A_Achievable Economic RVT Potential | F2 | Commercial | WA - College | Existing | Space Heating | Natural Gas | Advanced New Construction Designs | A | Integrated Unit Summer Peak Savings (kW) | Achievable Economic RVT Potential | 0 | 0 | 0 | 0 | 0 | 0 | 0 | 0 | 0 | 0 | 0 | 0 | 0 | 0 | 0 | 0 | 0 | 0 | 0 | 0 | 0 | 0 | 0 | 0 | 0 | 0 | 0
F3_Commercial_WA - College_Existing_Space Heating_Natural Gas_Advanced New Construction Designs_A_Achievable Economic RVT Potential | F3 | Commercial | WA - College | Existing | Space Heating | Natural Gas | Advanced New Construction Designs | A | Integrated Unit Winter Peak Savings (kW) | Achievable Economic RVT Potential | 0 | 0 | 0 | 0 | 0 | 0 | 0 | 0 | 0 | 0 | 0 | 0 | 0 | 0 | 0 | 0 | 0 | 0 | 0 | 0 | 0 | 0 | 0 | 0 | 0 | 0 | 0
F4_Commercial_WA - College_Existing_Space Heating_Natural Gas_Advanced New Construction Designs_A_Achievable Economic RVT Potential | F4 | Commercial | WA - College | Existing | Space Heating | Natural Gas | Advanced New Construction Designs | A | Incremental Energy Savings (MWh or mTherms) | Achievable Economic RVT Potential | 0 | 0 | 0 | 0 | 0 | 0 | 0 | 0 | 0 | 0 | 0 | 0 | 0 | 0 | 0 | 0 | 0 | 0 | 0 | 0 | 0 | 0 | 0 | 0 | 0 | 0 | 0
F5_Commercial_WA - College_Existing_Space Heating_Natural Gas_Advanced New Construction Designs_A_Achievable Economic RVT Potential | F5 | Commercial | WA - College | Existing | Space Heating | Natural Gas | Advanced New Construction Designs | A | Incremental Summer Peak Savings (MW) | Achievable Economic RVT Potential | 0 | 0 | 0 | 0 | 0 | 0 | 0 | 0 | 0 | 0 | 0 | 0 | 0 | 0 | 0 | 0 | 0 | 0 | 0 | 0 | 0 | 0 | 0 | 0 | 0 | 0 | 0
F6_Commercial_WA - College_Existing_Space Heating_Natural Gas_Advanced New Construction Designs_A_Achievable Economic RVT Potential | F6 | Commercial | WA - College | Existing | Space Heating | Natural Gas | Advanced New Construction Designs | A | Incremental Winter Peak Savings (MW) | Achievable Economic RVT Potential | 0 | 0 | 0 | 0 | 0 | 0 | 0 | 0 | 0 | 0 | 0 | 0 | 0 | 0 | 0 | 0 | 0 | 0 | 0 | 0 | 0 | 0 | 0 | 0 | 0 | 0 | 0
F7_Commercial_WA - College_Existing_Space Heating_Natural Gas_Advanced New Construction Designs_A_Achievable Economic RVT Potential | F7 | Commercial | WA - College | Existing | Space Heating | Natural Gas | Advanced New Construction Designs | A | Cumulative Energy Savings (MWh or mTherms) | Achievable Economic RVT Potential | 0 | 0 | 0 | 0 | 0 | 0 | 0 | 0 | 0 | 0 | 0 | 0 | 0 | 0 | 0 | 0 | 0 | 0 | 0 | 0 | 0 | 0 | 0 | 0 | 0 | 0 | 0
F8_Commercial_WA - College_Existing_Space Heating_Natural Gas_Advanced New Construction Designs_A_Achievable Economic RVT Potential | F8 | Commercial | WA - College | Existing | Space Heating | Natural Gas | Advanced New Construction Designs | A | Cumulative Summer Peak Savings (MW) | Achievable Economic RVT Potential | 0 | 0 | 0 | 0 | 0 | 0 | 0 | 0 | 0 | 0 | 0 | 0 | 0 | 0 | 0 | 0 | 0 | 0 | 0 | 0 | 0 | 0 | 0 | 0 | 0 | 0 | 0
F9_Commercial_WA - College_Existing_Space Heating_Natural Gas_Advanced New Construction Designs_A_Achievable Economic RVT Potential | F9 | Commercial | WA - College | Existing | Space Heating | Natural Gas | Advanced New Construction Designs | A | Cumulative Winter Peak Savings (MW) | Achievable Economic RVT Potential | 0 | 0 | 0 | 0 | 0 | 0 | 0 | 0 | 0 | 0 | 0 | 0 | 0 | 0 | 0 | 0 | 0 | 0 | 0 | 0 | 0 | 0 | 0 | 0 | 0 | 0 | 0
F10_Commercial_WA - College_Existing_Space Heating_Natural Gas_Advanced New Construction Designs_A_Achievable Economic RVT Potential | F10 | Commercial | WA - College | Existing | Space Heating | Natural Gas | Advanced New Construction Designs | A | Purchases (Incremental) | Achievable Economic RVT Potential | 0 | 0 | 0 | 0 | 0 | 0 | 0 | 0 | 0 | 0 | 0 | 0 | 0 | 0 | 0 | 0 | 0 | 0 | 0 | 0 | 0 | 0 | 0 | 0 | 0 | 0 | 0
F11_Commercial_WA - College_Existing_Space Heating_Natural Gas_Advanced New Construction Designs_A_Achievable Economic RVT Potential | F11 | Commercial | WA - College | Existing | Space Heating | Natural Gas | Advanced New Construction Designs | A | Purchases (Cumulative) | Achievable Economic RVT Potential | 0 | 0 | 0 | 0 | 0 | 0 | 0 | 0 | 0 | 0 | 0 | 0 | 0 | 0 | 0 | 0 | 0 | 0 | 0 | 0 | 0 | 0 | 0 | 0 | 0 | 0 | 0
F1_Commercial_WA - College_Existing_Water Heating_Natural Gas_Advanced New Construction Designs_A_Achievable Economic RVT Potential | F1 | Commercial | WA - College | Existing | Water Heating | Natural Gas | Advanced New Construction Designs | A | Integrated Unit Energy Savings (kWh or therms) | Achievable Economic RVT Potential | 0 | 0 | 0 | 0 | 0 | 0 | 0 | 0 | 0 | 0 | 0 | 0 | 0 | 0 | 0 | 0 | 0 | 0 | 0 | 0 | 0 | 0 | 0 | 0 | 0 | 0 | 0
F2_Commercial_WA - College_Existing_Water Heating_Natural Gas_Advanced New Construction Designs_A_Achievable Economic RVT Potential | F2 | Commercial | WA - College | Existing | Water Heating | Natural Gas | Advanced New Construction Designs | A | Integrated Unit Summer Peak Savings (kW) | Achievable Economic RVT Potential | 0 | 0 | 0 | 0 | 0 | 0 | 0 | 0 | 0 | 0 | 0 | 0 | 0 | 0 | 0 | 0 | 0 | 0 | 0 | 0 | 0 | 0 | 0 | 0 | 0 | 0 | 0
F3_Commercial_WA - College_Existing_Water Heating_Natural Gas_Advanced New Construction Designs_A_Achievable Economic RVT Potential | F3 | Commercial | WA - College | Existing | Water Heating | Natural Gas | Advanced New Construction Designs | A | Integrated Unit Winter Peak Savings (kW) | Achievable Economic RVT Potential | 0 | 0 | 0 | 0 | 0 | 0 | 0 | 0 | 0 | 0 | 0 | 0 | 0 | 0 | 0 | 0 | 0 | 0 | 0 | 0 | 0 | 0 | 0 | 0 | 0 | 0 | 0
F4_Commercial_WA - College_Existing_Water Heating_Natural Gas_Advanced New Construction Designs_A_Achievable Economic RVT Potential | F4 | Commercial | WA - College | Existing | Water Heating | Natural Gas | Advanced New Construction Designs | A | Incremental Energy Savings (MWh or mTherms) | Achievable Economic RVT Potential | 0 | 0 | 0 | 0 | 0 | 0 | 0 | 0 | 0 | 0 | 0 | 0 | 0 | 0 | 0 | 0 | 0 | 0 | 0 | 0 | 0 | 0 | 0 | 0 | 0 | 0 | 0
F5_Commercial_WA - College_Existing_Water Heating_Natural Gas_Advanced New Construction Designs_A_Achievable Economic RVT Potential | F5 | Commercial | WA - College | Existing | Water Heating | Natural Gas | Advanced New Construction Designs | A | Incremental Summer Peak Savings (MW) | Achievable Economic RVT Potential | 0 | 0 | 0 | 0 | 0 | 0 | 0 | 0 | 0 | 0 | 0 | 0 | 0 | 0 | 0 | 0 | 0 | 0 | 0 | 0 | 0 | 0 | 0 | 0 | 0 | 0 | 0
F6_Commercial_WA - College_Existing_Water Heating_Natural Gas_Advanced New Construction Designs_A_Achievable Economic RVT Potential | F6 | Commercial | WA - College | Existing | Water Heating | Natural Gas | Advanced New Construction Designs | A | Incremental Winter Peak Savings (MW) | Achievable Economic RVT Potential | 0 | 0 | 0 | 0 | 0 | 0 | 0 | 0 | 0 | 0 | 0 | 0 | 0 | 0 | 0 | 0 | 0 | 0 | 0 | 0 | 0 | 0 | 0 | 0 | 0 | 0 | 0
F7_Commercial_WA - College_Existing_Water Heating_Natural Gas_Advanced New Construction Designs_A_Achievable Economic RVT Potential | F7 | Commercial | WA - College | Existing | Water Heating | Natural Gas | Advanced New Construction Designs | A | Cumulative Energy Savings (MWh or mTherms) | Achievable Economic RVT Potential | 0 | 0 | 0 | 0 | 0 | 0 | 0 | 0 | 0 | 0 | 0 | 0 | 0 | 0 | 0 | 0 | 0 | 0 | 0 | 0 | 0 | 0 | 0 | 0 | 0 | 0 | 0
F8_Commercial_WA - College_Existing_Water Heating_Natural Gas_Advanced New Construction Designs_A_Achievable Economic RVT Potential | F8 | Commercial | WA - College | Existing | Water Heating | Natural Gas | Advanced New Construction Designs | A | Cumulative Summer Peak Savings (MW) | Achievable Economic RVT Potential | 0 | 0 | 0 | 0 | 0 | 0 | 0 | 0 | 0 | 0 | 0 | 0 | 0 | 0 | 0 | 0 | 0 | 0 | 0 | 0 | 0 | 0 | 0 | 0 | 0 | 0 | 0
F9_Commercial_WA - College_Existing_Water Heating_Natural Gas_Advanced New Construction Designs_A_Achievable Economic RVT Potential | F9 | Commercial | WA - College | Existing | Water Heating | Natural Gas | Advanced New Construction Designs | A | Cumulative Winter Peak Savings (MW) | Achievable Economic RVT Potential | 0 | 0 | 0 | 0 | 0 | 0 | 0 | 0 | 0 | 0 | 0 | 0 | 0 | 0 | 0 | 0 | 0 | 0 | 0 | 0 | 0 | 0 | 0 | 0 | 0 | 0 | 0
F10_Commercial_WA - College_Existing_Water Heating_Natural Gas_Advanced New Construction Designs_A_Achievable Economic RVT Potential | F10 | Commercial | WA - College | Existing | Water Heating | Natural Gas | Advanced New Construction Designs | A | Purchases (Incremental) | Achievable Economic RVT Potential | 0 | 0 | 0 | 0 | 0 | 0 | 0 | 0 | 0 | 0 | 0 | 0 | 0 | 0 | 0 | 0 | 0 | 0 | 0 | 0 | 0 | 0 | 0 | 0 | 0 | 0 | 0
F11_Commercial_WA - College_Existing_Water Heating_Natural Gas_Advanced New Construction Designs_A_Achievable Economic RVT Potential | F11 | Commercial | WA - College | Existing | Water Heating | Natural Gas | Advanced New Construction Designs | A | Purchases (Cumulative) | Achievable Economic RVT Potential | 0 | 0 | 0 | 0 | 0 | 0 | 0 | 0 | 0 | 0 | 0 | 0 | 0 | 0 | 0 | 0 | 0 | 0 | 0 | 0 | 0 | 0 | 0 | 0 | 0 | 0 | 0
F1_Commercial_WA - College_Existing_Space Heating_Natural Gas_Strategic Energy Management_A_Achievable Economic RVT Potential | F1 | Commercial | WA - College | Existing | Space Heating | Natural Gas | Strategic Energy Management | A | Integrated Unit Energy Savings (kWh or therms) | Achievable Economic RVT Potential | 0 | 0 | 0.02485 | 0.024608 | 0.024255 | 0.023872 | 0.023464 | 0.023025 | 0.022558 | 0.022052 | 0.021511 | 0.02094 | 0.020352 | 0.019764 | 0.01919 | 0.018643 | 0.018132 | 0.017675 | 0.017316 | 0.017057 | 0.016847 | 0.016696 | 0.016559 | 0.016539 | 0.01652 | 0.016504 | 0.016488
F2_Commercial_WA - College_Existing_Space Heating_Natural Gas_Strategic Energy Management_A_Achievable Economic RVT Potential | F2 | Commercial | WA - College | Existing | Space Heating | Natural Gas | Strategic Energy Management | A | Integrated Unit Summer Peak Savings (kW) | Achievable Economic RVT Potential | 0 | 0 | 0 | 0 | 0 | 0 | 0 | 0 | 0 | 0 | 0 | 0 | 0 | 0 | 0 | 0 | 0 | 0 | 0 | 0 | 0 | 0 | 0 | 0 | 0 | 0 | 0
F3_Commercial_WA - College_Existing_Space Heating_Natural Gas_Strategic Energy Management_A_Achievable Economic RVT Potential | F3 | Commercial | WA - College | Existing | Space Heating | Natural Gas | Strategic Energy Management | A | Integrated Unit Winter Peak Savings (kW) | Achievable Economic RVT Potential | 0 | 0 | 0 | 0 | 0 | 0 | 0 | 0 | 0 | 0 | 0 | 0 | 0 | 0 | 0 | 0 | 0 | 0 | 0 | 0 | 0 | 0 | 0 | 0 | 0 | 0 | 0
F4_Commercial_WA - College_Existing_Space Heating_Natural Gas_Strategic Energy Management_A_Achievable Economic RVT Potential | F4 | Commercial | WA - College | Existing | Space Heating | Natural Gas | Strategic Energy Management | A | Incremental Energy Savings (MWh or mTherms) | Achievable Economic RVT Potential | 0 | 0 | 0 | 0 | 0 | 0 | 0 | 0 | 0 | 0 | 0 | 0 | 0 | 0 | 0 | 0 | 0 | 0 | 0 | 0 | 0 | 0 | 0 | 0 | 0 | 0 | 0
F5_Commercial_WA - College_Existing_Space Heating_Natural Gas_Strategic Energy Management_A_Achievable Economic RVT Potential | F5 | Commercial | WA - College | Existing | Space Heating | Natural Gas | Strategic Energy Management | A | Incremental Summer Peak Savings (MW) | Achievable Economic RVT Potential | 0 | 0 | 0 | 0 | 0 | 0 | 0 | 0 | 0 | 0 | 0 | 0 | 0 | 0 | 0 | 0 | 0 | 0 | 0 | 0 | 0 | 0 | 0 | 0 | 0 | 0 | 0
F6_Commercial_WA - College_Existing_Space Heating_Natural Gas_Strategic Energy Management_A_Achievable Economic RVT Potential | F6 | Commercial | WA - College | Existing | Space Heating | Natural Gas | Strategic Energy Management | A | Incremental Winter Peak Savings (MW) | Achievable Economic RVT Potential | 0 | 0 | 0 | 0 | 0 | 0 | 0 | 0 | 0 | 0 | 0 | 0 | 0 | 0 | 0 | 0 | 0 | 0 | 0 | 0 | 0 | 0 | 0 | 0 | 0 | 0 | 0
F7_Commercial_WA - College_Existing_Space Heating_Natural Gas_Strategic Energy Management_A_Achievable Economic RVT Potential | F7 | Commercial | WA - College | Existing | Space Heating | Natural Gas | Strategic Energy Management | A | Cumulative Energy Savings (MWh or mTherms) | Achievable Economic RVT Potential | 0 | 0 | 0 | 0 | 0 | 0 | 0 | 0 | 0 | 0 | 0 | 0 | 0 | 0 | 0 | 0 | 0 | 0 | 0 | 0 | 0 | 0 | 0 | 0 | 0 | 0 | 0
F8_Commercial_WA - College_Existing_Space Heating_Natural Gas_Strategic Energy Management_A_Achievable Economic RVT Potential | F8 | Commercial | WA - College | Existing | Space Heating | Natural Gas | Strategic Energy Management | A | Cumulative Summer Peak Savings (MW) | Achievable Economic RVT Potential | 0 | 0 | 0 | 0 | 0 | 0 | 0 | 0 | 0 | 0 | 0 | 0 | 0 | 0 | 0 | 0 | 0 | 0 | 0 | 0 | 0 | 0 | 0 | 0 | 0 | 0 | 0
F9_Commercial_WA - College_Existing_Space Heating_Natural Gas_Strategic Energy Management_A_Achievable Economic RVT Potential | F9 | Commercial | WA - College | Existing | Space Heating | Natural Gas | Strategic Energy Management | A | Cumulative Winter Peak Savings (MW) | Achievable Economic RVT Potential | 0 | 0 | 0 | 0 | 0 | 0 | 0 | 0 | 0 | 0 | 0 | 0 | 0 | 0 | 0 | 0 | 0 | 0 | 0 | 0 | 0 | 0 | 0 | 0 | 0 | 0 | 0
F10_Commercial_WA - College_Existing_Space Heating_Natural Gas_Strategic Energy Management_A_Achievable Economic RVT Potential | F10 | Commercial | WA - College | Existing | Space Heating | Natural Gas | Strategic Energy Management | A | Purchases (Incremental) | Achievable Economic RVT Potential | 0 | 0 | 0 | 0 | 0 | 0 | 0 | 0 | 0 | 0 | 0 | 0 | 0 | 0 | 0 | 0 | 0 | 0 | 0 | 0 | 0 | 0 | 0 | 0 | 0 | 0 | 0
F11_Commercial_WA - College_Existing_Space Heating_Natural Gas_Strategic Energy Management_A_Achievable Economic RVT Potential | F11 | Commercial | WA - College | Existing | Space Heating | Natural Gas | Strategic Energy Management | A | Purchases (Cumulative) | Achievable Economic RVT Potential | 0 | 0 | 0 | 0 | 0 | 0 | 0 | 0 | 0 | 0 | 0 | 0 | 0 | 0 | 0 | 0 | 0 | 0 | 0 | 0 | 0 | 0 | 0 | 0 | 0 | 0 | 0
F1_Commercial_WA - College_Existing_Water Heating_Natural Gas_Strategic Energy Management_A_Achievable Economic RVT Potential | F1 | Commercial | WA - College | Existing | Water Heating | Natural Gas | Strategic Energy Management | A | Integrated Unit Energy Savings (kWh or therms) | Achievable Economic RVT Potential | 0 | 0 | 0.010412 | 0.010206 | 0.010008 | 0.0098259 | 0.0096521 | 0.0094863 | 0.0093248 | 0.0091767 | 0.0090356 | 0.0089054 | 0.0087903 | 0.0086967 | 0.0086366 | 0.0085785 | 0.0085346 | 0.0085027 | 0.0084773 | 0.0084569 | 0.0084422 | 0.0084315 | 0.0084238 | 0.0084182 | 0.0084111 | 0.0084095 | 0.0084083
F2_Commercial_WA - College_Existing_Water Heating_Natural Gas_Strategic Energy Management_A_Achievable Economic RVT Potential | F2 | Commercial | WA - College | Existing | Water Heating | Natural Gas | Strategic Energy Management | A | Integrated Unit Summer Peak Savings (kW) | Achievable Economic RVT Potential | 0 | 0 | 0 | 0 | 0 | 0 | 0 | 0 | 0 | 0 | 0 | 0 | 0 | 0 | 0 | 0 | 0 | 0 | 0 | 0 | 0 | 0 | 0 | 0 | 0 | 0 | 0
F3_Commercial_WA - College_Existing_Water Heating_Natural Gas_Strategic Energy Management_A_Achievable Economic RVT Potential | F3 | Commercial | WA - College | Existing | Water Heating | Natural Gas | Strategic Energy Management | A | Integrated Unit Winter Peak Savings (kW) | Achievable Economic RVT Potential | 0 | 0 | 0 | 0 | 0 | 0 | 0 | 0 | 0 | 0 | 0 | 0 | 0 | 0 | 0 | 0 | 0 | 0 | 0 | 0 | 0 | 0 | 0 | 0 | 0 | 0 | 0
F4_Commercial_WA - College_Existing_Water Heating_Natural Gas_Strategic Energy Management_A_Achievable Economic RVT Potential | F4 | Commercial | WA - College | Existing | Water Heating | Natural Gas | Strategic Energy Management | A | Incremental Energy Savings (MWh or mTherms) | Achievable Economic RVT Potential | 0 | 0 | 0 | 0 | 0 | 0 | 0 | 0 | 0 | 0 | 0 | 0 | 0 | 0 | 0 | 0 | 0 | 0 | 0 | 0 | 0 | 0 | 0 | 0 | 0 | 0 | 0
F5_Commercial_WA - College_Existing_Water Heating_Natural Gas_Strategic Energy Management_A_Achievable Economic RVT Potential | F5 | Commercial | WA - College | Existing | Water Heating | Natural Gas | Strategic Energy Management | A | Incremental Summer Peak Savings (MW) | Achievable Economic RVT Potential | 0 | 0 | 0 | 0 | 0 | 0 | 0 | 0 | 0 | 0 | 0 | 0 | 0 | 0 | 0 | 0 | 0 | 0 | 0 | 0 | 0 | 0 | 0 | 0 | 0 | 0 | 0
F6_Commercial_WA - College_Existing_Water Heating_Natural Gas_Strategic Energy Management_A_Achievable Economic RVT Potential | F6 | Commercial | WA - College | Existing | Water Heating | Natural Gas | Strategic Energy Management | A | Incremental Winter Peak Savings (MW) | Achievable Economic RVT Potential | 0 | 0 | 0 | 0 | 0 | 0 | 0 | 0 | 0 | 0 | 0 | 0 | 0 | 0 | 0 | 0 | 0 | 0 | 0 | 0 | 0 | 0 | 0 | 0 | 0 | 0 | 0
F7_Commercial_WA - College_Existing_Water Heating_Natural Gas_Strategic Energy Management_A_Achievable Economic RVT Potential | F7 | Commercial | WA - College | Existing | Water Heating | Natural Gas | Strategic Energy Management | A | Cumulative Energy Savings (MWh or mTherms) | Achievable Economic RVT Potential | 0 | 0 | 0 | 0 | 0 | 0 | 0 | 0 | 0 | 0 | 0 | 0 | 0 | 0 | 0 | 0 | 0 | 0 | 0 | 0 | 0 | 0 | 0 | 0 | 0 | 0 | 0
F8_Commercial_WA - College_Existing_Water Heating_Natural Gas_Strategic Energy Management_A_Achievable Economic RVT Potential | F8 | Commercial | WA - College | Existing | Water Heating | Natural Gas | Strategic Energy Management | A | Cumulative Summer Peak Savings (MW) | Achievable Economic RVT Potential | 0 | 0 | 0 | 0 | 0 | 0 | 0 | 0 | 0 | 0 | 0 | 0 | 0 | 0 | 0 | 0 | 0 | 0 | 0 | 0 | 0 | 0 | 0 | 0 | 0 | 0 | 0
F9_Commercial_WA - College_Existing_Water Heating_Natural Gas_Strategic Energy Management_A_Achievable Economic RVT Potential | F9 | Commercial | WA - College | Existing | Water Heating | Natural Gas | Strategic Energy Management | A | Cumulative Winter Peak Savings (MW) | Achievable Economic RVT Potential | 0 | 0 | 0 | 0 | 0 | 0 | 0 | 0 | 0 | 0 | 0 | 0 | 0 | 0 | 0 | 0 | 0 | 0 | 0 | 0 | 0 | 0 | 0 | 0 | 0 | 0 | 0
F10_Commercial_WA - College_Existing_Water Heating_Natural Gas_Strategic Energy Management_A_Achievable Economic RVT Potential | F10 | Commercial | WA - College | Existing | Water Heating | Natural Gas | Strategic Energy Management | A | Purchases (Incremental) | Achievable Economic RVT Potential | 0 | 0 | 0 | 0 | 0 | 0 | 0 | 0 | 0 | 0 | 0 | 0 | 0 | 0 | 0 | 0 | 0 | 0 | 0 | 0 | 0 | 0 | 0 | 0 | 0 | 0 | 0
F11_Commercial_WA - College_Existing_Water Heating_Natural Gas_Strategic Energy Management_A_Achievable Economic RVT Potential | F11 | Commercial | WA - College | Existing | Water Heating | Natural Gas | Strategic Energy Management | A | Purchases (Cumulative) | Achievable Economic RVT Potential | 0 | 0 | 0 | 0 | 0 | 0 | 0 | 0 | 0 | 0 | 0 | 0 | 0 | 0 | 0 | 0 | 0 | 0 | 0 | 0 | 0 | 0 | 0 | 0 | 0 | 0 | 0
F1_Commercial_WA - College_Existing_Space Heating_Natural Gas_Retrocommissioning_A_Achievable Economic RVT Potential | F1 | Commercial | WA - College | Existing | Space Heating | Natural Gas | Retrocommissioning | A | Integrated Unit Energy Savings (kWh or therms) | Achievable Economic RVT Potential | 0 | 0 | 0.030513 | 0.030204 | 0.029748 | 0.029255 | 0.028744 | 0.028205 | 0.027633 | 0.027014 | 0.026351 | 0.025652 | 0.024931 | 0.024211 | 0.023508 | 0.022838 | 0.022212 | 0.021652 | 0.021212 | 0.020895 | 0.020637 | 0.020452 | 0.020285 | 0.02026 | 0.020237 | 0.020217 | 0.020198
F2_Commercial_WA - College_Existing_Space Heating_Natural Gas_Retrocommissioning_A_Achievable Economic RVT Potential | F2 | Commercial | WA - College | Existing | Space Heating | Natural Gas | Retrocommissioning | A | Integrated Unit Summer Peak Savings (kW) | Achievable Economic RVT Potential | 0 | 0 | 0 | 0 | 0 | 0 | 0 | 0 | 0 | 0 | 0 | 0 | 0 | 0 | 0 | 0 | 0 | 0 | 0 | 0 | 0 | 0 | 0 | 0 | 0 | 0 | 0
F3_Commercial_WA - College_Existing_Space Heating_Natural Gas_Retrocommissioning_A_Achievable Economic RVT Potential | F3 | Commercial | WA - College | Existing | Space Heating | Natural Gas | Retrocommissioning | A | Integrated Unit Winter Peak Savings (kW) | Achievable Economic RVT Potential | 0 | 0 | 0 | 0 | 0 | 0 | 0 | 0 | 0 | 0 | 0 | 0 | 0 | 0 | 0 | 0 | 0 | 0 | 0 | 0 | 0 | 0 | 0 | 0 | 0 | 0 | 0
F4_Commercial_WA - College_Existing_Space Heating_Natural Gas_Retrocommissioning_A_Achievable Economic RVT Potential | F4 | Commercial | WA - College | Existing | Space Heating | Natural Gas | Retrocommissioning | A | Incremental Energy Savings (MWh or mTherms) | Achievable Economic RVT Potential | 0 | 0 | 0 | 0 | 0 | 0 | 0 | 0 | 0 | 0 | 0 | 0 | 0 | 0 | 0 | 0 | 0 | 0 | 0 | 0 | 0 | 0 | 0 | 0 | 0 | 0 | 0
F5_Commercial_WA - College_Existing_Space Heating_Natural Gas_Retrocommissioning_A_Achievable Economic RVT Potential | F5 | Commercial | WA - College | Existing | Space Heating | Natural Gas | Retrocommissioning | A | Incremental Summer Peak Savings (MW) | Achievable Economic RVT Potential | 0 | 0 | 0 | 0 | 0 | 0 | 0 | 0 | 0 | 0 | 0 | 0 | 0 | 0 | 0 | 0 | 0 | 0 | 0 | 0 | 0 | 0 | 0 | 0 | 0 | 0 | 0
F6_Commercial_WA - College_Existing_Space Heating_Natural Gas_Retrocommissioning_A_Achievable Economic RVT Potential | F6 | Commercial | WA - College | Existing | Space Heating | Natural Gas | Retrocommissioning | A | Incremental Winter Peak Savings (MW) | Achievable Economic RVT Potential | 0 | 0 | 0 | 0 | 0 | 0 | 0 | 0 | 0 | 0 | 0 | 0 | 0 | 0 | 0 | 0 | 0 | 0 | 0 | 0 | 0 | 0 | 0 | 0 | 0 | 0 | 0
F7_Commercial_WA - College_Existing_Space Heating_Natural Gas_Retrocommissioning_A_Achievable Economic RVT Potential | F7 | Commercial | WA - College | Existing | Space Heating | Natural Gas | Retrocommissioning | A | Cumulative Energy Savings (MWh or mTherms) | Achievable Economic RVT Potential | 0 | 0 | 0 | 0 | 0 | 0 | 0 | 0 | 0 | 0 | 0 | 0 | 0 | 0 | 0 | 0 | 0 | 0 | 0 | 0 | 0 | 0 | 0 | 0 | 0 | 0 | 0
F8_Commercial_WA - College_Existing_Space Heating_Natural Gas_Retrocommissioning_A_Achievable Economic RVT Potential | F8 | Commercial | WA - College | Existing | Space Heating | Natural Gas | Retrocommissioning | A | Cumulative Summer Peak Savings (MW) | Achievable Economic RVT Potential | 0 | 0 | 0 | 0 | 0 | 0 | 0 | 0 | 0 | 0 | 0 | 0 | 0 | 0 | 0 | 0 | 0 | 0 | 0 | 0 | 0 | 0 | 0 | 0 | 0 | 0 | 0
F9_Commercial_WA - College_Existing_Space Heating_Natural Gas_Retrocommissioning_A_Achievable Economic RVT Potential | F9 | Commercial | WA - College | Existing | Space Heating | Natural Gas | Retrocommissioning | A | Cumulative Winter Peak Savings (MW) | Achievable Economic RVT Potential | 0 | 0 | 0 | 0 | 0 | 0 | 0 | 0 | 0 | 0 | 0 | 0 | 0 | 0 | 0 | 0 | 0 | 0 | 0 | 0 | 0 | 0 | 0 | 0 | 0 | 0 | 0
F10_Commercial_WA - College_Existing_Space Heating_Natural Gas_Retrocommissioning_A_Achievable Economic RVT Potential | F10 | Commercial | WA - College | Existing | Space Heating | Natural Gas | Retrocommissioning | A | Purchases (Incremental) | Achievable Economic RVT Potential | 0 | 0 | 0 | 0 | 0 | 0 | 0 | 0 | 0 | 0 | 0 | 0 | 0 | 0 | 0 | 0 | 0 | 0 | 0 | 0 | 0 | 0 | 0 | 0 | 0 | 0 | 0
F11_Commercial_WA - College_Existing_Space Heating_Natural Gas_Retrocommissioning_A_Achievable Economic RVT Potential | F11 | Commercial | WA - College | Existing | Space Heating | Natural Gas | Retrocommissioning | A | Purchases (Cumulative) | Achievable Economic RVT Potential | 0 | 0 | 0 | 0 | 0 | 0 | 0 | 0 | 0 | 0 | 0 | 0 | 0 | 0 | 0 | 0 | 0 | 0 | 0 | 0 | 0 | 0 | 0 | 0 | 0 | 0 | 0
F1_Commercial_WA - College_Existing_Water Heating_Natural Gas_Retrocommissioning_A_Achievable Economic RVT Potential | F1 | Commercial | WA - College | Existing | Water Heating | Natural Gas | Retrocommissioning | A | Integrated Unit Energy Savings (kWh or therms) | Achievable Economic RVT Potential | 0 | 0 | 0.012785 | 0.012526 | 0.012274 | 0.01204 | 0.011821 | 0.011618 | 0.01142 | 0.011238 | 0.011064 | 0.010905 | 0.010763 | 0.010649 | 0.010575 | 0.010504 | 0.01045 | 0.010411 | 0.01038 | 0.010355 | 0.010337 | 0.010324 | 0.010314 | 0.010307 | 0.010299 | 0.010297 | 0.010295
F2_Commercial_WA - College_Existing_Water Heating_Natural Gas_Retrocommissioning_A_Achievable Economic RVT Potential | F2 | Commercial | WA - College | Existing | Water Heating | Natural Gas | Retrocommissioning | A | Integrated Unit Summer Peak Savings (kW) | Achievable Economic RVT Potential | 0 | 0 | 0 | 0 | 0 | 0 | 0 | 0 | 0 | 0 | 0 | 0 | 0 | 0 | 0 | 0 | 0 | 0 | 0 | 0 | 0 | 0 | 0 | 0 | 0 | 0 | 0
F3_Commercial_WA - College_Existing_Water Heating_Natural Gas_Retrocommissioning_A_Achievable Economic RVT Potential | F3 | Commercial | WA - College | Existing | Water Heating | Natural Gas | Retrocommissioning | A | Integrated Unit Winter Peak Savings (kW) | Achievable Economic RVT Potential | 0 | 0 | 0 | 0 | 0 | 0 | 0 | 0 | 0 | 0 | 0 | 0 | 0 | 0 | 0 | 0 | 0 | 0 | 0 | 0 | 0 | 0 | 0 | 0 | 0 | 0 | 0
F4_Commercial_WA - College_Existing_Water Heating_Natural Gas_Retrocommissioning_A_Achievable Economic RVT Potential | F4 | Commercial | WA - College | Existing | Water Heating | Natural Gas | Retrocommissioning | A | Incremental Energy Savings (MWh or mTherms) | Achievable Economic RVT Potential | 0 | 0 | 0 | 0 | 0 | 0 | 0 | 0 | 0 | 0 | 0 | 0 | 0 | 0 | 0 | 0 | 0 | 0 | 0 | 0 | 0 | 0 | 0 | 0 | 0 | 0 | 0
F5_Commercial_WA - College_Existing_Water Heating_Natural Gas_Retrocommissioning_A_Achievable Economic RVT Potential | F5 | Commercial | WA - College | Existing | Water Heating | Natural Gas | Retrocommissioning | A | Incremental Summer Peak Savings (MW) | Achievable Economic RVT Potential | 0 | 0 | 0 | 0 | 0 | 0 | 0 | 0 | 0 | 0 | 0 | 0 | 0 | 0 | 0 | 0 | 0 | 0 | 0 | 0 | 0 | 0 | 0 | 0 | 0 | 0 | 0
F6_Commercial_WA - College_Existing_Water Heating_Natural Gas_Retrocommissioning_A_Achievable Economic RVT Potential | F6 | Commercial | WA - College | Existing | Water Heating | Natural Gas | Retrocommissioning | A | Incremental Winter Peak Savings (MW) | Achievable Economic RVT Potential | 0 | 0 | 0 | 0 | 0 | 0 | 0 | 0 | 0 | 0 | 0 | 0 | 0 | 0 | 0 | 0 | 0 | 0 | 0 | 0 | 0 | 0 | 0 | 0 | 0 | 0 | 0
F7_Commercial_WA - College_Existing_Water Heating_Natural Gas_Retrocommissioning_A_Achievable Economic RVT Potential | F7 | Commercial | WA - College | Existing | Water Heating | Natural Gas | Retrocommissioning | A | Cumulative Energy Savings (MWh or mTherms) | Achievable Economic RVT Potential | 0 | 0 | 0 | 0 | 0 | 0 | 0 | 0 | 0 | 0 | 0 | 0 | 0 | 0 | 0 | 0 | 0 | 0 | 0 | 0 | 0 | 0 | 0 | 0 | 0 | 0 | 0
F8_Commercial_WA - College_Existing_Water Heating_Natural Gas_Retrocommissioning_A_Achievable Economic RVT Potential | F8 | Commercial | WA - College | Existing | Water Heating | Natural Gas | Retrocommissioning | A | Cumulative Summer Peak Savings (MW) | Achievable Economic RVT Potential | 0 | 0 | 0 | 0 | 0 | 0 | 0 | 0 | 0 | 0 | 0 | 0 | 0 | 0 | 0 | 0 | 0 | 0 | 0 | 0 | 0 | 0 | 0 | 0 | 0 | 0 | 0
F9_Commercial_WA - College_Existing_Water Heating_Natural Gas_Retrocommissioning_A_Achievable Economic RVT Potential | F9 | Commercial | WA - College | Existing | Water Heating | Natural Gas | Retrocommissioning | A | Cumulative Winter Peak Savings (MW) | Achievable Economic RVT Potential | 0 | 0 | 0 | 0 | 0 | 0 | 0 | 0 | 0 | 0 | 0 | 0 | 0 | 0 | 0 | 0 | 0 | 0 | 0 | 0 | 0 | 0 | 0 | 0 | 0 | 0 | 0
F10_Commercial_WA - College_Existing_Water Heating_Natural Gas_Retrocommissioning_A_Achievable Economic RVT Potential | F10 | Commercial | WA - College | Existing | Water Heating | Natural Gas | Retrocommissioning | A | Purchases (Incremental) | Achievable Economic RVT Potential | 0 | 0 | 0 | 0 | 0 | 0 | 0 | 0 | 0 | 0 | 0 | 0 | 0 | 0 | 0 | 0 | 0 | 0 | 0 | 0 | 0 | 0 | 0 | 0 | 0 | 0 | 0
F11_Commercial_WA - College_Existing_Water Heating_Natural Gas_Retrocommissioning_A_Achievable Economic RVT Potential | F11 | Commercial | WA - College | Existing | Water Heating | Natural Gas | Retrocommissioning | A | Purchases (Cumulative) | Achievable Economic RVT Potential | 0 | 0 | 0 | 0 | 0 | 0 | 0 | 0 | 0 | 0 | 0 | 0 | 0 | 0 | 0 | 0 | 0 | 0 | 0 | 0 | 0 | 0 | 0 | 0 | 0 | 0 | 0
F1_Commercial_WA - College_New_Space Heating_Natural Gas_Insulation - Ceiling_A_Achievable Economic RVT Potential | F1 | Commercial | WA - College | New | Space Heating | Natural Gas | Insulation - Ceiling | A | Integrated Unit Energy Savings (kWh or therms) | Achievable Economic RVT Potential | 0 | 0 | 0 | 0 | 0 | 0 | 0 | 0 | 0 | 0 | 0 | 0 | 0 | 0 | 0 | 0 | 0 | 0 | 0 | 0 | 0 | 0 | 0 | 0 | 0 | 0 | 0
F2_Commercial_WA - College_New_Space Heating_Natural Gas_Insulation - Ceiling_A_Achievable Economic RVT Potential | F2 | Commercial | WA - College | New | Space Heating | Natural Gas | Insulation - Ceiling | A | Integrated Unit Summer Peak Savings (kW) | Achievable Economic RVT Potential | 0 | 0 | 0 | 0 | 0 | 0 | 0 | 0 | 0 | 0 | 0 | 0 | 0 | 0 | 0 | 0 | 0 | 0 | 0 | 0 | 0 | 0 | 0 | 0 | 0 | 0 | 0
F3_Commercial_WA - College_New_Space Heating_Natural Gas_Insulation - Ceiling_A_Achievable Economic RVT Potential | F3 | Commercial | WA - College | New | Space Heating | Natural Gas | Insulation - Ceiling | A | Integrated Unit Winter Peak Savings (kW) | Achievable Economic RVT Potential | 0 | 0 | 0 | 0 | 0 | 0 | 0 | 0 | 0 | 0 | 0 | 0 | 0 | 0 | 0 | 0 | 0 | 0 | 0 | 0 | 0 | 0 | 0 | 0 | 0 | 0 | 0
F4_Commercial_WA - College_New_Space Heating_Natural Gas_Insulation - Ceiling_A_Achievable Economic RVT Potential | F4 | Commercial | WA - College | New | Space Heating | Natural Gas | Insulation - Ceiling | A | Incremental Energy Savings (MWh or mTherms) | Achievable Economic RVT Potential | 0 | 0 | 0 | 0 | 0 | 0 | 0 | 0 | 0 | 0 | 0 | 0 | 0 | 0 | 0 | 0 | 0 | 0 | 0 | 0 | 0 | 0 | 0 | 0 | 0 | 0 | 0
F5_Commercial_WA - College_New_Space Heating_Natural Gas_Insulation - Ceiling_A_Achievable Economic RVT Potential | F5 | Commercial | WA - College | New | Space Heating | Natural Gas | Insulation - Ceiling | A | Incremental Summer Peak Savings (MW) | Achievable Economic RVT Potential | 0 | 0 | 0 | 0 | 0 | 0 | 0 | 0 | 0 | 0 | 0 | 0 | 0 | 0 | 0 | 0 | 0 | 0 | 0 | 0 | 0 | 0 | 0 | 0 | 0 | 0 | 0
F6_Commercial_WA - College_New_Space Heating_Natural Gas_Insulation - Ceiling_A_Achievable Economic RVT Potential | F6 | Commercial | WA - College | New | Space Heating | Natural Gas | Insulation - Ceiling | A | Incremental Winter Peak Savings (MW) | Achievable Economic RVT Potential | 0 | 0 | 0 | 0 | 0 | 0 | 0 | 0 | 0 | 0 | 0 | 0 | 0 | 0 | 0 | 0 | 0 | 0 | 0 | 0 | 0 | 0 | 0 | 0 | 0 | 0 | 0
F7_Commercial_WA - College_New_Space Heating_Natural Gas_Insulation - Ceiling_A_Achievable Economic RVT Potential | F7 | Commercial | WA - College | New | Space Heating | Natural Gas | Insulation - Ceiling | A | Cumulative Energy Savings (MWh or mTherms) | Achievable Economic RVT Potential | 0 | 0 | 0 | 0 | 0 | 0 | 0 | 0 | 0 | 0 | 0 | 0 | 0 | 0 | 0 | 0 | 0 | 0 | 0 | 0 | 0 | 0 | 0 | 0 | 0 | 0 | 0
F8_Commercial_WA - College_New_Space Heating_Natural Gas_Insulation - Ceiling_A_Achievable Economic RVT Potential | F8 | Commercial | WA - College | New | Space Heating | Natural Gas | Insulation - Ceiling | A | Cumulative Summer Peak Savings (MW) | Achievable Economic RVT Potential | 0 | 0 | 0 | 0 | 0 | 0 | 0 | 0 | 0 | 0 | 0 | 0 | 0 | 0 | 0 | 0 | 0 | 0 | 0 | 0 | 0 | 0 | 0 | 0 | 0 | 0 | 0
F9_Commercial_WA - College_New_Space Heating_Natural Gas_Insulation - Ceiling_A_Achievable Economic RVT Potential | F9 | Commercial | WA - College | New | Space Heating | Natural Gas | Insulation - Ceiling | A | Cumulative Winter Peak Savings (MW) | Achievable Economic RVT Potential | 0 | 0 | 0 | 0 | 0 | 0 | 0 | 0 | 0 | 0 | 0 | 0 | 0 | 0 | 0 | 0 | 0 | 0 | 0 | 0 | 0 | 0 | 0 | 0 | 0 | 0 | 0
F10_Commercial_WA - College_New_Space Heating_Natural Gas_Insulation - Ceiling_A_Achievable Economic RVT Potential | F10 | Commercial | WA - College | New | Space Heating | Natural Gas | Insulation - Ceiling | A | Purchases (Incremental) | Achievable Economic RVT Potential | 0 | 0 | 0 | 0 | 0 | 0 | 0 | 0 | 0 | 0 | 0 | 0 | 0 | 0 | 0 | 0 | 0 | 0 | 0 | 0 | 0 | 0 | 0 | 0 | 0 | 0 | 0
F11_Commercial_WA - College_New_Space Heating_Natural Gas_Insulation - Ceiling_A_Achievable Economic RVT Potential | F11 | Commercial | WA - College | New | Space Heating | Natural Gas | Insulation - Ceiling | A | Purchases (Cumulative) | Achievable Economic RVT Potential | 0 | 0 | 0 | 0 | 0 | 0 | 0 | 0 | 0 | 0 | 0 | 0 | 0 | 0 | 0 | 0 | 0 | 0 | 0 | 0 | 0 | 0 | 0 | 0 | 0 | 0 | 0
F1_Commercial_WA - College_New_Space Heating_Natural Gas_Insulation - Ducting_A_Achievable Economic RVT Potential | F1 | Commercial | WA - College | New | Space Heating | Natural Gas | Insulation - Ducting | A | Integrated Unit Energy Savings (kWh or therms) | Achievable Economic RVT Potential | 0 | 0 | 0 | 0 | 0 | 0 | 0 | 0 | 0 | 0 | 0 | 0 | 0 | 0 | 0 | 0 | 0 | 0 | 0 | 0 | 0 | 0 | 0 | 0 | 0 | 0 | 0
F2_Commercial_WA - College_New_Space Heating_Natural Gas_Insulation - Ducting_A_Achievable Economic RVT Potential | F2 | Commercial | WA - College | New | Space Heating | Natural Gas | Insulation - Ducting | A | Integrated Unit Summer Peak Savings (kW) | Achievable Economic RVT Potential | 0 | 0 | 0 | 0 | 0 | 0 | 0 | 0 | 0 | 0 | 0 | 0 | 0 | 0 | 0 | 0 | 0 | 0 | 0 | 0 | 0 | 0 | 0 | 0 | 0 | 0 | 0
F3_Commercial_WA - College_New_Space Heating_Natural Gas_Insulation - Ducting_A_Achievable Economic RVT Potential | F3 | Commercial | WA - College | New | Space Heating | Natural Gas | Insulation - Ducting | A | Integrated Unit Winter Peak Savings (kW) | Achievable Economic RVT Potential | 0 | 0 | 0 | 0 | 0 | 0 | 0 | 0 | 0 | 0 | 0 | 0 | 0 | 0 | 0 | 0 | 0 | 0 | 0 | 0 | 0 | 0 | 0 | 0 | 0 | 0 | 0
F4_Commercial_WA - College_New_Space Heating_Natural Gas_Insulation - Ducting_A_Achievable Economic RVT Potential | F4 | Commercial | WA - College | New | Space Heating | Natural Gas | Insulation - Ducting | A | Incremental Energy Savings (MWh or mTherms) | Achievable Economic RVT Potential | 0 | 0 | 0 | 0 | 0 | 0 | 0 | 0 | 0 | 0 | 0 | 0 | 0 | 0 | 0 | 0 | 0 | 0 | 0 | 0 | 0 | 0 | 0 | 0 | 0 | 0 | 0
F5_Commercial_WA - College_New_Space Heating_Natural Gas_Insulation - Ducting_A_Achievable Economic RVT Potential | F5 | Commercial | WA - College | New | Space Heating | Natural Gas | Insulation - Ducting | A | Incremental Summer Peak Savings (MW) | Achievable Economic RVT Potential | 0 | 0 | 0 | 0 | 0 | 0 | 0 | 0 | 0 | 0 | 0 | 0 | 0 | 0 | 0 | 0 | 0 | 0 | 0 | 0 | 0 | 0 | 0 | 0 | 0 | 0 | 0
F6_Commercial_WA - College_New_Space Heating_Natural Gas_Insulation - Ducting_A_Achievable Economic RVT Potential | F6 | Commercial | WA - College | New | Space Heating | Natural Gas | Insulation - Ducting | A | Incremental Winter Peak Savings (MW) | Achievable Economic RVT Potential | 0 | 0 | 0 | 0 | 0 | 0 | 0 | 0 | 0 | 0 | 0 | 0 | 0 | 0 | 0 | 0 | 0 | 0 | 0 | 0 | 0 | 0 | 0 | 0 | 0 | 0 | 0
F7_Commercial_WA - College_New_Space Heating_Natural Gas_Insulation - Ducting_A_Achievable Economic RVT Potential | F7 | Commercial | WA - College | New | Space Heating | Natural Gas | Insulation - Ducting | A | Cumulative Energy Savings (MWh or mTherms) | Achievable Economic RVT Potential | 0 | 0 | 0 | 0 | 0 | 0 | 0 | 0 | 0 | 0 | 0 | 0 | 0 | 0 | 0 | 0 | 0 | 0 | 0 | 0 | 0 | 0 | 0 | 0 | 0 | 0 | 0
F8_Commercial_WA - College_New_Space Heating_Natural Gas_Insulation - Ducting_A_Achievable Economic RVT Potential | F8 | Commercial | WA - College | New | Space Heating | Natural Gas | Insulation - Ducting | A | Cumulative Summer Peak Savings (MW) | Achievable Economic RVT Potential | 0 | 0 | 0 | 0 | 0 | 0 | 0 | 0 | 0 | 0 | 0 | 0 | 0 | 0 | 0 | 0 | 0 | 0 | 0 | 0 | 0 | 0 | 0 | 0 | 0 | 0 | 0
F9_Commercial_WA - College_New_Space Heating_Natural Gas_Insulation - Ducting_A_Achievable Economic RVT Potential | F9 | Commercial | WA - College | New | Space Heating | Natural Gas | Insulation - Ducting | A | Cumulative Winter Peak Savings (MW) | Achievable Economic RVT Potential | 0 | 0 | 0 | 0 | 0 | 0 | 0 | 0 | 0 | 0 | 0 | 0 | 0 | 0 | 0 | 0 | 0 | 0 | 0 | 0 | 0 | 0 | 0 | 0 | 0 | 0 | 0
F10_Commercial_WA - College_New_Space Heating_Natural Gas_Insulation - Ducting_A_Achievable Economic RVT Potential | F10 | Commercial | WA - College | New | Space Heating | Natural Gas | Insulation - Ducting | A | Purchases (Incremental) | Achievable Economic RVT Potential | 0 | 0 | 0 | 0 | 0 | 0 | 0 | 0 | 0 | 0 | 0 | 0 | 0 | 0 | 0 | 0 | 0 | 0 | 0 | 0 | 0 | 0 | 0 | 0 | 0 | 0 | 0
F11_Commercial_WA - College_New_Space Heating_Natural Gas_Insulation - Ducting_A_Achievable Economic RVT Potential | F11 | Commercial | WA - College | New | Space Heating | Natural Gas | Insulation - Ducting | A | Purchases (Cumulative) | Achievable Economic RVT Potential | 0 | 0 | 0 | 0 | 0 | 0 | 0 | 0 | 0 | 0 | 0 | 0 | 0 | 0 | 0 | 0 | 0 | 0 | 0 | 0 | 0 | 0 | 0 | 0 | 0 | 0 | 0
F1_Commercial_WA - College_New_Space Heating_Natural Gas_Insulation - Wall Cavity_A_Achievable Economic RVT Potential | F1 | Commercial | WA - College | New | Space Heating | Natural Gas | Insulation - Wall Cavity | A | Integrated Unit Energy Savings (kWh or therms) | Achievable Economic RVT Potential | 0 | 0 | 0 | 0 | 0 | 0 | 0 | 0 | 0 | 0 | 0 | 0 | 0 | 0 | 0 | 0 | 0 | 0 | 0 | 0 | 0 | 0 | 0 | 0 | 0 | 0 | 0
F2_Commercial_WA - College_New_Space Heating_Natural Gas_Insulation - Wall Cavity_A_Achievable Economic RVT Potential | F2 | Commercial | WA - College | New | Space Heating | Natural Gas | Insulation - Wall Cavity | A | Integrated Unit Summer Peak Savings (kW) | Achievable Economic RVT Potential | 0 | 0 | 0 | 0 | 0 | 0 | 0 | 0 | 0 | 0 | 0 | 0 | 0 | 0 | 0 | 0 | 0 | 0 | 0 | 0 | 0 | 0 | 0 | 0 | 0 | 0 | 0
F3_Commercial_WA - College_New_Space Heating_Natural Gas_Insulation - Wall Cavity_A_Achievable Economic RVT Potential | F3 | Commercial | WA - College | New | Space Heating | Natural Gas | Insulation - Wall Cavity | A | Integrated Unit Winter Peak Savings (kW) | Achievable Economic RVT Potential | 0 | 0 | 0 | 0 | 0 | 0 | 0 | 0 | 0 | 0 | 0 | 0 | 0 | 0 | 0 | 0 | 0 | 0 | 0 | 0 | 0 | 0 | 0 | 0 | 0 | 0 | 0
F4_Commercial_WA - College_New_Space Heating_Natural Gas_Insulation - Wall Cavity_A_Achievable Economic RVT Potential | F4 | Commercial | WA - College | New | Space Heating | Natural Gas | Insulation - Wall Cavity | A | Incremental Energy Savings (MWh or mTherms) | Achievable Economic RVT Potential | 0 | 0 | 0 | 0 | 0 | 0 | 0 | 0 | 0 | 0 | 0 | 0 | 0 | 0 | 0 | 0 | 0 | 0 | 0 | 0 | 0 | 0 | 0 | 0 | 0 | 0 | 0
F5_Commercial_WA - College_New_Space Heating_Natural Gas_Insulation - Wall Cavity_A_Achievable Economic RVT Potential | F5 | Commercial | WA - College | New | Space Heating | Natural Gas | Insulation - Wall Cavity | A | Incremental Summer Peak Savings (MW) | Achievable Economic RVT Potential | 0 | 0 | 0 | 0 | 0 | 0 | 0 | 0 | 0 | 0 | 0 | 0 | 0 | 0 | 0 | 0 | 0 | 0 | 0 | 0 | 0 | 0 | 0 | 0 | 0 | 0 | 0
F6_Commercial_WA - College_New_Space Heating_Natural Gas_Insulation - Wall Cavity_A_Achievable Economic RVT Potential | F6 | Commercial | WA - College | New | Space Heating | Natural Gas | Insulation - Wall Cavity | A | Incremental Winter Peak Savings (MW) | Achievable Economic RVT Potential | 0 | 0 | 0 | 0 | 0 | 0 | 0 | 0 | 0 | 0 | 0 | 0 | 0 | 0 | 0 | 0 | 0 | 0 | 0 | 0 | 0 | 0 | 0 | 0 | 0 | 0 | 0
F7_Commercial_WA - College_New_Space Heating_Natural Gas_Insulation - Wall Cavity_A_Achievable Economic RVT Potential | F7 | Commercial | WA - College | New | Space Heating | Natural Gas | Insulation - Wall Cavity | A | Cumulative Energy Savings (MWh or mTherms) | Achievable Economic RVT Potential | 0 | 0 | 0 | 0 | 0 | 0 | 0 | 0 | 0 | 0 | 0 | 0 | 0 | 0 | 0 | 0 | 0 | 0 | 0 | 0 | 0 | 0 | 0 | 0 | 0 | 0 | 0
F8_Commercial_WA - College_New_Space Heating_Natural Gas_Insulation - Wall Cavity_A_Achievable Economic RVT Potential | F8 | Commercial | WA - College | New | Space Heating | Natural Gas | Insulation - Wall Cavity | A | Cumulative Summer Peak Savings (MW) | Achievable Economic RVT Potential | 0 | 0 | 0 | 0 | 0 | 0 | 0 | 0 | 0 | 0 | 0 | 0 | 0 | 0 | 0 | 0 | 0 | 0 | 0 | 0 | 0 | 0 | 0 | 0 | 0 | 0 | 0
F9_Commercial_WA - College_New_Space Heating_Natural Gas_Insulation - Wall Cavity_A_Achievable Economic RVT Potential | F9 | Commercial | WA - College | New | Space Heating | Natural Gas | Insulation - Wall Cavity | A | Cumulative Winter Peak Savings (MW) | Achievable Economic RVT Potential | 0 | 0 | 0 | 0 | 0 | 0 | 0 | 0 | 0 | 0 | 0 | 0 | 0 | 0 | 0 | 0 | 0 | 0 | 0 | 0 | 0 | 0 | 0 | 0 | 0 | 0 | 0
F10_Commercial_WA - College_New_Space Heating_Natural Gas_Insulation - Wall Cavity_A_Achievable Economic RVT Potential | F10 | Commercial | WA - College | New | Space Heating | Natural Gas | Insulation - Wall Cavity | A | Purchases (Incremental) | Achievable Economic RVT Potential | 0 | 0 | 0 | 0 | 0 | 0 | 0 | 0 | 0 | 0 | 0 | 0 | 0 | 0 | 0 | 0 | 0 | 0 | 0 | 0 | 0 | 0 | 0 | 0 | 0 | 0 | 0
F11_Commercial_WA - College_New_Space Heating_Natural Gas_Insulation - Wall Cavity_A_Achievable Economic RVT Potential | F11 | Commercial | WA - College | New | Space Heating | Natural Gas | Insulation - Wall Cavity | A | Purchases (Cumulative) | Achievable Economic RVT Potential | 0 | 0 | 0 | 0 | 0 | 0 | 0 | 0 | 0 | 0 | 0 | 0 | 0 | 0 | 0 | 0 | 0 | 0 | 0 | 0 | 0 | 0 | 0 | 0 | 0 | 0 | 0
F1_Commercial_WA - College_New_Space Heating_Natural Gas_Green Roof - Vegetated Rooftop_A_Achievable Economic RVT Potential | F1 | Commercial | WA - College | New | Space Heating | Natural Gas | Green Roof - Vegetated Rooftop | A | Integrated Unit Energy Savings (kWh or therms) | Achievable Economic RVT Potential | 0 | 0 | 0 | 0 | 0 | 0 | 0 | 0 | 0 | 0 | 0 | 0 | 0 | 0 | 0 | 0 | 0 | 0 | 0 | 0 | 0 | 0 | 0 | 0 | 0 | 0 | 0
F2_Commercial_WA - College_New_Space Heating_Natural Gas_Green Roof - Vegetated Rooftop_A_Achievable Economic RVT Potential | F2 | Commercial | WA - College | New | Space Heating | Natural Gas | Green Roof - Vegetated Rooftop | A | Integrated Unit Summer Peak Savings (kW) | Achievable Economic RVT Potential | 0 | 0 | 0 | 0 | 0 | 0 | 0 | 0 | 0 | 0 | 0 | 0 | 0 | 0 | 0 | 0 | 0 | 0 | 0 | 0 | 0 | 0 | 0 | 0 | 0 | 0 | 0
F3_Commercial_WA - College_New_Space Heating_Natural Gas_Green Roof - Vegetated Rooftop_A_Achievable Economic RVT Potential | F3 | Commercial | WA - College | New | Space Heating | Natural Gas | Green Roof - Vegetated Rooftop | A | Integrated Unit Winter Peak Savings (kW) | Achievable Economic RVT Potential | 0 | 0 | 0 | 0 | 0 | 0 | 0 | 0 | 0 | 0 | 0 | 0 | 0 | 0 | 0 | 0 | 0 | 0 | 0 | 0 | 0 | 0 | 0 | 0 | 0 | 0 | 0
F4_Commercial_WA - College_New_Space Heating_Natural Gas_Green Roof - Vegetated Rooftop_A_Achievable Economic RVT Potential | F4 | Commercial | WA - College | New | Space Heating | Natural Gas | Green Roof - Vegetated Rooftop | A | Incremental Energy Savings (MWh or mTherms) | Achievable Economic RVT Potential | 0 | 0 | 0 | 0 | 0 | 0 | 0 | 0 | 0 | 0 | 0 | 0 | 0 | 0 | 0 | 0 | 0 | 0 | 0 | 0 | 0 | 0 | 0 | 0 | 0 | 0 | 0
F5_Commercial_WA - College_New_Space Heating_Natural Gas_Green Roof - Vegetated Rooftop_A_Achievable Economic RVT Potential | F5 | Commercial | WA - College | New | Space Heating | Natural Gas | Green Roof - Vegetated Rooftop | A | Incremental Summer Peak Savings (MW) | Achievable Economic RVT Potential | 0 | 0 | 0 | 0 | 0 | 0 | 0 | 0 | 0 | 0 | 0 | 0 | 0 | 0 | 0 | 0 | 0 | 0 | 0 | 0 | 0 | 0 | 0 | 0 | 0 | 0 | 0
F6_Commercial_WA - College_New_Space Heating_Natural Gas_Green Roof - Vegetated Rooftop_A_Achievable Economic RVT Potential | F6 | Commercial | WA - College | New | Space Heating | Natural Gas | Green Roof - Vegetated Rooftop | A | Incremental Winter Peak Savings (MW) | Achievable Economic RVT Potential | 0 | 0 | 0 | 0 | 0 | 0 | 0 | 0 | 0 | 0 | 0 | 0 | 0 | 0 | 0 | 0 | 0 | 0 | 0 | 0 | 0 | 0 | 0 | 0 | 0 | 0 | 0
F7_Commercial_WA - College_New_Space Heating_Natural Gas_Green Roof - Vegetated Rooftop_A_Achievable Economic RVT Potential | F7 | Commercial | WA - College | New | Space Heating | Natural Gas | Green Roof - Vegetated Rooftop | A | Cumulative Energy Savings (MWh or mTherms) | Achievable Economic RVT Potential | 0 | 0 | 0 | 0 | 0 | 0 | 0 | 0 | 0 | 0 | 0 | 0 | 0 | 0 | 0 | 0 | 0 | 0 | 0 | 0 | 0 | 0 | 0 | 0 | 0 | 0 | 0
F8_Commercial_WA - College_New_Space Heating_Natural Gas_Green Roof - Vegetated Rooftop_A_Achievable Economic RVT Potential | F8 | Commercial | WA - College | New | Space Heating | Natural Gas | Green Roof - Vegetated Rooftop | A | Cumulative Summer Peak Savings (MW) | Achievable Economic RVT Potential | 0 | 0 | 0 | 0 | 0 | 0 | 0 | 0 | 0 | 0 | 0 | 0 | 0 | 0 | 0 | 0 | 0 | 0 | 0 | 0 | 0 | 0 | 0 | 0 | 0 | 0 | 0
F9_Commercial_WA - College_New_Space Heating_Natural Gas_Green Roof - Vegetated Rooftop_A_Achievable Economic RVT Potential | F9 | Commercial | WA - College | New | Space Heating | Natural Gas | Green Roof - Vegetated Rooftop | A | Cumulative Winter Peak Savings (MW) | Achievable Economic RVT Potential | 0 | 0 | 0 | 0 | 0 | 0 | 0 | 0 | 0 | 0 | 0 | 0 | 0 | 0 | 0 | 0 | 0 | 0 | 0 | 0 | 0 | 0 | 0 | 0 | 0 | 0 | 0
F10_Commercial_WA - College_New_Space Heating_Natural Gas_Green Roof - Vegetated Rooftop_A_Achievable Economic RVT Potential | F10 | Commercial | WA - College | New | Space Heating | Natural Gas | Green Roof - Vegetated Rooftop | A | Purchases (Incremental) | Achievable Economic RVT Potential | 0 | 0 | 0 | 0 | 0 | 0 | 0 | 0 | 0 | 0 | 0 | 0 | 0 | 0 | 0 | 0 | 0 | 0 | 0 | 0 | 0 | 0 | 0 | 0 | 0 | 0 | 0
F11_Commercial_WA - College_New_Space Heating_Natural Gas_Green Roof - Vegetated Rooftop_A_Achievable Economic RVT Potential | F11 | Commercial | WA - College | New | Space Heating | Natural Gas | Green Roof - Vegetated Rooftop | A | Purchases (Cumulative) | Achievable Economic RVT Potential | 0 | 0 | 0 | 0 | 0 | 0 | 0 | 0 | 0 | 0 | 0 | 0 | 0 | 0 | 0 | 0 | 0 | 0 | 0 | 0 | 0 | 0 | 0 | 0 | 0 | 0 | 0
F1_Commercial_WA - College_New_Space Heating_Natural Gas_Ducting - Repair and Sealing_A_Achievable Economic RVT Potential | F1 | Commercial | WA - College | New | Space Heating | Natural Gas | Ducting - Repair and Sealing | A | Integrated Unit Energy Savings (kWh or therms) | Achievable Economic RVT Potential | 0 | 0 | 0 | 0 | 0 | 0 | 0 | 0 | 0 | 0 | 0 | 0 | 0 | 0 | 0 | 0 | 0 | 0 | 0 | 0 | 0 | 0 | 0 | 0 | 0 | 0 | 0
F2_Commercial_WA - College_New_Space Heating_Natural Gas_Ducting - Repair and Sealing_A_Achievable Economic RVT Potential | F2 | Commercial | WA - College | New | Space Heating | Natural Gas | Ducting - Repair and Sealing | A | Integrated Unit Summer Peak Savings (kW) | Achievable Economic RVT Potential | 0 | 0 | 0 | 0 | 0 | 0 | 0 | 0 | 0 | 0 | 0 | 0 | 0 | 0 | 0 | 0 | 0 | 0 | 0 | 0 | 0 | 0 | 0 | 0 | 0 | 0 | 0
F3_Commercial_WA - College_New_Space Heating_Natural Gas_Ducting - Repair and Sealing_A_Achievable Economic RVT Potential | F3 | Commercial | WA - College | New | Space Heating | Natural Gas | Ducting - Repair and Sealing | A | Integrated Unit Winter Peak Savings (kW) | Achievable Economic RVT Potential | 0 | 0 | 0 | 0 | 0 | 0 | 0 | 0 | 0 | 0 | 0 | 0 | 0 | 0 | 0 | 0 | 0 | 0 | 0 | 0 | 0 | 0 | 0 | 0 | 0 | 0 | 0
F4_Commercial_WA - College_New_Space Heating_Natural Gas_Ducting - Repair and Sealing_A_Achievable Economic RVT Potential | F4 | Commercial | WA - College | New | Space Heating | Natural Gas | Ducting - Repair and Sealing | A | Incremental Energy Savings (MWh or mTherms) | Achievable Economic RVT Potential | 0 | 0 | 0 | 0 | 0 | 0 | 0 | 0 | 0 | 0 | 0 | 0 | 0 | 0 | 0 | 0 | 0 | 0 | 0 | 0 | 0 | 0 | 0 | 0 | 0 | 0 | 0
F5_Commercial_WA - College_New_Space Heating_Natural Gas_Ducting - Repair and Sealing_A_Achievable Economic RVT Potential | F5 | Commercial | WA - College | New | Space Heating | Natural Gas | Ducting - Repair and Sealing | A | Incremental Summer Peak Savings (MW) | Achievable Economic RVT Potential | 0 | 0 | 0 | 0 | 0 | 0 | 0 | 0 | 0 | 0 | 0 | 0 | 0 | 0 | 0 | 0 | 0 | 0 | 0 | 0 | 0 | 0 | 0 | 0 | 0 | 0 | 0
F6_Commercial_WA - College_New_Space Heating_Natural Gas_Ducting - Repair and Sealing_A_Achievable Economic RVT Potential | F6 | Commercial | WA - College | New | Space Heating | Natural Gas | Ducting - Repair and Sealing | A | Incremental Winter Peak Savings (MW) | Achievable Economic RVT Potential | 0 | 0 | 0 | 0 | 0 | 0 | 0 | 0 | 0 | 0 | 0 | 0 | 0 | 0 | 0 | 0 | 0 | 0 | 0 | 0 | 0 | 0 | 0 | 0 | 0 | 0 | 0
F7_Commercial_WA - College_New_Space Heating_Natural Gas_Ducting - Repair and Sealing_A_Achievable Economic RVT Potential | F7 | Commercial | WA - College | New | Space Heating | Natural Gas | Ducting - Repair and Sealing | A | Cumulative Energy Savings (MWh or mTherms) | Achievable Economic RVT Potential | 0 | 0 | 0 | 0 | 0 | 0 | 0 | 0 | 0 | 0 | 0 | 0 | 0 | 0 | 0 | 0 | 0 | 0 | 0 | 0 | 0 | 0 | 0 | 0 | 0 | 0 | 0
F8_Commercial_WA - College_New_Space Heating_Natural Gas_Ducting - Repair and Sealing_A_Achievable Economic RVT Potential | F8 | Commercial | WA - College | New | Space Heating | Natural Gas | Ducting - Repair and Sealing | A | Cumulative Summer Peak Savings (MW) | Achievable Economic RVT Potential | 0 | 0 | 0 | 0 | 0 | 0 | 0 | 0 | 0 | 0 | 0 | 0 | 0 | 0 | 0 | 0 | 0 | 0 | 0 | 0 | 0 | 0 | 0 | 0 | 0 | 0 | 0
F9_Commercial_WA - College_New_Space Heating_Natural Gas_Ducting - Repair and Sealing_A_Achievable Economic RVT Potential | F9 | Commercial | WA - College | New | Space Heating | Natural Gas | Ducting - Repair and Sealing | A | Cumulative Winter Peak Savings (MW) | Achievable Economic RVT Potential | 0 | 0 | 0 | 0 | 0 | 0 | 0 | 0 | 0 | 0 | 0 | 0 | 0 | 0 | 0 | 0 | 0 | 0 | 0 | 0 | 0 | 0 | 0 | 0 | 0 | 0 | 0
F10_Commercial_WA - College_New_Space Heating_Natural Gas_Ducting - Repair and Sealing_A_Achievable Economic RVT Potential | F10 | Commercial | WA - College | New | Space Heating | Natural Gas | Ducting - Repair and Sealing | A | Purchases (Incremental) | Achievable Economic RVT Potential | 0 | 0 | 0 | 0 | 0 | 0 | 0 | 0 | 0 | 0 | 0 | 0 | 0 | 0 | 0 | 0 | 0 | 0 | 0 | 0 | 0 | 0 | 0 | 0 | 0 | 0 | 0
F11_Commercial_WA - College_New_Space Heating_Natural Gas_Ducting - Repair and Sealing_A_Achievable Economic RVT Potential | F11 | Commercial | WA - College | New | Space Heating | Natural Gas | Ducting - Repair and Sealing | A | Purchases (Cumulative) | Achievable Economic RVT Potential | 0 | 0 | 0 | 0 | 0 | 0 | 0 | 0 | 0 | 0 | 0 | 0 | 0 | 0 | 0 | 0 | 0 | 0 | 0 | 0 | 0 | 0 | 0 | 0 | 0 | 0 | 0
F1_Commercial_WA - College_New_Space Heating_Natural Gas_Windows - High Efficiency Glazing_A_Achievable Economic RVT Potential | F1 | Commercial | WA - College | New | Space Heating | Natural Gas | Windows - High Efficiency Glazing | A | Integrated Unit Energy Savings (kWh or therms) | Achievable Economic RVT Potential | 0 | 0 | 0 | 0 | 0 | 0 | 0 | 0 | 0 | 0 | 0 | 0 | 0 | 0 | 0 | 0 | 0 | 0 | 0 | 0 | 0 | 0 | 0 | 0 | 0 | 0 | 0
F2_Commercial_WA - College_New_Space Heating_Natural Gas_Windows - High Efficiency Glazing_A_Achievable Economic RVT Potential | F2 | Commercial | WA - College | New | Space Heating | Natural Gas | Windows - High Efficiency Glazing | A | Integrated Unit Summer Peak Savings (kW) | Achievable Economic RVT Potential | 0 | 0 | 0 | 0 | 0 | 0 | 0 | 0 | 0 | 0 | 0 | 0 | 0 | 0 | 0 | 0 | 0 | 0 | 0 | 0 | 0 | 0 | 0 | 0 | 0 | 0 | 0
F3_Commercial_WA - College_New_Space Heating_Natural Gas_Windows - High Efficiency Glazing_A_Achievable Economic RVT Potential | F3 | Commercial | WA - College | New | Space Heating | Natural Gas | Windows - High Efficiency Glazing | A | Integrated Unit Winter Peak Savings (kW) | Achievable Economic RVT Potential | 0 | 0 | 0 | 0 | 0 | 0 | 0 | 0 | 0 | 0 | 0 | 0 | 0 | 0 | 0 | 0 | 0 | 0 | 0 | 0 | 0 | 0 | 0 | 0 | 0 | 0 | 0
F4_Commercial_WA - College_New_Space Heating_Natural Gas_Windows - High Efficiency Glazing_A_Achievable Economic RVT Potential | F4 | Commercial | WA - College | New | Space Heating | Natural Gas | Windows - High Efficiency Glazing | A | Incremental Energy Savings (MWh or mTherms) | Achievable Economic RVT Potential | 0 | 0 | 0 | 0 | 0 | 0 | 0 | 0 | 0 | 0 | 0 | 0 | 0 | 0 | 0 | 0 | 0 | 0 | 0 | 0 | 0 | 0 | 0 | 0 | 0 | 0 | 0
F5_Commercial_WA - College_New_Space Heating_Natural Gas_Windows - High Efficiency Glazing_A_Achievable Economic RVT Potential | F5 | Commercial | WA - College | New | Space Heating | Natural Gas | Windows - High Efficiency Glazing | A | Incremental Summer Peak Savings (MW) | Achievable Economic RVT Potential | 0 | 0 | 0 | 0 | 0 | 0 | 0 | 0 | 0 | 0 | 0 | 0 | 0 | 0 | 0 | 0 | 0 | 0 | 0 | 0 | 0 | 0 | 0 | 0 | 0 | 0 | 0
F6_Commercial_WA - College_New_Space Heating_Natural Gas_Windows - High Efficiency Glazing_A_Achievable Economic RVT Potential | F6 | Commercial | WA - College | New | Space Heating | Natural Gas | Windows - High Efficiency Glazing | A | Incremental Winter Peak Savings (MW) | Achievable Economic RVT Potential | 0 | 0 | 0 | 0 | 0 | 0 | 0 | 0 | 0 | 0 | 0 | 0 | 0 | 0 | 0 | 0 | 0 | 0 | 0 | 0 | 0 | 0 | 0 | 0 | 0 | 0 | 0
F7_Commercial_WA - College_New_Space Heating_Natural Gas_Windows - High Efficiency Glazing_A_Achievable Economic RVT Potential | F7 | Commercial | WA - College | New | Space Heating | Natural Gas | Windows - High Efficiency Glazing | A | Cumulative Energy Savings (MWh or mTherms) | Achievable Economic RVT Potential | 0 | 0 | 0 | 0 | 0 | 0 | 0 | 0 | 0 | 0 | 0 | 0 | 0 | 0 | 0 | 0 | 0 | 0 | 0 | 0 | 0 | 0 | 0 | 0 | 0 | 0 | 0
F8_Commercial_WA - College_New_Space Heating_Natural Gas_Windows - High Efficiency Glazing_A_Achievable Economic RVT Potential | F8 | Commercial | WA - College | New | Space Heating | Natural Gas | Windows - High Efficiency Glazing | A | Cumulative Summer Peak Savings (MW) | Achievable Economic RVT Potential | 0 | 0 | 0 | 0 | 0 | 0 | 0 | 0 | 0 | 0 | 0 | 0 | 0 | 0 | 0 | 0 | 0 | 0 | 0 | 0 | 0 | 0 | 0 | 0 | 0 | 0 | 0
F9_Commercial_WA - College_New_Space Heating_Natural Gas_Windows - High Efficiency Glazing_A_Achievable Economic RVT Potential | F9 | Commercial | WA - College | New | Space Heating | Natural Gas | Windows - High Efficiency Glazing | A | Cumulative Winter Peak Savings (MW) | Achievable Economic RVT Potential | 0 | 0 | 0 | 0 | 0 | 0 | 0 | 0 | 0 | 0 | 0 | 0 | 0 | 0 | 0 | 0 | 0 | 0 | 0 | 0 | 0 | 0 | 0 | 0 | 0 | 0 | 0
F10_Commercial_WA - College_New_Space Heating_Natural Gas_Windows - High Efficiency Glazing_A_Achievable Economic RVT Potential | F10 | Commercial | WA - College | New | Space Heating | Natural Gas | Windows - High Efficiency Glazing | A | Purchases (Incremental) | Achievable Economic RVT Potential | 0 | 0 | 0 | 0 | 0 | 0 | 0 | 0 | 0 | 0 | 0 | 0 | 0 | 0 | 0 | 0 | 0 | 0 | 0 | 0 | 0 | 0 | 0 | 0 | 0 | 0 | 0
F11_Commercial_WA - College_New_Space Heating_Natural Gas_Windows - High Efficiency Glazing_A_Achievable Economic RVT Potential | F11 | Commercial | WA - College | New | Space Heating | Natural Gas | Windows - High Efficiency Glazing | A | Purchases (Cumulative) | Achievable Economic RVT Potential | 0 | 0 | 0 | 0 | 0 | 0 | 0 | 0 | 0 | 0 | 0 | 0 | 0 | 0 | 0 | 0 | 0 | 0 | 0 | 0 | 0 | 0 | 0 | 0 | 0 | 0 | 0
F1_Commercial_WA - College_New_Space Heating_Natural Gas_Windows - Secondary Glazing Systems_A_Achievable Economic RVT Potential | F1 | Commercial | WA - College | New | Space Heating | Natural Gas | Windows - Secondary Glazing Systems | A | Integrated Unit Energy Savings (kWh or therms) | Achievable Economic RVT Potential | 0 | 0 | 0 | 0 | 0 | 0 | 0 | 0 | 0 | 0 | 0 | 0 | 0 | 0 | 0 | 0 | 0 | 0 | 0 | 0 | 0 | 0 | 0 | 0 | 0 | 0 | 0
F2_Commercial_WA - College_New_Space Heating_Natural Gas_Windows - Secondary Glazing Systems_A_Achievable Economic RVT Potential | F2 | Commercial | WA - College | New | Space Heating | Natural Gas | Windows - Secondary Glazing Systems | A | Integrated Unit Summer Peak Savings (kW) | Achievable Economic RVT Potential | 0 | 0 | 0 | 0 | 0 | 0 | 0 | 0 | 0 | 0 | 0 | 0 | 0 | 0 | 0 | 0 | 0 | 0 | 0 | 0 | 0 | 0 | 0 | 0 | 0 | 0 | 0
F3_Commercial_WA - College_New_Space Heating_Natural Gas_Windows - Secondary Glazing Systems_A_Achievable Economic RVT Potential | F3 | Commercial | WA - College | New | Space Heating | Natural Gas | Windows - Secondary Glazing Systems | A | Integrated Unit Winter Peak Savings (kW) | Achievable Economic RVT Potential | 0 | 0 | 0 | 0 | 0 | 0 | 0 | 0 | 0 | 0 | 0 | 0 | 0 | 0 | 0 | 0 | 0 | 0 | 0 | 0 | 0 | 0 | 0 | 0 | 0 | 0 | 0
F4_Commercial_WA - College_New_Space Heating_Natural Gas_Windows - Secondary Glazing Systems_A_Achievable Economic RVT Potential | F4 | Commercial | WA - College | New | Space Heating | Natural Gas | Windows - Secondary Glazing Systems | A | Incremental Energy Savings (MWh or mTherms) | Achievable Economic RVT Potential | 0 | 0 | 0 | 0 | 0 | 0 | 0 | 0 | 0 | 0 | 0 | 0 | 0 | 0 | 0 | 0 | 0 | 0 | 0 | 0 | 0 | 0 | 0 | 0 | 0 | 0 | 0
F5_Commercial_WA - College_New_Space Heating_Natural Gas_Windows - Secondary Glazing Systems_A_Achievable Economic RVT Potential | F5 | Commercial | WA - College | New | Space Heating | Natural Gas | Windows - Secondary Glazing Systems | A | Incremental Summer Peak Savings (MW) | Achievable Economic RVT Potential | 0 | 0 | 0 | 0 | 0 | 0 | 0 | 0 | 0 | 0 | 0 | 0 | 0 | 0 | 0 | 0 | 0 | 0 | 0 | 0 | 0 | 0 | 0 | 0 | 0 | 0 | 0
F6_Commercial_WA - College_New_Space Heating_Natural Gas_Windows - Secondary Glazing Systems_A_Achievable Economic RVT Potential | F6 | Commercial | WA - College | New | Space Heating | Natural Gas | Windows - Secondary Glazing Systems | A | Incremental Winter Peak Savings (MW) | Achievable Economic RVT Potential | 0 | 0 | 0 | 0 | 0 | 0 | 0 | 0 | 0 | 0 | 0 | 0 | 0 | 0 | 0 | 0 | 0 | 0 | 0 | 0 | 0 | 0 | 0 | 0 | 0 | 0 | 0
F7_Commercial_WA - College_New_Space Heating_Natural Gas_Windows - Secondary Glazing Systems_A_Achievable Economic RVT Potential | F7 | Commercial | WA - College | New | Space Heating | Natural Gas | Windows - Secondary Glazing Systems | A | Cumulative Energy Savings (MWh or mTherms) | Achievable Economic RVT Potential | 0 | 0 | 0 | 0 | 0 | 0 | 0 | 0 | 0 | 0 | 0 | 0 | 0 | 0 | 0 | 0 | 0 | 0 | 0 | 0 | 0 | 0 | 0 | 0 | 0 | 0 | 0
F8_Commercial_WA - College_New_Space Heating_Natural Gas_Windows - Secondary Glazing Systems_A_Achievable Economic RVT Potential | F8 | Commercial | WA - College | New | Space Heating | Natural Gas | Windows - Secondary Glazing Systems | A | Cumulative Summer Peak Savings (MW) | Achievable Economic RVT Potential | 0 | 0 | 0 | 0 | 0 | 0 | 0 | 0 | 0 | 0 | 0 | 0 | 0 | 0 | 0 | 0 | 0 | 0 | 0 | 0 | 0 | 0 | 0 | 0 | 0 | 0 | 0
F9_Commercial_WA - College_New_Space Heating_Natural Gas_Windows - Secondary Glazing Systems_A_Achievable Economic RVT Potential | F9 | Commercial | WA - College | New | Space Heating | Natural Gas | Windows - Secondary Glazing Systems | A | Cumulative Winter Peak Savings (MW) | Achievable Economic RVT Potential | 0 | 0 | 0 | 0 | 0 | 0 | 0 | 0 | 0 | 0 | 0 | 0 | 0 | 0 | 0 | 0 | 0 | 0 | 0 | 0 | 0 | 0 | 0 | 0 | 0 | 0 | 0
F10_Commercial_WA - College_New_Space Heating_Natural Gas_Windows - Secondary Glazing Systems_A_Achievable Economic RVT Potential | F10 | Commercial | WA - College | New | Space Heating | Natural Gas | Windows - Secondary Glazing Systems | A | Purchases (Incremental) | Achievable Economic RVT Potential | 0 | 0 | 0 | 0 | 0 | 0 | 0 | 0 | 0 | 0 | 0 | 0 | 0 | 0 | 0 | 0 | 0 | 0 | 0 | 0 | 0 | 0 | 0 | 0 | 0 | 0 | 0
F11_Commercial_WA - College_New_Space Heating_Natural Gas_Windows - Secondary Glazing Systems_A_Achievable Economic RVT Potential | F11 | Commercial | WA - College | New | Space Heating | Natural Gas | Windows - Secondary Glazing Systems | A | Purchases (Cumulative) | Achievable Economic RVT Potential | 0 | 0 | 0 | 0 | 0 | 0 | 0 | 0 | 0 | 0 | 0 | 0 | 0 | 0 | 0 | 0 | 0 | 0 | 0 | 0 | 0 | 0 | 0 | 0 | 0 | 0 | 0
F1_Commercial_WA - College_New_Space Heating_Natural Gas_HVAC - Energy Recovery Ventilator_A_Achievable Economic RVT Potential | F1 | Commercial | WA - College | New | Space Heating | Natural Gas | HVAC - Energy Recovery Ventilator | A | Integrated Unit Energy Savings (kWh or therms) | Achievable Economic RVT Potential | 0 | 0 | 0 | 0 | 0 | 0 | 0 | 0 | 0 | 0 | 0 | 0 | 0 | 0 | 0 | 0 | 0 | 0 | 0 | 0 | 0 | 0 | 0 | 0 | 0 | 0 | 0
F2_Commercial_WA - College_New_Space Heating_Natural Gas_HVAC - Energy Recovery Ventilator_A_Achievable Economic RVT Potential | F2 | Commercial | WA - College | New | Space Heating | Natural Gas | HVAC - Energy Recovery Ventilator | A | Integrated Unit Summer Peak Savings (kW) | Achievable Economic RVT Potential | 0 | 0 | 0 | 0 | 0 | 0 | 0 | 0 | 0 | 0 | 0 | 0 | 0 | 0 | 0 | 0 | 0 | 0 | 0 | 0 | 0 | 0 | 0 | 0 | 0 | 0 | 0
F3_Commercial_WA - College_New_Space Heating_Natural Gas_HVAC - Energy Recovery Ventilator_A_Achievable Economic RVT Potential | F3 | Commercial | WA - College | New | Space Heating | Natural Gas | HVAC - Energy Recovery Ventilator | A | Integrated Unit Winter Peak Savings (kW) | Achievable Economic RVT Potential | 0 | 0 | 0 | 0 | 0 | 0 | 0 | 0 | 0 | 0 | 0 | 0 | 0 | 0 | 0 | 0 | 0 | 0 | 0 | 0 | 0 | 0 | 0 | 0 | 0 | 0 | 0
F4_Commercial_WA - College_New_Space Heating_Natural Gas_HVAC - Energy Recovery Ventilator_A_Achievable Economic RVT Potential | F4 | Commercial | WA - College | New | Space Heating | Natural Gas | HVAC - Energy Recovery Ventilator | A | Incremental Energy Savings (MWh or mTherms) | Achievable Economic RVT Potential | 0 | 0 | 0 | 0 | 0 | 0 | 0 | 0 | 0 | 0 | 0 | 0 | 0 | 0 | 0 | 0 | 0 | 0 | 0 | 0 | 0 | 0 | 0 | 0 | 0 | 0 | 0
F5_Commercial_WA - College_New_Space Heating_Natural Gas_HVAC - Energy Recovery Ventilator_A_Achievable Economic RVT Potential | F5 | Commercial | WA - College | New | Space Heating | Natural Gas | HVAC - Energy Recovery Ventilator | A | Incremental Summer Peak Savings (MW) | Achievable Economic RVT Potential | 0 | 0 | 0 | 0 | 0 | 0 | 0 | 0 | 0 | 0 | 0 | 0 | 0 | 0 | 0 | 0 | 0 | 0 | 0 | 0 | 0 | 0 | 0 | 0 | 0 | 0 | 0
F6_Commercial_WA - College_New_Space Heating_Natural Gas_HVAC - Energy Recovery Ventilator_A_Achievable Economic RVT Potential | F6 | Commercial | WA - College | New | Space Heating | Natural Gas | HVAC - Energy Recovery Ventilator | A | Incremental Winter Peak Savings (MW) | Achievable Economic RVT Potential | 0 | 0 | 0 | 0 | 0 | 0 | 0 | 0 | 0 | 0 | 0 | 0 | 0 | 0 | 0 | 0 | 0 | 0 | 0 | 0 | 0 | 0 | 0 | 0 | 0 | 0 | 0
F7_Commercial_WA - College_New_Space Heating_Natural Gas_HVAC - Energy Recovery Ventilator_A_Achievable Economic RVT Potential | F7 | Commercial | WA - College | New | Space Heating | Natural Gas | HVAC - Energy Recovery Ventilator | A | Cumulative Energy Savings (MWh or mTherms) | Achievable Economic RVT Potential | 0 | 0 | 0 | 0 | 0 | 0 | 0 | 0 | 0 | 0 | 0 | 0 | 0 | 0 | 0 | 0 | 0 | 0 | 0 | 0 | 0 | 0 | 0 | 0 | 0 | 0 | 0
F8_Commercial_WA - College_New_Space Heating_Natural Gas_HVAC - Energy Recovery Ventilator_A_Achievable Economic RVT Potential | F8 | Commercial | WA - College | New | Space Heating | Natural Gas | HVAC - Energy Recovery Ventilator | A | Cumulative Summer Peak Savings (MW) | Achievable Economic RVT Potential | 0 | 0 | 0 | 0 | 0 | 0 | 0 | 0 | 0 | 0 | 0 | 0 | 0 | 0 | 0 | 0 | 0 | 0 | 0 | 0 | 0 | 0 | 0 | 0 | 0 | 0 | 0
F9_Commercial_WA - College_New_Space Heating_Natural Gas_HVAC - Energy Recovery Ventilator_A_Achievable Economic RVT Potential | F9 | Commercial | WA - College | New | Space Heating | Natural Gas | HVAC - Energy Recovery Ventilator | A | Cumulative Winter Peak Savings (MW) | Achievable Economic RVT Potential | 0 | 0 | 0 | 0 | 0 | 0 | 0 | 0 | 0 | 0 | 0 | 0 | 0 | 0 | 0 | 0 | 0 | 0 | 0 | 0 | 0 | 0 | 0 | 0 | 0 | 0 | 0
F10_Commercial_WA - College_New_Space Heating_Natural Gas_HVAC - Energy Recovery Ventilator_A_Achievable Economic RVT Potential | F10 | Commercial | WA - College | New | Space Heating | Natural Gas | HVAC - Energy Recovery Ventilator | A | Purchases (Incremental) | Achievable Economic RVT Potential | 0 | 0 | 0 | 0 | 0 | 0 | 0 | 0 | 0 | 0 | 0 | 0 | 0 | 0 | 0 | 0 | 0 | 0 | 0 | 0 | 0 | 0 | 0 | 0 | 0 | 0 | 0
F11_Commercial_WA - College_New_Space Heating_Natural Gas_HVAC - Energy Recovery Ventilator_A_Achievable Economic RVT Potential | F11 | Commercial | WA - College | New | Space Heating | Natural Gas | HVAC - Energy Recovery Ventilator | A | Purchases (Cumulative) | Achievable Economic RVT Potential | 0 | 0 | 0 | 0 | 0 | 0 | 0 | 0 | 0 | 0 | 0 | 0 | 0 | 0 | 0 | 0 | 0 | 0 | 0 | 0 | 0 | 0 | 0 | 0 | 0 | 0 | 0
F1_Commercial_WA - College_New_Space Heating_Natural Gas_Building Shell - Air Sealing (Infiltration Control)_A_Achievable Economic RVT Potential | F1 | Commercial | WA - College | New | Space Heating | Natural Gas | Building Shell - Air Sealing (Infiltration Control) | A | Integrated Unit Energy Savings (kWh or therms) | Achievable Economic RVT Potential | 0 | 0 | 0 | 0 | 0 | 0 | 0 | 0 | 0 | 0 | 0 | 0 | 0 | 0 | 0 | 0 | 0 | 0 | 0 | 0 | 0 | 0 | 0 | 0 | 0 | 0 | 0
F2_Commercial_WA - College_New_Space Heating_Natural Gas_Building Shell - Air Sealing (Infiltration Control)_A_Achievable Economic RVT Potential | F2 | Commercial | WA - College | New | Space Heating | Natural Gas | Building Shell - Air Sealing (Infiltration Control) | A | Integrated Unit Summer Peak Savings (kW) | Achievable Economic RVT Potential | 0 | 0 | 0 | 0 | 0 | 0 | 0 | 0 | 0 | 0 | 0 | 0 | 0 | 0 | 0 | 0 | 0 | 0 | 0 | 0 | 0 | 0 | 0 | 0 | 0 | 0 | 0
F3_Commercial_WA - College_New_Space Heating_Natural Gas_Building Shell - Air Sealing (Infiltration Control)_A_Achievable Economic RVT Potential | F3 | Commercial | WA - College | New | Space Heating | Natural Gas | Building Shell - Air Sealing (Infiltration Control) | A | Integrated Unit Winter Peak Savings (kW) | Achievable Economic RVT Potential | 0 | 0 | 0 | 0 | 0 | 0 | 0 | 0 | 0 | 0 | 0 | 0 | 0 | 0 | 0 | 0 | 0 | 0 | 0 | 0 | 0 | 0 | 0 | 0 | 0 | 0 | 0
F4_Commercial_WA - College_New_Space Heating_Natural Gas_Building Shell - Air Sealing (Infiltration Control)_A_Achievable Economic RVT Potential | F4 | Commercial | WA - College | New | Space Heating | Natural Gas | Building Shell - Air Sealing (Infiltration Control) | A | Incremental Energy Savings (MWh or mTherms) | Achievable Economic RVT Potential | 0 | 0 | 0 | 0 | 0 | 0 | 0 | 0 | 0 | 0 | 0 | 0 | 0 | 0 | 0 | 0 | 0 | 0 | 0 | 0 | 0 | 0 | 0 | 0 | 0 | 0 | 0
F5_Commercial_WA - College_New_Space Heating_Natural Gas_Building Shell - Air Sealing (Infiltration Control)_A_Achievable Economic RVT Potential | F5 | Commercial | WA - College | New | Space Heating | Natural Gas | Building Shell - Air Sealing (Infiltration Control) | A | Incremental Summer Peak Savings (MW) | Achievable Economic RVT Potential | 0 | 0 | 0 | 0 | 0 | 0 | 0 | 0 | 0 | 0 | 0 | 0 | 0 | 0 | 0 | 0 | 0 | 0 | 0 | 0 | 0 | 0 | 0 | 0 | 0 | 0 | 0
F6_Commercial_WA - College_New_Space Heating_Natural Gas_Building Shell - Air Sealing (Infiltration Control)_A_Achievable Economic RVT Potential | F6 | Commercial | WA - College | New | Space Heating | Natural Gas | Building Shell - Air Sealing (Infiltration Control) | A | Incremental Winter Peak Savings (MW) | Achievable Economic RVT Potential | 0 | 0 | 0 | 0 | 0 | 0 | 0 | 0 | 0 | 0 | 0 | 0 | 0 | 0 | 0 | 0 | 0 | 0 | 0 | 0 | 0 | 0 | 0 | 0 | 0 | 0 | 0
F7_Commercial_WA - College_New_Space Heating_Natural Gas_Building Shell - Air Sealing (Infiltration Control)_A_Achievable Economic RVT Potential | F7 | Commercial | WA - College | New | Space Heating | Natural Gas | Building Shell - Air Sealing (Infiltration Control) | A | Cumulative Energy Savings (MWh or mTherms) | Achievable Economic RVT Potential | 0 | 0 | 0 | 0 | 0 | 0 | 0 | 0 | 0 | 0 | 0 | 0 | 0 | 0 | 0 | 0 | 0 | 0 | 0 | 0 | 0 | 0 | 0 | 0 | 0 | 0 | 0
F8_Commercial_WA - College_New_Space Heating_Natural Gas_Building Shell - Air Sealing (Infiltration Control)_A_Achievable Economic RVT Potential | F8 | Commercial | WA - College | New | Space Heating | Natural Gas | Building Shell - Air Sealing (Infiltration Control) | A | Cumulative Summer Peak Savings (MW) | Achievable Economic RVT Potential | 0 | 0 | 0 | 0 | 0 | 0 | 0 | 0 | 0 | 0 | 0 | 0 | 0 | 0 | 0 | 0 | 0 | 0 | 0 | 0 | 0 | 0 | 0 | 0 | 0 | 0 | 0
F9_Commercial_WA - College_New_Space Heating_Natural Gas_Building Shell - Air Sealing (Infiltration Control)_A_Achievable Economic RVT Potential | F9 | Commercial | WA - College | New | Space Heating | Natural Gas | Building Shell - Air Sealing (Infiltration Control) | A | Cumulative Winter Peak Savings (MW) | Achievable Economic RVT Potential | 0 | 0 | 0 | 0 | 0 | 0 | 0 | 0 | 0 | 0 | 0 | 0 | 0 | 0 | 0 | 0 | 0 | 0 | 0 | 0 | 0 | 0 | 0 | 0 | 0 | 0 | 0
F10_Commercial_WA - College_New_Space Heating_Natural Gas_Building Shell - Air Sealing (Infiltration Control)_A_Achievable Economic RVT Potential | F10 | Commercial | WA - College | New | Space Heating | Natural Gas | Building Shell - Air Sealing (Infiltration Control) | A | Purchases (Incremental) | Achievable Economic RVT Potential | 0 | 0 | 0 | 0 | 0 | 0 | 0 | 0 | 0 | 0 | 0 | 0 | 0 | 0 | 0 | 0 | 0 | 0 | 0 | 0 | 0 | 0 | 0 | 0 | 0 | 0 | 0
F11_Commercial_WA - College_New_Space Heating_Natural Gas_Building Shell - Air Sealing (Infiltration Control)_A_Achievable Economic RVT Potential | F11 | Commercial | WA - College | New | Space Heating | Natural Gas | Building Shell - Air Sealing (Infiltration Control) | A | Purchases (Cumulative) | Achievable Economic RVT Potential | 0 | 0 | 0 | 0 | 0 | 0 | 0 | 0 | 0 | 0 | 0 | 0 | 0 | 0 | 0 | 0 | 0 | 0 | 0 | 0 | 0 | 0 | 0 | 0 | 0 | 0 | 0
F1_Commercial_WA - College_New_Space Heating_Natural Gas_Ventilation - Demand Controlled_A_Achievable Economic RVT Potential | F1 | Commercial | WA - College | New | Space Heating | Natural Gas | Ventilation - Demand Controlled | A | Integrated Unit Energy Savings (kWh or therms) | Achievable Economic RVT Potential | 0 | 0 | 0 | 0 | 0 | 0 | 0 | 0 | 0 | 0 | 0 | 0 | 0 | 0 | 0 | 0 | 0 | 0 | 0 | 0 | 0 | 0 | 0 | 0 | 0 | 0 | 0
F2_Commercial_WA - College_New_Space Heating_Natural Gas_Ventilation - Demand Controlled_A_Achievable Economic RVT Potential | F2 | Commercial | WA - College | New | Space Heating | Natural Gas | Ventilation - Demand Controlled | A | Integrated Unit Summer Peak Savings (kW) | Achievable Economic RVT Potential | 0 | 0 | 0 | 0 | 0 | 0 | 0 | 0 | 0 | 0 | 0 | 0 | 0 | 0 | 0 | 0 | 0 | 0 | 0 | 0 | 0 | 0 | 0 | 0 | 0 | 0 | 0
F3_Commercial_WA - College_New_Space Heating_Natural Gas_Ventilation - Demand Controlled_A_Achievable Economic RVT Potential | F3 | Commercial | WA - College | New | Space Heating | Natural Gas | Ventilation - Demand Controlled | A | Integrated Unit Winter Peak Savings (kW) | Achievable Economic RVT Potential | 0 | 0 | 0 | 0 | 0 | 0 | 0 | 0 | 0 | 0 | 0 | 0 | 0 | 0 | 0 | 0 | 0 | 0 | 0 | 0 | 0 | 0 | 0 | 0 | 0 | 0 | 0
F4_Commercial_WA - College_New_Space Heating_Natural Gas_Ventilation - Demand Controlled_A_Achievable Economic RVT Potential | F4 | Commercial | WA - College | New | Space Heating | Natural Gas | Ventilation - Demand Controlled | A | Incremental Energy Savings (MWh or mTherms) | Achievable Economic RVT Potential | 0 | 0 | 0 | 0 | 0 | 0 | 0 | 0 | 0 | 0 | 0 | 0 | 0 | 0 | 0 | 0 | 0 | 0 | 0 | 0 | 0 | 0 | 0 | 0 | 0 | 0 | 0
F5_Commercial_WA - College_New_Space Heating_Natural Gas_Ventilation - Demand Controlled_A_Achievable Economic RVT Potential | F5 | Commercial | WA - College | New | Space Heating | Natural Gas | Ventilation - Demand Controlled | A | Incremental Summer Peak Savings (MW) | Achievable Economic RVT Potential | 0 | 0 | 0 | 0 | 0 | 0 | 0 | 0 | 0 | 0 | 0 | 0 | 0 | 0 | 0 | 0 | 0 | 0 | 0 | 0 | 0 | 0 | 0 | 0 | 0 | 0 | 0
F6_Commercial_WA - College_New_Space Heating_Natural Gas_Ventilation - Demand Controlled_A_Achievable Economic RVT Potential | F6 | Commercial | WA - College | New | Space Heating | Natural Gas | Ventilation - Demand Controlled | A | Incremental Winter Peak Savings (MW) | Achievable Economic RVT Potential | 0 | 0 | 0 | 0 | 0 | 0 | 0 | 0 | 0 | 0 | 0 | 0 | 0 | 0 | 0 | 0 | 0 | 0 | 0 | 0 | 0 | 0 | 0 | 0 | 0 | 0 | 0
F7_Commercial_WA - College_New_Space Heating_Natural Gas_Ventilation - Demand Controlled_A_Achievable Economic RVT Potential | F7 | Commercial | WA - College | New | Space Heating | Natural Gas | Ventilation - Demand Controlled | A | Cumulative Energy Savings (MWh or mTherms) | Achievable Economic RVT Potential | 0 | 0 | 0 | 0 | 0 | 0 | 0 | 0 | 0 | 0 | 0 | 0 | 0 | 0 | 0 | 0 | 0 | 0 | 0 | 0 | 0 | 0 | 0 | 0 | 0 | 0 | 0
F8_Commercial_WA - College_New_Space Heating_Natural Gas_Ventilation - Demand Controlled_A_Achievable Economic RVT Potential | F8 | Commercial | WA - College | New | Space Heating | Natural Gas | Ventilation - Demand Controlled | A | Cumulative Summer Peak Savings (MW) | Achievable Economic RVT Potential | 0 | 0 | 0 | 0 | 0 | 0 | 0 | 0 | 0 | 0 | 0 | 0 | 0 | 0 | 0 | 0 | 0 | 0 | 0 | 0 | 0 | 0 | 0 | 0 | 0 | 0 | 0
F9_Commercial_WA - College_New_Space Heating_Natural Gas_Ventilation - Demand Controlled_A_Achievable Economic RVT Potential | F9 | Commercial | WA - College | New | Space Heating | Natural Gas | Ventilation - Demand Controlled | A | Cumulative Winter Peak Savings (MW) | Achievable Economic RVT Potential | 0 | 0 | 0 | 0 | 0 | 0 | 0 | 0 | 0 | 0 | 0 | 0 | 0 | 0 | 0 | 0 | 0 | 0 | 0 | 0 | 0 | 0 | 0 | 0 | 0 | 0 | 0
F10_Commercial_WA - College_New_Space Heating_Natural Gas_Ventilation - Demand Controlled_A_Achievable Economic RVT Potential | F10 | Commercial | WA - College | New | Space Heating | Natural Gas | Ventilation - Demand Controlled | A | Purchases (Incremental) | Achievable Economic RVT Potential | 0 | 0 | 0 | 0 | 0 | 0 | 0 | 0 | 0 | 0 | 0 | 0 | 0 | 0 | 0 | 0 | 0 | 0 | 0 | 0 | 0 | 0 | 0 | 0 | 0 | 0 | 0
F11_Commercial_WA - College_New_Space Heating_Natural Gas_Ventilation - Demand Controlled_A_Achievable Economic RVT Potential | F11 | Commercial | WA - College | New | Space Heating | Natural Gas | Ventilation - Demand Controlled | A | Purchases (Cumulative) | Achievable Economic RVT Potential | 0 | 0 | 0 | 0 | 0 | 0 | 0 | 0 | 0 | 0 | 0 | 0 | 0 | 0 | 0 | 0 | 0 | 0 | 0 | 0 | 0 | 0 | 0 | 0 | 0 | 0 | 0
F1_Commercial_WA - College_New_Space Heating_Natural Gas_HVAC - Dedicated Outdoor Air System (DOAS)_A_Achievable Economic RVT Potential | F1 | Commercial | WA - College | New | Space Heating | Natural Gas | HVAC - Dedicated Outdoor Air System (DOAS) | A | Integrated Unit Energy Savings (kWh or therms) | Achievable Economic RVT Potential | 0 | 0 | 0 | 0 | 0 | 0 | 0 | 0 | 0 | 0 | 0 | 0 | 0 | 0 | 0 | 0 | 0 | 0 | 0 | 0 | 0 | 0 | 0 | 0 | 0 | 0 | 0
F2_Commercial_WA - College_New_Space Heating_Natural Gas_HVAC - Dedicated Outdoor Air System (DOAS)_A_Achievable Economic RVT Potential | F2 | Commercial | WA - College | New | Space Heating | Natural Gas | HVAC - Dedicated Outdoor Air System (DOAS) | A | Integrated Unit Summer Peak Savings (kW) | Achievable Economic RVT Potential | 0 | 0 | 0 | 0 | 0 | 0 | 0 | 0 | 0 | 0 | 0 | 0 | 0 | 0 | 0 | 0 | 0 | 0 | 0 | 0 | 0 | 0 | 0 | 0 | 0 | 0 | 0
F3_Commercial_WA - College_New_Space Heating_Natural Gas_HVAC - Dedicated Outdoor Air System (DOAS)_A_Achievable Economic RVT Potential | F3 | Commercial | WA - College | New | Space Heating | Natural Gas | HVAC - Dedicated Outdoor Air System (DOAS) | A | Integrated Unit Winter Peak Savings (kW) | Achievable Economic RVT Potential | 0 | 0 | 0 | 0 | 0 | 0 | 0 | 0 | 0 | 0 | 0 | 0 | 0 | 0 | 0 | 0 | 0 | 0 | 0 | 0 | 0 | 0 | 0 | 0 | 0 | 0 | 0
F4_Commercial_WA - College_New_Space Heating_Natural Gas_HVAC - Dedicated Outdoor Air System (DOAS)_A_Achievable Economic RVT Potential | F4 | Commercial | WA - College | New | Space Heating | Natural Gas | HVAC - Dedicated Outdoor Air System (DOAS) | A | Incremental Energy Savings (MWh or mTherms) | Achievable Economic RVT Potential | 0 | 0 | 0 | 0 | 0 | 0 | 0 | 0 | 0 | 0 | 0 | 0 | 0 | 0 | 0 | 0 | 0 | 0 | 0 | 0 | 0 | 0 | 0 | 0 | 0 | 0 | 0
F5_Commercial_WA - College_New_Space Heating_Natural Gas_HVAC - Dedicated Outdoor Air System (DOAS)_A_Achievable Economic RVT Potential | F5 | Commercial | WA - College | New | Space Heating | Natural Gas | HVAC - Dedicated Outdoor Air System (DOAS) | A | Incremental Summer Peak Savings (MW) | Achievable Economic RVT Potential | 0 | 0 | 0 | 0 | 0 | 0 | 0 | 0 | 0 | 0 | 0 | 0 | 0 | 0 | 0 | 0 | 0 | 0 | 0 | 0 | 0 | 0 | 0 | 0 | 0 | 0 | 0
F6_Commercial_WA - College_New_Space Heating_Natural Gas_HVAC - Dedicated Outdoor Air System (DOAS)_A_Achievable Economic RVT Potential | F6 | Commercial | WA - College | New | Space Heating | Natural Gas | HVAC - Dedicated Outdoor Air System (DOAS) | A | Incremental Winter Peak Savings (MW) | Achievable Economic RVT Potential | 0 | 0 | 0 | 0 | 0 | 0 | 0 | 0 | 0 | 0 | 0 | 0 | 0 | 0 | 0 | 0 | 0 | 0 | 0 | 0 | 0 | 0 | 0 | 0 | 0 | 0 | 0
F7_Commercial_WA - College_New_Space Heating_Natural Gas_HVAC - Dedicated Outdoor Air System (DOAS)_A_Achievable Economic RVT Potential | F7 | Commercial | WA - College | New | Space Heating | Natural Gas | HVAC - Dedicated Outdoor Air System (DOAS) | A | Cumulative Energy Savings (MWh or mTherms) | Achievable Economic RVT Potential | 0 | 0 | 0 | 0 | 0 | 0 | 0 | 0 | 0 | 0 | 0 | 0 | 0 | 0 | 0 | 0 | 0 | 0 | 0 | 0 | 0 | 0 | 0 | 0 | 0 | 0 | 0
F8_Commercial_WA - College_New_Space Heating_Natural Gas_HVAC - Dedicated Outdoor Air System (DOAS)_A_Achievable Economic RVT Potential | F8 | Commercial | WA - College | New | Space Heating | Natural Gas | HVAC - Dedicated Outdoor Air System (DOAS) | A | Cumulative Summer Peak Savings (MW) | Achievable Economic RVT Potential | 0 | 0 | 0 | 0 | 0 | 0 | 0 | 0 | 0 | 0 | 0 | 0 | 0 | 0 | 0 | 0 | 0 | 0 | 0 | 0 | 0 | 0 | 0 | 0 | 0 | 0 | 0
F9_Commercial_WA - College_New_Space Heating_Natural Gas_HVAC - Dedicated Outdoor Air System (DOAS)_A_Achievable Economic RVT Potential | F9 | Commercial | WA - College | New | Space Heating | Natural Gas | HVAC - Dedicated Outdoor Air System (DOAS) | A | Cumulative Winter Peak Savings (MW) | Achievable Economic RVT Potential | 0 | 0 | 0 | 0 | 0 | 0 | 0 | 0 | 0 | 0 | 0 | 0 | 0 | 0 | 0 | 0 | 0 | 0 | 0 | 0 | 0 | 0 | 0 | 0 | 0 | 0 | 0
F10_Commercial_WA - College_New_Space Heating_Natural Gas_HVAC - Dedicated Outdoor Air System (DOAS)_A_Achievable Economic RVT Potential | F10 | Commercial | WA - College | New | Space Heating | Natural Gas | HVAC - Dedicated Outdoor Air System (DOAS) | A | Purchases (Incremental) | Achievable Economic RVT Potential | 0 | 0 | 0 | 0 | 0 | 0 | 0 | 0 | 0 | 0 | 0 | 0 | 0 | 0 | 0 | 0 | 0 | 0 | 0 | 0 | 0 | 0 | 0 | 0 | 0 | 0 | 0
F11_Commercial_WA - College_New_Space Heating_Natural Gas_HVAC - Dedicated Outdoor Air System (DOAS)_A_Achievable Economic RVT Potential | F11 | Commercial | WA - College | New | Space Heating | Natural Gas | HVAC - Dedicated Outdoor Air System (DOAS) | A | Purchases (Cumulative) | Achievable Economic RVT Potential | 0 | 0 | 0 | 0 | 0 | 0 | 0 | 0 | 0 | 0 | 0 | 0 | 0 | 0 | 0 | 0 | 0 | 0 | 0 | 0 | 0 | 0 | 0 | 0 | 0 | 0 | 0
F1_Commercial_WA - College_New_Space Heating_Natural Gas_Destratification Fans (HVLS)_A_Achievable Economic RVT Potential | F1 | Commercial | WA - College | New | Space Heating | Natural Gas | Destratification Fans (HVLS) | A | Integrated Unit Energy Savings (kWh or therms) | Achievable Economic RVT Potential | 0 | 0 | 0 | 0 | 0 | 0 | 0 | 0 | 0 | 0 | 0 | 0 | 0 | 0 | 0 | 0 | 0 | 0 | 0 | 0 | 0 | 0 | 0 | 0 | 0 | 0 | 0
F2_Commercial_WA - College_New_Space Heating_Natural Gas_Destratification Fans (HVLS)_A_Achievable Economic RVT Potential | F2 | Commercial | WA - College | New | Space Heating | Natural Gas | Destratification Fans (HVLS) | A | Integrated Unit Summer Peak Savings (kW) | Achievable Economic RVT Potential | 0 | 0 | 0 | 0 | 0 | 0 | 0 | 0 | 0 | 0 | 0 | 0 | 0 | 0 | 0 | 0 | 0 | 0 | 0 | 0 | 0 | 0 | 0 | 0 | 0 | 0 | 0
F3_Commercial_WA - College_New_Space Heating_Natural Gas_Destratification Fans (HVLS)_A_Achievable Economic RVT Potential | F3 | Commercial | WA - College | New | Space Heating | Natural Gas | Destratification Fans (HVLS) | A | Integrated Unit Winter Peak Savings (kW) | Achievable Economic RVT Potential | 0 | 0 | 0 | 0 | 0 | 0 | 0 | 0 | 0 | 0 | 0 | 0 | 0 | 0 | 0 | 0 | 0 | 0 | 0 | 0 | 0 | 0 | 0 | 0 | 0 | 0 | 0
F4_Commercial_WA - College_New_Space Heating_Natural Gas_Destratification Fans (HVLS)_A_Achievable Economic RVT Potential | F4 | Commercial | WA - College | New | Space Heating | Natural Gas | Destratification Fans (HVLS) | A | Incremental Energy Savings (MWh or mTherms) | Achievable Economic RVT Potential | 0 | 0 | 0 | 0 | 0 | 0 | 0 | 0 | 0 | 0 | 0 | 0 | 0 | 0 | 0 | 0 | 0 | 0 | 0 | 0 | 0 | 0 | 0 | 0 | 0 | 0 | 0
F5_Commercial_WA - College_New_Space Heating_Natural Gas_Destratification Fans (HVLS)_A_Achievable Economic RVT Potential | F5 | Commercial | WA - College | New | Space Heating | Natural Gas | Destratification Fans (HVLS) | A | Incremental Summer Peak Savings (MW) | Achievable Economic RVT Potential | 0 | 0 | 0 | 0 | 0 | 0 | 0 | 0 | 0 | 0 | 0 | 0 | 0 | 0 | 0 | 0 | 0 | 0 | 0 | 0 | 0 | 0 | 0 | 0 | 0 | 0 | 0
F6_Commercial_WA - College_New_Space Heating_Natural Gas_Destratification Fans (HVLS)_A_Achievable Economic RVT Potential | F6 | Commercial | WA - College | New | Space Heating | Natural Gas | Destratification Fans (HVLS) | A | Incremental Winter Peak Savings (MW) | Achievable Economic RVT Potential | 0 | 0 | 0 | 0 | 0 | 0 | 0 | 0 | 0 | 0 | 0 | 0 | 0 | 0 | 0 | 0 | 0 | 0 | 0 | 0 | 0 | 0 | 0 | 0 | 0 | 0 | 0
F7_Commercial_WA - College_New_Space Heating_Natural Gas_Destratification Fans (HVLS)_A_Achievable Economic RVT Potential | F7 | Commercial | WA - College | New | Space Heating | Natural Gas | Destratification Fans (HVLS) | A | Cumulative Energy Savings (MWh or mTherms) | Achievable Economic RVT Potential | 0 | 0 | 0 | 0 | 0 | 0 | 0 | 0 | 0 | 0 | 0 | 0 | 0 | 0 | 0 | 0 | 0 | 0 | 0 | 0 | 0 | 0 | 0 | 0 | 0 | 0 | 0
F8_Commercial_WA - College_New_Space Heating_Natural Gas_Destratification Fans (HVLS)_A_Achievable Economic RVT Potential | F8 | Commercial | WA - College | New | Space Heating | Natural Gas | Destratification Fans (HVLS) | A | Cumulative Summer Peak Savings (MW) | Achievable Economic RVT Potential | 0 | 0 | 0 | 0 | 0 | 0 | 0 | 0 | 0 | 0 | 0 | 0 | 0 | 0 | 0 | 0 | 0 | 0 | 0 | 0 | 0 | 0 | 0 | 0 | 0 | 0 | 0
F9_Commercial_WA - College_New_Space Heating_Natural Gas_Destratification Fans (HVLS)_A_Achievable Economic RVT Potential | F9 | Commercial | WA - College | New | Space Heating | Natural Gas | Destratification Fans (HVLS) | A | Cumulative Winter Peak Savings (MW) | Achievable Economic RVT Potential | 0 | 0 | 0 | 0 | 0 | 0 | 0 | 0 | 0 | 0 | 0 | 0 | 0 | 0 | 0 | 0 | 0 | 0 | 0 | 0 | 0 | 0 | 0 | 0 | 0 | 0 | 0
F10_Commercial_WA - College_New_Space Heating_Natural Gas_Destratification Fans (HVLS)_A_Achievable Economic RVT Potential | F10 | Commercial | WA - College | New | Space Heating | Natural Gas | Destratification Fans (HVLS) | A | Purchases (Incremental) | Achievable Economic RVT Potential | 0 | 0 | 0 | 0 | 0 | 0 | 0 | 0 | 0 | 0 | 0 | 0 | 0 | 0 | 0 | 0 | 0 | 0 | 0 | 0 | 0 | 0 | 0 | 0 | 0 | 0 | 0
F11_Commercial_WA - College_New_Space Heating_Natural Gas_Destratification Fans (HVLS)_A_Achievable Economic RVT Potential | F11 | Commercial | WA - College | New | Space Heating | Natural Gas | Destratification Fans (HVLS) | A | Purchases (Cumulative) | Achievable Economic RVT Potential | 0 | 0 | 0 | 0 | 0 | 0 | 0 | 0 | 0 | 0 | 0 | 0 | 0 | 0 | 0 | 0 | 0 | 0 | 0 | 0 | 0 | 0 | 0 | 0 | 0 | 0 | 0
F1_Commercial_WA - College_New_Space Heating_Natural Gas_Gas Boiler - Maintenance_A_Achievable Economic RVT Potential | F1 | Commercial | WA - College | New | Space Heating | Natural Gas | Gas Boiler - Maintenance | A | Integrated Unit Energy Savings (kWh or therms) | Achievable Economic RVT Potential | 0 | 0 | 0 | 0 | 0 | 0 | 0 | 0 | 0 | 0 | 0 | 0 | 0 | 0 | 0 | 0 | 0 | 0 | 0 | 0 | 0 | 0 | 0 | 0 | 0 | 0 | 0
F2_Commercial_WA - College_New_Space Heating_Natural Gas_Gas Boiler - Maintenance_A_Achievable Economic RVT Potential | F2 | Commercial | WA - College | New | Space Heating | Natural Gas | Gas Boiler - Maintenance | A | Integrated Unit Summer Peak Savings (kW) | Achievable Economic RVT Potential | 0 | 0 | 0 | 0 | 0 | 0 | 0 | 0 | 0 | 0 | 0 | 0 | 0 | 0 | 0 | 0 | 0 | 0 | 0 | 0 | 0 | 0 | 0 | 0 | 0 | 0 | 0
F3_Commercial_WA - College_New_Space Heating_Natural Gas_Gas Boiler - Maintenance_A_Achievable Economic RVT Potential | F3 | Commercial | WA - College | New | Space Heating | Natural Gas | Gas Boiler - Maintenance | A | Integrated Unit Winter Peak Savings (kW) | Achievable Economic RVT Potential | 0 | 0 | 0 | 0 | 0 | 0 | 0 | 0 | 0 | 0 | 0 | 0 | 0 | 0 | 0 | 0 | 0 | 0 | 0 | 0 | 0 | 0 | 0 | 0 | 0 | 0 | 0
F4_Commercial_WA - College_New_Space Heating_Natural Gas_Gas Boiler - Maintenance_A_Achievable Economic RVT Potential | F4 | Commercial | WA - College | New | Space Heating | Natural Gas | Gas Boiler - Maintenance | A | Incremental Energy Savings (MWh or mTherms) | Achievable Economic RVT Potential | 0 | 0 | 0 | 0 | 0 | 0 | 0 | 0 | 0 | 0 | 0 | 0 | 0 | 0 | 0 | 0 | 0 | 0 | 0 | 0 | 0 | 0 | 0 | 0 | 0 | 0 | 0
F5_Commercial_WA - College_New_Space Heating_Natural Gas_Gas Boiler - Maintenance_A_Achievable Economic RVT Potential | F5 | Commercial | WA - College | New | Space Heating | Natural Gas | Gas Boiler - Maintenance | A | Incremental Summer Peak Savings (MW) | Achievable Economic RVT Potential | 0 | 0 | 0 | 0 | 0 | 0 | 0 | 0 | 0 | 0 | 0 | 0 | 0 | 0 | 0 | 0 | 0 | 0 | 0 | 0 | 0 | 0 | 0 | 0 | 0 | 0 | 0
F6_Commercial_WA - College_New_Space Heating_Natural Gas_Gas Boiler - Maintenance_A_Achievable Economic RVT Potential | F6 | Commercial | WA - College | New | Space Heating | Natural Gas | Gas Boiler - Maintenance | A | Incremental Winter Peak Savings (MW) | Achievable Economic RVT Potential | 0 | 0 | 0 | 0 | 0 | 0 | 0 | 0 | 0 | 0 | 0 | 0 | 0 | 0 | 0 | 0 | 0 | 0 | 0 | 0 | 0 | 0 | 0 | 0 | 0 | 0 | 0
F7_Commercial_WA - College_New_Space Heating_Natural Gas_Gas Boiler - Maintenance_A_Achievable Economic RVT Potential | F7 | Commercial | WA - College | New | Space Heating | Natural Gas | Gas Boiler - Maintenance | A | Cumulative Energy Savings (MWh or mTherms) | Achievable Economic RVT Potential | 0 | 0 | 0 | 0 | 0 | 0 | 0 | 0 | 0 | 0 | 0 | 0 | 0 | 0 | 0 | 0 | 0 | 0 | 0 | 0 | 0 | 0 | 0 | 0 | 0 | 0 | 0
F8_Commercial_WA - College_New_Space Heating_Natural Gas_Gas Boiler - Maintenance_A_Achievable Economic RVT Potential | F8 | Commercial | WA - College | New | Space Heating | Natural Gas | Gas Boiler - Maintenance | A | Cumulative Summer Peak Savings (MW) | Achievable Economic RVT Potential | 0 | 0 | 0 | 0 | 0 | 0 | 0 | 0 | 0 | 0 | 0 | 0 | 0 | 0 | 0 | 0 | 0 | 0 | 0 | 0 | 0 | 0 | 0 | 0 | 0 | 0 | 0
F9_Commercial_WA - College_New_Space Heating_Natural Gas_Gas Boiler - Maintenance_A_Achievable Economic RVT Potential | F9 | Commercial | WA - College | New | Space Heating | Natural Gas | Gas Boiler - Maintenance | A | Cumulative Winter Peak Savings (MW) | Achievable Economic RVT Potential | 0 | 0 | 0 | 0 | 0 | 0 | 0 | 0 | 0 | 0 | 0 | 0 | 0 | 0 | 0 | 0 | 0 | 0 | 0 | 0 | 0 | 0 | 0 | 0 | 0 | 0 | 0
F10_Commercial_WA - College_New_Space Heating_Natural Gas_Gas Boiler - Maintenance_A_Achievable Economic RVT Potential | F10 | Commercial | WA - College | New | Space Heating | Natural Gas | Gas Boiler - Maintenance | A | Purchases (Incremental) | Achievable Economic RVT Potential | 0 | 0 | 0 | 0 | 0 | 0 | 0 | 0 | 0 | 0 | 0 | 0 | 0 | 0 | 0 | 0 | 0 | 0 | 0 | 0 | 0 | 0 | 0 | 0 | 0 | 0 | 0
F11_Commercial_WA - College_New_Space Heating_Natural Gas_Gas Boiler - Maintenance_A_Achievable Economic RVT Potential | F11 | Commercial | WA - College | New | Space Heating | Natural Gas | Gas Boiler - Maintenance | A | Purchases (Cumulative) | Achievable Economic RVT Potential | 0 | 0 | 0 | 0 | 0 | 0 | 0 | 0 | 0 | 0 | 0 | 0 | 0 | 0 | 0 | 0 | 0 | 0 | 0 | 0 | 0 | 0 | 0 | 0 | 0 | 0 | 0
F1_Commercial_WA - College_New_Space Heating_Natural Gas_Gas Furnace - Maintenance_A_Achievable Economic RVT Potential | F1 | Commercial | WA - College | New | Space Heating | Natural Gas | Gas Furnace - Maintenance | A | Integrated Unit Energy Savings (kWh or therms) | Achievable Economic RVT Potential | 0 | 0 | 0 | 0 | 0 | 0 | 0 | 0 | 0 | 0 | 0 | 0 | 0 | 0 | 0 | 0 | 0 | 0 | 0 | 0 | 0 | 0 | 0 | 0 | 0 | 0 | 0
F2_Commercial_WA - College_New_Space Heating_Natural Gas_Gas Furnace - Maintenance_A_Achievable Economic RVT Potential | F2 | Commercial | WA - College | New | Space Heating | Natural Gas | Gas Furnace - Maintenance | A | Integrated Unit Summer Peak Savings (kW) | Achievable Economic RVT Potential | 0 | 0 | 0 | 0 | 0 | 0 | 0 | 0 | 0 | 0 | 0 | 0 | 0 | 0 | 0 | 0 | 0 | 0 | 0 | 0 | 0 | 0 | 0 | 0 | 0 | 0 | 0
F3_Commercial_WA - College_New_Space Heating_Natural Gas_Gas Furnace - Maintenance_A_Achievable Economic RVT Potential | F3 | Commercial | WA - College | New | Space Heating | Natural Gas | Gas Furnace - Maintenance | A | Integrated Unit Winter Peak Savings (kW) | Achievable Economic RVT Potential | 0 | 0 | 0 | 0 | 0 | 0 | 0 | 0 | 0 | 0 | 0 | 0 | 0 | 0 | 0 | 0 | 0 | 0 | 0 | 0 | 0 | 0 | 0 | 0 | 0 | 0 | 0
F4_Commercial_WA - College_New_Space Heating_Natural Gas_Gas Furnace - Maintenance_A_Achievable Economic RVT Potential | F4 | Commercial | WA - College | New | Space Heating | Natural Gas | Gas Furnace - Maintenance | A | Incremental Energy Savings (MWh or mTherms) | Achievable Economic RVT Potential | 0 | 0 | 0 | 0 | 0 | 0 | 0 | 0 | 0 | 0 | 0 | 0 | 0 | 0 | 0 | 0 | 0 | 0 | 0 | 0 | 0 | 0 | 0 | 0 | 0 | 0 | 0
F5_Commercial_WA - College_New_Space Heating_Natural Gas_Gas Furnace - Maintenance_A_Achievable Economic RVT Potential | F5 | Commercial | WA - College | New | Space Heating | Natural Gas | Gas Furnace - Maintenance | A | Incremental Summer Peak Savings (MW) | Achievable Economic RVT Potential | 0 | 0 | 0 | 0 | 0 | 0 | 0 | 0 | 0 | 0 | 0 | 0 | 0 | 0 | 0 | 0 | 0 | 0 | 0 | 0 | 0 | 0 | 0 | 0 | 0 | 0 | 0
F6_Commercial_WA - College_New_Space Heating_Natural Gas_Gas Furnace - Maintenance_A_Achievable Economic RVT Potential | F6 | Commercial | WA - College | New | Space Heating | Natural Gas | Gas Furnace - Maintenance | A | Incremental Winter Peak Savings (MW) | Achievable Economic RVT Potential | 0 | 0 | 0 | 0 | 0 | 0 | 0 | 0 | 0 | 0 | 0 | 0 | 0 | 0 | 0 | 0 | 0 | 0 | 0 | 0 | 0 | 0 | 0 | 0 | 0 | 0 | 0
F7_Commercial_WA - College_New_Space Heating_Natural Gas_Gas Furnace - Maintenance_A_Achievable Economic RVT Potential | F7 | Commercial | WA - College | New | Space Heating | Natural Gas | Gas Furnace - Maintenance | A | Cumulative Energy Savings (MWh or mTherms) | Achievable Economic RVT Potential | 0 | 0 | 0 | 0 | 0 | 0 | 0 | 0 | 0 | 0 | 0 | 0 | 0 | 0 | 0 | 0 | 0 | 0 | 0 | 0 | 0 | 0 | 0 | 0 | 0 | 0 | 0
F8_Commercial_WA - College_New_Space Heating_Natural Gas_Gas Furnace - Maintenance_A_Achievable Economic RVT Potential | F8 | Commercial | WA - College | New | Space Heating | Natural Gas | Gas Furnace - Maintenance | A | Cumulative Summer Peak Savings (MW) | Achievable Economic RVT Potential | 0 | 0 | 0 | 0 | 0 | 0 | 0 | 0 | 0 | 0 | 0 | 0 | 0 | 0 | 0 | 0 | 0 | 0 | 0 | 0 | 0 | 0 | 0 | 0 | 0 | 0 | 0
F9_Commercial_WA - College_New_Space Heating_Natural Gas_Gas Furnace - Maintenance_A_Achievable Economic RVT Potential | F9 | Commercial | WA - College | New | Space Heating | Natural Gas | Gas Furnace - Maintenance | A | Cumulative Winter Peak Savings (MW) | Achievable Economic RVT Potential | 0 | 0 | 0 | 0 | 0 | 0 | 0 | 0 | 0 | 0 | 0 | 0 | 0 | 0 | 0 | 0 | 0 | 0 | 0 | 0 | 0 | 0 | 0 | 0 | 0 | 0 | 0
F10_Commercial_WA - College_New_Space Heating_Natural Gas_Gas Furnace - Maintenance_A_Achievable Economic RVT Potential | F10 | Commercial | WA - College | New | Space Heating | Natural Gas | Gas Furnace - Maintenance | A | Purchases (Incremental) | Achievable Economic RVT Potential | 0 | 0 | 0 | 0 | 0 | 0 | 0 | 0 | 0 | 0 | 0 | 0 | 0 | 0 | 0 | 0 | 0 | 0 | 0 | 0 | 0 | 0 | 0 | 0 | 0 | 0 | 0
F11_Commercial_WA - College_New_Space Heating_Natural Gas_Gas Furnace - Maintenance_A_Achievable Economic RVT Potential | F11 | Commercial | WA - College | New | Space Heating | Natural Gas | Gas Furnace - Maintenance | A | Purchases (Cumulative) | Achievable Economic RVT Potential | 0 | 0 | 0 | 0 | 0 | 0 | 0 | 0 | 0 | 0 | 0 | 0 | 0 | 0 | 0 | 0 | 0 | 0 | 0 | 0 | 0 | 0 | 0 | 0 | 0 | 0 | 0
F1_Commercial_WA - College_New_Space Heating_Natural Gas_Gas Boiler - Hot Water Reset_A_Achievable Economic RVT Potential | F1 | Commercial | WA - College | New | Space Heating | Natural Gas | Gas Boiler - Hot Water Reset | A | Integrated Unit Energy Savings (kWh or therms) | Achievable Economic RVT Potential | 0 | 0 | 0 | 0 | 0 | 0 | 0 | 0 | 0 | 0 | 0 | 0 | 0 | 0 | 0 | 0 | 0 | 0 | 0 | 0 | 0 | 0 | 0 | 0 | 0 | 0 | 0
F2_Commercial_WA - College_New_Space Heating_Natural Gas_Gas Boiler - Hot Water Reset_A_Achievable Economic RVT Potential | F2 | Commercial | WA - College | New | Space Heating | Natural Gas | Gas Boiler - Hot Water Reset | A | Integrated Unit Summer Peak Savings (kW) | Achievable Economic RVT Potential | 0 | 0 | 0 | 0 | 0 | 0 | 0 | 0 | 0 | 0 | 0 | 0 | 0 | 0 | 0 | 0 | 0 | 0 | 0 | 0 | 0 | 0 | 0 | 0 | 0 | 0 | 0
F3_Commercial_WA - College_New_Space Heating_Natural Gas_Gas Boiler - Hot Water Reset_A_Achievable Economic RVT Potential | F3 | Commercial | WA - College | New | Space Heating | Natural Gas | Gas Boiler - Hot Water Reset | A | Integrated Unit Winter Peak Savings (kW) | Achievable Economic RVT Potential | 0 | 0 | 0 | 0 | 0 | 0 | 0 | 0 | 0 | 0 | 0 | 0 | 0 | 0 | 0 | 0 | 0 | 0 | 0 | 0 | 0 | 0 | 0 | 0 | 0 | 0 | 0
F4_Commercial_WA - College_New_Space Heating_Natural Gas_Gas Boiler - Hot Water Reset_A_Achievable Economic RVT Potential | F4 | Commercial | WA - College | New | Space Heating | Natural Gas | Gas Boiler - Hot Water Reset | A | Incremental Energy Savings (MWh or mTherms) | Achievable Economic RVT Potential | 0 | 0 | 0 | 0 | 0 | 0 | 0 | 0 | 0 | 0 | 0 | 0 | 0 | 0 | 0 | 0 | 0 | 0 | 0 | 0 | 0 | 0 | 0 | 0 | 0 | 0 | 0
F5_Commercial_WA - College_New_Space Heating_Natural Gas_Gas Boiler - Hot Water Reset_A_Achievable Economic RVT Potential | F5 | Commercial | WA - College | New | Space Heating | Natural Gas | Gas Boiler - Hot Water Reset | A | Incremental Summer Peak Savings (MW) | Achievable Economic RVT Potential | 0 | 0 | 0 | 0 | 0 | 0 | 0 | 0 | 0 | 0 | 0 | 0 | 0 | 0 | 0 | 0 | 0 | 0 | 0 | 0 | 0 | 0 | 0 | 0 | 0 | 0 | 0
F6_Commercial_WA - College_New_Space Heating_Natural Gas_Gas Boiler - Hot Water Reset_A_Achievable Economic RVT Potential | F6 | Commercial | WA - College | New | Space Heating | Natural Gas | Gas Boiler - Hot Water Reset | A | Incremental Winter Peak Savings (MW) | Achievable Economic RVT Potential | 0 | 0 | 0 | 0 | 0 | 0 | 0 | 0 | 0 | 0 | 0 | 0 | 0 | 0 | 0 | 0 | 0 | 0 | 0 | 0 | 0 | 0 | 0 | 0 | 0 | 0 | 0
F7_Commercial_WA - College_New_Space Heating_Natural Gas_Gas Boiler - Hot Water Reset_A_Achievable Economic RVT Potential | F7 | Commercial | WA - College | New | Space Heating | Natural Gas | Gas Boiler - Hot Water Reset | A | Cumulative Energy Savings (MWh or mTherms) | Achievable Economic RVT Potential | 0 | 0 | 0 | 0 | 0 | 0 | 0 | 0 | 0 | 0 | 0 | 0 | 0 | 0 | 0 | 0 | 0 | 0 | 0 | 0 | 0 | 0 | 0 | 0 | 0 | 0 | 0
F8_Commercial_WA - College_New_Space Heating_Natural Gas_Gas Boiler - Hot Water Reset_A_Achievable Economic RVT Potential | F8 | Commercial | WA - College | New | Space Heating | Natural Gas | Gas Boiler - Hot Water Reset | A | Cumulative Summer Peak Savings (MW) | Achievable Economic RVT Potential | 0 | 0 | 0 | 0 | 0 | 0 | 0 | 0 | 0 | 0 | 0 | 0 | 0 | 0 | 0 | 0 | 0 | 0 | 0 | 0 | 0 | 0 | 0 | 0 | 0 | 0 | 0
F9_Commercial_WA - College_New_Space Heating_Natural Gas_Gas Boiler - Hot Water Reset_A_Achievable Economic RVT Potential | F9 | Commercial | WA - College | New | Space Heating | Natural Gas | Gas Boiler - Hot Water Reset | A | Cumulative Winter Peak Savings (MW) | Achievable Economic RVT Potential | 0 | 0 | 0 | 0 | 0 | 0 | 0 | 0 | 0 | 0 | 0 | 0 | 0 | 0 | 0 | 0 | 0 | 0 | 0 | 0 | 0 | 0 | 0 | 0 | 0 | 0 | 0
F10_Commercial_WA - College_New_Space Heating_Natural Gas_Gas Boiler - Hot Water Reset_A_Achievable Economic RVT Potential | F10 | Commercial | WA - College | New | Space Heating | Natural Gas | Gas Boiler - Hot Water Reset | A | Purchases (Incremental) | Achievable Economic RVT Potential | 0 | 0 | 0 | 0 | 0 | 0 | 0 | 0 | 0 | 0 | 0 | 0 | 0 | 0 | 0 | 0 | 0 | 0 | 0 | 0 | 0 | 0 | 0 | 0 | 0 | 0 | 0
F11_Commercial_WA - College_New_Space Heating_Natural Gas_Gas Boiler - Hot Water Reset_A_Achievable Economic RVT Potential | F11 | Commercial | WA - College | New | Space Heating | Natural Gas | Gas Boiler - Hot Water Reset | A | Purchases (Cumulative) | Achievable Economic RVT Potential | 0 | 0 | 0 | 0 | 0 | 0 | 0 | 0 | 0 | 0 | 0 | 0 | 0 | 0 | 0 | 0 | 0 | 0 | 0 | 0 | 0 | 0 | 0 | 0 | 0 | 0 | 0
F1_Commercial_WA - College_New_Space Heating_Natural Gas_Gas Boiler - Steam Trap Replacement_A_Achievable Economic RVT Potential | F1 | Commercial | WA - College | New | Space Heating | Natural Gas | Gas Boiler - Steam Trap Replacement | A | Integrated Unit Energy Savings (kWh or therms) | Achievable Economic RVT Potential | 0 | 0 | 0 | 0 | 0 | 0 | 0 | 0 | 0 | 0 | 0 | 0 | 0 | 0 | 0 | 0 | 0 | 0 | 0 | 0 | 0 | 0 | 0 | 0 | 0 | 0 | 0
F2_Commercial_WA - College_New_Space Heating_Natural Gas_Gas Boiler - Steam Trap Replacement_A_Achievable Economic RVT Potential | F2 | Commercial | WA - College | New | Space Heating | Natural Gas | Gas Boiler - Steam Trap Replacement | A | Integrated Unit Summer Peak Savings (kW) | Achievable Economic RVT Potential | 0 | 0 | 0 | 0 | 0 | 0 | 0 | 0 | 0 | 0 | 0 | 0 | 0 | 0 | 0 | 0 | 0 | 0 | 0 | 0 | 0 | 0 | 0 | 0 | 0 | 0 | 0
F3_Commercial_WA - College_New_Space Heating_Natural Gas_Gas Boiler - Steam Trap Replacement_A_Achievable Economic RVT Potential | F3 | Commercial | WA - College | New | Space Heating | Natural Gas | Gas Boiler - Steam Trap Replacement | A | Integrated Unit Winter Peak Savings (kW) | Achievable Economic RVT Potential | 0 | 0 | 0 | 0 | 0 | 0 | 0 | 0 | 0 | 0 | 0 | 0 | 0 | 0 | 0 | 0 | 0 | 0 | 0 | 0 | 0 | 0 | 0 | 0 | 0 | 0 | 0
F4_Commercial_WA - College_New_Space Heating_Natural Gas_Gas Boiler - Steam Trap Replacement_A_Achievable Economic RVT Potential | F4 | Commercial | WA - College | New | Space Heating | Natural Gas | Gas Boiler - Steam Trap Replacement | A | Incremental Energy Savings (MWh or mTherms) | Achievable Economic RVT Potential | 0 | 0 | 0 | 0 | 0 | 0 | 0 | 0 | 0 | 0 | 0 | 0 | 0 | 0 | 0 | 0 | 0 | 0 | 0 | 0 | 0 | 0 | 0 | 0 | 0 | 0 | 0
F5_Commercial_WA - College_New_Space Heating_Natural Gas_Gas Boiler - Steam Trap Replacement_A_Achievable Economic RVT Potential | F5 | Commercial | WA - College | New | Space Heating | Natural Gas | Gas Boiler - Steam Trap Replacement | A | Incremental Summer Peak Savings (MW) | Achievable Economic RVT Potential | 0 | 0 | 0 | 0 | 0 | 0 | 0 | 0 | 0 | 0 | 0 | 0 | 0 | 0 | 0 | 0 | 0 | 0 | 0 | 0 | 0 | 0 | 0 | 0 | 0 | 0 | 0
F6_Commercial_WA - College_New_Space Heating_Natural Gas_Gas Boiler - Steam Trap Replacement_A_Achievable Economic RVT Potential | F6 | Commercial | WA - College | New | Space Heating | Natural Gas | Gas Boiler - Steam Trap Replacement | A | Incremental Winter Peak Savings (MW) | Achievable Economic RVT Potential | 0 | 0 | 0 | 0 | 0 | 0 | 0 | 0 | 0 | 0 | 0 | 0 | 0 | 0 | 0 | 0 | 0 | 0 | 0 | 0 | 0 | 0 | 0 | 0 | 0 | 0 | 0
F7_Commercial_WA - College_New_Space Heating_Natural Gas_Gas Boiler - Steam Trap Replacement_A_Achievable Economic RVT Potential | F7 | Commercial | WA - College | New | Space Heating | Natural Gas | Gas Boiler - Steam Trap Replacement | A | Cumulative Energy Savings (MWh or mTherms) | Achievable Economic RVT Potential | 0 | 0 | 0 | 0 | 0 | 0 | 0 | 0 | 0 | 0 | 0 | 0 | 0 | 0 | 0 | 0 | 0 | 0 | 0 | 0 | 0 | 0 | 0 | 0 | 0 | 0 | 0
F8_Commercial_WA - College_New_Space Heating_Natural Gas_Gas Boiler - Steam Trap Replacement_A_Achievable Economic RVT Potential | F8 | Commercial | WA - College | New | Space Heating | Natural Gas | Gas Boiler - Steam Trap Replacement | A | Cumulative Summer Peak Savings (MW) | Achievable Economic RVT Potential | 0 | 0 | 0 | 0 | 0 | 0 | 0 | 0 | 0 | 0 | 0 | 0 | 0 | 0 | 0 | 0 | 0 | 0 | 0 | 0 | 0 | 0 | 0 | 0 | 0 | 0 | 0
F9_Commercial_WA - College_New_Space Heating_Natural Gas_Gas Boiler - Steam Trap Replacement_A_Achievable Economic RVT Potential | F9 | Commercial | WA - College | New | Space Heating | Natural Gas | Gas Boiler - Steam Trap Replacement | A | Cumulative Winter Peak Savings (MW) | Achievable Economic RVT Potential | 0 | 0 | 0 | 0 | 0 | 0 | 0 | 0 | 0 | 0 | 0 | 0 | 0 | 0 | 0 | 0 | 0 | 0 | 0 | 0 | 0 | 0 | 0 | 0 | 0 | 0 | 0
F10_Commercial_WA - College_New_Space Heating_Natural Gas_Gas Boiler - Steam Trap Replacement_A_Achievable Economic RVT Potential | F10 | Commercial | WA - College | New | Space Heating | Natural Gas | Gas Boiler - Steam Trap Replacement | A | Purchases (Incremental) | Achievable Economic RVT Potential | 0 | 0 | 0 | 0 | 0 | 0 | 0 | 0 | 0 | 0 | 0 | 0 | 0 | 0 | 0 | 0 | 0 | 0 | 0 | 0 | 0 | 0 | 0 | 0 | 0 | 0 | 0
F11_Commercial_WA - College_New_Space Heating_Natural Gas_Gas Boiler - Steam Trap Replacement_A_Achievable Economic RVT Potential | F11 | Commercial | WA - College | New | Space Heating | Natural Gas | Gas Boiler - Steam Trap Replacement | A | Purchases (Cumulative) | Achievable Economic RVT Potential | 0 | 0 | 0 | 0 | 0 | 0 | 0 | 0 | 0 | 0 | 0 | 0 | 0 | 0 | 0 | 0 | 0 | 0 | 0 | 0 | 0 | 0 | 0 | 0 | 0 | 0 | 0
F1_Commercial_WA - College_New_Space Heating_Natural Gas_Gas Boiler - High Turndown Burner_A_Achievable Economic RVT Potential | F1 | Commercial | WA - College | New | Space Heating | Natural Gas | Gas Boiler - High Turndown Burner | A | Integrated Unit Energy Savings (kWh or therms) | Achievable Economic RVT Potential | 0 | 0 | 0 | 0 | 0 | 0 | 0 | 0 | 0 | 0 | 0 | 0 | 0 | 0 | 0 | 0 | 0 | 0 | 0 | 0 | 0 | 0 | 0 | 0 | 0 | 0 | 0
F2_Commercial_WA - College_New_Space Heating_Natural Gas_Gas Boiler - High Turndown Burner_A_Achievable Economic RVT Potential | F2 | Commercial | WA - College | New | Space Heating | Natural Gas | Gas Boiler - High Turndown Burner | A | Integrated Unit Summer Peak Savings (kW) | Achievable Economic RVT Potential | 0 | 0 | 0 | 0 | 0 | 0 | 0 | 0 | 0 | 0 | 0 | 0 | 0 | 0 | 0 | 0 | 0 | 0 | 0 | 0 | 0 | 0 | 0 | 0 | 0 | 0 | 0
F3_Commercial_WA - College_New_Space Heating_Natural Gas_Gas Boiler - High Turndown Burner_A_Achievable Economic RVT Potential | F3 | Commercial | WA - College | New | Space Heating | Natural Gas | Gas Boiler - High Turndown Burner | A | Integrated Unit Winter Peak Savings (kW) | Achievable Economic RVT Potential | 0 | 0 | 0 | 0 | 0 | 0 | 0 | 0 | 0 | 0 | 0 | 0 | 0 | 0 | 0 | 0 | 0 | 0 | 0 | 0 | 0 | 0 | 0 | 0 | 0 | 0 | 0
F4_Commercial_WA - College_New_Space Heating_Natural Gas_Gas Boiler - High Turndown Burner_A_Achievable Economic RVT Potential | F4 | Commercial | WA - College | New | Space Heating | Natural Gas | Gas Boiler - High Turndown Burner | A | Incremental Energy Savings (MWh or mTherms) | Achievable Economic RVT Potential | 0 | 0 | 0 | 0 | 0 | 0 | 0 | 0 | 0 | 0 | 0 | 0 | 0 | 0 | 0 | 0 | 0 | 0 | 0 | 0 | 0 | 0 | 0 | 0 | 0 | 0 | 0
F5_Commercial_WA - College_New_Space Heating_Natural Gas_Gas Boiler - High Turndown Burner_A_Achievable Economic RVT Potential | F5 | Commercial | WA - College | New | Space Heating | Natural Gas | Gas Boiler - High Turndown Burner | A | Incremental Summer Peak Savings (MW) | Achievable Economic RVT Potential | 0 | 0 | 0 | 0 | 0 | 0 | 0 | 0 | 0 | 0 | 0 | 0 | 0 | 0 | 0 | 0 | 0 | 0 | 0 | 0 | 0 | 0 | 0 | 0 | 0 | 0 | 0
F6_Commercial_WA - College_New_Space Heating_Natural Gas_Gas Boiler - High Turndown Burner_A_Achievable Economic RVT Potential | F6 | Commercial | WA - College | New | Space Heating | Natural Gas | Gas Boiler - High Turndown Burner | A | Incremental Winter Peak Savings (MW) | Achievable Economic RVT Potential | 0 | 0 | 0 | 0 | 0 | 0 | 0 | 0 | 0 | 0 | 0 | 0 | 0 | 0 | 0 | 0 | 0 | 0 | 0 | 0 | 0 | 0 | 0 | 0 | 0 | 0 | 0
F7_Commercial_WA - College_New_Space Heating_Natural Gas_Gas Boiler - High Turndown Burner_A_Achievable Economic RVT Potential | F7 | Commercial | WA - College | New | Space Heating | Natural Gas | Gas Boiler - High Turndown Burner | A | Cumulative Energy Savings (MWh or mTherms) | Achievable Economic RVT Potential | 0 | 0 | 0 | 0 | 0 | 0 | 0 | 0 | 0 | 0 | 0 | 0 | 0 | 0 | 0 | 0 | 0 | 0 | 0 | 0 | 0 | 0 | 0 | 0 | 0 | 0 | 0
F8_Commercial_WA - College_New_Space Heating_Natural Gas_Gas Boiler - High Turndown Burner_A_Achievable Economic RVT Potential | F8 | Commercial | WA - College | New | Space Heating | Natural Gas | Gas Boiler - High Turndown Burner | A | Cumulative Summer Peak Savings (MW) | Achievable Economic RVT Potential | 0 | 0 | 0 | 0 | 0 | 0 | 0 | 0 | 0 | 0 | 0 | 0 | 0 | 0 | 0 | 0 | 0 | 0 | 0 | 0 | 0 | 0 | 0 | 0 | 0 | 0 | 0
F9_Commercial_WA - College_New_Space Heating_Natural Gas_Gas Boiler - High Turndown Burner_A_Achievable Economic RVT Potential | F9 | Commercial | WA - College | New | Space Heating | Natural Gas | Gas Boiler - High Turndown Burner | A | Cumulative Winter Peak Savings (MW) | Achievable Economic RVT Potential | 0 | 0 | 0 | 0 | 0 | 0 | 0 | 0 | 0 | 0 | 0 | 0 | 0 | 0 | 0 | 0 | 0 | 0 | 0 | 0 | 0 | 0 | 0 | 0 | 0 | 0 | 0
F10_Commercial_WA - College_New_Space Heating_Natural Gas_Gas Boiler - High Turndown Burner_A_Achievable Economic RVT Potential | F10 | Commercial | WA - College | New | Space Heating | Natural Gas | Gas Boiler - High Turndown Burner | A | Purchases (Incremental) | Achievable Economic RVT Potential | 0 | 0 | 0 | 0 | 0 | 0 | 0 | 0 | 0 | 0 | 0 | 0 | 0 | 0 | 0 | 0 | 0 | 0 | 0 | 0 | 0 | 0 | 0 | 0 | 0 | 0 | 0
F11_Commercial_WA - College_New_Space Heating_Natural Gas_Gas Boiler - High Turndown Burner_A_Achievable Economic RVT Potential | F11 | Commercial | WA - College | New | Space Heating | Natural Gas | Gas Boiler - High Turndown Burner | A | Purchases (Cumulative) | Achievable Economic RVT Potential | 0 | 0 | 0 | 0 | 0 | 0 | 0 | 0 | 0 | 0 | 0 | 0 | 0 | 0 | 0 | 0 | 0 | 0 | 0 | 0 | 0 | 0 | 0 | 0 | 0 | 0 | 0
F1_Commercial_WA - College_New_Space Heating_Natural Gas_Gas Boiler - Burner Control Optimization_A_Achievable Economic RVT Potential | F1 | Commercial | WA - College | New | Space Heating | Natural Gas | Gas Boiler - Burner Control Optimization | A | Integrated Unit Energy Savings (kWh or therms) | Achievable Economic RVT Potential | 0 | 0 | 0 | 0 | 0 | 0 | 0 | 0 | 0 | 0 | 0 | 0 | 0 | 0 | 0 | 0 | 0 | 0 | 0 | 0 | 0 | 0 | 0 | 0 | 0 | 0 | 0
F2_Commercial_WA - College_New_Space Heating_Natural Gas_Gas Boiler - Burner Control Optimization_A_Achievable Economic RVT Potential | F2 | Commercial | WA - College | New | Space Heating | Natural Gas | Gas Boiler - Burner Control Optimization | A | Integrated Unit Summer Peak Savings (kW) | Achievable Economic RVT Potential | 0 | 0 | 0 | 0 | 0 | 0 | 0 | 0 | 0 | 0 | 0 | 0 | 0 | 0 | 0 | 0 | 0 | 0 | 0 | 0 | 0 | 0 | 0 | 0 | 0 | 0 | 0
F3_Commercial_WA - College_New_Space Heating_Natural Gas_Gas Boiler - Burner Control Optimization_A_Achievable Economic RVT Potential | F3 | Commercial | WA - College | New | Space Heating | Natural Gas | Gas Boiler - Burner Control Optimization | A | Integrated Unit Winter Peak Savings (kW) | Achievable Economic RVT Potential | 0 | 0 | 0 | 0 | 0 | 0 | 0 | 0 | 0 | 0 | 0 | 0 | 0 | 0 | 0 | 0 | 0 | 0 | 0 | 0 | 0 | 0 | 0 | 0 | 0 | 0 | 0
F4_Commercial_WA - College_New_Space Heating_Natural Gas_Gas Boiler - Burner Control Optimization_A_Achievable Economic RVT Potential | F4 | Commercial | WA - College | New | Space Heating | Natural Gas | Gas Boiler - Burner Control Optimization | A | Incremental Energy Savings (MWh or mTherms) | Achievable Economic RVT Potential | 0 | 0 | 0 | 0 | 0 | 0 | 0 | 0 | 0 | 0 | 0 | 0 | 0 | 0 | 0 | 0 | 0 | 0 | 0 | 0 | 0 | 0 | 0 | 0 | 0 | 0 | 0
F5_Commercial_WA - College_New_Space Heating_Natural Gas_Gas Boiler - Burner Control Optimization_A_Achievable Economic RVT Potential | F5 | Commercial | WA - College | New | Space Heating | Natural Gas | Gas Boiler - Burner Control Optimization | A | Incremental Summer Peak Savings (MW) | Achievable Economic RVT Potential | 0 | 0 | 0 | 0 | 0 | 0 | 0 | 0 | 0 | 0 | 0 | 0 | 0 | 0 | 0 | 0 | 0 | 0 | 0 | 0 | 0 | 0 | 0 | 0 | 0 | 0 | 0
F6_Commercial_WA - College_New_Space Heating_Natural Gas_Gas Boiler - Burner Control Optimization_A_Achievable Economic RVT Potential | F6 | Commercial | WA - College | New | Space Heating | Natural Gas | Gas Boiler - Burner Control Optimization | A | Incremental Winter Peak Savings (MW) | Achievable Economic RVT Potential | 0 | 0 | 0 | 0 | 0 | 0 | 0 | 0 | 0 | 0 | 0 | 0 | 0 | 0 | 0 | 0 | 0 | 0 | 0 | 0 | 0 | 0 | 0 | 0 | 0 | 0 | 0
F7_Commercial_WA - College_New_Space Heating_Natural Gas_Gas Boiler - Burner Control Optimization_A_Achievable Economic RVT Potential | F7 | Commercial | WA - College | New | Space Heating | Natural Gas | Gas Boiler - Burner Control Optimization | A | Cumulative Energy Savings (MWh or mTherms) | Achievable Economic RVT Potential | 0 | 0 | 0 | 0 | 0 | 0 | 0 | 0 | 0 | 0 | 0 | 0 | 0 | 0 | 0 | 0 | 0 | 0 | 0 | 0 | 0 | 0 | 0 | 0 | 0 | 0 | 0
F8_Commercial_WA - College_New_Space Heating_Natural Gas_Gas Boiler - Burner Control Optimization_A_Achievable Economic RVT Potential | F8 | Commercial | WA - College | New | Space Heating | Natural Gas | Gas Boiler - Burner Control Optimization | A | Cumulative Summer Peak Savings (MW) | Achievable Economic RVT Potential | 0 | 0 | 0 | 0 | 0 | 0 | 0 | 0 | 0 | 0 | 0 | 0 | 0 | 0 | 0 | 0 | 0 | 0 | 0 | 0 | 0 | 0 | 0 | 0 | 0 | 0 | 0
F9_Commercial_WA - College_New_Space Heating_Natural Gas_Gas Boiler - Burner Control Optimization_A_Achievable Economic RVT Potential | F9 | Commercial | WA - College | New | Space Heating | Natural Gas | Gas Boiler - Burner Control Optimization | A | Cumulative Winter Peak Savings (MW) | Achievable Economic RVT Potential | 0 | 0 | 0 | 0 | 0 | 0 | 0 | 0 | 0 | 0 | 0 | 0 | 0 | 0 | 0 | 0 | 0 | 0 | 0 | 0 | 0 | 0 | 0 | 0 | 0 | 0 | 0
F10_Commercial_WA - College_New_Space Heating_Natural Gas_Gas Boiler - Burner Control Optimization_A_Achievable Economic RVT Potential | F10 | Commercial | WA - College | New | Space Heating | Natural Gas | Gas Boiler - Burner Control Optimization | A | Purchases (Incremental) | Achievable Economic RVT Potential | 0 | 0 | 0 | 0 | 0 | 0 | 0 | 0 | 0 | 0 | 0 | 0 | 0 | 0 | 0 | 0 | 0 | 0 | 0 | 0 | 0 | 0 | 0 | 0 | 0 | 0 | 0
F11_Commercial_WA - College_New_Space Heating_Natural Gas_Gas Boiler - Burner Control Optimization_A_Achievable Economic RVT Potential | F11 | Commercial | WA - College | New | Space Heating | Natural Gas | Gas Boiler - Burner Control Optimization | A | Purchases (Cumulative) | Achievable Economic RVT Potential | 0 | 0 | 0 | 0 | 0 | 0 | 0 | 0 | 0 | 0 | 0 | 0 | 0 | 0 | 0 | 0 | 0 | 0 | 0 | 0 | 0 | 0 | 0 | 0 | 0 | 0 | 0
F1_Commercial_WA - College_New_Space Heating_Natural Gas_Gas Boiler - Stack Economizer_A_Achievable Economic RVT Potential | F1 | Commercial | WA - College | New | Space Heating | Natural Gas | Gas Boiler - Stack Economizer | A | Integrated Unit Energy Savings (kWh or therms) | Achievable Economic RVT Potential | 0 | 0 | 0 | 0 | 0 | 0 | 0 | 0 | 0 | 0 | 0 | 0 | 0 | 0 | 0 | 0 | 0 | 0 | 0 | 0 | 0 | 0 | 0 | 0 | 0 | 0 | 0
F2_Commercial_WA - College_New_Space Heating_Natural Gas_Gas Boiler - Stack Economizer_A_Achievable Economic RVT Potential | F2 | Commercial | WA - College | New | Space Heating | Natural Gas | Gas Boiler - Stack Economizer | A | Integrated Unit Summer Peak Savings (kW) | Achievable Economic RVT Potential | 0 | 0 | 0 | 0 | 0 | 0 | 0 | 0 | 0 | 0 | 0 | 0 | 0 | 0 | 0 | 0 | 0 | 0 | 0 | 0 | 0 | 0 | 0 | 0 | 0 | 0 | 0
F3_Commercial_WA - College_New_Space Heating_Natural Gas_Gas Boiler - Stack Economizer_A_Achievable Economic RVT Potential | F3 | Commercial | WA - College | New | Space Heating | Natural Gas | Gas Boiler - Stack Economizer | A | Integrated Unit Winter Peak Savings (kW) | Achievable Economic RVT Potential | 0 | 0 | 0 | 0 | 0 | 0 | 0 | 0 | 0 | 0 | 0 | 0 | 0 | 0 | 0 | 0 | 0 | 0 | 0 | 0 | 0 | 0 | 0 | 0 | 0 | 0 | 0
F4_Commercial_WA - College_New_Space Heating_Natural Gas_Gas Boiler - Stack Economizer_A_Achievable Economic RVT Potential | F4 | Commercial | WA - College | New | Space Heating | Natural Gas | Gas Boiler - Stack Economizer | A | Incremental Energy Savings (MWh or mTherms) | Achievable Economic RVT Potential | 0 | 0 | 0 | 0 | 0 | 0 | 0 | 0 | 0 | 0 | 0 | 0 | 0 | 0 | 0 | 0 | 0 | 0 | 0 | 0 | 0 | 0 | 0 | 0 | 0 | 0 | 0
F5_Commercial_WA - College_New_Space Heating_Natural Gas_Gas Boiler - Stack Economizer_A_Achievable Economic RVT Potential | F5 | Commercial | WA - College | New | Space Heating | Natural Gas | Gas Boiler - Stack Economizer | A | Incremental Summer Peak Savings (MW) | Achievable Economic RVT Potential | 0 | 0 | 0 | 0 | 0 | 0 | 0 | 0 | 0 | 0 | 0 | 0 | 0 | 0 | 0 | 0 | 0 | 0 | 0 | 0 | 0 | 0 | 0 | 0 | 0 | 0 | 0
F6_Commercial_WA - College_New_Space Heating_Natural Gas_Gas Boiler - Stack Economizer_A_Achievable Economic RVT Potential | F6 | Commercial | WA - College | New | Space Heating | Natural Gas | Gas Boiler - Stack Economizer | A | Incremental Winter Peak Savings (MW) | Achievable Economic RVT Potential | 0 | 0 | 0 | 0 | 0 | 0 | 0 | 0 | 0 | 0 | 0 | 0 | 0 | 0 | 0 | 0 | 0 | 0 | 0 | 0 | 0 | 0 | 0 | 0 | 0 | 0 | 0
F7_Commercial_WA - College_New_Space Heating_Natural Gas_Gas Boiler - Stack Economizer_A_Achievable Economic RVT Potential | F7 | Commercial | WA - College | New | Space Heating | Natural Gas | Gas Boiler - Stack Economizer | A | Cumulative Energy Savings (MWh or mTherms) | Achievable Economic RVT Potential | 0 | 0 | 0 | 0 | 0 | 0 | 0 | 0 | 0 | 0 | 0 | 0 | 0 | 0 | 0 | 0 | 0 | 0 | 0 | 0 | 0 | 0 | 0 | 0 | 0 | 0 | 0
F8_Commercial_WA - College_New_Space Heating_Natural Gas_Gas Boiler - Stack Economizer_A_Achievable Economic RVT Potential | F8 | Commercial | WA - College | New | Space Heating | Natural Gas | Gas Boiler - Stack Economizer | A | Cumulative Summer Peak Savings (MW) | Achievable Economic RVT Potential | 0 | 0 | 0 | 0 | 0 | 0 | 0 | 0 | 0 | 0 | 0 | 0 | 0 | 0 | 0 | 0 | 0 | 0 | 0 | 0 | 0 | 0 | 0 | 0 | 0 | 0 | 0
F9_Commercial_WA - College_New_Space Heating_Natural Gas_Gas Boiler - Stack Economizer_A_Achievable Economic RVT Potential | F9 | Commercial | WA - College | New | Space Heating | Natural Gas | Gas Boiler - Stack Economizer | A | Cumulative Winter Peak Savings (MW) | Achievable Economic RVT Potential | 0 | 0 | 0 | 0 | 0 | 0 | 0 | 0 | 0 | 0 | 0 | 0 | 0 | 0 | 0 | 0 | 0 | 0 | 0 | 0 | 0 | 0 | 0 | 0 | 0 | 0 | 0
F10_Commercial_WA - College_New_Space Heating_Natural Gas_Gas Boiler - Stack Economizer_A_Achievable Economic RVT Potential | F10 | Commercial | WA - College | New | Space Heating | Natural Gas | Gas Boiler - Stack Economizer | A | Purchases (Incremental) | Achievable Economic RVT Potential | 0 | 0 | 0 | 0 | 0 | 0 | 0 | 0 | 0 | 0 | 0 | 0 | 0 | 0 | 0 | 0 | 0 | 0 | 0 | 0 | 0 | 0 | 0 | 0 | 0 | 0 | 0
F11_Commercial_WA - College_New_Space Heating_Natural Gas_Gas Boiler - Stack Economizer_A_Achievable Economic RVT Potential | F11 | Commercial | WA - College | New | Space Heating | Natural Gas | Gas Boiler - Stack Economizer | A | Purchases (Cumulative) | Achievable Economic RVT Potential | 0 | 0 | 0 | 0 | 0 | 0 | 0 | 0 | 0 | 0 | 0 | 0 | 0 | 0 | 0 | 0 | 0 | 0 | 0 | 0 | 0 | 0 | 0 | 0 | 0 | 0 | 0
F1_Commercial_WA - College_New_Space Heating_Natural Gas_Gas Boiler - Thermostatic Radiator Valves_A_Achievable Economic RVT Potential | F1 | Commercial | WA - College | New | Space Heating | Natural Gas | Gas Boiler - Thermostatic Radiator Valves | A | Integrated Unit Energy Savings (kWh or therms) | Achievable Economic RVT Potential | 0 | 0 | 0 | 0 | 0 | 0 | 0 | 0 | 0 | 0 | 0 | 0 | 0 | 0 | 0 | 0 | 0 | 0 | 0 | 0 | 0 | 0 | 0 | 0 | 0 | 0 | 0
F2_Commercial_WA - College_New_Space Heating_Natural Gas_Gas Boiler - Thermostatic Radiator Valves_A_Achievable Economic RVT Potential | F2 | Commercial | WA - College | New | Space Heating | Natural Gas | Gas Boiler - Thermostatic Radiator Valves | A | Integrated Unit Summer Peak Savings (kW) | Achievable Economic RVT Potential | 0 | 0 | 0 | 0 | 0 | 0 | 0 | 0 | 0 | 0 | 0 | 0 | 0 | 0 | 0 | 0 | 0 | 0 | 0 | 0 | 0 | 0 | 0 | 0 | 0 | 0 | 0
F3_Commercial_WA - College_New_Space Heating_Natural Gas_Gas Boiler - Thermostatic Radiator Valves_A_Achievable Economic RVT Potential | F3 | Commercial | WA - College | New | Space Heating | Natural Gas | Gas Boiler - Thermostatic Radiator Valves | A | Integrated Unit Winter Peak Savings (kW) | Achievable Economic RVT Potential | 0 | 0 | 0 | 0 | 0 | 0 | 0 | 0 | 0 | 0 | 0 | 0 | 0 | 0 | 0 | 0 | 0 | 0 | 0 | 0 | 0 | 0 | 0 | 0 | 0 | 0 | 0
F4_Commercial_WA - College_New_Space Heating_Natural Gas_Gas Boiler - Thermostatic Radiator Valves_A_Achievable Economic RVT Potential | F4 | Commercial | WA - College | New | Space Heating | Natural Gas | Gas Boiler - Thermostatic Radiator Valves | A | Incremental Energy Savings (MWh or mTherms) | Achievable Economic RVT Potential | 0 | 0 | 0 | 0 | 0 | 0 | 0 | 0 | 0 | 0 | 0 | 0 | 0 | 0 | 0 | 0 | 0 | 0 | 0 | 0 | 0 | 0 | 0 | 0 | 0 | 0 | 0
F5_Commercial_WA - College_New_Space Heating_Natural Gas_Gas Boiler - Thermostatic Radiator Valves_A_Achievable Economic RVT Potential | F5 | Commercial | WA - College | New | Space Heating | Natural Gas | Gas Boiler - Thermostatic Radiator Valves | A | Incremental Summer Peak Savings (MW) | Achievable Economic RVT Potential | 0 | 0 | 0 | 0 | 0 | 0 | 0 | 0 | 0 | 0 | 0 | 0 | 0 | 0 | 0 | 0 | 0 | 0 | 0 | 0 | 0 | 0 | 0 | 0 | 0 | 0 | 0
F6_Commercial_WA - College_New_Space Heating_Natural Gas_Gas Boiler - Thermostatic Radiator Valves_A_Achievable Economic RVT Potential | F6 | Commercial | WA - College | New | Space Heating | Natural Gas | Gas Boiler - Thermostatic Radiator Valves | A | Incremental Winter Peak Savings (MW) | Achievable Economic RVT Potential | 0 | 0 | 0 | 0 | 0 | 0 | 0 | 0 | 0 | 0 | 0 | 0 | 0 | 0 | 0 | 0 | 0 | 0 | 0 | 0 | 0 | 0 | 0 | 0 | 0 | 0 | 0
F7_Commercial_WA - College_New_Space Heating_Natural Gas_Gas Boiler - Thermostatic Radiator Valves_A_Achievable Economic RVT Potential | F7 | Commercial | WA - College | New | Space Heating | Natural Gas | Gas Boiler - Thermostatic Radiator Valves | A | Cumulative Energy Savings (MWh or mTherms) | Achievable Economic RVT Potential | 0 | 0 | 0 | 0 | 0 | 0 | 0 | 0 | 0 | 0 | 0 | 0 | 0 | 0 | 0 | 0 | 0 | 0 | 0 | 0 | 0 | 0 | 0 | 0 | 0 | 0 | 0
F8_Commercial_WA - College_New_Space Heating_Natural Gas_Gas Boiler - Thermostatic Radiator Valves_A_Achievable Economic RVT Potential | F8 | Commercial | WA - College | New | Space Heating | Natural Gas | Gas Boiler - Thermostatic Radiator Valves | A | Cumulative Summer Peak Savings (MW) | Achievable Economic RVT Potential | 0 | 0 | 0 | 0 | 0 | 0 | 0 | 0 | 0 | 0 | 0 | 0 | 0 | 0 | 0 | 0 | 0 | 0 | 0 | 0 | 0 | 0 | 0 | 0 | 0 | 0 | 0
F9_Commercial_WA - College_New_Space Heating_Natural Gas_Gas Boiler - Thermostatic Radiator Valves_A_Achievable Economic RVT Potential | F9 | Commercial | WA - College | New | Space Heating | Natural Gas | Gas Boiler - Thermostatic Radiator Valves | A | Cumulative Winter Peak Savings (MW) | Achievable Economic RVT Potential | 0 | 0 | 0 | 0 | 0 | 0 | 0 | 0 | 0 | 0 | 0 | 0 | 0 | 0 | 0 | 0 | 0 | 0 | 0 | 0 | 0 | 0 | 0 | 0 | 0 | 0 | 0
F10_Commercial_WA - College_New_Space Heating_Natural Gas_Gas Boiler - Thermostatic Radiator Valves_A_Achievable Economic RVT Potential | F10 | Commercial | WA - College | New | Space Heating | Natural Gas | Gas Boiler - Thermostatic Radiator Valves | A | Purchases (Incremental) | Achievable Economic RVT Potential | 0 | 0 | 0 | 0 | 0 | 0 | 0 | 0 | 0 | 0 | 0 | 0 | 0 | 0 | 0 | 0 | 0 | 0 | 0 | 0 | 0 | 0 | 0 | 0 | 0 | 0 | 0
F11_Commercial_WA - College_New_Space Heating_Natural Gas_Gas Boiler - Thermostatic Radiator Valves_A_Achievable Economic RVT Potential | F11 | Commercial | WA - College | New | Space Heating | Natural Gas | Gas Boiler - Thermostatic Radiator Valves | A | Purchases (Cumulative) | Achievable Economic RVT Potential | 0 | 0 | 0 | 0 | 0 | 0 | 0 | 0 | 0 | 0 | 0 | 0 | 0 | 0 | 0 | 0 | 0 | 0 | 0 | 0 | 0 | 0 | 0 | 0 | 0 | 0 | 0
F1_Commercial_WA - College_New_Space Heating_Natural Gas_HVAC - Shut Off Damper_A_Achievable Economic RVT Potential | F1 | Commercial | WA - College | New | Space Heating | Natural Gas | HVAC - Shut Off Damper | A | Integrated Unit Energy Savings (kWh or therms) | Achievable Economic RVT Potential | 0 | 0 | 0 | 0 | 0 | 0 | 0 | 0 | 0 | 0 | 0 | 0 | 0 | 0 | 0 | 0 | 0 | 0 | 0 | 0 | 0 | 0 | 0 | 0 | 0 | 0 | 0
F2_Commercial_WA - College_New_Space Heating_Natural Gas_HVAC - Shut Off Damper_A_Achievable Economic RVT Potential | F2 | Commercial | WA - College | New | Space Heating | Natural Gas | HVAC - Shut Off Damper | A | Integrated Unit Summer Peak Savings (kW) | Achievable Economic RVT Potential | 0 | 0 | 0 | 0 | 0 | 0 | 0 | 0 | 0 | 0 | 0 | 0 | 0 | 0 | 0 | 0 | 0 | 0 | 0 | 0 | 0 | 0 | 0 | 0 | 0 | 0 | 0
F3_Commercial_WA - College_New_Space Heating_Natural Gas_HVAC - Shut Off Damper_A_Achievable Economic RVT Potential | F3 | Commercial | WA - College | New | Space Heating | Natural Gas | HVAC - Shut Off Damper | A | Integrated Unit Winter Peak Savings (kW) | Achievable Economic RVT Potential | 0 | 0 | 0 | 0 | 0 | 0 | 0 | 0 | 0 | 0 | 0 | 0 | 0 | 0 | 0 | 0 | 0 | 0 | 0 | 0 | 0 | 0 | 0 | 0 | 0 | 0 | 0
F4_Commercial_WA - College_New_Space Heating_Natural Gas_HVAC - Shut Off Damper_A_Achievable Economic RVT Potential | F4 | Commercial | WA - College | New | Space Heating | Natural Gas | HVAC - Shut Off Damper | A | Incremental Energy Savings (MWh or mTherms) | Achievable Economic RVT Potential | 0 | 0 | 0 | 0 | 0 | 0 | 0 | 0 | 0 | 0 | 0 | 0 | 0 | 0 | 0 | 0 | 0 | 0 | 0 | 0 | 0 | 0 | 0 | 0 | 0 | 0 | 0
F5_Commercial_WA - College_New_Space Heating_Natural Gas_HVAC - Shut Off Damper_A_Achievable Economic RVT Potential | F5 | Commercial | WA - College | New | Space Heating | Natural Gas | HVAC - Shut Off Damper | A | Incremental Summer Peak Savings (MW) | Achievable Economic RVT Potential | 0 | 0 | 0 | 0 | 0 | 0 | 0 | 0 | 0 | 0 | 0 | 0 | 0 | 0 | 0 | 0 | 0 | 0 | 0 | 0 | 0 | 0 | 0 | 0 | 0 | 0 | 0
F6_Commercial_WA - College_New_Space Heating_Natural Gas_HVAC - Shut Off Damper_A_Achievable Economic RVT Potential | F6 | Commercial | WA - College | New | Space Heating | Natural Gas | HVAC - Shut Off Damper | A | Incremental Winter Peak Savings (MW) | Achievable Economic RVT Potential | 0 | 0 | 0 | 0 | 0 | 0 | 0 | 0 | 0 | 0 | 0 | 0 | 0 | 0 | 0 | 0 | 0 | 0 | 0 | 0 | 0 | 0 | 0 | 0 | 0 | 0 | 0
F7_Commercial_WA - College_New_Space Heating_Natural Gas_HVAC - Shut Off Damper_A_Achievable Economic RVT Potential | F7 | Commercial | WA - College | New | Space Heating | Natural Gas | HVAC - Shut Off Damper | A | Cumulative Energy Savings (MWh or mTherms) | Achievable Economic RVT Potential | 0 | 0 | 0 | 0 | 0 | 0 | 0 | 0 | 0 | 0 | 0 | 0 | 0 | 0 | 0 | 0 | 0 | 0 | 0 | 0 | 0 | 0 | 0 | 0 | 0 | 0 | 0
F8_Commercial_WA - College_New_Space Heating_Natural Gas_HVAC - Shut Off Damper_A_Achievable Economic RVT Potential | F8 | Commercial | WA - College | New | Space Heating | Natural Gas | HVAC - Shut Off Damper | A | Cumulative Summer Peak Savings (MW) | Achievable Economic RVT Potential | 0 | 0 | 0 | 0 | 0 | 0 | 0 | 0 | 0 | 0 | 0 | 0 | 0 | 0 | 0 | 0 | 0 | 0 | 0 | 0 | 0 | 0 | 0 | 0 | 0 | 0 | 0
F9_Commercial_WA - College_New_Space Heating_Natural Gas_HVAC - Shut Off Damper_A_Achievable Economic RVT Potential | F9 | Commercial | WA - College | New | Space Heating | Natural Gas | HVAC - Shut Off Damper | A | Cumulative Winter Peak Savings (MW) | Achievable Economic RVT Potential | 0 | 0 | 0 | 0 | 0 | 0 | 0 | 0 | 0 | 0 | 0 | 0 | 0 | 0 | 0 | 0 | 0 | 0 | 0 | 0 | 0 | 0 | 0 | 0 | 0 | 0 | 0
F10_Commercial_WA - College_New_Space Heating_Natural Gas_HVAC - Shut Off Damper_A_Achievable Economic RVT Potential | F10 | Commercial | WA - College | New | Space Heating | Natural Gas | HVAC - Shut Off Damper | A | Purchases (Incremental) | Achievable Economic RVT Potential | 0 | 0 | 0 | 0 | 0 | 0 | 0 | 0 | 0 | 0 | 0 | 0 | 0 | 0 | 0 | 0 | 0 | 0 | 0 | 0 | 0 | 0 | 0 | 0 | 0 | 0 | 0
F11_Commercial_WA - College_New_Space Heating_Natural Gas_HVAC - Shut Off Damper_A_Achievable Economic RVT Potential | F11 | Commercial | WA - College | New | Space Heating | Natural Gas | HVAC - Shut Off Damper | A | Purchases (Cumulative) | Achievable Economic RVT Potential | 0 | 0 | 0 | 0 | 0 | 0 | 0 | 0 | 0 | 0 | 0 | 0 | 0 | 0 | 0 | 0 | 0 | 0 | 0 | 0 | 0 | 0 | 0 | 0 | 0 | 0 | 0
F1_Commercial_WA - College_New_Space Heating_Natural Gas_Gas Furnace - Tube Inserts_A_Achievable Economic RVT Potential | F1 | Commercial | WA - College | New | Space Heating | Natural Gas | Gas Furnace - Tube Inserts | A | Integrated Unit Energy Savings (kWh or therms) | Achievable Economic RVT Potential | 0 | 0 | 0 | 0 | 0 | 0 | 0 | 0 | 0 | 0 | 0 | 0 | 0 | 0 | 0 | 0 | 0 | 0 | 0 | 0 | 0 | 0 | 0 | 0 | 0 | 0 | 0
F2_Commercial_WA - College_New_Space Heating_Natural Gas_Gas Furnace - Tube Inserts_A_Achievable Economic RVT Potential | F2 | Commercial | WA - College | New | Space Heating | Natural Gas | Gas Furnace - Tube Inserts | A | Integrated Unit Summer Peak Savings (kW) | Achievable Economic RVT Potential | 0 | 0 | 0 | 0 | 0 | 0 | 0 | 0 | 0 | 0 | 0 | 0 | 0 | 0 | 0 | 0 | 0 | 0 | 0 | 0 | 0 | 0 | 0 | 0 | 0 | 0 | 0
F3_Commercial_WA - College_New_Space Heating_Natural Gas_Gas Furnace - Tube Inserts_A_Achievable Economic RVT Potential | F3 | Commercial | WA - College | New | Space Heating | Natural Gas | Gas Furnace - Tube Inserts | A | Integrated Unit Winter Peak Savings (kW) | Achievable Economic RVT Potential | 0 | 0 | 0 | 0 | 0 | 0 | 0 | 0 | 0 | 0 | 0 | 0 | 0 | 0 | 0 | 0 | 0 | 0 | 0 | 0 | 0 | 0 | 0 | 0 | 0 | 0 | 0
F4_Commercial_WA - College_New_Space Heating_Natural Gas_Gas Furnace - Tube Inserts_A_Achievable Economic RVT Potential | F4 | Commercial | WA - College | New | Space Heating | Natural Gas | Gas Furnace - Tube Inserts | A | Incremental Energy Savings (MWh or mTherms) | Achievable Economic RVT Potential | 0 | 0 | 0 | 0 | 0 | 0 | 0 | 0 | 0 | 0 | 0 | 0 | 0 | 0 | 0 | 0 | 0 | 0 | 0 | 0 | 0 | 0 | 0 | 0 | 0 | 0 | 0
F5_Commercial_WA - College_New_Space Heating_Natural Gas_Gas Furnace - Tube Inserts_A_Achievable Economic RVT Potential | F5 | Commercial | WA - College | New | Space Heating | Natural Gas | Gas Furnace - Tube Inserts | A | Incremental Summer Peak Savings (MW) | Achievable Economic RVT Potential | 0 | 0 | 0 | 0 | 0 | 0 | 0 | 0 | 0 | 0 | 0 | 0 | 0 | 0 | 0 | 0 | 0 | 0 | 0 | 0 | 0 | 0 | 0 | 0 | 0 | 0 | 0
F6_Commercial_WA - College_New_Space Heating_Natural Gas_Gas Furnace - Tube Inserts_A_Achievable Economic RVT Potential | F6 | Commercial | WA - College | New | Space Heating | Natural Gas | Gas Furnace - Tube Inserts | A | Incremental Winter Peak Savings (MW) | Achievable Economic RVT Potential | 0 | 0 | 0 | 0 | 0 | 0 | 0 | 0 | 0 | 0 | 0 | 0 | 0 | 0 | 0 | 0 | 0 | 0 | 0 | 0 | 0 | 0 | 0 | 0 | 0 | 0 | 0
F7_Commercial_WA - College_New_Space Heating_Natural Gas_Gas Furnace - Tube Inserts_A_Achievable Economic RVT Potential | F7 | Commercial | WA - College | New | Space Heating | Natural Gas | Gas Furnace - Tube Inserts | A | Cumulative Energy Savings (MWh or mTherms) | Achievable Economic RVT Potential | 0 | 0 | 0 | 0 | 0 | 0 | 0 | 0 | 0 | 0 | 0 | 0 | 0 | 0 | 0 | 0 | 0 | 0 | 0 | 0 | 0 | 0 | 0 | 0 | 0 | 0 | 0
F8_Commercial_WA - College_New_Space Heating_Natural Gas_Gas Furnace - Tube Inserts_A_Achievable Economic RVT Potential | F8 | Commercial | WA - College | New | Space Heating | Natural Gas | Gas Furnace - Tube Inserts | A | Cumulative Summer Peak Savings (MW) | Achievable Economic RVT Potential | 0 | 0 | 0 | 0 | 0 | 0 | 0 | 0 | 0 | 0 | 0 | 0 | 0 | 0 | 0 | 0 | 0 | 0 | 0 | 0 | 0 | 0 | 0 | 0 | 0 | 0 | 0
F9_Commercial_WA - College_New_Space Heating_Natural Gas_Gas Furnace - Tube Inserts_A_Achievable Economic RVT Potential | F9 | Commercial | WA - College | New | Space Heating | Natural Gas | Gas Furnace - Tube Inserts | A | Cumulative Winter Peak Savings (MW) | Achievable Economic RVT Potential | 0 | 0 | 0 | 0 | 0 | 0 | 0 | 0 | 0 | 0 | 0 | 0 | 0 | 0 | 0 | 0 | 0 | 0 | 0 | 0 | 0 | 0 | 0 | 0 | 0 | 0 | 0
F10_Commercial_WA - College_New_Space Heating_Natural Gas_Gas Furnace - Tube Inserts_A_Achievable Economic RVT Potential | F10 | Commercial | WA - College | New | Space Heating | Natural Gas | Gas Furnace - Tube Inserts | A | Purchases (Incremental) | Achievable Economic RVT Potential | 0 | 0 | 0 | 0 | 0 | 0 | 0 | 0 | 0 | 0 | 0 | 0 | 0 | 0 | 0 | 0 | 0 | 0 | 0 | 0 | 0 | 0 | 0 | 0 | 0 | 0 | 0
F11_Commercial_WA - College_New_Space Heating_Natural Gas_Gas Furnace - Tube Inserts_A_Achievable Economic RVT Potential | F11 | Commercial | WA - College | New | Space Heating | Natural Gas | Gas Furnace - Tube Inserts | A | Purchases (Cumulative) | Achievable Economic RVT Potential | 0 | 0 | 0 | 0 | 0 | 0 | 0 | 0 | 0 | 0 | 0 | 0 | 0 | 0 | 0 | 0 | 0 | 0 | 0 | 0 | 0 | 0 | 0 | 0 | 0 | 0 | 0
F1_Commercial_WA - College_New_Space Heating_Natural Gas_Gas Boiler - Insulate Steam Lines/Condensate Tank_A_Achievable Economic RVT Potential | F1 | Commercial | WA - College | New | Space Heating | Natural Gas | Gas Boiler - Insulate Steam Lines/Condensate Tank | A | Integrated Unit Energy Savings (kWh or therms) | Achievable Economic RVT Potential | 0 | 0 | 0 | 0 | 0 | 0 | 0 | 0 | 0 | 0 | 0 | 0 | 0 | 0 | 0 | 0 | 0 | 0 | 0 | 0 | 0 | 0 | 0 | 0 | 0 | 0 | 0
F2_Commercial_WA - College_New_Space Heating_Natural Gas_Gas Boiler - Insulate Steam Lines/Condensate Tank_A_Achievable Economic RVT Potential | F2 | Commercial | WA - College | New | Space Heating | Natural Gas | Gas Boiler - Insulate Steam Lines/Condensate Tank | A | Integrated Unit Summer Peak Savings (kW) | Achievable Economic RVT Potential | 0 | 0 | 0 | 0 | 0 | 0 | 0 | 0 | 0 | 0 | 0 | 0 | 0 | 0 | 0 | 0 | 0 | 0 | 0 | 0 | 0 | 0 | 0 | 0 | 0 | 0 | 0
F3_Commercial_WA - College_New_Space Heating_Natural Gas_Gas Boiler - Insulate Steam Lines/Condensate Tank_A_Achievable Economic RVT Potential | F3 | Commercial | WA - College | New | Space Heating | Natural Gas | Gas Boiler - Insulate Steam Lines/Condensate Tank | A | Integrated Unit Winter Peak Savings (kW) | Achievable Economic RVT Potential | 0 | 0 | 0 | 0 | 0 | 0 | 0 | 0 | 0 | 0 | 0 | 0 | 0 | 0 | 0 | 0 | 0 | 0 | 0 | 0 | 0 | 0 | 0 | 0 | 0 | 0 | 0
F4_Commercial_WA - College_New_Space Heating_Natural Gas_Gas Boiler - Insulate Steam Lines/Condensate Tank_A_Achievable Economic RVT Potential | F4 | Commercial | WA - College | New | Space Heating | Natural Gas | Gas Boiler - Insulate Steam Lines/Condensate Tank | A | Incremental Energy Savings (MWh or mTherms) | Achievable Economic RVT Potential | 0 | 0 | 0 | 0 | 0 | 0 | 0 | 0 | 0 | 0 | 0 | 0 | 0 | 0 | 0 | 0 | 0 | 0 | 0 | 0 | 0 | 0 | 0 | 0 | 0 | 0 | 0
F5_Commercial_WA - College_New_Space Heating_Natural Gas_Gas Boiler - Insulate Steam Lines/Condensate Tank_A_Achievable Economic RVT Potential | F5 | Commercial | WA - College | New | Space Heating | Natural Gas | Gas Boiler - Insulate Steam Lines/Condensate Tank | A | Incremental Summer Peak Savings (MW) | Achievable Economic RVT Potential | 0 | 0 | 0 | 0 | 0 | 0 | 0 | 0 | 0 | 0 | 0 | 0 | 0 | 0 | 0 | 0 | 0 | 0 | 0 | 0 | 0 | 0 | 0 | 0 | 0 | 0 | 0
F6_Commercial_WA - College_New_Space Heating_Natural Gas_Gas Boiler - Insulate Steam Lines/Condensate Tank_A_Achievable Economic RVT Potential | F6 | Commercial | WA - College | New | Space Heating | Natural Gas | Gas Boiler - Insulate Steam Lines/Condensate Tank | A | Incremental Winter Peak Savings (MW) | Achievable Economic RVT Potential | 0 | 0 | 0 | 0 | 0 | 0 | 0 | 0 | 0 | 0 | 0 | 0 | 0 | 0 | 0 | 0 | 0 | 0 | 0 | 0 | 0 | 0 | 0 | 0 | 0 | 0 | 0
F7_Commercial_WA - College_New_Space Heating_Natural Gas_Gas Boiler - Insulate Steam Lines/Condensate Tank_A_Achievable Economic RVT Potential | F7 | Commercial | WA - College | New | Space Heating | Natural Gas | Gas Boiler - Insulate Steam Lines/Condensate Tank | A | Cumulative Energy Savings (MWh or mTherms) | Achievable Economic RVT Potential | 0 | 0 | 0 | 0 | 0 | 0 | 0 | 0 | 0 | 0 | 0 | 0 | 0 | 0 | 0 | 0 | 0 | 0 | 0 | 0 | 0 | 0 | 0 | 0 | 0 | 0 | 0
F8_Commercial_WA - College_New_Space Heating_Natural Gas_Gas Boiler - Insulate Steam Lines/Condensate Tank_A_Achievable Economic RVT Potential | F8 | Commercial | WA - College | New | Space Heating | Natural Gas | Gas Boiler - Insulate Steam Lines/Condensate Tank | A | Cumulative Summer Peak Savings (MW) | Achievable Economic RVT Potential | 0 | 0 | 0 | 0 | 0 | 0 | 0 | 0 | 0 | 0 | 0 | 0 | 0 | 0 | 0 | 0 | 0 | 0 | 0 | 0 | 0 | 0 | 0 | 0 | 0 | 0 | 0
F9_Commercial_WA - College_New_Space Heating_Natural Gas_Gas Boiler - Insulate Steam Lines/Condensate Tank_A_Achievable Economic RVT Potential | F9 | Commercial | WA - College | New | Space Heating | Natural Gas | Gas Boiler - Insulate Steam Lines/Condensate Tank | A | Cumulative Winter Peak Savings (MW) | Achievable Economic RVT Potential | 0 | 0 | 0 | 0 | 0 | 0 | 0 | 0 | 0 | 0 | 0 | 0 | 0 | 0 | 0 | 0 | 0 | 0 | 0 | 0 | 0 | 0 | 0 | 0 | 0 | 0 | 0
F10_Commercial_WA - College_New_Space Heating_Natural Gas_Gas Boiler - Insulate Steam Lines/Condensate Tank_A_Achievable Economic RVT Potential | F10 | Commercial | WA - College | New | Space Heating | Natural Gas | Gas Boiler - Insulate Steam Lines/Condensate Tank | A | Purchases (Incremental) | Achievable Economic RVT Potential | 0 | 0 | 0 | 0 | 0 | 0 | 0 | 0 | 0 | 0 | 0 | 0 | 0 | 0 | 0 | 0 | 0 | 0 | 0 | 0 | 0 | 0 | 0 | 0 | 0 | 0 | 0
F11_Commercial_WA - College_New_Space Heating_Natural Gas_Gas Boiler - Insulate Steam Lines/Condensate Tank_A_Achievable Economic RVT Potential | F11 | Commercial | WA - College | New | Space Heating | Natural Gas | Gas Boiler - Insulate Steam Lines/Condensate Tank | A | Purchases (Cumulative) | Achievable Economic RVT Potential | 0 | 0 | 0 | 0 | 0 | 0 | 0 | 0 | 0 | 0 | 0 | 0 | 0 | 0 | 0 | 0 | 0 | 0 | 0 | 0 | 0 | 0 | 0 | 0 | 0 | 0 | 0
F1_Commercial_WA - College_New_Space Heating_Natural Gas_Gas Boiler - Insulate Hot Water Lines_A_Achievable Economic RVT Potential | F1 | Commercial | WA - College | New | Space Heating | Natural Gas | Gas Boiler - Insulate Hot Water Lines | A | Integrated Unit Energy Savings (kWh or therms) | Achievable Economic RVT Potential | 0 | 0 | 0 | 0 | 0 | 0 | 0 | 0 | 0 | 0 | 0 | 0 | 0 | 0 | 0 | 0 | 0 | 0 | 0 | 0 | 0 | 0 | 0 | 0 | 0 | 0 | 0
F2_Commercial_WA - College_New_Space Heating_Natural Gas_Gas Boiler - Insulate Hot Water Lines_A_Achievable Economic RVT Potential | F2 | Commercial | WA - College | New | Space Heating | Natural Gas | Gas Boiler - Insulate Hot Water Lines | A | Integrated Unit Summer Peak Savings (kW) | Achievable Economic RVT Potential | 0 | 0 | 0 | 0 | 0 | 0 | 0 | 0 | 0 | 0 | 0 | 0 | 0 | 0 | 0 | 0 | 0 | 0 | 0 | 0 | 0 | 0 | 0 | 0 | 0 | 0 | 0
F3_Commercial_WA - College_New_Space Heating_Natural Gas_Gas Boiler - Insulate Hot Water Lines_A_Achievable Economic RVT Potential | F3 | Commercial | WA - College | New | Space Heating | Natural Gas | Gas Boiler - Insulate Hot Water Lines | A | Integrated Unit Winter Peak Savings (kW) | Achievable Economic RVT Potential | 0 | 0 | 0 | 0 | 0 | 0 | 0 | 0 | 0 | 0 | 0 | 0 | 0 | 0 | 0 | 0 | 0 | 0 | 0 | 0 | 0 | 0 | 0 | 0 | 0 | 0 | 0
F4_Commercial_WA - College_New_Space Heating_Natural Gas_Gas Boiler - Insulate Hot Water Lines_A_Achievable Economic RVT Potential | F4 | Commercial | WA - College | New | Space Heating | Natural Gas | Gas Boiler - Insulate Hot Water Lines | A | Incremental Energy Savings (MWh or mTherms) | Achievable Economic RVT Potential | 0 | 0 | 0 | 0 | 0 | 0 | 0 | 0 | 0 | 0 | 0 | 0 | 0 | 0 | 0 | 0 | 0 | 0 | 0 | 0 | 0 | 0 | 0 | 0 | 0 | 0 | 0
F5_Commercial_WA - College_New_Space Heating_Natural Gas_Gas Boiler - Insulate Hot Water Lines_A_Achievable Economic RVT Potential | F5 | Commercial | WA - College | New | Space Heating | Natural Gas | Gas Boiler - Insulate Hot Water Lines | A | Incremental Summer Peak Savings (MW) | Achievable Economic RVT Potential | 0 | 0 | 0 | 0 | 0 | 0 | 0 | 0 | 0 | 0 | 0 | 0 | 0 | 0 | 0 | 0 | 0 | 0 | 0 | 0 | 0 | 0 | 0 | 0 | 0 | 0 | 0
F6_Commercial_WA - College_New_Space Heating_Natural Gas_Gas Boiler - Insulate Hot Water Lines_A_Achievable Economic RVT Potential | F6 | Commercial | WA - College | New | Space Heating | Natural Gas | Gas Boiler - Insulate Hot Water Lines | A | Incremental Winter Peak Savings (MW) | Achievable Economic RVT Potential | 0 | 0 | 0 | 0 | 0 | 0 | 0 | 0 | 0 | 0 | 0 | 0 | 0 | 0 | 0 | 0 | 0 | 0 | 0 | 0 | 0 | 0 | 0 | 0 | 0 | 0 | 0
F7_Commercial_WA - College_New_Space Heating_Natural Gas_Gas Boiler - Insulate Hot Water Lines_A_Achievable Economic RVT Potential | F7 | Commercial | WA - College | New | Space Heating | Natural Gas | Gas Boiler - Insulate Hot Water Lines | A | Cumulative Energy Savings (MWh or mTherms) | Achievable Economic RVT Potential | 0 | 0 | 0 | 0 | 0 | 0 | 0 | 0 | 0 | 0 | 0 | 0 | 0 | 0 | 0 | 0 | 0 | 0 | 0 | 0 | 0 | 0 | 0 | 0 | 0 | 0 | 0
F8_Commercial_WA - College_New_Space Heating_Natural Gas_Gas Boiler - Insulate Hot Water Lines_A_Achievable Economic RVT Potential | F8 | Commercial | WA - College | New | Space Heating | Natural Gas | Gas Boiler - Insulate Hot Water Lines | A | Cumulative Summer Peak Savings (MW) | Achievable Economic RVT Potential | 0 | 0 | 0 | 0 | 0 | 0 | 0 | 0 | 0 | 0 | 0 | 0 | 0 | 0 | 0 | 0 | 0 | 0 | 0 | 0 | 0 | 0 | 0 | 0 | 0 | 0 | 0
F9_Commercial_WA - College_New_Space Heating_Natural Gas_Gas Boiler - Insulate Hot Water Lines_A_Achievable Economic RVT Potential | F9 | Commercial | WA - College | New | Space Heating | Natural Gas | Gas Boiler - Insulate Hot Water Lines | A | Cumulative Winter Peak Savings (MW) | Achievable Economic RVT Potential | 0 | 0 | 0 | 0 | 0 | 0 | 0 | 0 | 0 | 0 | 0 | 0 | 0 | 0 | 0 | 0 | 0 | 0 | 0 | 0 | 0 | 0 | 0 | 0 | 0 | 0 | 0
F10_Commercial_WA - College_New_Space Heating_Natural Gas_Gas Boiler - Insulate Hot Water Lines_A_Achievable Economic RVT Potential | F10 | Commercial | WA - College | New | Space Heating | Natural Gas | Gas Boiler - Insulate Hot Water Lines | A | Purchases (Incremental) | Achievable Economic RVT Potential | 0 | 0 | 0 | 0 | 0 | 0 | 0 | 0 | 0 | 0 | 0 | 0 | 0 | 0 | 0 | 0 | 0 | 0 | 0 | 0 | 0 | 0 | 0 | 0 | 0 | 0 | 0
F11_Commercial_WA - College_New_Space Heating_Natural Gas_Gas Boiler - Insulate Hot Water Lines_A_Achievable Economic RVT Potential | F11 | Commercial | WA - College | New | Space Heating | Natural Gas | Gas Boiler - Insulate Hot Water Lines | A | Purchases (Cumulative) | Achievable Economic RVT Potential | 0 | 0 | 0 | 0 | 0 | 0 | 0 | 0 | 0 | 0 | 0 | 0 | 0 | 0 | 0 | 0 | 0 | 0 | 0 | 0 | 0 | 0 | 0 | 0 | 0 | 0 | 0
F1_Commercial_WA - College_New_Space Heating_Natural Gas_Condensing RTU_A_Achievable Economic RVT Potential | F1 | Commercial | WA - College | New | Space Heating | Natural Gas | Condensing RTU | A | Integrated Unit Energy Savings (kWh or therms) | Achievable Economic RVT Potential | 0 | 0 | 0 | 0 | 0 | 0 | 0 | 0 | 0 | 0 | 0 | 0 | 0 | 0 | 0 | 0 | 0 | 0 | 0 | 0 | 0 | 0 | 0 | 0 | 0 | 0 | 0
F2_Commercial_WA - College_New_Space Heating_Natural Gas_Condensing RTU_A_Achievable Economic RVT Potential | F2 | Commercial | WA - College | New | Space Heating | Natural Gas | Condensing RTU | A | Integrated Unit Summer Peak Savings (kW) | Achievable Economic RVT Potential | 0 | 0 | 0 | 0 | 0 | 0 | 0 | 0 | 0 | 0 | 0 | 0 | 0 | 0 | 0 | 0 | 0 | 0 | 0 | 0 | 0 | 0 | 0 | 0 | 0 | 0 | 0
F3_Commercial_WA - College_New_Space Heating_Natural Gas_Condensing RTU_A_Achievable Economic RVT Potential | F3 | Commercial | WA - College | New | Space Heating | Natural Gas | Condensing RTU | A | Integrated Unit Winter Peak Savings (kW) | Achievable Economic RVT Potential | 0 | 0 | 0 | 0 | 0 | 0 | 0 | 0 | 0 | 0 | 0 | 0 | 0 | 0 | 0 | 0 | 0 | 0 | 0 | 0 | 0 | 0 | 0 | 0 | 0 | 0 | 0
F4_Commercial_WA - College_New_Space Heating_Natural Gas_Condensing RTU_A_Achievable Economic RVT Potential | F4 | Commercial | WA - College | New | Space Heating | Natural Gas | Condensing RTU | A | Incremental Energy Savings (MWh or mTherms) | Achievable Economic RVT Potential | 0 | 0 | 0 | 0 | 0 | 0 | 0 | 0 | 0 | 0 | 0 | 0 | 0 | 0 | 0 | 0 | 0 | 0 | 0 | 0 | 0 | 0 | 0 | 0 | 0 | 0 | 0
F5_Commercial_WA - College_New_Space Heating_Natural Gas_Condensing RTU_A_Achievable Economic RVT Potential | F5 | Commercial | WA - College | New | Space Heating | Natural Gas | Condensing RTU | A | Incremental Summer Peak Savings (MW) | Achievable Economic RVT Potential | 0 | 0 | 0 | 0 | 0 | 0 | 0 | 0 | 0 | 0 | 0 | 0 | 0 | 0 | 0 | 0 | 0 | 0 | 0 | 0 | 0 | 0 | 0 | 0 | 0 | 0 | 0
F6_Commercial_WA - College_New_Space Heating_Natural Gas_Condensing RTU_A_Achievable Economic RVT Potential | F6 | Commercial | WA - College | New | Space Heating | Natural Gas | Condensing RTU | A | Incremental Winter Peak Savings (MW) | Achievable Economic RVT Potential | 0 | 0 | 0 | 0 | 0 | 0 | 0 | 0 | 0 | 0 | 0 | 0 | 0 | 0 | 0 | 0 | 0 | 0 | 0 | 0 | 0 | 0 | 0 | 0 | 0 | 0 | 0
F7_Commercial_WA - College_New_Space Heating_Natural Gas_Condensing RTU_A_Achievable Economic RVT Potential | F7 | Commercial | WA - College | New | Space Heating | Natural Gas | Condensing RTU | A | Cumulative Energy Savings (MWh or mTherms) | Achievable Economic RVT Potential | 0 | 0 | 0 | 0 | 0 | 0 | 0 | 0 | 0 | 0 | 0 | 0 | 0 | 0 | 0 | 0 | 0 | 0 | 0 | 0 | 0 | 0 | 0 | 0 | 0 | 0 | 0
F8_Commercial_WA - College_New_Space Heating_Natural Gas_Condensing RTU_A_Achievable Economic RVT Potential | F8 | Commercial | WA - College | New | Space Heating | Natural Gas | Condensing RTU | A | Cumulative Summer Peak Savings (MW) | Achievable Economic RVT Potential | 0 | 0 | 0 | 0 | 0 | 0 | 0 | 0 | 0 | 0 | 0 | 0 | 0 | 0 | 0 | 0 | 0 | 0 | 0 | 0 | 0 | 0 | 0 | 0 | 0 | 0 | 0
F9_Commercial_WA - College_New_Space Heating_Natural Gas_Condensing RTU_A_Achievable Economic RVT Potential | F9 | Commercial | WA - College | New | Space Heating | Natural Gas | Condensing RTU | A | Cumulative Winter Peak Savings (MW) | Achievable Economic RVT Potential | 0 | 0 | 0 | 0 | 0 | 0 | 0 | 0 | 0 | 0 | 0 | 0 | 0 | 0 | 0 | 0 | 0 | 0 | 0 | 0 | 0 | 0 | 0 | 0 | 0 | 0 | 0
F10_Commercial_WA - College_New_Space Heating_Natural Gas_Condensing RTU_A_Achievable Economic RVT Potential | F10 | Commercial | WA - College | New | Space Heating | Natural Gas | Condensing RTU | A | Purchases (Incremental) | Achievable Economic RVT Potential | 0 | 0 | 0 | 0 | 0 | 0 | 0 | 0 | 0 | 0 | 0 | 0 | 0 | 0 | 0 | 0 | 0 | 0 | 0 | 0 | 0 | 0 | 0 | 0 | 0 | 0 | 0
F11_Commercial_WA - College_New_Space Heating_Natural Gas_Condensing RTU_A_Achievable Economic RVT Potential | F11 | Commercial | WA - College | New | Space Heating | Natural Gas | Condensing RTU | A | Purchases (Cumulative) | Achievable Economic RVT Potential | 0 | 0 | 0 | 0 | 0 | 0 | 0 | 0 | 0 | 0 | 0 | 0 | 0 | 0 | 0 | 0 | 0 | 0 | 0 | 0 | 0 | 0 | 0 | 0 | 0 | 0 | 0
F1_Commercial_WA - College_New_Space Heating_Natural Gas_Hydronic Heating Radiator Replacement_A_Achievable Economic RVT Potential | F1 | Commercial | WA - College | New | Space Heating | Natural Gas | Hydronic Heating Radiator Replacement | A | Integrated Unit Energy Savings (kWh or therms) | Achievable Economic RVT Potential | 0 | 0 | 0 | 0 | 0 | 0 | 0 | 0 | 0 | 0 | 0 | 0 | 0 | 0 | 0 | 0 | 0 | 0 | 0 | 0 | 0 | 0 | 0 | 0 | 0 | 0 | 0
F2_Commercial_WA - College_New_Space Heating_Natural Gas_Hydronic Heating Radiator Replacement_A_Achievable Economic RVT Potential | F2 | Commercial | WA - College | New | Space Heating | Natural Gas | Hydronic Heating Radiator Replacement | A | Integrated Unit Summer Peak Savings (kW) | Achievable Economic RVT Potential | 0 | 0 | 0 | 0 | 0 | 0 | 0 | 0 | 0 | 0 | 0 | 0 | 0 | 0 | 0 | 0 | 0 | 0 | 0 | 0 | 0 | 0 | 0 | 0 | 0 | 0 | 0
F3_Commercial_WA - College_New_Space Heating_Natural Gas_Hydronic Heating Radiator Replacement_A_Achievable Economic RVT Potential | F3 | Commercial | WA - College | New | Space Heating | Natural Gas | Hydronic Heating Radiator Replacement | A | Integrated Unit Winter Peak Savings (kW) | Achievable Economic RVT Potential | 0 | 0 | 0 | 0 | 0 | 0 | 0 | 0 | 0 | 0 | 0 | 0 | 0 | 0 | 0 | 0 | 0 | 0 | 0 | 0 | 0 | 0 | 0 | 0 | 0 | 0 | 0
F4_Commercial_WA - College_New_Space Heating_Natural Gas_Hydronic Heating Radiator Replacement_A_Achievable Economic RVT Potential | F4 | Commercial | WA - College | New | Space Heating | Natural Gas | Hydronic Heating Radiator Replacement | A | Incremental Energy Savings (MWh or mTherms) | Achievable Economic RVT Potential | 0 | 0 | 0 | 0 | 0 | 0 | 0 | 0 | 0 | 0 | 0 | 0 | 0 | 0 | 0 | 0 | 0 | 0 | 0 | 0 | 0 | 0 | 0 | 0 | 0 | 0 | 0
F5_Commercial_WA - College_New_Space Heating_Natural Gas_Hydronic Heating Radiator Replacement_A_Achievable Economic RVT Potential | F5 | Commercial | WA - College | New | Space Heating | Natural Gas | Hydronic Heating Radiator Replacement | A | Incremental Summer Peak Savings (MW) | Achievable Economic RVT Potential | 0 | 0 | 0 | 0 | 0 | 0 | 0 | 0 | 0 | 0 | 0 | 0 | 0 | 0 | 0 | 0 | 0 | 0 | 0 | 0 | 0 | 0 | 0 | 0 | 0 | 0 | 0
F6_Commercial_WA - College_New_Space Heating_Natural Gas_Hydronic Heating Radiator Replacement_A_Achievable Economic RVT Potential | F6 | Commercial | WA - College | New | Space Heating | Natural Gas | Hydronic Heating Radiator Replacement | A | Incremental Winter Peak Savings (MW) | Achievable Economic RVT Potential | 0 | 0 | 0 | 0 | 0 | 0 | 0 | 0 | 0 | 0 | 0 | 0 | 0 | 0 | 0 | 0 | 0 | 0 | 0 | 0 | 0 | 0 | 0 | 0 | 0 | 0 | 0
F7_Commercial_WA - College_New_Space Heating_Natural Gas_Hydronic Heating Radiator Replacement_A_Achievable Economic RVT Potential | F7 | Commercial | WA - College | New | Space Heating | Natural Gas | Hydronic Heating Radiator Replacement | A | Cumulative Energy Savings (MWh or mTherms) | Achievable Economic RVT Potential | 0 | 0 | 0 | 0 | 0 | 0 | 0 | 0 | 0 | 0 | 0 | 0 | 0 | 0 | 0 | 0 | 0 | 0 | 0 | 0 | 0 | 0 | 0 | 0 | 0 | 0 | 0
F8_Commercial_WA - College_New_Space Heating_Natural Gas_Hydronic Heating Radiator Replacement_A_Achievable Economic RVT Potential | F8 | Commercial | WA - College | New | Space Heating | Natural Gas | Hydronic Heating Radiator Replacement | A | Cumulative Summer Peak Savings (MW) | Achievable Economic RVT Potential | 0 | 0 | 0 | 0 | 0 | 0 | 0 | 0 | 0 | 0 | 0 | 0 | 0 | 0 | 0 | 0 | 0 | 0 | 0 | 0 | 0 | 0 | 0 | 0 | 0 | 0 | 0
F9_Commercial_WA - College_New_Space Heating_Natural Gas_Hydronic Heating Radiator Replacement_A_Achievable Economic RVT Potential | F9 | Commercial | WA - College | New | Space Heating | Natural Gas | Hydronic Heating Radiator Replacement | A | Cumulative Winter Peak Savings (MW) | Achievable Economic RVT Potential | 0 | 0 | 0 | 0 | 0 | 0 | 0 | 0 | 0 | 0 | 0 | 0 | 0 | 0 | 0 | 0 | 0 | 0 | 0 | 0 | 0 | 0 | 0 | 0 | 0 | 0 | 0
F10_Commercial_WA - College_New_Space Heating_Natural Gas_Hydronic Heating Radiator Replacement_A_Achievable Economic RVT Potential | F10 | Commercial | WA - College | New | Space Heating | Natural Gas | Hydronic Heating Radiator Replacement | A | Purchases (Incremental) | Achievable Economic RVT Potential | 0 | 0 | 0 | 0 | 0 | 0 | 0 | 0 | 0 | 0 | 0 | 0 | 0 | 0 | 0 | 0 | 0 | 0 | 0 | 0 | 0 | 0 | 0 | 0 | 0 | 0 | 0
F11_Commercial_WA - College_New_Space Heating_Natural Gas_Hydronic Heating Radiator Replacement_A_Achievable Economic RVT Potential | F11 | Commercial | WA - College | New | Space Heating | Natural Gas | Hydronic Heating Radiator Replacement | A | Purchases (Cumulative) | Achievable Economic RVT Potential | 0 | 0 | 0 | 0 | 0 | 0 | 0 | 0 | 0 | 0 | 0 | 0 | 0 | 0 | 0 | 0 | 0 | 0 | 0 | 0 | 0 | 0 | 0 | 0 | 0 | 0 | 0
F1_Commercial_WA - College_New_Space Heating_Natural Gas_Thermostat - Connected_A_Achievable Economic RVT Potential | F1 | Commercial | WA - College | New | Space Heating | Natural Gas | Thermostat - Connected | A | Integrated Unit Energy Savings (kWh or therms) | Achievable Economic RVT Potential | 0 | 0 | 0 | 0 | 0 | 0 | 0 | 0 | 0 | 0 | 0 | 0 | 0 | 0 | 0 | 0 | 0 | 0 | 0 | 0 | 0 | 0 | 0 | 0 | 0 | 0 | 0
F2_Commercial_WA - College_New_Space Heating_Natural Gas_Thermostat - Connected_A_Achievable Economic RVT Potential | F2 | Commercial | WA - College | New | Space Heating | Natural Gas | Thermostat - Connected | A | Integrated Unit Summer Peak Savings (kW) | Achievable Economic RVT Potential | 0 | 0 | 0 | 0 | 0 | 0 | 0 | 0 | 0 | 0 | 0 | 0 | 0 | 0 | 0 | 0 | 0 | 0 | 0 | 0 | 0 | 0 | 0 | 0 | 0 | 0 | 0
F3_Commercial_WA - College_New_Space Heating_Natural Gas_Thermostat - Connected_A_Achievable Economic RVT Potential | F3 | Commercial | WA - College | New | Space Heating | Natural Gas | Thermostat - Connected | A | Integrated Unit Winter Peak Savings (kW) | Achievable Economic RVT Potential | 0 | 0 | 0 | 0 | 0 | 0 | 0 | 0 | 0 | 0 | 0 | 0 | 0 | 0 | 0 | 0 | 0 | 0 | 0 | 0 | 0 | 0 | 0 | 0 | 0 | 0 | 0
F4_Commercial_WA - College_New_Space Heating_Natural Gas_Thermostat - Connected_A_Achievable Economic RVT Potential | F4 | Commercial | WA - College | New | Space Heating | Natural Gas | Thermostat - Connected | A | Incremental Energy Savings (MWh or mTherms) | Achievable Economic RVT Potential | 0 | 0 | 0 | 0 | 0 | 0 | 0 | 0 | 0 | 0 | 0 | 0 | 0 | 0 | 0 | 0 | 0 | 0 | 0 | 0 | 0 | 0 | 0 | 0 | 0 | 0 | 0
F5_Commercial_WA - College_New_Space Heating_Natural Gas_Thermostat - Connected_A_Achievable Economic RVT Potential | F5 | Commercial | WA - College | New | Space Heating | Natural Gas | Thermostat - Connected | A | Incremental Summer Peak Savings (MW) | Achievable Economic RVT Potential | 0 | 0 | 0 | 0 | 0 | 0 | 0 | 0 | 0 | 0 | 0 | 0 | 0 | 0 | 0 | 0 | 0 | 0 | 0 | 0 | 0 | 0 | 0 | 0 | 0 | 0 | 0
F6_Commercial_WA - College_New_Space Heating_Natural Gas_Thermostat - Connected_A_Achievable Economic RVT Potential | F6 | Commercial | WA - College | New | Space Heating | Natural Gas | Thermostat - Connected | A | Incremental Winter Peak Savings (MW) | Achievable Economic RVT Potential | 0 | 0 | 0 | 0 | 0 | 0 | 0 | 0 | 0 | 0 | 0 | 0 | 0 | 0 | 0 | 0 | 0 | 0 | 0 | 0 | 0 | 0 | 0 | 0 | 0 | 0 | 0
F7_Commercial_WA - College_New_Space Heating_Natural Gas_Thermostat - Connected_A_Achievable Economic RVT Potential | F7 | Commercial | WA - College | New | Space Heating | Natural Gas | Thermostat - Connected | A | Cumulative Energy Savings (MWh or mTherms) | Achievable Economic RVT Potential | 0 | 0 | 0 | 0 | 0 | 0 | 0 | 0 | 0 | 0 | 0 | 0 | 0 | 0 | 0 | 0 | 0 | 0 | 0 | 0 | 0 | 0 | 0 | 0 | 0 | 0 | 0
F8_Commercial_WA - College_New_Space Heating_Natural Gas_Thermostat - Connected_A_Achievable Economic RVT Potential | F8 | Commercial | WA - College | New | Space Heating | Natural Gas | Thermostat - Connected | A | Cumulative Summer Peak Savings (MW) | Achievable Economic RVT Potential | 0 | 0 | 0 | 0 | 0 | 0 | 0 | 0 | 0 | 0 | 0 | 0 | 0 | 0 | 0 | 0 | 0 | 0 | 0 | 0 | 0 | 0 | 0 | 0 | 0 | 0 | 0
F9_Commercial_WA - College_New_Space Heating_Natural Gas_Thermostat - Connected_A_Achievable Economic RVT Potential | F9 | Commercial | WA - College | New | Space Heating | Natural Gas | Thermostat - Connected | A | Cumulative Winter Peak Savings (MW) | Achievable Economic RVT Potential | 0 | 0 | 0 | 0 | 0 | 0 | 0 | 0 | 0 | 0 | 0 | 0 | 0 | 0 | 0 | 0 | 0 | 0 | 0 | 0 | 0 | 0 | 0 | 0 | 0 | 0 | 0
F10_Commercial_WA - College_New_Space Heating_Natural Gas_Thermostat - Connected_A_Achievable Economic RVT Potential | F10 | Commercial | WA - College | New | Space Heating | Natural Gas | Thermostat - Connected | A | Purchases (Incremental) | Achievable Economic RVT Potential | 0 | 0 | 0 | 0 | 0 | 0 | 0 | 0 | 0 | 0 | 0 | 0 | 0 | 0 | 0 | 0 | 0 | 0 | 0 | 0 | 0 | 0 | 0 | 0 | 0 | 0 | 0
F11_Commercial_WA - College_New_Space Heating_Natural Gas_Thermostat - Connected_A_Achievable Economic RVT Potential | F11 | Commercial | WA - College | New | Space Heating | Natural Gas | Thermostat - Connected | A | Purchases (Cumulative) | Achievable Economic RVT Potential | 0 | 0 | 0 | 0 | 0 | 0 | 0 | 0 | 0 | 0 | 0 | 0 | 0 | 0 | 0 | 0 | 0 | 0 | 0 | 0 | 0 | 0 | 0 | 0 | 0 | 0 | 0
F1_Commercial_WA - College_New_Water Heating_Natural Gas_Water Heater - Thermostatic Shower Restriction Valve_A_Achievable Economic RVT Potential | F1 | Commercial | WA - College | New | Water Heating | Natural Gas | Water Heater - Thermostatic Shower Restriction Valve | A | Integrated Unit Energy Savings (kWh or therms) | Achievable Economic RVT Potential | 0 | 0 | 0 | 0 | 0 | 0 | 0 | 0 | 0 | 0 | 0 | 0 | 0 | 0 | 0 | 0 | 0 | 0 | 0 | 0 | 0 | 0 | 0 | 0 | 0 | 0 | 0
F2_Commercial_WA - College_New_Water Heating_Natural Gas_Water Heater - Thermostatic Shower Restriction Valve_A_Achievable Economic RVT Potential | F2 | Commercial | WA - College | New | Water Heating | Natural Gas | Water Heater - Thermostatic Shower Restriction Valve | A | Integrated Unit Summer Peak Savings (kW) | Achievable Economic RVT Potential | 0 | 0 | 0 | 0 | 0 | 0 | 0 | 0 | 0 | 0 | 0 | 0 | 0 | 0 | 0 | 0 | 0 | 0 | 0 | 0 | 0 | 0 | 0 | 0 | 0 | 0 | 0
F3_Commercial_WA - College_New_Water Heating_Natural Gas_Water Heater - Thermostatic Shower Restriction Valve_A_Achievable Economic RVT Potential | F3 | Commercial | WA - College | New | Water Heating | Natural Gas | Water Heater - Thermostatic Shower Restriction Valve | A | Integrated Unit Winter Peak Savings (kW) | Achievable Economic RVT Potential | 0 | 0 | 0 | 0 | 0 | 0 | 0 | 0 | 0 | 0 | 0 | 0 | 0 | 0 | 0 | 0 | 0 | 0 | 0 | 0 | 0 | 0 | 0 | 0 | 0 | 0 | 0
F4_Commercial_WA - College_New_Water Heating_Natural Gas_Water Heater - Thermostatic Shower Restriction Valve_A_Achievable Economic RVT Potential | F4 | Commercial | WA - College | New | Water Heating | Natural Gas | Water Heater - Thermostatic Shower Restriction Valve | A | Incremental Energy Savings (MWh or mTherms) | Achievable Economic RVT Potential | 0 | 0 | 0 | 0 | 0 | 0 | 0 | 0 | 0 | 0 | 0 | 0 | 0 | 0 | 0 | 0 | 0 | 0 | 0 | 0 | 0 | 0 | 0 | 0 | 0 | 0 | 0
F5_Commercial_WA - College_New_Water Heating_Natural Gas_Water Heater - Thermostatic Shower Restriction Valve_A_Achievable Economic RVT Potential | F5 | Commercial | WA - College | New | Water Heating | Natural Gas | Water Heater - Thermostatic Shower Restriction Valve | A | Incremental Summer Peak Savings (MW) | Achievable Economic RVT Potential | 0 | 0 | 0 | 0 | 0 | 0 | 0 | 0 | 0 | 0 | 0 | 0 | 0 | 0 | 0 | 0 | 0 | 0 | 0 | 0 | 0 | 0 | 0 | 0 | 0 | 0 | 0
F6_Commercial_WA - College_New_Water Heating_Natural Gas_Water Heater - Thermostatic Shower Restriction Valve_A_Achievable Economic RVT Potential | F6 | Commercial | WA - College | New | Water Heating | Natural Gas | Water Heater - Thermostatic Shower Restriction Valve | A | Incremental Winter Peak Savings (MW) | Achievable Economic RVT Potential | 0 | 0 | 0 | 0 | 0 | 0 | 0 | 0 | 0 | 0 | 0 | 0 | 0 | 0 | 0 | 0 | 0 | 0 | 0 | 0 | 0 | 0 | 0 | 0 | 0 | 0 | 0
F7_Commercial_WA - College_New_Water Heating_Natural Gas_Water Heater - Thermostatic Shower Restriction Valve_A_Achievable Economic RVT Potential | F7 | Commercial | WA - College | New | Water Heating | Natural Gas | Water Heater - Thermostatic Shower Restriction Valve | A | Cumulative Energy Savings (MWh or mTherms) | Achievable Economic RVT Potential | 0 | 0 | 0 | 0 | 0 | 0 | 0 | 0 | 0 | 0 | 0 | 0 | 0 | 0 | 0 | 0 | 0 | 0 | 0 | 0 | 0 | 0 | 0 | 0 | 0 | 0 | 0
F8_Commercial_WA - College_New_Water Heating_Natural Gas_Water Heater - Thermostatic Shower Restriction Valve_A_Achievable Economic RVT Potential | F8 | Commercial | WA - College | New | Water Heating | Natural Gas | Water Heater - Thermostatic Shower Restriction Valve | A | Cumulative Summer Peak Savings (MW) | Achievable Economic RVT Potential | 0 | 0 | 0 | 0 | 0 | 0 | 0 | 0 | 0 | 0 | 0 | 0 | 0 | 0 | 0 | 0 | 0 | 0 | 0 | 0 | 0 | 0 | 0 | 0 | 0 | 0 | 0
F9_Commercial_WA - College_New_Water Heating_Natural Gas_Water Heater - Thermostatic Shower Restriction Valve_A_Achievable Economic RVT Potential | F9 | Commercial | WA - College | New | Water Heating | Natural Gas | Water Heater - Thermostatic Shower Restriction Valve | A | Cumulative Winter Peak Savings (MW) | Achievable Economic RVT Potential | 0 | 0 | 0 | 0 | 0 | 0 | 0 | 0 | 0 | 0 | 0 | 0 | 0 | 0 | 0 | 0 | 0 | 0 | 0 | 0 | 0 | 0 | 0 | 0 | 0 | 0 | 0
F10_Commercial_WA - College_New_Water Heating_Natural Gas_Water Heater - Thermostatic Shower Restriction Valve_A_Achievable Economic RVT Potential | F10 | Commercial | WA - College | New | Water Heating | Natural Gas | Water Heater - Thermostatic Shower Restriction Valve | A | Purchases (Incremental) | Achievable Economic RVT Potential | 0 | 0 | 0 | 0 | 0 | 0 | 0 | 0 | 0 | 0 | 0 | 0 | 0 | 0 | 0 | 0 | 0 | 0 | 0 | 0 | 0 | 0 | 0 | 0 | 0 | 0 | 0
F11_Commercial_WA - College_New_Water Heating_Natural Gas_Water Heater - Thermostatic Shower Restriction Valve_A_Achievable Economic RVT Potential | F11 | Commercial | WA - College | New | Water Heating | Natural Gas | Water Heater - Thermostatic Shower Restriction Valve | A | Purchases (Cumulative) | Achievable Economic RVT Potential | 0 | 0 | 0 | 0 | 0 | 0 | 0 | 0 | 0 | 0 | 0 | 0 | 0 | 0 | 0 | 0 | 0 | 0 | 0 | 0 | 0 | 0 | 0 | 0 | 0 | 0 | 0
F1_Commercial_WA - College_New_Water Heating_Natural Gas_Water Heater - Pre-Rinse Spray Valve_A_Achievable Economic RVT Potential | F1 | Commercial | WA - College | New | Water Heating | Natural Gas | Water Heater - Pre-Rinse Spray Valve | A | Integrated Unit Energy Savings (kWh or therms) | Achievable Economic RVT Potential | 0 | 0 | 0 | 0 | 0 | 0 | 0 | 0 | 0 | 0 | 0 | 0 | 0 | 0 | 0 | 0 | 0 | 0 | 0 | 0 | 0 | 0 | 0 | 0 | 0 | 0 | 0
F2_Commercial_WA - College_New_Water Heating_Natural Gas_Water Heater - Pre-Rinse Spray Valve_A_Achievable Economic RVT Potential | F2 | Commercial | WA - College | New | Water Heating | Natural Gas | Water Heater - Pre-Rinse Spray Valve | A | Integrated Unit Summer Peak Savings (kW) | Achievable Economic RVT Potential | 0 | 0 | 0 | 0 | 0 | 0 | 0 | 0 | 0 | 0 | 0 | 0 | 0 | 0 | 0 | 0 | 0 | 0 | 0 | 0 | 0 | 0 | 0 | 0 | 0 | 0 | 0
F3_Commercial_WA - College_New_Water Heating_Natural Gas_Water Heater - Pre-Rinse Spray Valve_A_Achievable Economic RVT Potential | F3 | Commercial | WA - College | New | Water Heating | Natural Gas | Water Heater - Pre-Rinse Spray Valve | A | Integrated Unit Winter Peak Savings (kW) | Achievable Economic RVT Potential | 0 | 0 | 0 | 0 | 0 | 0 | 0 | 0 | 0 | 0 | 0 | 0 | 0 | 0 | 0 | 0 | 0 | 0 | 0 | 0 | 0 | 0 | 0 | 0 | 0 | 0 | 0
F4_Commercial_WA - College_New_Water Heating_Natural Gas_Water Heater - Pre-Rinse Spray Valve_A_Achievable Economic RVT Potential | F4 | Commercial | WA - College | New | Water Heating | Natural Gas | Water Heater - Pre-Rinse Spray Valve | A | Incremental Energy Savings (MWh or mTherms) | Achievable Economic RVT Potential | 0 | 0 | 0 | 0 | 0 | 0 | 0 | 0 | 0 | 0 | 0 | 0 | 0 | 0 | 0 | 0 | 0 | 0 | 0 | 0 | 0 | 0 | 0 | 0 | 0 | 0 | 0
F5_Commercial_WA - College_New_Water Heating_Natural Gas_Water Heater - Pre-Rinse Spray Valve_A_Achievable Economic RVT Potential | F5 | Commercial | WA - College | New | Water Heating | Natural Gas | Water Heater - Pre-Rinse Spray Valve | A | Incremental Summer Peak Savings (MW) | Achievable Economic RVT Potential | 0 | 0 | 0 | 0 | 0 | 0 | 0 | 0 | 0 | 0 | 0 | 0 | 0 | 0 | 0 | 0 | 0 | 0 | 0 | 0 | 0 | 0 | 0 | 0 | 0 | 0 | 0
F6_Commercial_WA - College_New_Water Heating_Natural Gas_Water Heater - Pre-Rinse Spray Valve_A_Achievable Economic RVT Potential | F6 | Commercial | WA - College | New | Water Heating | Natural Gas | Water Heater - Pre-Rinse Spray Valve | A | Incremental Winter Peak Savings (MW) | Achievable Economic RVT Potential | 0 | 0 | 0 | 0 | 0 | 0 | 0 | 0 | 0 | 0 | 0 | 0 | 0 | 0 | 0 | 0 | 0 | 0 | 0 | 0 | 0 | 0 | 0 | 0 | 0 | 0 | 0
F7_Commercial_WA - College_New_Water Heating_Natural Gas_Water Heater - Pre-Rinse Spray Valve_A_Achievable Economic RVT Potential | F7 | Commercial | WA - College | New | Water Heating | Natural Gas | Water Heater - Pre-Rinse Spray Valve | A | Cumulative Energy Savings (MWh or mTherms) | Achievable Economic RVT Potential | 0 | 0 | 0 | 0 | 0 | 0 | 0 | 0 | 0 | 0 | 0 | 0 | 0 | 0 | 0 | 0 | 0 | 0 | 0 | 0 | 0 | 0 | 0 | 0 | 0 | 0 | 0
F8_Commercial_WA - College_New_Water Heating_Natural Gas_Water Heater - Pre-Rinse Spray Valve_A_Achievable Economic RVT Potential | F8 | Commercial | WA - College | New | Water Heating | Natural Gas | Water Heater - Pre-Rinse Spray Valve | A | Cumulative Summer Peak Savings (MW) | Achievable Economic RVT Potential | 0 | 0 | 0 | 0 | 0 | 0 | 0 | 0 | 0 | 0 | 0 | 0 | 0 | 0 | 0 | 0 | 0 | 0 | 0 | 0 | 0 | 0 | 0 | 0 | 0 | 0 | 0
F9_Commercial_WA - College_New_Water Heating_Natural Gas_Water Heater - Pre-Rinse Spray Valve_A_Achievable Economic RVT Potential | F9 | Commercial | WA - College | New | Water Heating | Natural Gas | Water Heater - Pre-Rinse Spray Valve | A | Cumulative Winter Peak Savings (MW) | Achievable Economic RVT Potential | 0 | 0 | 0 | 0 | 0 | 0 | 0 | 0 | 0 | 0 | 0 | 0 | 0 | 0 | 0 | 0 | 0 | 0 | 0 | 0 | 0 | 0 | 0 | 0 | 0 | 0 | 0
F10_Commercial_WA - College_New_Water Heating_Natural Gas_Water Heater - Pre-Rinse Spray Valve_A_Achievable Economic RVT Potential | F10 | Commercial | WA - College | New | Water Heating | Natural Gas | Water Heater - Pre-Rinse Spray Valve | A | Purchases (Incremental) | Achievable Economic RVT Potential | 0 | 0 | 0 | 0 | 0 | 0 | 0 | 0 | 0 | 0 | 0 | 0 | 0 | 0 | 0 | 0 | 0 | 0 | 0 | 0 | 0 | 0 | 0 | 0 | 0 | 0 | 0
F11_Commercial_WA - College_New_Water Heating_Natural Gas_Water Heater - Pre-Rinse Spray Valve_A_Achievable Economic RVT Potential | F11 | Commercial | WA - College | New | Water Heating | Natural Gas | Water Heater - Pre-Rinse Spray Valve | A | Purchases (Cumulative) | Achievable Economic RVT Potential | 0 | 0 | 0 | 0 | 0 | 0 | 0 | 0 | 0 | 0 | 0 | 0 | 0 | 0 | 0 | 0 | 0 | 0 | 0 | 0 | 0 | 0 | 0 | 0 | 0 | 0 | 0
F1_Commercial_WA - College_New_Water Heating_Natural Gas_Water Heater - Temperature Setback_A_Achievable Economic RVT Potential | F1 | Commercial | WA - College | New | Water Heating | Natural Gas | Water Heater - Temperature Setback | A | Integrated Unit Energy Savings (kWh or therms) | Achievable Economic RVT Potential | 0 | 0 | 0 | 0 | 0 | 0 | 0 | 0 | 0 | 0 | 0 | 0 | 0 | 0 | 0 | 0 | 0 | 0 | 0 | 0 | 0 | 0 | 0 | 0 | 0 | 0 | 0
F2_Commercial_WA - College_New_Water Heating_Natural Gas_Water Heater - Temperature Setback_A_Achievable Economic RVT Potential | F2 | Commercial | WA - College | New | Water Heating | Natural Gas | Water Heater - Temperature Setback | A | Integrated Unit Summer Peak Savings (kW) | Achievable Economic RVT Potential | 0 | 0 | 0 | 0 | 0 | 0 | 0 | 0 | 0 | 0 | 0 | 0 | 0 | 0 | 0 | 0 | 0 | 0 | 0 | 0 | 0 | 0 | 0 | 0 | 0 | 0 | 0
F3_Commercial_WA - College_New_Water Heating_Natural Gas_Water Heater - Temperature Setback_A_Achievable Economic RVT Potential | F3 | Commercial | WA - College | New | Water Heating | Natural Gas | Water Heater - Temperature Setback | A | Integrated Unit Winter Peak Savings (kW) | Achievable Economic RVT Potential | 0 | 0 | 0 | 0 | 0 | 0 | 0 | 0 | 0 | 0 | 0 | 0 | 0 | 0 | 0 | 0 | 0 | 0 | 0 | 0 | 0 | 0 | 0 | 0 | 0 | 0 | 0
F4_Commercial_WA - College_New_Water Heating_Natural Gas_Water Heater - Temperature Setback_A_Achievable Economic RVT Potential | F4 | Commercial | WA - College | New | Water Heating | Natural Gas | Water Heater - Temperature Setback | A | Incremental Energy Savings (MWh or mTherms) | Achievable Economic RVT Potential | 0 | 0 | 0 | 0 | 0 | 0 | 0 | 0 | 0 | 0 | 0 | 0 | 0 | 0 | 0 | 0 | 0 | 0 | 0 | 0 | 0 | 0 | 0 | 0 | 0 | 0 | 0
F5_Commercial_WA - College_New_Water Heating_Natural Gas_Water Heater - Temperature Setback_A_Achievable Economic RVT Potential | F5 | Commercial | WA - College | New | Water Heating | Natural Gas | Water Heater - Temperature Setback | A | Incremental Summer Peak Savings (MW) | Achievable Economic RVT Potential | 0 | 0 | 0 | 0 | 0 | 0 | 0 | 0 | 0 | 0 | 0 | 0 | 0 | 0 | 0 | 0 | 0 | 0 | 0 | 0 | 0 | 0 | 0 | 0 | 0 | 0 | 0
F6_Commercial_WA - College_New_Water Heating_Natural Gas_Water Heater - Temperature Setback_A_Achievable Economic RVT Potential | F6 | Commercial | WA - College | New | Water Heating | Natural Gas | Water Heater - Temperature Setback | A | Incremental Winter Peak Savings (MW) | Achievable Economic RVT Potential | 0 | 0 | 0 | 0 | 0 | 0 | 0 | 0 | 0 | 0 | 0 | 0 | 0 | 0 | 0 | 0 | 0 | 0 | 0 | 0 | 0 | 0 | 0 | 0 | 0 | 0 | 0
F7_Commercial_WA - College_New_Water Heating_Natural Gas_Water Heater - Temperature Setback_A_Achievable Economic RVT Potential | F7 | Commercial | WA - College | New | Water Heating | Natural Gas | Water Heater - Temperature Setback | A | Cumulative Energy Savings (MWh or mTherms) | Achievable Economic RVT Potential | 0 | 0 | 0 | 0 | 0 | 0 | 0 | 0 | 0 | 0 | 0 | 0 | 0 | 0 | 0 | 0 | 0 | 0 | 0 | 0 | 0 | 0 | 0 | 0 | 0 | 0 | 0
F8_Commercial_WA - College_New_Water Heating_Natural Gas_Water Heater - Temperature Setback_A_Achievable Economic RVT Potential | F8 | Commercial | WA - College | New | Water Heating | Natural Gas | Water Heater - Temperature Setback | A | Cumulative Summer Peak Savings (MW) | Achievable Economic RVT Potential | 0 | 0 | 0 | 0 | 0 | 0 | 0 | 0 | 0 | 0 | 0 | 0 | 0 | 0 | 0 | 0 | 0 | 0 | 0 | 0 | 0 | 0 | 0 | 0 | 0 | 0 | 0
F9_Commercial_WA - College_New_Water Heating_Natural Gas_Water Heater - Temperature Setback_A_Achievable Economic RVT Potential | F9 | Commercial | WA - College | New | Water Heating | Natural Gas | Water Heater - Temperature Setback | A | Cumulative Winter Peak Savings (MW) | Achievable Economic RVT Potential | 0 | 0 | 0 | 0 | 0 | 0 | 0 | 0 | 0 | 0 | 0 | 0 | 0 | 0 | 0 | 0 | 0 | 0 | 0 | 0 | 0 | 0 | 0 | 0 | 0 | 0 | 0
F10_Commercial_WA - College_New_Water Heating_Natural Gas_Water Heater - Temperature Setback_A_Achievable Economic RVT Potential | F10 | Commercial | WA - College | New | Water Heating | Natural Gas | Water Heater - Temperature Setback | A | Purchases (Incremental) | Achievable Economic RVT Potential | 0 | 0 | 0 | 0 | 0 | 0 | 0 | 0 | 0 | 0 | 0 | 0 | 0 | 0 | 0 | 0 | 0 | 0 | 0 | 0 | 0 | 0 | 0 | 0 | 0 | 0 | 0
F11_Commercial_WA - College_New_Water Heating_Natural Gas_Water Heater - Temperature Setback_A_Achievable Economic RVT Potential | F11 | Commercial | WA - College | New | Water Heating | Natural Gas | Water Heater - Temperature Setback | A | Purchases (Cumulative) | Achievable Economic RVT Potential | 0 | 0 | 0 | 0 | 0 | 0 | 0 | 0 | 0 | 0 | 0 | 0 | 0 | 0 | 0 | 0 | 0 | 0 | 0 | 0 | 0 | 0 | 0 | 0 | 0 | 0 | 0
F1_Commercial_WA - College_New_Water Heating_Natural Gas_Water Heater - Faucet Aerators_A_Achievable Economic RVT Potential | F1 | Commercial | WA - College | New | Water Heating | Natural Gas | Water Heater - Faucet Aerators | A | Integrated Unit Energy Savings (kWh or therms) | Achievable Economic RVT Potential | 0 | 0 | 0 | 0 | 0 | 0 | 0 | 0 | 0 | 0 | 0 | 0 | 0 | 0 | 0 | 0 | 0 | 0 | 0 | 0 | 0 | 0 | 0 | 0 | 0 | 0 | 0
F2_Commercial_WA - College_New_Water Heating_Natural Gas_Water Heater - Faucet Aerators_A_Achievable Economic RVT Potential | F2 | Commercial | WA - College | New | Water Heating | Natural Gas | Water Heater - Faucet Aerators | A | Integrated Unit Summer Peak Savings (kW) | Achievable Economic RVT Potential | 0 | 0 | 0 | 0 | 0 | 0 | 0 | 0 | 0 | 0 | 0 | 0 | 0 | 0 | 0 | 0 | 0 | 0 | 0 | 0 | 0 | 0 | 0 | 0 | 0 | 0 | 0
F3_Commercial_WA - College_New_Water Heating_Natural Gas_Water Heater - Faucet Aerators_A_Achievable Economic RVT Potential | F3 | Commercial | WA - College | New | Water Heating | Natural Gas | Water Heater - Faucet Aerators | A | Integrated Unit Winter Peak Savings (kW) | Achievable Economic RVT Potential | 0 | 0 | 0 | 0 | 0 | 0 | 0 | 0 | 0 | 0 | 0 | 0 | 0 | 0 | 0 | 0 | 0 | 0 | 0 | 0 | 0 | 0 | 0 | 0 | 0 | 0 | 0
F4_Commercial_WA - College_New_Water Heating_Natural Gas_Water Heater - Faucet Aerators_A_Achievable Economic RVT Potential | F4 | Commercial | WA - College | New | Water Heating | Natural Gas | Water Heater - Faucet Aerators | A | Incremental Energy Savings (MWh or mTherms) | Achievable Economic RVT Potential | 0 | 0 | 0 | 0 | 0 | 0 | 0 | 0 | 0 | 0 | 0 | 0 | 0 | 0 | 0 | 0 | 0 | 0 | 0 | 0 | 0 | 0 | 0 | 0 | 0 | 0 | 0
F5_Commercial_WA - College_New_Water Heating_Natural Gas_Water Heater - Faucet Aerators_A_Achievable Economic RVT Potential | F5 | Commercial | WA - College | New | Water Heating | Natural Gas | Water Heater - Faucet Aerators | A | Incremental Summer Peak Savings (MW) | Achievable Economic RVT Potential | 0 | 0 | 0 | 0 | 0 | 0 | 0 | 0 | 0 | 0 | 0 | 0 | 0 | 0 | 0 | 0 | 0 | 0 | 0 | 0 | 0 | 0 | 0 | 0 | 0 | 0 | 0
F6_Commercial_WA - College_New_Water Heating_Natural Gas_Water Heater - Faucet Aerators_A_Achievable Economic RVT Potential | F6 | Commercial | WA - College | New | Water Heating | Natural Gas | Water Heater - Faucet Aerators | A | Incremental Winter Peak Savings (MW) | Achievable Economic RVT Potential | 0 | 0 | 0 | 0 | 0 | 0 | 0 | 0 | 0 | 0 | 0 | 0 | 0 | 0 | 0 | 0 | 0 | 0 | 0 | 0 | 0 | 0 | 0 | 0 | 0 | 0 | 0
F7_Commercial_WA - College_New_Water Heating_Natural Gas_Water Heater - Faucet Aerators_A_Achievable Economic RVT Potential | F7 | Commercial | WA - College | New | Water Heating | Natural Gas | Water Heater - Faucet Aerators | A | Cumulative Energy Savings (MWh or mTherms) | Achievable Economic RVT Potential | 0 | 0 | 0 | 0 | 0 | 0 | 0 | 0 | 0 | 0 | 0 | 0 | 0 | 0 | 0 | 0 | 0 | 0 | 0 | 0 | 0 | 0 | 0 | 0 | 0 | 0 | 0
F8_Commercial_WA - College_New_Water Heating_Natural Gas_Water Heater - Faucet Aerators_A_Achievable Economic RVT Potential | F8 | Commercial | WA - College | New | Water Heating | Natural Gas | Water Heater - Faucet Aerators | A | Cumulative Summer Peak Savings (MW) | Achievable Economic RVT Potential | 0 | 0 | 0 | 0 | 0 | 0 | 0 | 0 | 0 | 0 | 0 | 0 | 0 | 0 | 0 | 0 | 0 | 0 | 0 | 0 | 0 | 0 | 0 | 0 | 0 | 0 | 0
F9_Commercial_WA - College_New_Water Heating_Natural Gas_Water Heater - Faucet Aerators_A_Achievable Economic RVT Potential | F9 | Commercial | WA - College | New | Water Heating | Natural Gas | Water Heater - Faucet Aerators | A | Cumulative Winter Peak Savings (MW) | Achievable Economic RVT Potential | 0 | 0 | 0 | 0 | 0 | 0 | 0 | 0 | 0 | 0 | 0 | 0 | 0 | 0 | 0 | 0 | 0 | 0 | 0 | 0 | 0 | 0 | 0 | 0 | 0 | 0 | 0
F10_Commercial_WA - College_New_Water Heating_Natural Gas_Water Heater - Faucet Aerators_A_Achievable Economic RVT Potential | F10 | Commercial | WA - College | New | Water Heating | Natural Gas | Water Heater - Faucet Aerators | A | Purchases (Incremental) | Achievable Economic RVT Potential | 0 | 0 | 0 | 0 | 0 | 0 | 0 | 0 | 0 | 0 | 0 | 0 | 0 | 0 | 0 | 0 | 0 | 0 | 0 | 0 | 0 | 0 | 0 | 0 | 0 | 0 | 0
F11_Commercial_WA - College_New_Water Heating_Natural Gas_Water Heater - Faucet Aerators_A_Achievable Economic RVT Potential | F11 | Commercial | WA - College | New | Water Heating | Natural Gas | Water Heater - Faucet Aerators | A | Purchases (Cumulative) | Achievable Economic RVT Potential | 0 | 0 | 0 | 0 | 0 | 0 | 0 | 0 | 0 | 0 | 0 | 0 | 0 | 0 | 0 | 0 | 0 | 0 | 0 | 0 | 0 | 0 | 0 | 0 | 0 | 0 | 0
F1_Commercial_WA - College_New_Water Heating_Natural Gas_Water Heater - Low-Flow Showerheads_A_Achievable Economic RVT Potential | F1 | Commercial | WA - College | New | Water Heating | Natural Gas | Water Heater - Low-Flow Showerheads | A | Integrated Unit Energy Savings (kWh or therms) | Achievable Economic RVT Potential | 0 | 0 | 0 | 0 | 0 | 0 | 0 | 0 | 0 | 0 | 0 | 0 | 0 | 0 | 0 | 0 | 0 | 0 | 0 | 0 | 0 | 0 | 0 | 0 | 0 | 0 | 0
F2_Commercial_WA - College_New_Water Heating_Natural Gas_Water Heater - Low-Flow Showerheads_A_Achievable Economic RVT Potential | F2 | Commercial | WA - College | New | Water Heating | Natural Gas | Water Heater - Low-Flow Showerheads | A | Integrated Unit Summer Peak Savings (kW) | Achievable Economic RVT Potential | 0 | 0 | 0 | 0 | 0 | 0 | 0 | 0 | 0 | 0 | 0 | 0 | 0 | 0 | 0 | 0 | 0 | 0 | 0 | 0 | 0 | 0 | 0 | 0 | 0 | 0 | 0
F3_Commercial_WA - College_New_Water Heating_Natural Gas_Water Heater - Low-Flow Showerheads_A_Achievable Economic RVT Potential | F3 | Commercial | WA - College | New | Water Heating | Natural Gas | Water Heater - Low-Flow Showerheads | A | Integrated Unit Winter Peak Savings (kW) | Achievable Economic RVT Potential | 0 | 0 | 0 | 0 | 0 | 0 | 0 | 0 | 0 | 0 | 0 | 0 | 0 | 0 | 0 | 0 | 0 | 0 | 0 | 0 | 0 | 0 | 0 | 0 | 0 | 0 | 0
F4_Commercial_WA - College_New_Water Heating_Natural Gas_Water Heater - Low-Flow Showerheads_A_Achievable Economic RVT Potential | F4 | Commercial | WA - College | New | Water Heating | Natural Gas | Water Heater - Low-Flow Showerheads | A | Incremental Energy Savings (MWh or mTherms) | Achievable Economic RVT Potential | 0 | 0 | 0 | 0 | 0 | 0 | 0 | 0 | 0 | 0 | 0 | 0 | 0 | 0 | 0 | 0 | 0 | 0 | 0 | 0 | 0 | 0 | 0 | 0 | 0 | 0 | 0
F5_Commercial_WA - College_New_Water Heating_Natural Gas_Water Heater - Low-Flow Showerheads_A_Achievable Economic RVT Potential | F5 | Commercial | WA - College | New | Water Heating | Natural Gas | Water Heater - Low-Flow Showerheads | A | Incremental Summer Peak Savings (MW) | Achievable Economic RVT Potential | 0 | 0 | 0 | 0 | 0 | 0 | 0 | 0 | 0 | 0 | 0 | 0 | 0 | 0 | 0 | 0 | 0 | 0 | 0 | 0 | 0 | 0 | 0 | 0 | 0 | 0 | 0
F6_Commercial_WA - College_New_Water Heating_Natural Gas_Water Heater - Low-Flow Showerheads_A_Achievable Economic RVT Potential | F6 | Commercial | WA - College | New | Water Heating | Natural Gas | Water Heater - Low-Flow Showerheads | A | Incremental Winter Peak Savings (MW) | Achievable Economic RVT Potential | 0 | 0 | 0 | 0 | 0 | 0 | 0 | 0 | 0 | 0 | 0 | 0 | 0 | 0 | 0 | 0 | 0 | 0 | 0 | 0 | 0 | 0 | 0 | 0 | 0 | 0 | 0
F7_Commercial_WA - College_New_Water Heating_Natural Gas_Water Heater - Low-Flow Showerheads_A_Achievable Economic RVT Potential | F7 | Commercial | WA - College | New | Water Heating | Natural Gas | Water Heater - Low-Flow Showerheads | A | Cumulative Energy Savings (MWh or mTherms) | Achievable Economic RVT Potential | 0 | 0 | 0 | 0 | 0 | 0 | 0 | 0 | 0 | 0 | 0 | 0 | 0 | 0 | 0 | 0 | 0 | 0 | 0 | 0 | 0 | 0 | 0 | 0 | 0 | 0 | 0
F8_Commercial_WA - College_New_Water Heating_Natural Gas_Water Heater - Low-Flow Showerheads_A_Achievable Economic RVT Potential | F8 | Commercial | WA - College | New | Water Heating | Natural Gas | Water Heater - Low-Flow Showerheads | A | Cumulative Summer Peak Savings (MW) | Achievable Economic RVT Potential | 0 | 0 | 0 | 0 | 0 | 0 | 0 | 0 | 0 | 0 | 0 | 0 | 0 | 0 | 0 | 0 | 0 | 0 | 0 | 0 | 0 | 0 | 0 | 0 | 0 | 0 | 0
F9_Commercial_WA - College_New_Water Heating_Natural Gas_Water Heater - Low-Flow Showerheads_A_Achievable Economic RVT Potential | F9 | Commercial | WA - College | New | Water Heating | Natural Gas | Water Heater - Low-Flow Showerheads | A | Cumulative Winter Peak Savings (MW) | Achievable Economic RVT Potential | 0 | 0 | 0 | 0 | 0 | 0 | 0 | 0 | 0 | 0 | 0 | 0 | 0 | 0 | 0 | 0 | 0 | 0 | 0 | 0 | 0 | 0 | 0 | 0 | 0 | 0 | 0
F10_Commercial_WA - College_New_Water Heating_Natural Gas_Water Heater - Low-Flow Showerheads_A_Achievable Economic RVT Potential | F10 | Commercial | WA - College | New | Water Heating | Natural Gas | Water Heater - Low-Flow Showerheads | A | Purchases (Incremental) | Achievable Economic RVT Potential | 0 | 0 | 0 | 0 | 0 | 0 | 0 | 0 | 0 | 0 | 0 | 0 | 0 | 0 | 0 | 0 | 0 | 0 | 0 | 0 | 0 | 0 | 0 | 0 | 0 | 0 | 0
F11_Commercial_WA - College_New_Water Heating_Natural Gas_Water Heater - Low-Flow Showerheads_A_Achievable Economic RVT Potential | F11 | Commercial | WA - College | New | Water Heating | Natural Gas | Water Heater - Low-Flow Showerheads | A | Purchases (Cumulative) | Achievable Economic RVT Potential | 0 | 0 | 0 | 0 | 0 | 0 | 0 | 0 | 0 | 0 | 0 | 0 | 0 | 0 | 0 | 0 | 0 | 0 | 0 | 0 | 0 | 0 | 0 | 0 | 0 | 0 | 0
F1_Commercial_WA - College_New_Water Heating_Natural Gas_Water Heater - Tank Blanket/Insulation_A_Achievable Economic RVT Potential | F1 | Commercial | WA - College | New | Water Heating | Natural Gas | Water Heater - Tank Blanket/Insulation | A | Integrated Unit Energy Savings (kWh or therms) | Achievable Economic RVT Potential | 0 | 0 | 0 | 0 | 0 | 0 | 0 | 0 | 0 | 0 | 0 | 0 | 0 | 0 | 0 | 0 | 0 | 0 | 0 | 0 | 0 | 0 | 0 | 0 | 0 | 0 | 0
F2_Commercial_WA - College_New_Water Heating_Natural Gas_Water Heater - Tank Blanket/Insulation_A_Achievable Economic RVT Potential | F2 | Commercial | WA - College | New | Water Heating | Natural Gas | Water Heater - Tank Blanket/Insulation | A | Integrated Unit Summer Peak Savings (kW) | Achievable Economic RVT Potential | 0 | 0 | 0 | 0 | 0 | 0 | 0 | 0 | 0 | 0 | 0 | 0 | 0 | 0 | 0 | 0 | 0 | 0 | 0 | 0 | 0 | 0 | 0 | 0 | 0 | 0 | 0
F3_Commercial_WA - College_New_Water Heating_Natural Gas_Water Heater - Tank Blanket/Insulation_A_Achievable Economic RVT Potential | F3 | Commercial | WA - College | New | Water Heating | Natural Gas | Water Heater - Tank Blanket/Insulation | A | Integrated Unit Winter Peak Savings (kW) | Achievable Economic RVT Potential | 0 | 0 | 0 | 0 | 0 | 0 | 0 | 0 | 0 | 0 | 0 | 0 | 0 | 0 | 0 | 0 | 0 | 0 | 0 | 0 | 0 | 0 | 0 | 0 | 0 | 0 | 0
F4_Commercial_WA - College_New_Water Heating_Natural Gas_Water Heater - Tank Blanket/Insulation_A_Achievable Economic RVT Potential | F4 | Commercial | WA - College | New | Water Heating | Natural Gas | Water Heater - Tank Blanket/Insulation | A | Incremental Energy Savings (MWh or mTherms) | Achievable Economic RVT Potential | 0 | 0 | 0 | 0 | 0 | 0 | 0 | 0 | 0 | 0 | 0 | 0 | 0 | 0 | 0 | 0 | 0 | 0 | 0 | 0 | 0 | 0 | 0 | 0 | 0 | 0 | 0
F5_Commercial_WA - College_New_Water Heating_Natural Gas_Water Heater - Tank Blanket/Insulation_A_Achievable Economic RVT Potential | F5 | Commercial | WA - College | New | Water Heating | Natural Gas | Water Heater - Tank Blanket/Insulation | A | Incremental Summer Peak Savings (MW) | Achievable Economic RVT Potential | 0 | 0 | 0 | 0 | 0 | 0 | 0 | 0 | 0 | 0 | 0 | 0 | 0 | 0 | 0 | 0 | 0 | 0 | 0 | 0 | 0 | 0 | 0 | 0 | 0 | 0 | 0
F6_Commercial_WA - College_New_Water Heating_Natural Gas_Water Heater - Tank Blanket/Insulation_A_Achievable Economic RVT Potential | F6 | Commercial | WA - College | New | Water Heating | Natural Gas | Water Heater - Tank Blanket/Insulation | A | Incremental Winter Peak Savings (MW) | Achievable Economic RVT Potential | 0 | 0 | 0 | 0 | 0 | 0 | 0 | 0 | 0 | 0 | 0 | 0 | 0 | 0 | 0 | 0 | 0 | 0 | 0 | 0 | 0 | 0 | 0 | 0 | 0 | 0 | 0
F7_Commercial_WA - College_New_Water Heating_Natural Gas_Water Heater - Tank Blanket/Insulation_A_Achievable Economic RVT Potential | F7 | Commercial | WA - College | New | Water Heating | Natural Gas | Water Heater - Tank Blanket/Insulation | A | Cumulative Energy Savings (MWh or mTherms) | Achievable Economic RVT Potential | 0 | 0 | 0 | 0 | 0 | 0 | 0 | 0 | 0 | 0 | 0 | 0 | 0 | 0 | 0 | 0 | 0 | 0 | 0 | 0 | 0 | 0 | 0 | 0 | 0 | 0 | 0
F8_Commercial_WA - College_New_Water Heating_Natural Gas_Water Heater - Tank Blanket/Insulation_A_Achievable Economic RVT Potential | F8 | Commercial | WA - College | New | Water Heating | Natural Gas | Water Heater - Tank Blanket/Insulation | A | Cumulative Summer Peak Savings (MW) | Achievable Economic RVT Potential | 0 | 0 | 0 | 0 | 0 | 0 | 0 | 0 | 0 | 0 | 0 | 0 | 0 | 0 | 0 | 0 | 0 | 0 | 0 | 0 | 0 | 0 | 0 | 0 | 0 | 0 | 0
F9_Commercial_WA - College_New_Water Heating_Natural Gas_Water Heater - Tank Blanket/Insulation_A_Achievable Economic RVT Potential | F9 | Commercial | WA - College | New | Water Heating | Natural Gas | Water Heater - Tank Blanket/Insulation | A | Cumulative Winter Peak Savings (MW) | Achievable Economic RVT Potential | 0 | 0 | 0 | 0 | 0 | 0 | 0 | 0 | 0 | 0 | 0 | 0 | 0 | 0 | 0 | 0 | 0 | 0 | 0 | 0 | 0 | 0 | 0 | 0 | 0 | 0 | 0
F10_Commercial_WA - College_New_Water Heating_Natural Gas_Water Heater - Tank Blanket/Insulation_A_Achievable Economic RVT Potential | F10 | Commercial | WA - College | New | Water Heating | Natural Gas | Water Heater - Tank Blanket/Insulation | A | Purchases (Incremental) | Achievable Economic RVT Potential | 0 | 0 | 0 | 0 | 0 | 0 | 0 | 0 | 0 | 0 | 0 | 0 | 0 | 0 | 0 | 0 | 0 | 0 | 0 | 0 | 0 | 0 | 0 | 0 | 0 | 0 | 0
F11_Commercial_WA - College_New_Water Heating_Natural Gas_Water Heater - Tank Blanket/Insulation_A_Achievable Economic RVT Potential | F11 | Commercial | WA - College | New | Water Heating | Natural Gas | Water Heater - Tank Blanket/Insulation | A | Purchases (Cumulative) | Achievable Economic RVT Potential | 0 | 0 | 0 | 0 | 0 | 0 | 0 | 0 | 0 | 0 | 0 | 0 | 0 | 0 | 0 | 0 | 0 | 0 | 0 | 0 | 0 | 0 | 0 | 0 | 0 | 0 | 0
F1_Commercial_WA - College_New_Water Heating_Natural Gas_Water Heater - Drainwater Heat Recovery_A_Achievable Economic RVT Potential | F1 | Commercial | WA - College | New | Water Heating | Natural Gas | Water Heater - Drainwater Heat Recovery | A | Integrated Unit Energy Savings (kWh or therms) | Achievable Economic RVT Potential | 0 | 0 | 0 | 0 | 0 | 0 | 0 | 0 | 0 | 0 | 0 | 0 | 0 | 0 | 0 | 0 | 0 | 0 | 0 | 0 | 0 | 0 | 0 | 0 | 0 | 0 | 0
F2_Commercial_WA - College_New_Water Heating_Natural Gas_Water Heater - Drainwater Heat Recovery_A_Achievable Economic RVT Potential | F2 | Commercial | WA - College | New | Water Heating | Natural Gas | Water Heater - Drainwater Heat Recovery | A | Integrated Unit Summer Peak Savings (kW) | Achievable Economic RVT Potential | 0 | 0 | 0 | 0 | 0 | 0 | 0 | 0 | 0 | 0 | 0 | 0 | 0 | 0 | 0 | 0 | 0 | 0 | 0 | 0 | 0 | 0 | 0 | 0 | 0 | 0 | 0
F3_Commercial_WA - College_New_Water Heating_Natural Gas_Water Heater - Drainwater Heat Recovery_A_Achievable Economic RVT Potential | F3 | Commercial | WA - College | New | Water Heating | Natural Gas | Water Heater - Drainwater Heat Recovery | A | Integrated Unit Winter Peak Savings (kW) | Achievable Economic RVT Potential | 0 | 0 | 0 | 0 | 0 | 0 | 0 | 0 | 0 | 0 | 0 | 0 | 0 | 0 | 0 | 0 | 0 | 0 | 0 | 0 | 0 | 0 | 0 | 0 | 0 | 0 | 0
F4_Commercial_WA - College_New_Water Heating_Natural Gas_Water Heater - Drainwater Heat Recovery_A_Achievable Economic RVT Potential | F4 | Commercial | WA - College | New | Water Heating | Natural Gas | Water Heater - Drainwater Heat Recovery | A | Incremental Energy Savings (MWh or mTherms) | Achievable Economic RVT Potential | 0 | 0 | 0 | 0 | 0 | 0 | 0 | 0 | 0 | 0 | 0 | 0 | 0 | 0 | 0 | 0 | 0 | 0 | 0 | 0 | 0 | 0 | 0 | 0 | 0 | 0 | 0
F5_Commercial_WA - College_New_Water Heating_Natural Gas_Water Heater - Drainwater Heat Recovery_A_Achievable Economic RVT Potential | F5 | Commercial | WA - College | New | Water Heating | Natural Gas | Water Heater - Drainwater Heat Recovery | A | Incremental Summer Peak Savings (MW) | Achievable Economic RVT Potential | 0 | 0 | 0 | 0 | 0 | 0 | 0 | 0 | 0 | 0 | 0 | 0 | 0 | 0 | 0 | 0 | 0 | 0 | 0 | 0 | 0 | 0 | 0 | 0 | 0 | 0 | 0
F6_Commercial_WA - College_New_Water Heating_Natural Gas_Water Heater - Drainwater Heat Recovery_A_Achievable Economic RVT Potential | F6 | Commercial | WA - College | New | Water Heating | Natural Gas | Water Heater - Drainwater Heat Recovery | A | Incremental Winter Peak Savings (MW) | Achievable Economic RVT Potential | 0 | 0 | 0 | 0 | 0 | 0 | 0 | 0 | 0 | 0 | 0 | 0 | 0 | 0 | 0 | 0 | 0 | 0 | 0 | 0 | 0 | 0 | 0 | 0 | 0 | 0 | 0
F7_Commercial_WA - College_New_Water Heating_Natural Gas_Water Heater - Drainwater Heat Recovery_A_Achievable Economic RVT Potential | F7 | Commercial | WA - College | New | Water Heating | Natural Gas | Water Heater - Drainwater Heat Recovery | A | Cumulative Energy Savings (MWh or mTherms) | Achievable Economic RVT Potential | 0 | 0 | 0 | 0 | 0 | 0 | 0 | 0 | 0 | 0 | 0 | 0 | 0 | 0 | 0 | 0 | 0 | 0 | 0 | 0 | 0 | 0 | 0 | 0 | 0 | 0 | 0
F8_Commercial_WA - College_New_Water Heating_Natural Gas_Water Heater - Drainwater Heat Recovery_A_Achievable Economic RVT Potential | F8 | Commercial | WA - College | New | Water Heating | Natural Gas | Water Heater - Drainwater Heat Recovery | A | Cumulative Summer Peak Savings (MW) | Achievable Economic RVT Potential | 0 | 0 | 0 | 0 | 0 | 0 | 0 | 0 | 0 | 0 | 0 | 0 | 0 | 0 | 0 | 0 | 0 | 0 | 0 | 0 | 0 | 0 | 0 | 0 | 0 | 0 | 0
F9_Commercial_WA - College_New_Water Heating_Natural Gas_Water Heater - Drainwater Heat Recovery_A_Achievable Economic RVT Potential | F9 | Commercial | WA - College | New | Water Heating | Natural Gas | Water Heater - Drainwater Heat Recovery | A | Cumulative Winter Peak Savings (MW) | Achievable Economic RVT Potential | 0 | 0 | 0 | 0 | 0 | 0 | 0 | 0 | 0 | 0 | 0 | 0 | 0 | 0 | 0 | 0 | 0 | 0 | 0 | 0 | 0 | 0 | 0 | 0 | 0 | 0 | 0
F10_Commercial_WA - College_New_Water Heating_Natural Gas_Water Heater - Drainwater Heat Recovery_A_Achievable Economic RVT Potential | F10 | Commercial | WA - College | New | Water Heating | Natural Gas | Water Heater - Drainwater Heat Recovery | A | Purchases (Incremental) | Achievable Economic RVT Potential | 0 | 0 | 0 | 0 | 0 | 0 | 0 | 0 | 0 | 0 | 0 | 0 | 0 | 0 | 0 | 0 | 0 | 0 | 0 | 0 | 0 | 0 | 0 | 0 | 0 | 0 | 0
F11_Commercial_WA - College_New_Water Heating_Natural Gas_Water Heater - Drainwater Heat Recovery_A_Achievable Economic RVT Potential | F11 | Commercial | WA - College | New | Water Heating | Natural Gas | Water Heater - Drainwater Heat Recovery | A | Purchases (Cumulative) | Achievable Economic RVT Potential | 0 | 0 | 0 | 0 | 0 | 0 | 0 | 0 | 0 | 0 | 0 | 0 | 0 | 0 | 0 | 0 | 0 | 0 | 0 | 0 | 0 | 0 | 0 | 0 | 0 | 0 | 0
F1_Commercial_WA - College_New_Water Heating_Natural Gas_Water Heater - Circulation Pump Controls_A_Achievable Economic RVT Potential | F1 | Commercial | WA - College | New | Water Heating | Natural Gas | Water Heater - Circulation Pump Controls | A | Integrated Unit Energy Savings (kWh or therms) | Achievable Economic RVT Potential | 0 | 0 | 0 | 0 | 0 | 0 | 0 | 0 | 0 | 0 | 0 | 0 | 0 | 0 | 0 | 0 | 0 | 0 | 0 | 0 | 0 | 0 | 0 | 0 | 0 | 0 | 0
F2_Commercial_WA - College_New_Water Heating_Natural Gas_Water Heater - Circulation Pump Controls_A_Achievable Economic RVT Potential | F2 | Commercial | WA - College | New | Water Heating | Natural Gas | Water Heater - Circulation Pump Controls | A | Integrated Unit Summer Peak Savings (kW) | Achievable Economic RVT Potential | 0 | 0 | 0 | 0 | 0 | 0 | 0 | 0 | 0 | 0 | 0 | 0 | 0 | 0 | 0 | 0 | 0 | 0 | 0 | 0 | 0 | 0 | 0 | 0 | 0 | 0 | 0
F3_Commercial_WA - College_New_Water Heating_Natural Gas_Water Heater - Circulation Pump Controls_A_Achievable Economic RVT Potential | F3 | Commercial | WA - College | New | Water Heating | Natural Gas | Water Heater - Circulation Pump Controls | A | Integrated Unit Winter Peak Savings (kW) | Achievable Economic RVT Potential | 0 | 0 | 0 | 0 | 0 | 0 | 0 | 0 | 0 | 0 | 0 | 0 | 0 | 0 | 0 | 0 | 0 | 0 | 0 | 0 | 0 | 0 | 0 | 0 | 0 | 0 | 0
F4_Commercial_WA - College_New_Water Heating_Natural Gas_Water Heater - Circulation Pump Controls_A_Achievable Economic RVT Potential | F4 | Commercial | WA - College | New | Water Heating | Natural Gas | Water Heater - Circulation Pump Controls | A | Incremental Energy Savings (MWh or mTherms) | Achievable Economic RVT Potential | 0 | 0 | 0 | 0 | 0 | 0 | 0 | 0 | 0 | 0 | 0 | 0 | 0 | 0 | 0 | 0 | 0 | 0 | 0 | 0 | 0 | 0 | 0 | 0 | 0 | 0 | 0
F5_Commercial_WA - College_New_Water Heating_Natural Gas_Water Heater - Circulation Pump Controls_A_Achievable Economic RVT Potential | F5 | Commercial | WA - College | New | Water Heating | Natural Gas | Water Heater - Circulation Pump Controls | A | Incremental Summer Peak Savings (MW) | Achievable Economic RVT Potential | 0 | 0 | 0 | 0 | 0 | 0 | 0 | 0 | 0 | 0 | 0 | 0 | 0 | 0 | 0 | 0 | 0 | 0 | 0 | 0 | 0 | 0 | 0 | 0 | 0 | 0 | 0
F6_Commercial_WA - College_New_Water Heating_Natural Gas_Water Heater - Circulation Pump Controls_A_Achievable Economic RVT Potential | F6 | Commercial | WA - College | New | Water Heating | Natural Gas | Water Heater - Circulation Pump Controls | A | Incremental Winter Peak Savings (MW) | Achievable Economic RVT Potential | 0 | 0 | 0 | 0 | 0 | 0 | 0 | 0 | 0 | 0 | 0 | 0 | 0 | 0 | 0 | 0 | 0 | 0 | 0 | 0 | 0 | 0 | 0 | 0 | 0 | 0 | 0
F7_Commercial_WA - College_New_Water Heating_Natural Gas_Water Heater - Circulation Pump Controls_A_Achievable Economic RVT Potential | F7 | Commercial | WA - College | New | Water Heating | Natural Gas | Water Heater - Circulation Pump Controls | A | Cumulative Energy Savings (MWh or mTherms) | Achievable Economic RVT Potential | 0 | 0 | 0 | 0 | 0 | 0 | 0 | 0 | 0 | 0 | 0 | 0 | 0 | 0 | 0 | 0 | 0 | 0 | 0 | 0 | 0 | 0 | 0 | 0 | 0 | 0 | 0
F8_Commercial_WA - College_New_Water Heating_Natural Gas_Water Heater - Circulation Pump Controls_A_Achievable Economic RVT Potential | F8 | Commercial | WA - College | New | Water Heating | Natural Gas | Water Heater - Circulation Pump Controls | A | Cumulative Summer Peak Savings (MW) | Achievable Economic RVT Potential | 0 | 0 | 0 | 0 | 0 | 0 | 0 | 0 | 0 | 0 | 0 | 0 | 0 | 0 | 0 | 0 | 0 | 0 | 0 | 0 | 0 | 0 | 0 | 0 | 0 | 0 | 0
F9_Commercial_WA - College_New_Water Heating_Natural Gas_Water Heater - Circulation Pump Controls_A_Achievable Economic RVT Potential | F9 | Commercial | WA - College | New | Water Heating | Natural Gas | Water Heater - Circulation Pump Controls | A | Cumulative Winter Peak Savings (MW) | Achievable Economic RVT Potential | 0 | 0 | 0 | 0 | 0 | 0 | 0 | 0 | 0 | 0 | 0 | 0 | 0 | 0 | 0 | 0 | 0 | 0 | 0 | 0 | 0 | 0 | 0 | 0 | 0 | 0 | 0
F10_Commercial_WA - College_New_Water Heating_Natural Gas_Water Heater - Circulation Pump Controls_A_Achievable Economic RVT Potential | F10 | Commercial | WA - College | New | Water Heating | Natural Gas | Water Heater - Circulation Pump Controls | A | Purchases (Incremental) | Achievable Economic RVT Potential | 0 | 0 | 0 | 0 | 0 | 0 | 0 | 0 | 0 | 0 | 0 | 0 | 0 | 0 | 0 | 0 | 0 | 0 | 0 | 0 | 0 | 0 | 0 | 0 | 0 | 0 | 0
F11_Commercial_WA - College_New_Water Heating_Natural Gas_Water Heater - Circulation Pump Controls_A_Achievable Economic RVT Potential | F11 | Commercial | WA - College | New | Water Heating | Natural Gas | Water Heater - Circulation Pump Controls | A | Purchases (Cumulative) | Achievable Economic RVT Potential | 0 | 0 | 0 | 0 | 0 | 0 | 0 | 0 | 0 | 0 | 0 | 0 | 0 | 0 | 0 | 0 | 0 | 0 | 0 | 0 | 0 | 0 | 0 | 0 | 0 | 0 | 0
F1_Commercial_WA - College_New_Water Heating_Natural Gas_Water Heater - Pipe Insulation_A_Achievable Economic RVT Potential | F1 | Commercial | WA - College | New | Water Heating | Natural Gas | Water Heater - Pipe Insulation | A | Integrated Unit Energy Savings (kWh or therms) | Achievable Economic RVT Potential | 0 | 0 | 0 | 0 | 0 | 0 | 0 | 0 | 0 | 0 | 0 | 0 | 0 | 0 | 0 | 0 | 0 | 0 | 0 | 0 | 0 | 0 | 0 | 0 | 0 | 0 | 0
F2_Commercial_WA - College_New_Water Heating_Natural Gas_Water Heater - Pipe Insulation_A_Achievable Economic RVT Potential | F2 | Commercial | WA - College | New | Water Heating | Natural Gas | Water Heater - Pipe Insulation | A | Integrated Unit Summer Peak Savings (kW) | Achievable Economic RVT Potential | 0 | 0 | 0 | 0 | 0 | 0 | 0 | 0 | 0 | 0 | 0 | 0 | 0 | 0 | 0 | 0 | 0 | 0 | 0 | 0 | 0 | 0 | 0 | 0 | 0 | 0 | 0
F3_Commercial_WA - College_New_Water Heating_Natural Gas_Water Heater - Pipe Insulation_A_Achievable Economic RVT Potential | F3 | Commercial | WA - College | New | Water Heating | Natural Gas | Water Heater - Pipe Insulation | A | Integrated Unit Winter Peak Savings (kW) | Achievable Economic RVT Potential | 0 | 0 | 0 | 0 | 0 | 0 | 0 | 0 | 0 | 0 | 0 | 0 | 0 | 0 | 0 | 0 | 0 | 0 | 0 | 0 | 0 | 0 | 0 | 0 | 0 | 0 | 0
F4_Commercial_WA - College_New_Water Heating_Natural Gas_Water Heater - Pipe Insulation_A_Achievable Economic RVT Potential | F4 | Commercial | WA - College | New | Water Heating | Natural Gas | Water Heater - Pipe Insulation | A | Incremental Energy Savings (MWh or mTherms) | Achievable Economic RVT Potential | 0 | 0 | 0 | 0 | 0 | 0 | 0 | 0 | 0 | 0 | 0 | 0 | 0 | 0 | 0 | 0 | 0 | 0 | 0 | 0 | 0 | 0 | 0 | 0 | 0 | 0 | 0
F5_Commercial_WA - College_New_Water Heating_Natural Gas_Water Heater - Pipe Insulation_A_Achievable Economic RVT Potential | F5 | Commercial | WA - College | New | Water Heating | Natural Gas | Water Heater - Pipe Insulation | A | Incremental Summer Peak Savings (MW) | Achievable Economic RVT Potential | 0 | 0 | 0 | 0 | 0 | 0 | 0 | 0 | 0 | 0 | 0 | 0 | 0 | 0 | 0 | 0 | 0 | 0 | 0 | 0 | 0 | 0 | 0 | 0 | 0 | 0 | 0
F6_Commercial_WA - College_New_Water Heating_Natural Gas_Water Heater - Pipe Insulation_A_Achievable Economic RVT Potential | F6 | Commercial | WA - College | New | Water Heating | Natural Gas | Water Heater - Pipe Insulation | A | Incremental Winter Peak Savings (MW) | Achievable Economic RVT Potential | 0 | 0 | 0 | 0 | 0 | 0 | 0 | 0 | 0 | 0 | 0 | 0 | 0 | 0 | 0 | 0 | 0 | 0 | 0 | 0 | 0 | 0 | 0 | 0 | 0 | 0 | 0
F7_Commercial_WA - College_New_Water Heating_Natural Gas_Water Heater - Pipe Insulation_A_Achievable Economic RVT Potential | F7 | Commercial | WA - College | New | Water Heating | Natural Gas | Water Heater - Pipe Insulation | A | Cumulative Energy Savings (MWh or mTherms) | Achievable Economic RVT Potential | 0 | 0 | 0 | 0 | 0 | 0 | 0 | 0 | 0 | 0 | 0 | 0 | 0 | 0 | 0 | 0 | 0 | 0 | 0 | 0 | 0 | 0 | 0 | 0 | 0 | 0 | 0
F8_Commercial_WA - College_New_Water Heating_Natural Gas_Water Heater - Pipe Insulation_A_Achievable Economic RVT Potential | F8 | Commercial | WA - College | New | Water Heating | Natural Gas | Water Heater - Pipe Insulation | A | Cumulative Summer Peak Savings (MW) | Achievable Economic RVT Potential | 0 | 0 | 0 | 0 | 0 | 0 | 0 | 0 | 0 | 0 | 0 | 0 | 0 | 0 | 0 | 0 | 0 | 0 | 0 | 0 | 0 | 0 | 0 | 0 | 0 | 0 | 0
F9_Commercial_WA - College_New_Water Heating_Natural Gas_Water Heater - Pipe Insulation_A_Achievable Economic RVT Potential | F9 | Commercial | WA - College | New | Water Heating | Natural Gas | Water Heater - Pipe Insulation | A | Cumulative Winter Peak Savings (MW) | Achievable Economic RVT Potential | 0 | 0 | 0 | 0 | 0 | 0 | 0 | 0 | 0 | 0 | 0 | 0 | 0 | 0 | 0 | 0 | 0 | 0 | 0 | 0 | 0 | 0 | 0 | 0 | 0 | 0 | 0
F10_Commercial_WA - College_New_Water Heating_Natural Gas_Water Heater - Pipe Insulation_A_Achievable Economic RVT Potential | F10 | Commercial | WA - College | New | Water Heating | Natural Gas | Water Heater - Pipe Insulation | A | Purchases (Incremental) | Achievable Economic RVT Potential | 0 | 0 | 0 | 0 | 0 | 0 | 0 | 0 | 0 | 0 | 0 | 0 | 0 | 0 | 0 | 0 | 0 | 0 | 0 | 0 | 0 | 0 | 0 | 0 | 0 | 0 | 0
F11_Commercial_WA - College_New_Water Heating_Natural Gas_Water Heater - Pipe Insulation_A_Achievable Economic RVT Potential | F11 | Commercial | WA - College | New | Water Heating | Natural Gas | Water Heater - Pipe Insulation | A | Purchases (Cumulative) | Achievable Economic RVT Potential | 0 | 0 | 0 | 0 | 0 | 0 | 0 | 0 | 0 | 0 | 0 | 0 | 0 | 0 | 0 | 0 | 0 | 0 | 0 | 0 | 0 | 0 | 0 | 0 | 0 | 0 | 0
F1_Commercial_WA - College_New_Water Heating_Natural Gas_Water Heater - Motion Control Faucet_A_Achievable Economic RVT Potential | F1 | Commercial | WA - College | New | Water Heating | Natural Gas | Water Heater - Motion Control Faucet | A | Integrated Unit Energy Savings (kWh or therms) | Achievable Economic RVT Potential | 0 | 0 | 0 | 0 | 0 | 0 | 0 | 0 | 0 | 0 | 0 | 0 | 0 | 0 | 0 | 0 | 0 | 0 | 0 | 0 | 0 | 0 | 0 | 0 | 0 | 0 | 0
F2_Commercial_WA - College_New_Water Heating_Natural Gas_Water Heater - Motion Control Faucet_A_Achievable Economic RVT Potential | F2 | Commercial | WA - College | New | Water Heating | Natural Gas | Water Heater - Motion Control Faucet | A | Integrated Unit Summer Peak Savings (kW) | Achievable Economic RVT Potential | 0 | 0 | 0 | 0 | 0 | 0 | 0 | 0 | 0 | 0 | 0 | 0 | 0 | 0 | 0 | 0 | 0 | 0 | 0 | 0 | 0 | 0 | 0 | 0 | 0 | 0 | 0
F3_Commercial_WA - College_New_Water Heating_Natural Gas_Water Heater - Motion Control Faucet_A_Achievable Economic RVT Potential | F3 | Commercial | WA - College | New | Water Heating | Natural Gas | Water Heater - Motion Control Faucet | A | Integrated Unit Winter Peak Savings (kW) | Achievable Economic RVT Potential | 0 | 0 | 0 | 0 | 0 | 0 | 0 | 0 | 0 | 0 | 0 | 0 | 0 | 0 | 0 | 0 | 0 | 0 | 0 | 0 | 0 | 0 | 0 | 0 | 0 | 0 | 0
F4_Commercial_WA - College_New_Water Heating_Natural Gas_Water Heater - Motion Control Faucet_A_Achievable Economic RVT Potential | F4 | Commercial | WA - College | New | Water Heating | Natural Gas | Water Heater - Motion Control Faucet | A | Incremental Energy Savings (MWh or mTherms) | Achievable Economic RVT Potential | 0 | 0 | 0 | 0 | 0 | 0 | 0 | 0 | 0 | 0 | 0 | 0 | 0 | 0 | 0 | 0 | 0 | 0 | 0 | 0 | 0 | 0 | 0 | 0 | 0 | 0 | 0
F5_Commercial_WA - College_New_Water Heating_Natural Gas_Water Heater - Motion Control Faucet_A_Achievable Economic RVT Potential | F5 | Commercial | WA - College | New | Water Heating | Natural Gas | Water Heater - Motion Control Faucet | A | Incremental Summer Peak Savings (MW) | Achievable Economic RVT Potential | 0 | 0 | 0 | 0 | 0 | 0 | 0 | 0 | 0 | 0 | 0 | 0 | 0 | 0 | 0 | 0 | 0 | 0 | 0 | 0 | 0 | 0 | 0 | 0 | 0 | 0 | 0
F6_Commercial_WA - College_New_Water Heating_Natural Gas_Water Heater - Motion Control Faucet_A_Achievable Economic RVT Potential | F6 | Commercial | WA - College | New | Water Heating | Natural Gas | Water Heater - Motion Control Faucet | A | Incremental Winter Peak Savings (MW) | Achievable Economic RVT Potential | 0 | 0 | 0 | 0 | 0 | 0 | 0 | 0 | 0 | 0 | 0 | 0 | 0 | 0 | 0 | 0 | 0 | 0 | 0 | 0 | 0 | 0 | 0 | 0 | 0 | 0 | 0
F7_Commercial_WA - College_New_Water Heating_Natural Gas_Water Heater - Motion Control Faucet_A_Achievable Economic RVT Potential | F7 | Commercial | WA - College | New | Water Heating | Natural Gas | Water Heater - Motion Control Faucet | A | Cumulative Energy Savings (MWh or mTherms) | Achievable Economic RVT Potential | 0 | 0 | 0 | 0 | 0 | 0 | 0 | 0 | 0 | 0 | 0 | 0 | 0 | 0 | 0 | 0 | 0 | 0 | 0 | 0 | 0 | 0 | 0 | 0 | 0 | 0 | 0
F8_Commercial_WA - College_New_Water Heating_Natural Gas_Water Heater - Motion Control Faucet_A_Achievable Economic RVT Potential | F8 | Commercial | WA - College | New | Water Heating | Natural Gas | Water Heater - Motion Control Faucet | A | Cumulative Summer Peak Savings (MW) | Achievable Economic RVT Potential | 0 | 0 | 0 | 0 | 0 | 0 | 0 | 0 | 0 | 0 | 0 | 0 | 0 | 0 | 0 | 0 | 0 | 0 | 0 | 0 | 0 | 0 | 0 | 0 | 0 | 0 | 0
F9_Commercial_WA - College_New_Water Heating_Natural Gas_Water Heater - Motion Control Faucet_A_Achievable Economic RVT Potential | F9 | Commercial | WA - College | New | Water Heating | Natural Gas | Water Heater - Motion Control Faucet | A | Cumulative Winter Peak Savings (MW) | Achievable Economic RVT Potential | 0 | 0 | 0 | 0 | 0 | 0 | 0 | 0 | 0 | 0 | 0 | 0 | 0 | 0 | 0 | 0 | 0 | 0 | 0 | 0 | 0 | 0 | 0 | 0 | 0 | 0 | 0
F10_Commercial_WA - College_New_Water Heating_Natural Gas_Water Heater - Motion Control Faucet_A_Achievable Economic RVT Potential | F10 | Commercial | WA - College | New | Water Heating | Natural Gas | Water Heater - Motion Control Faucet | A | Purchases (Incremental) | Achievable Economic RVT Potential | 0 | 0 | 0 | 0 | 0 | 0 | 0 | 0 | 0 | 0 | 0 | 0 | 0 | 0 | 0 | 0 | 0 | 0 | 0 | 0 | 0 | 0 | 0 | 0 | 0 | 0 | 0
F11_Commercial_WA - College_New_Water Heating_Natural Gas_Water Heater - Motion Control Faucet_A_Achievable Economic RVT Potential | F11 | Commercial | WA - College | New | Water Heating | Natural Gas | Water Heater - Motion Control Faucet | A | Purchases (Cumulative) | Achievable Economic RVT Potential | 0 | 0 | 0 | 0 | 0 | 0 | 0 | 0 | 0 | 0 | 0 | 0 | 0 | 0 | 0 | 0 | 0 | 0 | 0 | 0 | 0 | 0 | 0 | 0 | 0 | 0 | 0
F1_Commercial_WA - College_New_Water Heating_Natural Gas_Water Heater - Solar System_A_Achievable Economic RVT Potential | F1 | Commercial | WA - College | New | Water Heating | Natural Gas | Water Heater - Solar System | A | Integrated Unit Energy Savings (kWh or therms) | Achievable Economic RVT Potential | 0 | 0 | 0 | 0 | 0 | 0 | 0 | 0 | 0 | 0 | 0 | 0 | 0 | 0 | 0 | 0 | 0 | 0 | 0 | 0 | 0 | 0 | 0 | 0 | 0 | 0 | 0
F2_Commercial_WA - College_New_Water Heating_Natural Gas_Water Heater - Solar System_A_Achievable Economic RVT Potential | F2 | Commercial | WA - College | New | Water Heating | Natural Gas | Water Heater - Solar System | A | Integrated Unit Summer Peak Savings (kW) | Achievable Economic RVT Potential | 0 | 0 | 0 | 0 | 0 | 0 | 0 | 0 | 0 | 0 | 0 | 0 | 0 | 0 | 0 | 0 | 0 | 0 | 0 | 0 | 0 | 0 | 0 | 0 | 0 | 0 | 0
F3_Commercial_WA - College_New_Water Heating_Natural Gas_Water Heater - Solar System_A_Achievable Economic RVT Potential | F3 | Commercial | WA - College | New | Water Heating | Natural Gas | Water Heater - Solar System | A | Integrated Unit Winter Peak Savings (kW) | Achievable Economic RVT Potential | 0 | 0 | 0 | 0 | 0 | 0 | 0 | 0 | 0 | 0 | 0 | 0 | 0 | 0 | 0 | 0 | 0 | 0 | 0 | 0 | 0 | 0 | 0 | 0 | 0 | 0 | 0
F4_Commercial_WA - College_New_Water Heating_Natural Gas_Water Heater - Solar System_A_Achievable Economic RVT Potential | F4 | Commercial | WA - College | New | Water Heating | Natural Gas | Water Heater - Solar System | A | Incremental Energy Savings (MWh or mTherms) | Achievable Economic RVT Potential | 0 | 0 | 0 | 0 | 0 | 0 | 0 | 0 | 0 | 0 | 0 | 0 | 0 | 0 | 0 | 0 | 0 | 0 | 0 | 0 | 0 | 0 | 0 | 0 | 0 | 0 | 0
F5_Commercial_WA - College_New_Water Heating_Natural Gas_Water Heater - Solar System_A_Achievable Economic RVT Potential | F5 | Commercial | WA - College | New | Water Heating | Natural Gas | Water Heater - Solar System | A | Incremental Summer Peak Savings (MW) | Achievable Economic RVT Potential | 0 | 0 | 0 | 0 | 0 | 0 | 0 | 0 | 0 | 0 | 0 | 0 | 0 | 0 | 0 | 0 | 0 | 0 | 0 | 0 | 0 | 0 | 0 | 0 | 0 | 0 | 0
F6_Commercial_WA - College_New_Water Heating_Natural Gas_Water Heater - Solar System_A_Achievable Economic RVT Potential | F6 | Commercial | WA - College | New | Water Heating | Natural Gas | Water Heater - Solar System | A | Incremental Winter Peak Savings (MW) | Achievable Economic RVT Potential | 0 | 0 | 0 | 0 | 0 | 0 | 0 | 0 | 0 | 0 | 0 | 0 | 0 | 0 | 0 | 0 | 0 | 0 | 0 | 0 | 0 | 0 | 0 | 0 | 0 | 0 | 0
F7_Commercial_WA - College_New_Water Heating_Natural Gas_Water Heater - Solar System_A_Achievable Economic RVT Potential | F7 | Commercial | WA - College | New | Water Heating | Natural Gas | Water Heater - Solar System | A | Cumulative Energy Savings (MWh or mTherms) | Achievable Economic RVT Potential | 0 | 0 | 0 | 0 | 0 | 0 | 0 | 0 | 0 | 0 | 0 | 0 | 0 | 0 | 0 | 0 | 0 | 0 | 0 | 0 | 0 | 0 | 0 | 0 | 0 | 0 | 0
F8_Commercial_WA - College_New_Water Heating_Natural Gas_Water Heater - Solar System_A_Achievable Economic RVT Potential | F8 | Commercial | WA - College | New | Water Heating | Natural Gas | Water Heater - Solar System | A | Cumulative Summer Peak Savings (MW) | Achievable Economic RVT Potential | 0 | 0 | 0 | 0 | 0 | 0 | 0 | 0 | 0 | 0 | 0 | 0 | 0 | 0 | 0 | 0 | 0 | 0 | 0 | 0 | 0 | 0 | 0 | 0 | 0 | 0 | 0
F9_Commercial_WA - College_New_Water Heating_Natural Gas_Water Heater - Solar System_A_Achievable Economic RVT Potential | F9 | Commercial | WA - College | New | Water Heating | Natural Gas | Water Heater - Solar System | A | Cumulative Winter Peak Savings (MW) | Achievable Economic RVT Potential | 0 | 0 | 0 | 0 | 0 | 0 | 0 | 0 | 0 | 0 | 0 | 0 | 0 | 0 | 0 | 0 | 0 | 0 | 0 | 0 | 0 | 0 | 0 | 0 | 0 | 0 | 0
F10_Commercial_WA - College_New_Water Heating_Natural Gas_Water Heater - Solar System_A_Achievable Economic RVT Potential | F10 | Commercial | WA - College | New | Water Heating | Natural Gas | Water Heater - Solar System | A | Purchases (Incremental) | Achievable Economic RVT Potential | 0 | 0 | 0 | 0 | 0 | 0 | 0 | 0 | 0 | 0 | 0 | 0 | 0 | 0 | 0 | 0 | 0 | 0 | 0 | 0 | 0 | 0 | 0 | 0 | 0 | 0 | 0
F11_Commercial_WA - College_New_Water Heating_Natural Gas_Water Heater - Solar System_A_Achievable Economic RVT Potential | F11 | Commercial | WA - College | New | Water Heating | Natural Gas | Water Heater - Solar System | A | Purchases (Cumulative) | Achievable Economic RVT Potential | 0 | 0 | 0 | 0 | 0 | 0 | 0 | 0 | 0 | 0 | 0 | 0 | 0 | 0 | 0 | 0 | 0 | 0 | 0 | 0 | 0 | 0 | 0 | 0 | 0 | 0 | 0
F1_Commercial_WA - College_New_Water Heating_Natural Gas_Commercial Laundry - Ozone Treatment_A_Achievable Economic RVT Potential | F1 | Commercial | WA - College | New | Water Heating | Natural Gas | Commercial Laundry - Ozone Treatment | A | Integrated Unit Energy Savings (kWh or therms) | Achievable Economic RVT Potential | 0 | 0 | 0 | 0 | 0 | 0 | 0 | 0 | 0 | 0 | 0 | 0 | 0 | 0 | 0 | 0 | 0 | 0 | 0 | 0 | 0 | 0 | 0 | 0 | 0 | 0 | 0
F2_Commercial_WA - College_New_Water Heating_Natural Gas_Commercial Laundry - Ozone Treatment_A_Achievable Economic RVT Potential | F2 | Commercial | WA - College | New | Water Heating | Natural Gas | Commercial Laundry - Ozone Treatment | A | Integrated Unit Summer Peak Savings (kW) | Achievable Economic RVT Potential | 0 | 0 | 0 | 0 | 0 | 0 | 0 | 0 | 0 | 0 | 0 | 0 | 0 | 0 | 0 | 0 | 0 | 0 | 0 | 0 | 0 | 0 | 0 | 0 | 0 | 0 | 0
F3_Commercial_WA - College_New_Water Heating_Natural Gas_Commercial Laundry - Ozone Treatment_A_Achievable Economic RVT Potential | F3 | Commercial | WA - College | New | Water Heating | Natural Gas | Commercial Laundry - Ozone Treatment | A | Integrated Unit Winter Peak Savings (kW) | Achievable Economic RVT Potential | 0 | 0 | 0 | 0 | 0 | 0 | 0 | 0 | 0 | 0 | 0 | 0 | 0 | 0 | 0 | 0 | 0 | 0 | 0 | 0 | 0 | 0 | 0 | 0 | 0 | 0 | 0
F4_Commercial_WA - College_New_Water Heating_Natural Gas_Commercial Laundry - Ozone Treatment_A_Achievable Economic RVT Potential | F4 | Commercial | WA - College | New | Water Heating | Natural Gas | Commercial Laundry - Ozone Treatment | A | Incremental Energy Savings (MWh or mTherms) | Achievable Economic RVT Potential | 0 | 0 | 0 | 0 | 0 | 0 | 0 | 0 | 0 | 0 | 0 | 0 | 0 | 0 | 0 | 0 | 0 | 0 | 0 | 0 | 0 | 0 | 0 | 0 | 0 | 0 | 0
F5_Commercial_WA - College_New_Water Heating_Natural Gas_Commercial Laundry - Ozone Treatment_A_Achievable Economic RVT Potential | F5 | Commercial | WA - College | New | Water Heating | Natural Gas | Commercial Laundry - Ozone Treatment | A | Incremental Summer Peak Savings (MW) | Achievable Economic RVT Potential | 0 | 0 | 0 | 0 | 0 | 0 | 0 | 0 | 0 | 0 | 0 | 0 | 0 | 0 | 0 | 0 | 0 | 0 | 0 | 0 | 0 | 0 | 0 | 0 | 0 | 0 | 0
F6_Commercial_WA - College_New_Water Heating_Natural Gas_Commercial Laundry - Ozone Treatment_A_Achievable Economic RVT Potential | F6 | Commercial | WA - College | New | Water Heating | Natural Gas | Commercial Laundry - Ozone Treatment | A | Incremental Winter Peak Savings (MW) | Achievable Economic RVT Potential | 0 | 0 | 0 | 0 | 0 | 0 | 0 | 0 | 0 | 0 | 0 | 0 | 0 | 0 | 0 | 0 | 0 | 0 | 0 | 0 | 0 | 0 | 0 | 0 | 0 | 0 | 0
F7_Commercial_WA - College_New_Water Heating_Natural Gas_Commercial Laundry - Ozone Treatment_A_Achievable Economic RVT Potential | F7 | Commercial | WA - College | New | Water Heating | Natural Gas | Commercial Laundry - Ozone Treatment | A | Cumulative Energy Savings (MWh or mTherms) | Achievable Economic RVT Potential | 0 | 0 | 0 | 0 | 0 | 0 | 0 | 0 | 0 | 0 | 0 | 0 | 0 | 0 | 0 | 0 | 0 | 0 | 0 | 0 | 0 | 0 | 0 | 0 | 0 | 0 | 0
F8_Commercial_WA - College_New_Water Heating_Natural Gas_Commercial Laundry - Ozone Treatment_A_Achievable Economic RVT Potential | F8 | Commercial | WA - College | New | Water Heating | Natural Gas | Commercial Laundry - Ozone Treatment | A | Cumulative Summer Peak Savings (MW) | Achievable Economic RVT Potential | 0 | 0 | 0 | 0 | 0 | 0 | 0 | 0 | 0 | 0 | 0 | 0 | 0 | 0 | 0 | 0 | 0 | 0 | 0 | 0 | 0 | 0 | 0 | 0 | 0 | 0 | 0
F9_Commercial_WA - College_New_Water Heating_Natural Gas_Commercial Laundry - Ozone Treatment_A_Achievable Economic RVT Potential | F9 | Commercial | WA - College | New | Water Heating | Natural Gas | Commercial Laundry - Ozone Treatment | A | Cumulative Winter Peak Savings (MW) | Achievable Economic RVT Potential | 0 | 0 | 0 | 0 | 0 | 0 | 0 | 0 | 0 | 0 | 0 | 0 | 0 | 0 | 0 | 0 | 0 | 0 | 0 | 0 | 0 | 0 | 0 | 0 | 0 | 0 | 0
F10_Commercial_WA - College_New_Water Heating_Natural Gas_Commercial Laundry - Ozone Treatment_A_Achievable Economic RVT Potential | F10 | Commercial | WA - College | New | Water Heating | Natural Gas | Commercial Laundry - Ozone Treatment | A | Purchases (Incremental) | Achievable Economic RVT Potential | 0 | 0 | 0 | 0 | 0 | 0 | 0 | 0 | 0 | 0 | 0 | 0 | 0 | 0 | 0 | 0 | 0 | 0 | 0 | 0 | 0 | 0 | 0 | 0 | 0 | 0 | 0
F11_Commercial_WA - College_New_Water Heating_Natural Gas_Commercial Laundry - Ozone Treatment_A_Achievable Economic RVT Potential | F11 | Commercial | WA - College | New | Water Heating | Natural Gas | Commercial Laundry - Ozone Treatment | A | Purchases (Cumulative) | Achievable Economic RVT Potential | 0 | 0 | 0 | 0 | 0 | 0 | 0 | 0 | 0 | 0 | 0 | 0 | 0 | 0 | 0 | 0 | 0 | 0 | 0 | 0 | 0 | 0 | 0 | 0 | 0 | 0 | 0
F1_Commercial_WA - College_New_Water Heating_Natural Gas_Commercial Laundry - ENERGY STAR Washer_A_Achievable Economic RVT Potential | F1 | Commercial | WA - College | New | Water Heating | Natural Gas | Commercial Laundry - ENERGY STAR Washer | A | Integrated Unit Energy Savings (kWh or therms) | Achievable Economic RVT Potential | 0 | 0 | 0 | 0 | 0 | 0 | 0 | 0 | 0 | 0 | 0 | 0 | 0 | 0 | 0 | 0 | 0 | 0 | 0 | 0 | 0 | 0 | 0 | 0 | 0 | 0 | 0
F2_Commercial_WA - College_New_Water Heating_Natural Gas_Commercial Laundry - ENERGY STAR Washer_A_Achievable Economic RVT Potential | F2 | Commercial | WA - College | New | Water Heating | Natural Gas | Commercial Laundry - ENERGY STAR Washer | A | Integrated Unit Summer Peak Savings (kW) | Achievable Economic RVT Potential | 0 | 0 | 0 | 0 | 0 | 0 | 0 | 0 | 0 | 0 | 0 | 0 | 0 | 0 | 0 | 0 | 0 | 0 | 0 | 0 | 0 | 0 | 0 | 0 | 0 | 0 | 0
F3_Commercial_WA - College_New_Water Heating_Natural Gas_Commercial Laundry - ENERGY STAR Washer_A_Achievable Economic RVT Potential | F3 | Commercial | WA - College | New | Water Heating | Natural Gas | Commercial Laundry - ENERGY STAR Washer | A | Integrated Unit Winter Peak Savings (kW) | Achievable Economic RVT Potential | 0 | 0 | 0 | 0 | 0 | 0 | 0 | 0 | 0 | 0 | 0 | 0 | 0 | 0 | 0 | 0 | 0 | 0 | 0 | 0 | 0 | 0 | 0 | 0 | 0 | 0 | 0
F4_Commercial_WA - College_New_Water Heating_Natural Gas_Commercial Laundry - ENERGY STAR Washer_A_Achievable Economic RVT Potential | F4 | Commercial | WA - College | New | Water Heating | Natural Gas | Commercial Laundry - ENERGY STAR Washer | A | Incremental Energy Savings (MWh or mTherms) | Achievable Economic RVT Potential | 0 | 0 | 0 | 0 | 0 | 0 | 0 | 0 | 0 | 0 | 0 | 0 | 0 | 0 | 0 | 0 | 0 | 0 | 0 | 0 | 0 | 0 | 0 | 0 | 0 | 0 | 0
F5_Commercial_WA - College_New_Water Heating_Natural Gas_Commercial Laundry - ENERGY STAR Washer_A_Achievable Economic RVT Potential | F5 | Commercial | WA - College | New | Water Heating | Natural Gas | Commercial Laundry - ENERGY STAR Washer | A | Incremental Summer Peak Savings (MW) | Achievable Economic RVT Potential | 0 | 0 | 0 | 0 | 0 | 0 | 0 | 0 | 0 | 0 | 0 | 0 | 0 | 0 | 0 | 0 | 0 | 0 | 0 | 0 | 0 | 0 | 0 | 0 | 0 | 0 | 0
F6_Commercial_WA - College_New_Water Heating_Natural Gas_Commercial Laundry - ENERGY STAR Washer_A_Achievable Economic RVT Potential | F6 | Commercial | WA - College | New | Water Heating | Natural Gas | Commercial Laundry - ENERGY STAR Washer | A | Incremental Winter Peak Savings (MW) | Achievable Economic RVT Potential | 0 | 0 | 0 | 0 | 0 | 0 | 0 | 0 | 0 | 0 | 0 | 0 | 0 | 0 | 0 | 0 | 0 | 0 | 0 | 0 | 0 | 0 | 0 | 0 | 0 | 0 | 0
F7_Commercial_WA - College_New_Water Heating_Natural Gas_Commercial Laundry - ENERGY STAR Washer_A_Achievable Economic RVT Potential | F7 | Commercial | WA - College | New | Water Heating | Natural Gas | Commercial Laundry - ENERGY STAR Washer | A | Cumulative Energy Savings (MWh or mTherms) | Achievable Economic RVT Potential | 0 | 0 | 0 | 0 | 0 | 0 | 0 | 0 | 0 | 0 | 0 | 0 | 0 | 0 | 0 | 0 | 0 | 0 | 0 | 0 | 0 | 0 | 0 | 0 | 0 | 0 | 0
F8_Commercial_WA - College_New_Water Heating_Natural Gas_Commercial Laundry - ENERGY STAR Washer_A_Achievable Economic RVT Potential | F8 | Commercial | WA - College | New | Water Heating | Natural Gas | Commercial Laundry - ENERGY STAR Washer | A | Cumulative Summer Peak Savings (MW) | Achievable Economic RVT Potential | 0 | 0 | 0 | 0 | 0 | 0 | 0 | 0 | 0 | 0 | 0 | 0 | 0 | 0 | 0 | 0 | 0 | 0 | 0 | 0 | 0 | 0 | 0 | 0 | 0 | 0 | 0
F9_Commercial_WA - College_New_Water Heating_Natural Gas_Commercial Laundry - ENERGY STAR Washer_A_Achievable Economic RVT Potential | F9 | Commercial | WA - College | New | Water Heating | Natural Gas | Commercial Laundry - ENERGY STAR Washer | A | Cumulative Winter Peak Savings (MW) | Achievable Economic RVT Potential | 0 | 0 | 0 | 0 | 0 | 0 | 0 | 0 | 0 | 0 | 0 | 0 | 0 | 0 | 0 | 0 | 0 | 0 | 0 | 0 | 0 | 0 | 0 | 0 | 0 | 0 | 0
F10_Commercial_WA - College_New_Water Heating_Natural Gas_Commercial Laundry - ENERGY STAR Washer_A_Achievable Economic RVT Potential | F10 | Commercial | WA - College | New | Water Heating | Natural Gas | Commercial Laundry - ENERGY STAR Washer | A | Purchases (Incremental) | Achievable Economic RVT Potential | 0 | 0 | 0 | 0 | 0 | 0 | 0 | 0 | 0 | 0 | 0 | 0 | 0 | 0 | 0 | 0 | 0 | 0 | 0 | 0 | 0 | 0 | 0 | 0 | 0 | 0 | 0
F11_Commercial_WA - College_New_Water Heating_Natural Gas_Commercial Laundry - ENERGY STAR Washer_A_Achievable Economic RVT Potential | F11 | Commercial | WA - College | New | Water Heating | Natural Gas | Commercial Laundry - ENERGY STAR Washer | A | Purchases (Cumulative) | Achievable Economic RVT Potential | 0 | 0 | 0 | 0 | 0 | 0 | 0 | 0 | 0 | 0 | 0 | 0 | 0 | 0 | 0 | 0 | 0 | 0 | 0 | 0 | 0 | 0 | 0 | 0 | 0 | 0 | 0
F1_Commercial_WA - College_New_Water Heating_Natural Gas_Water Heater - Efficient Dishwasher_A_Achievable Economic RVT Potential | F1 | Commercial | WA - College | New | Water Heating | Natural Gas | Water Heater - Efficient Dishwasher | A | Integrated Unit Energy Savings (kWh or therms) | Achievable Economic RVT Potential | 0 | 0 | 0 | 0 | 0 | 0 | 0 | 0 | 0 | 0 | 0 | 0 | 0 | 0 | 0 | 0 | 0 | 0 | 0 | 0 | 0 | 0 | 0 | 0 | 0 | 0 | 0
F2_Commercial_WA - College_New_Water Heating_Natural Gas_Water Heater - Efficient Dishwasher_A_Achievable Economic RVT Potential | F2 | Commercial | WA - College | New | Water Heating | Natural Gas | Water Heater - Efficient Dishwasher | A | Integrated Unit Summer Peak Savings (kW) | Achievable Economic RVT Potential | 0 | 0 | 0 | 0 | 0 | 0 | 0 | 0 | 0 | 0 | 0 | 0 | 0 | 0 | 0 | 0 | 0 | 0 | 0 | 0 | 0 | 0 | 0 | 0 | 0 | 0 | 0
F3_Commercial_WA - College_New_Water Heating_Natural Gas_Water Heater - Efficient Dishwasher_A_Achievable Economic RVT Potential | F3 | Commercial | WA - College | New | Water Heating | Natural Gas | Water Heater - Efficient Dishwasher | A | Integrated Unit Winter Peak Savings (kW) | Achievable Economic RVT Potential | 0 | 0 | 0 | 0 | 0 | 0 | 0 | 0 | 0 | 0 | 0 | 0 | 0 | 0 | 0 | 0 | 0 | 0 | 0 | 0 | 0 | 0 | 0 | 0 | 0 | 0 | 0
F4_Commercial_WA - College_New_Water Heating_Natural Gas_Water Heater - Efficient Dishwasher_A_Achievable Economic RVT Potential | F4 | Commercial | WA - College | New | Water Heating | Natural Gas | Water Heater - Efficient Dishwasher | A | Incremental Energy Savings (MWh or mTherms) | Achievable Economic RVT Potential | 0 | 0 | 0 | 0 | 0 | 0 | 0 | 0 | 0 | 0 | 0 | 0 | 0 | 0 | 0 | 0 | 0 | 0 | 0 | 0 | 0 | 0 | 0 | 0 | 0 | 0 | 0
F5_Commercial_WA - College_New_Water Heating_Natural Gas_Water Heater - Efficient Dishwasher_A_Achievable Economic RVT Potential | F5 | Commercial | WA - College | New | Water Heating | Natural Gas | Water Heater - Efficient Dishwasher | A | Incremental Summer Peak Savings (MW) | Achievable Economic RVT Potential | 0 | 0 | 0 | 0 | 0 | 0 | 0 | 0 | 0 | 0 | 0 | 0 | 0 | 0 | 0 | 0 | 0 | 0 | 0 | 0 | 0 | 0 | 0 | 0 | 0 | 0 | 0
F6_Commercial_WA - College_New_Water Heating_Natural Gas_Water Heater - Efficient Dishwasher_A_Achievable Economic RVT Potential | F6 | Commercial | WA - College | New | Water Heating | Natural Gas | Water Heater - Efficient Dishwasher | A | Incremental Winter Peak Savings (MW) | Achievable Economic RVT Potential | 0 | 0 | 0 | 0 | 0 | 0 | 0 | 0 | 0 | 0 | 0 | 0 | 0 | 0 | 0 | 0 | 0 | 0 | 0 | 0 | 0 | 0 | 0 | 0 | 0 | 0 | 0
F7_Commercial_WA - College_New_Water Heating_Natural Gas_Water Heater - Efficient Dishwasher_A_Achievable Economic RVT Potential | F7 | Commercial | WA - College | New | Water Heating | Natural Gas | Water Heater - Efficient Dishwasher | A | Cumulative Energy Savings (MWh or mTherms) | Achievable Economic RVT Potential | 0 | 0 | 0 | 0 | 0 | 0 | 0 | 0 | 0 | 0 | 0 | 0 | 0 | 0 | 0 | 0 | 0 | 0 | 0 | 0 | 0 | 0 | 0 | 0 | 0 | 0 | 0
F8_Commercial_WA - College_New_Water Heating_Natural Gas_Water Heater - Efficient Dishwasher_A_Achievable Economic RVT Potential | F8 | Commercial | WA - College | New | Water Heating | Natural Gas | Water Heater - Efficient Dishwasher | A | Cumulative Summer Peak Savings (MW) | Achievable Economic RVT Potential | 0 | 0 | 0 | 0 | 0 | 0 | 0 | 0 | 0 | 0 | 0 | 0 | 0 | 0 | 0 | 0 | 0 | 0 | 0 | 0 | 0 | 0 | 0 | 0 | 0 | 0 | 0
F9_Commercial_WA - College_New_Water Heating_Natural Gas_Water Heater - Efficient Dishwasher_A_Achievable Economic RVT Potential | F9 | Commercial | WA - College | New | Water Heating | Natural Gas | Water Heater - Efficient Dishwasher | A | Cumulative Winter Peak Savings (MW) | Achievable Economic RVT Potential | 0 | 0 | 0 | 0 | 0 | 0 | 0 | 0 | 0 | 0 | 0 | 0 | 0 | 0 | 0 | 0 | 0 | 0 | 0 | 0 | 0 | 0 | 0 | 0 | 0 | 0 | 0
F10_Commercial_WA - College_New_Water Heating_Natural Gas_Water Heater - Efficient Dishwasher_A_Achievable Economic RVT Potential | F10 | Commercial | WA - College | New | Water Heating | Natural Gas | Water Heater - Efficient Dishwasher | A | Purchases (Incremental) | Achievable Economic RVT Potential | 0 | 0 | 0 | 0 | 0 | 0 | 0 | 0 | 0 | 0 | 0 | 0 | 0 | 0 | 0 | 0 | 0 | 0 | 0 | 0 | 0 | 0 | 0 | 0 | 0 | 0 | 0
F11_Commercial_WA - College_New_Water Heating_Natural Gas_Water Heater - Efficient Dishwasher_A_Achievable Economic RVT Potential | F11 | Commercial | WA - College | New | Water Heating | Natural Gas | Water Heater - Efficient Dishwasher | A | Purchases (Cumulative) | Achievable Economic RVT Potential | 0 | 0 | 0 | 0 | 0 | 0 | 0 | 0 | 0 | 0 | 0 | 0 | 0 | 0 | 0 | 0 | 0 | 0 | 0 | 0 | 0 | 0 | 0 | 0 | 0 | 0 | 0
F1_Commercial_WA - College_New_Water Heating_Natural Gas_Commercial Laundry - Alternative Dry-Cleaning Methods_A_Achievable Economic RVT Potential | F1 | Commercial | WA - College | New | Water Heating | Natural Gas | Commercial Laundry - Alternative Dry-Cleaning Methods | A | Integrated Unit Energy Savings (kWh or therms) | Achievable Economic RVT Potential | 0 | 0 | 0 | 0 | 0 | 0 | 0 | 0 | 0 | 0 | 0 | 0 | 0 | 0 | 0 | 0 | 0 | 0 | 0 | 0 | 0 | 0 | 0 | 0 | 0 | 0 | 0
F2_Commercial_WA - College_New_Water Heating_Natural Gas_Commercial Laundry - Alternative Dry-Cleaning Methods_A_Achievable Economic RVT Potential | F2 | Commercial | WA - College | New | Water Heating | Natural Gas | Commercial Laundry - Alternative Dry-Cleaning Methods | A | Integrated Unit Summer Peak Savings (kW) | Achievable Economic RVT Potential | 0 | 0 | 0 | 0 | 0 | 0 | 0 | 0 | 0 | 0 | 0 | 0 | 0 | 0 | 0 | 0 | 0 | 0 | 0 | 0 | 0 | 0 | 0 | 0 | 0 | 0 | 0
F3_Commercial_WA - College_New_Water Heating_Natural Gas_Commercial Laundry - Alternative Dry-Cleaning Methods_A_Achievable Economic RVT Potential | F3 | Commercial | WA - College | New | Water Heating | Natural Gas | Commercial Laundry - Alternative Dry-Cleaning Methods | A | Integrated Unit Winter Peak Savings (kW) | Achievable Economic RVT Potential | 0 | 0 | 0 | 0 | 0 | 0 | 0 | 0 | 0 | 0 | 0 | 0 | 0 | 0 | 0 | 0 | 0 | 0 | 0 | 0 | 0 | 0 | 0 | 0 | 0 | 0 | 0
F4_Commercial_WA - College_New_Water Heating_Natural Gas_Commercial Laundry - Alternative Dry-Cleaning Methods_A_Achievable Economic RVT Potential | F4 | Commercial | WA - College | New | Water Heating | Natural Gas | Commercial Laundry - Alternative Dry-Cleaning Methods | A | Incremental Energy Savings (MWh or mTherms) | Achievable Economic RVT Potential | 0 | 0 | 0 | 0 | 0 | 0 | 0 | 0 | 0 | 0 | 0 | 0 | 0 | 0 | 0 | 0 | 0 | 0 | 0 | 0 | 0 | 0 | 0 | 0 | 0 | 0 | 0
F5_Commercial_WA - College_New_Water Heating_Natural Gas_Commercial Laundry - Alternative Dry-Cleaning Methods_A_Achievable Economic RVT Potential | F5 | Commercial | WA - College | New | Water Heating | Natural Gas | Commercial Laundry - Alternative Dry-Cleaning Methods | A | Incremental Summer Peak Savings (MW) | Achievable Economic RVT Potential | 0 | 0 | 0 | 0 | 0 | 0 | 0 | 0 | 0 | 0 | 0 | 0 | 0 | 0 | 0 | 0 | 0 | 0 | 0 | 0 | 0 | 0 | 0 | 0 | 0 | 0 | 0
F6_Commercial_WA - College_New_Water Heating_Natural Gas_Commercial Laundry - Alternative Dry-Cleaning Methods_A_Achievable Economic RVT Potential | F6 | Commercial | WA - College | New | Water Heating | Natural Gas | Commercial Laundry - Alternative Dry-Cleaning Methods | A | Incremental Winter Peak Savings (MW) | Achievable Economic RVT Potential | 0 | 0 | 0 | 0 | 0 | 0 | 0 | 0 | 0 | 0 | 0 | 0 | 0 | 0 | 0 | 0 | 0 | 0 | 0 | 0 | 0 | 0 | 0 | 0 | 0 | 0 | 0
F7_Commercial_WA - College_New_Water Heating_Natural Gas_Commercial Laundry - Alternative Dry-Cleaning Methods_A_Achievable Economic RVT Potential | F7 | Commercial | WA - College | New | Water Heating | Natural Gas | Commercial Laundry - Alternative Dry-Cleaning Methods | A | Cumulative Energy Savings (MWh or mTherms) | Achievable Economic RVT Potential | 0 | 0 | 0 | 0 | 0 | 0 | 0 | 0 | 0 | 0 | 0 | 0 | 0 | 0 | 0 | 0 | 0 | 0 | 0 | 0 | 0 | 0 | 0 | 0 | 0 | 0 | 0
F8_Commercial_WA - College_New_Water Heating_Natural Gas_Commercial Laundry - Alternative Dry-Cleaning Methods_A_Achievable Economic RVT Potential | F8 | Commercial | WA - College | New | Water Heating | Natural Gas | Commercial Laundry - Alternative Dry-Cleaning Methods | A | Cumulative Summer Peak Savings (MW) | Achievable Economic RVT Potential | 0 | 0 | 0 | 0 | 0 | 0 | 0 | 0 | 0 | 0 | 0 | 0 | 0 | 0 | 0 | 0 | 0 | 0 | 0 | 0 | 0 | 0 | 0 | 0 | 0 | 0 | 0
F9_Commercial_WA - College_New_Water Heating_Natural Gas_Commercial Laundry - Alternative Dry-Cleaning Methods_A_Achievable Economic RVT Potential | F9 | Commercial | WA - College | New | Water Heating | Natural Gas | Commercial Laundry - Alternative Dry-Cleaning Methods | A | Cumulative Winter Peak Savings (MW) | Achievable Economic RVT Potential | 0 | 0 | 0 | 0 | 0 | 0 | 0 | 0 | 0 | 0 | 0 | 0 | 0 | 0 | 0 | 0 | 0 | 0 | 0 | 0 | 0 | 0 | 0 | 0 | 0 | 0 | 0
F10_Commercial_WA - College_New_Water Heating_Natural Gas_Commercial Laundry - Alternative Dry-Cleaning Methods_A_Achievable Economic RVT Potential | F10 | Commercial | WA - College | New | Water Heating | Natural Gas | Commercial Laundry - Alternative Dry-Cleaning Methods | A | Purchases (Incremental) | Achievable Economic RVT Potential | 0 | 0 | 0 | 0 | 0 | 0 | 0 | 0 | 0 | 0 | 0 | 0 | 0 | 0 | 0 | 0 | 0 | 0 | 0 | 0 | 0 | 0 | 0 | 0 | 0 | 0 | 0
F11_Commercial_WA - College_New_Water Heating_Natural Gas_Commercial Laundry - Alternative Dry-Cleaning Methods_A_Achievable Economic RVT Potential | F11 | Commercial | WA - College | New | Water Heating | Natural Gas | Commercial Laundry - Alternative Dry-Cleaning Methods | A | Purchases (Cumulative) | Achievable Economic RVT Potential | 0 | 0 | 0 | 0 | 0 | 0 | 0 | 0 | 0 | 0 | 0 | 0 | 0 | 0 | 0 | 0 | 0 | 0 | 0 | 0 | 0 | 0 | 0 | 0 | 0 | 0 | 0
F1_Commercial_WA - College_New_Space Heating_Natural Gas_Advanced Kitchen Ventilation Controls_A_Achievable Economic RVT Potential | F1 | Commercial | WA - College | New | Space Heating | Natural Gas | Advanced Kitchen Ventilation Controls | A | Integrated Unit Energy Savings (kWh or therms) | Achievable Economic RVT Potential | 0 | 0 | 0 | 0 | 0 | 0 | 0 | 0 | 0 | 0 | 0 | 0 | 0 | 0 | 0 | 0 | 0 | 0 | 0 | 0 | 0 | 0 | 0 | 0 | 0 | 0 | 0
F2_Commercial_WA - College_New_Space Heating_Natural Gas_Advanced Kitchen Ventilation Controls_A_Achievable Economic RVT Potential | F2 | Commercial | WA - College | New | Space Heating | Natural Gas | Advanced Kitchen Ventilation Controls | A | Integrated Unit Summer Peak Savings (kW) | Achievable Economic RVT Potential | 0 | 0 | 0 | 0 | 0 | 0 | 0 | 0 | 0 | 0 | 0 | 0 | 0 | 0 | 0 | 0 | 0 | 0 | 0 | 0 | 0 | 0 | 0 | 0 | 0 | 0 | 0
F3_Commercial_WA - College_New_Space Heating_Natural Gas_Advanced Kitchen Ventilation Controls_A_Achievable Economic RVT Potential | F3 | Commercial | WA - College | New | Space Heating | Natural Gas | Advanced Kitchen Ventilation Controls | A | Integrated Unit Winter Peak Savings (kW) | Achievable Economic RVT Potential | 0 | 0 | 0 | 0 | 0 | 0 | 0 | 0 | 0 | 0 | 0 | 0 | 0 | 0 | 0 | 0 | 0 | 0 | 0 | 0 | 0 | 0 | 0 | 0 | 0 | 0 | 0
F4_Commercial_WA - College_New_Space Heating_Natural Gas_Advanced Kitchen Ventilation Controls_A_Achievable Economic RVT Potential | F4 | Commercial | WA - College | New | Space Heating | Natural Gas | Advanced Kitchen Ventilation Controls | A | Incremental Energy Savings (MWh or mTherms) | Achievable Economic RVT Potential | 0 | 0 | 0 | 0 | 0 | 0 | 0 | 0 | 0 | 0 | 0 | 0 | 0 | 0 | 0 | 0 | 0 | 0 | 0 | 0 | 0 | 0 | 0 | 0 | 0 | 0 | 0
F5_Commercial_WA - College_New_Space Heating_Natural Gas_Advanced Kitchen Ventilation Controls_A_Achievable Economic RVT Potential | F5 | Commercial | WA - College | New | Space Heating | Natural Gas | Advanced Kitchen Ventilation Controls | A | Incremental Summer Peak Savings (MW) | Achievable Economic RVT Potential | 0 | 0 | 0 | 0 | 0 | 0 | 0 | 0 | 0 | 0 | 0 | 0 | 0 | 0 | 0 | 0 | 0 | 0 | 0 | 0 | 0 | 0 | 0 | 0 | 0 | 0 | 0
F6_Commercial_WA - College_New_Space Heating_Natural Gas_Advanced Kitchen Ventilation Controls_A_Achievable Economic RVT Potential | F6 | Commercial | WA - College | New | Space Heating | Natural Gas | Advanced Kitchen Ventilation Controls | A | Incremental Winter Peak Savings (MW) | Achievable Economic RVT Potential | 0 | 0 | 0 | 0 | 0 | 0 | 0 | 0 | 0 | 0 | 0 | 0 | 0 | 0 | 0 | 0 | 0 | 0 | 0 | 0 | 0 | 0 | 0 | 0 | 0 | 0 | 0
F7_Commercial_WA - College_New_Space Heating_Natural Gas_Advanced Kitchen Ventilation Controls_A_Achievable Economic RVT Potential | F7 | Commercial | WA - College | New | Space Heating | Natural Gas | Advanced Kitchen Ventilation Controls | A | Cumulative Energy Savings (MWh or mTherms) | Achievable Economic RVT Potential | 0 | 0 | 0 | 0 | 0 | 0 | 0 | 0 | 0 | 0 | 0 | 0 | 0 | 0 | 0 | 0 | 0 | 0 | 0 | 0 | 0 | 0 | 0 | 0 | 0 | 0 | 0
F8_Commercial_WA - College_New_Space Heating_Natural Gas_Advanced Kitchen Ventilation Controls_A_Achievable Economic RVT Potential | F8 | Commercial | WA - College | New | Space Heating | Natural Gas | Advanced Kitchen Ventilation Controls | A | Cumulative Summer Peak Savings (MW) | Achievable Economic RVT Potential | 0 | 0 | 0 | 0 | 0 | 0 | 0 | 0 | 0 | 0 | 0 | 0 | 0 | 0 | 0 | 0 | 0 | 0 | 0 | 0 | 0 | 0 | 0 | 0 | 0 | 0 | 0
F9_Commercial_WA - College_New_Space Heating_Natural Gas_Advanced Kitchen Ventilation Controls_A_Achievable Economic RVT Potential | F9 | Commercial | WA - College | New | Space Heating | Natural Gas | Advanced Kitchen Ventilation Controls | A | Cumulative Winter Peak Savings (MW) | Achievable Economic RVT Potential | 0 | 0 | 0 | 0 | 0 | 0 | 0 | 0 | 0 | 0 | 0 | 0 | 0 | 0 | 0 | 0 | 0 | 0 | 0 | 0 | 0 | 0 | 0 | 0 | 0 | 0 | 0
F10_Commercial_WA - College_New_Space Heating_Natural Gas_Advanced Kitchen Ventilation Controls_A_Achievable Economic RVT Potential | F10 | Commercial | WA - College | New | Space Heating | Natural Gas | Advanced Kitchen Ventilation Controls | A | Purchases (Incremental) | Achievable Economic RVT Potential | 0 | 0 | 0 | 0 | 0 | 0 | 0 | 0 | 0 | 0 | 0 | 0 | 0 | 0 | 0 | 0 | 0 | 0 | 0 | 0 | 0 | 0 | 0 | 0 | 0 | 0 | 0
F11_Commercial_WA - College_New_Space Heating_Natural Gas_Advanced Kitchen Ventilation Controls_A_Achievable Economic RVT Potential | F11 | Commercial | WA - College | New | Space Heating | Natural Gas | Advanced Kitchen Ventilation Controls | A | Purchases (Cumulative) | Achievable Economic RVT Potential | 0 | 0 | 0 | 0 | 0 | 0 | 0 | 0 | 0 | 0 | 0 | 0 | 0 | 0 | 0 | 0 | 0 | 0 | 0 | 0 | 0 | 0 | 0 | 0 | 0 | 0 | 0
F1_Commercial_WA - College_New_Space Heating_Natural Gas_Infiltration Control - Loading Dock Sealing_A_Achievable Economic RVT Potential | F1 | Commercial | WA - College | New | Space Heating | Natural Gas | Infiltration Control - Loading Dock Sealing | A | Integrated Unit Energy Savings (kWh or therms) | Achievable Economic RVT Potential | 0 | 0 | 0 | 0 | 0 | 0 | 0 | 0 | 0 | 0 | 0 | 0 | 0 | 0 | 0 | 0 | 0 | 0 | 0 | 0 | 0 | 0 | 0 | 0 | 0 | 0 | 0
F2_Commercial_WA - College_New_Space Heating_Natural Gas_Infiltration Control - Loading Dock Sealing_A_Achievable Economic RVT Potential | F2 | Commercial | WA - College | New | Space Heating | Natural Gas | Infiltration Control - Loading Dock Sealing | A | Integrated Unit Summer Peak Savings (kW) | Achievable Economic RVT Potential | 0 | 0 | 0 | 0 | 0 | 0 | 0 | 0 | 0 | 0 | 0 | 0 | 0 | 0 | 0 | 0 | 0 | 0 | 0 | 0 | 0 | 0 | 0 | 0 | 0 | 0 | 0
F3_Commercial_WA - College_New_Space Heating_Natural Gas_Infiltration Control - Loading Dock Sealing_A_Achievable Economic RVT Potential | F3 | Commercial | WA - College | New | Space Heating | Natural Gas | Infiltration Control - Loading Dock Sealing | A | Integrated Unit Winter Peak Savings (kW) | Achievable Economic RVT Potential | 0 | 0 | 0 | 0 | 0 | 0 | 0 | 0 | 0 | 0 | 0 | 0 | 0 | 0 | 0 | 0 | 0 | 0 | 0 | 0 | 0 | 0 | 0 | 0 | 0 | 0 | 0
F4_Commercial_WA - College_New_Space Heating_Natural Gas_Infiltration Control - Loading Dock Sealing_A_Achievable Economic RVT Potential | F4 | Commercial | WA - College | New | Space Heating | Natural Gas | Infiltration Control - Loading Dock Sealing | A | Incremental Energy Savings (MWh or mTherms) | Achievable Economic RVT Potential | 0 | 0 | 0 | 0 | 0 | 0 | 0 | 0 | 0 | 0 | 0 | 0 | 0 | 0 | 0 | 0 | 0 | 0 | 0 | 0 | 0 | 0 | 0 | 0 | 0 | 0 | 0
F5_Commercial_WA - College_New_Space Heating_Natural Gas_Infiltration Control - Loading Dock Sealing_A_Achievable Economic RVT Potential | F5 | Commercial | WA - College | New | Space Heating | Natural Gas | Infiltration Control - Loading Dock Sealing | A | Incremental Summer Peak Savings (MW) | Achievable Economic RVT Potential | 0 | 0 | 0 | 0 | 0 | 0 | 0 | 0 | 0 | 0 | 0 | 0 | 0 | 0 | 0 | 0 | 0 | 0 | 0 | 0 | 0 | 0 | 0 | 0 | 0 | 0 | 0
F6_Commercial_WA - College_New_Space Heating_Natural Gas_Infiltration Control - Loading Dock Sealing_A_Achievable Economic RVT Potential | F6 | Commercial | WA - College | New | Space Heating | Natural Gas | Infiltration Control - Loading Dock Sealing | A | Incremental Winter Peak Savings (MW) | Achievable Economic RVT Potential | 0 | 0 | 0 | 0 | 0 | 0 | 0 | 0 | 0 | 0 | 0 | 0 | 0 | 0 | 0 | 0 | 0 | 0 | 0 | 0 | 0 | 0 | 0 | 0 | 0 | 0 | 0
F7_Commercial_WA - College_New_Space Heating_Natural Gas_Infiltration Control - Loading Dock Sealing_A_Achievable Economic RVT Potential | F7 | Commercial | WA - College | New | Space Heating | Natural Gas | Infiltration Control - Loading Dock Sealing | A | Cumulative Energy Savings (MWh or mTherms) | Achievable Economic RVT Potential | 0 | 0 | 0 | 0 | 0 | 0 | 0 | 0 | 0 | 0 | 0 | 0 | 0 | 0 | 0 | 0 | 0 | 0 | 0 | 0 | 0 | 0 | 0 | 0 | 0 | 0 | 0
F8_Commercial_WA - College_New_Space Heating_Natural Gas_Infiltration Control - Loading Dock Sealing_A_Achievable Economic RVT Potential | F8 | Commercial | WA - College | New | Space Heating | Natural Gas | Infiltration Control - Loading Dock Sealing | A | Cumulative Summer Peak Savings (MW) | Achievable Economic RVT Potential | 0 | 0 | 0 | 0 | 0 | 0 | 0 | 0 | 0 | 0 | 0 | 0 | 0 | 0 | 0 | 0 | 0 | 0 | 0 | 0 | 0 | 0 | 0 | 0 | 0 | 0 | 0
F9_Commercial_WA - College_New_Space Heating_Natural Gas_Infiltration Control - Loading Dock Sealing_A_Achievable Economic RVT Potential | F9 | Commercial | WA - College | New | Space Heating | Natural Gas | Infiltration Control - Loading Dock Sealing | A | Cumulative Winter Peak Savings (MW) | Achievable Economic RVT Potential | 0 | 0 | 0 | 0 | 0 | 0 | 0 | 0 | 0 | 0 | 0 | 0 | 0 | 0 | 0 | 0 | 0 | 0 | 0 | 0 | 0 | 0 | 0 | 0 | 0 | 0 | 0
F10_Commercial_WA - College_New_Space Heating_Natural Gas_Infiltration Control - Loading Dock Sealing_A_Achievable Economic RVT Potential | F10 | Commercial | WA - College | New | Space Heating | Natural Gas | Infiltration Control - Loading Dock Sealing | A | Purchases (Incremental) | Achievable Economic RVT Potential | 0 | 0 | 0 | 0 | 0 | 0 | 0 | 0 | 0 | 0 | 0 | 0 | 0 | 0 | 0 | 0 | 0 | 0 | 0 | 0 | 0 | 0 | 0 | 0 | 0 | 0 | 0
F11_Commercial_WA - College_New_Space Heating_Natural Gas_Infiltration Control - Loading Dock Sealing_A_Achievable Economic RVT Potential | F11 | Commercial | WA - College | New | Space Heating | Natural Gas | Infiltration Control - Loading Dock Sealing | A | Purchases (Cumulative) | Achievable Economic RVT Potential | 0 | 0 | 0 | 0 | 0 | 0 | 0 | 0 | 0 | 0 | 0 | 0 | 0 | 0 | 0 | 0 | 0 | 0 | 0 | 0 | 0 | 0 | 0 | 0 | 0 | 0 | 0
F1_Commercial_WA - College_New_Space Heating_Natural Gas_Greenhouse Heat Curtain_A_Achievable Economic RVT Potential | F1 | Commercial | WA - College | New | Space Heating | Natural Gas | Greenhouse Heat Curtain | A | Integrated Unit Energy Savings (kWh or therms) | Achievable Economic RVT Potential | 0 | 0 | 0 | 0 | 0 | 0 | 0 | 0 | 0 | 0 | 0 | 0 | 0 | 0 | 0 | 0 | 0 | 0 | 0 | 0 | 0 | 0 | 0 | 0 | 0 | 0 | 0
F2_Commercial_WA - College_New_Space Heating_Natural Gas_Greenhouse Heat Curtain_A_Achievable Economic RVT Potential | F2 | Commercial | WA - College | New | Space Heating | Natural Gas | Greenhouse Heat Curtain | A | Integrated Unit Summer Peak Savings (kW) | Achievable Economic RVT Potential | 0 | 0 | 0 | 0 | 0 | 0 | 0 | 0 | 0 | 0 | 0 | 0 | 0 | 0 | 0 | 0 | 0 | 0 | 0 | 0 | 0 | 0 | 0 | 0 | 0 | 0 | 0
F3_Commercial_WA - College_New_Space Heating_Natural Gas_Greenhouse Heat Curtain_A_Achievable Economic RVT Potential | F3 | Commercial | WA - College | New | Space Heating | Natural Gas | Greenhouse Heat Curtain | A | Integrated Unit Winter Peak Savings (kW) | Achievable Economic RVT Potential | 0 | 0 | 0 | 0 | 0 | 0 | 0 | 0 | 0 | 0 | 0 | 0 | 0 | 0 | 0 | 0 | 0 | 0 | 0 | 0 | 0 | 0 | 0 | 0 | 0 | 0 | 0
F4_Commercial_WA - College_New_Space Heating_Natural Gas_Greenhouse Heat Curtain_A_Achievable Economic RVT Potential | F4 | Commercial | WA - College | New | Space Heating | Natural Gas | Greenhouse Heat Curtain | A | Incremental Energy Savings (MWh or mTherms) | Achievable Economic RVT Potential | 0 | 0 | 0 | 0 | 0 | 0 | 0 | 0 | 0 | 0 | 0 | 0 | 0 | 0 | 0 | 0 | 0 | 0 | 0 | 0 | 0 | 0 | 0 | 0 | 0 | 0 | 0
F5_Commercial_WA - College_New_Space Heating_Natural Gas_Greenhouse Heat Curtain_A_Achievable Economic RVT Potential | F5 | Commercial | WA - College | New | Space Heating | Natural Gas | Greenhouse Heat Curtain | A | Incremental Summer Peak Savings (MW) | Achievable Economic RVT Potential | 0 | 0 | 0 | 0 | 0 | 0 | 0 | 0 | 0 | 0 | 0 | 0 | 0 | 0 | 0 | 0 | 0 | 0 | 0 | 0 | 0 | 0 | 0 | 0 | 0 | 0 | 0
F6_Commercial_WA - College_New_Space Heating_Natural Gas_Greenhouse Heat Curtain_A_Achievable Economic RVT Potential | F6 | Commercial | WA - College | New | Space Heating | Natural Gas | Greenhouse Heat Curtain | A | Incremental Winter Peak Savings (MW) | Achievable Economic RVT Potential | 0 | 0 | 0 | 0 | 0 | 0 | 0 | 0 | 0 | 0 | 0 | 0 | 0 | 0 | 0 | 0 | 0 | 0 | 0 | 0 | 0 | 0 | 0 | 0 | 0 | 0 | 0
F7_Commercial_WA - College_New_Space Heating_Natural Gas_Greenhouse Heat Curtain_A_Achievable Economic RVT Potential | F7 | Commercial | WA - College | New | Space Heating | Natural Gas | Greenhouse Heat Curtain | A | Cumulative Energy Savings (MWh or mTherms) | Achievable Economic RVT Potential | 0 | 0 | 0 | 0 | 0 | 0 | 0 | 0 | 0 | 0 | 0 | 0 | 0 | 0 | 0 | 0 | 0 | 0 | 0 | 0 | 0 | 0 | 0 | 0 | 0 | 0 | 0
F8_Commercial_WA - College_New_Space Heating_Natural Gas_Greenhouse Heat Curtain_A_Achievable Economic RVT Potential | F8 | Commercial | WA - College | New | Space Heating | Natural Gas | Greenhouse Heat Curtain | A | Cumulative Summer Peak Savings (MW) | Achievable Economic RVT Potential | 0 | 0 | 0 | 0 | 0 | 0 | 0 | 0 | 0 | 0 | 0 | 0 | 0 | 0 | 0 | 0 | 0 | 0 | 0 | 0 | 0 | 0 | 0 | 0 | 0 | 0 | 0
F9_Commercial_WA - College_New_Space Heating_Natural Gas_Greenhouse Heat Curtain_A_Achievable Economic RVT Potential | F9 | Commercial | WA - College | New | Space Heating | Natural Gas | Greenhouse Heat Curtain | A | Cumulative Winter Peak Savings (MW) | Achievable Economic RVT Potential | 0 | 0 | 0 | 0 | 0 | 0 | 0 | 0 | 0 | 0 | 0 | 0 | 0 | 0 | 0 | 0 | 0 | 0 | 0 | 0 | 0 | 0 | 0 | 0 | 0 | 0 | 0
F10_Commercial_WA - College_New_Space Heating_Natural Gas_Greenhouse Heat Curtain_A_Achievable Economic RVT Potential | F10 | Commercial | WA - College | New | Space Heating | Natural Gas | Greenhouse Heat Curtain | A | Purchases (Incremental) | Achievable Economic RVT Potential | 0 | 0 | 0 | 0 | 0 | 0 | 0 | 0 | 0 | 0 | 0 | 0 | 0 | 0 | 0 | 0 | 0 | 0 | 0 | 0 | 0 | 0 | 0 | 0 | 0 | 0 | 0
F11_Commercial_WA - College_New_Space Heating_Natural Gas_Greenhouse Heat Curtain_A_Achievable Economic RVT Potential | F11 | Commercial | WA - College | New | Space Heating | Natural Gas | Greenhouse Heat Curtain | A | Purchases (Cumulative) | Achievable Economic RVT Potential | 0 | 0 | 0 | 0 | 0 | 0 | 0 | 0 | 0 | 0 | 0 | 0 | 0 | 0 | 0 | 0 | 0 | 0 | 0 | 0 | 0 | 0 | 0 | 0 | 0 | 0 | 0
F1_Commercial_WA - College_New_Space Heating_Natural Gas_Ventilation - Parking Garages, Demand Controlled_A_Achievable Economic RVT Potential | F1 | Commercial | WA - College | New | Space Heating | Natural Gas | Ventilation - Parking Garages, Demand Controlled | A | Integrated Unit Energy Savings (kWh or therms) | Achievable Economic RVT Potential | 0 | 0 | 0 | 0 | 0 | 0 | 0 | 0 | 0 | 0 | 0 | 0 | 0 | 0 | 0 | 0 | 0 | 0 | 0 | 0 | 0 | 0 | 0 | 0 | 0 | 0 | 0
F2_Commercial_WA - College_New_Space Heating_Natural Gas_Ventilation - Parking Garages, Demand Controlled_A_Achievable Economic RVT Potential | F2 | Commercial | WA - College | New | Space Heating | Natural Gas | Ventilation - Parking Garages, Demand Controlled | A | Integrated Unit Summer Peak Savings (kW) | Achievable Economic RVT Potential | 0 | 0 | 0 | 0 | 0 | 0 | 0 | 0 | 0 | 0 | 0 | 0 | 0 | 0 | 0 | 0 | 0 | 0 | 0 | 0 | 0 | 0 | 0 | 0 | 0 | 0 | 0
F3_Commercial_WA - College_New_Space Heating_Natural Gas_Ventilation - Parking Garages, Demand Controlled_A_Achievable Economic RVT Potential | F3 | Commercial | WA - College | New | Space Heating | Natural Gas | Ventilation - Parking Garages, Demand Controlled | A | Integrated Unit Winter Peak Savings (kW) | Achievable Economic RVT Potential | 0 | 0 | 0 | 0 | 0 | 0 | 0 | 0 | 0 | 0 | 0 | 0 | 0 | 0 | 0 | 0 | 0 | 0 | 0 | 0 | 0 | 0 | 0 | 0 | 0 | 0 | 0
F4_Commercial_WA - College_New_Space Heating_Natural Gas_Ventilation - Parking Garages, Demand Controlled_A_Achievable Economic RVT Potential | F4 | Commercial | WA - College | New | Space Heating | Natural Gas | Ventilation - Parking Garages, Demand Controlled | A | Incremental Energy Savings (MWh or mTherms) | Achievable Economic RVT Potential | 0 | 0 | 0 | 0 | 0 | 0 | 0 | 0 | 0 | 0 | 0 | 0 | 0 | 0 | 0 | 0 | 0 | 0 | 0 | 0 | 0 | 0 | 0 | 0 | 0 | 0 | 0
F5_Commercial_WA - College_New_Space Heating_Natural Gas_Ventilation - Parking Garages, Demand Controlled_A_Achievable Economic RVT Potential | F5 | Commercial | WA - College | New | Space Heating | Natural Gas | Ventilation - Parking Garages, Demand Controlled | A | Incremental Summer Peak Savings (MW) | Achievable Economic RVT Potential | 0 | 0 | 0 | 0 | 0 | 0 | 0 | 0 | 0 | 0 | 0 | 0 | 0 | 0 | 0 | 0 | 0 | 0 | 0 | 0 | 0 | 0 | 0 | 0 | 0 | 0 | 0
F6_Commercial_WA - College_New_Space Heating_Natural Gas_Ventilation - Parking Garages, Demand Controlled_A_Achievable Economic RVT Potential | F6 | Commercial | WA - College | New | Space Heating | Natural Gas | Ventilation - Parking Garages, Demand Controlled | A | Incremental Winter Peak Savings (MW) | Achievable Economic RVT Potential | 0 | 0 | 0 | 0 | 0 | 0 | 0 | 0 | 0 | 0 | 0 | 0 | 0 | 0 | 0 | 0 | 0 | 0 | 0 | 0 | 0 | 0 | 0 | 0 | 0 | 0 | 0
F7_Commercial_WA - College_New_Space Heating_Natural Gas_Ventilation - Parking Garages, Demand Controlled_A_Achievable Economic RVT Potential | F7 | Commercial | WA - College | New | Space Heating | Natural Gas | Ventilation - Parking Garages, Demand Controlled | A | Cumulative Energy Savings (MWh or mTherms) | Achievable Economic RVT Potential | 0 | 0 | 0 | 0 | 0 | 0 | 0 | 0 | 0 | 0 | 0 | 0 | 0 | 0 | 0 | 0 | 0 | 0 | 0 | 0 | 0 | 0 | 0 | 0 | 0 | 0 | 0
F8_Commercial_WA - College_New_Space Heating_Natural Gas_Ventilation - Parking Garages, Demand Controlled_A_Achievable Economic RVT Potential | F8 | Commercial | WA - College | New | Space Heating | Natural Gas | Ventilation - Parking Garages, Demand Controlled | A | Cumulative Summer Peak Savings (MW) | Achievable Economic RVT Potential | 0 | 0 | 0 | 0 | 0 | 0 | 0 | 0 | 0 | 0 | 0 | 0 | 0 | 0 | 0 | 0 | 0 | 0 | 0 | 0 | 0 | 0 | 0 | 0 | 0 | 0 | 0
F9_Commercial_WA - College_New_Space Heating_Natural Gas_Ventilation - Parking Garages, Demand Controlled_A_Achievable Economic RVT Potential | F9 | Commercial | WA - College | New | Space Heating | Natural Gas | Ventilation - Parking Garages, Demand Controlled | A | Cumulative Winter Peak Savings (MW) | Achievable Economic RVT Potential | 0 | 0 | 0 | 0 | 0 | 0 | 0 | 0 | 0 | 0 | 0 | 0 | 0 | 0 | 0 | 0 | 0 | 0 | 0 | 0 | 0 | 0 | 0 | 0 | 0 | 0 | 0
F10_Commercial_WA - College_New_Space Heating_Natural Gas_Ventilation - Parking Garages, Demand Controlled_A_Achievable Economic RVT Potential | F10 | Commercial | WA - College | New | Space Heating | Natural Gas | Ventilation - Parking Garages, Demand Controlled | A | Purchases (Incremental) | Achievable Economic RVT Potential | 0 | 0 | 0 | 0 | 0 | 0 | 0 | 0 | 0 | 0 | 0 | 0 | 0 | 0 | 0 | 0 | 0 | 0 | 0 | 0 | 0 | 0 | 0 | 0 | 0 | 0 | 0
F11_Commercial_WA - College_New_Space Heating_Natural Gas_Ventilation - Parking Garages, Demand Controlled_A_Achievable Economic RVT Potential | F11 | Commercial | WA - College | New | Space Heating | Natural Gas | Ventilation - Parking Garages, Demand Controlled | A | Purchases (Cumulative) | Achievable Economic RVT Potential | 0 | 0 | 0 | 0 | 0 | 0 | 0 | 0 | 0 | 0 | 0 | 0 | 0 | 0 | 0 | 0 | 0 | 0 | 0 | 0 | 0 | 0 | 0 | 0 | 0 | 0 | 0
F1_Commercial_WA - College_New_Miscellaneous_Natural Gas_Pool Heater - Night Covers_A_Achievable Economic RVT Potential | F1 | Commercial | WA - College | New | Miscellaneous | Natural Gas | Pool Heater - Night Covers | A | Integrated Unit Energy Savings (kWh or therms) | Achievable Economic RVT Potential | 0 | 0 | 0 | 0 | 0 | 0 | 0 | 0 | 0 | 0 | 0 | 0 | 0 | 0 | 0 | 0 | 0 | 0 | 0 | 0 | 0 | 0 | 0 | 0 | 0 | 0 | 0
F2_Commercial_WA - College_New_Miscellaneous_Natural Gas_Pool Heater - Night Covers_A_Achievable Economic RVT Potential | F2 | Commercial | WA - College | New | Miscellaneous | Natural Gas | Pool Heater - Night Covers | A | Integrated Unit Summer Peak Savings (kW) | Achievable Economic RVT Potential | 0 | 0 | 0 | 0 | 0 | 0 | 0 | 0 | 0 | 0 | 0 | 0 | 0 | 0 | 0 | 0 | 0 | 0 | 0 | 0 | 0 | 0 | 0 | 0 | 0 | 0 | 0
F3_Commercial_WA - College_New_Miscellaneous_Natural Gas_Pool Heater - Night Covers_A_Achievable Economic RVT Potential | F3 | Commercial | WA - College | New | Miscellaneous | Natural Gas | Pool Heater - Night Covers | A | Integrated Unit Winter Peak Savings (kW) | Achievable Economic RVT Potential | 0 | 0 | 0 | 0 | 0 | 0 | 0 | 0 | 0 | 0 | 0 | 0 | 0 | 0 | 0 | 0 | 0 | 0 | 0 | 0 | 0 | 0 | 0 | 0 | 0 | 0 | 0
F4_Commercial_WA - College_New_Miscellaneous_Natural Gas_Pool Heater - Night Covers_A_Achievable Economic RVT Potential | F4 | Commercial | WA - College | New | Miscellaneous | Natural Gas | Pool Heater - Night Covers | A | Incremental Energy Savings (MWh or mTherms) | Achievable Economic RVT Potential | 0 | 0 | 0 | 0 | 0 | 0 | 0 | 0 | 0 | 0 | 0 | 0 | 0 | 0 | 0 | 0 | 0 | 0 | 0 | 0 | 0 | 0 | 0 | 0 | 0 | 0 | 0
F5_Commercial_WA - College_New_Miscellaneous_Natural Gas_Pool Heater - Night Covers_A_Achievable Economic RVT Potential | F5 | Commercial | WA - College | New | Miscellaneous | Natural Gas | Pool Heater - Night Covers | A | Incremental Summer Peak Savings (MW) | Achievable Economic RVT Potential | 0 | 0 | 0 | 0 | 0 | 0 | 0 | 0 | 0 | 0 | 0 | 0 | 0 | 0 | 0 | 0 | 0 | 0 | 0 | 0 | 0 | 0 | 0 | 0 | 0 | 0 | 0
F6_Commercial_WA - College_New_Miscellaneous_Natural Gas_Pool Heater - Night Covers_A_Achievable Economic RVT Potential | F6 | Commercial | WA - College | New | Miscellaneous | Natural Gas | Pool Heater - Night Covers | A | Incremental Winter Peak Savings (MW) | Achievable Economic RVT Potential | 0 | 0 | 0 | 0 | 0 | 0 | 0 | 0 | 0 | 0 | 0 | 0 | 0 | 0 | 0 | 0 | 0 | 0 | 0 | 0 | 0 | 0 | 0 | 0 | 0 | 0 | 0
F7_Commercial_WA - College_New_Miscellaneous_Natural Gas_Pool Heater - Night Covers_A_Achievable Economic RVT Potential | F7 | Commercial | WA - College | New | Miscellaneous | Natural Gas | Pool Heater - Night Covers | A | Cumulative Energy Savings (MWh or mTherms) | Achievable Economic RVT Potential | 0 | 0 | 0 | 0 | 0 | 0 | 0 | 0 | 0 | 0 | 0 | 0 | 0 | 0 | 0 | 0 | 0 | 0 | 0 | 0 | 0 | 0 | 0 | 0 | 0 | 0 | 0
F8_Commercial_WA - College_New_Miscellaneous_Natural Gas_Pool Heater - Night Covers_A_Achievable Economic RVT Potential | F8 | Commercial | WA - College | New | Miscellaneous | Natural Gas | Pool Heater - Night Covers | A | Cumulative Summer Peak Savings (MW) | Achievable Economic RVT Potential | 0 | 0 | 0 | 0 | 0 | 0 | 0 | 0 | 0 | 0 | 0 | 0 | 0 | 0 | 0 | 0 | 0 | 0 | 0 | 0 | 0 | 0 | 0 | 0 | 0 | 0 | 0
F9_Commercial_WA - College_New_Miscellaneous_Natural Gas_Pool Heater - Night Covers_A_Achievable Economic RVT Potential | F9 | Commercial | WA - College | New | Miscellaneous | Natural Gas | Pool Heater - Night Covers | A | Cumulative Winter Peak Savings (MW) | Achievable Economic RVT Potential | 0 | 0 | 0 | 0 | 0 | 0 | 0 | 0 | 0 | 0 | 0 | 0 | 0 | 0 | 0 | 0 | 0 | 0 | 0 | 0 | 0 | 0 | 0 | 0 | 0 | 0 | 0
F10_Commercial_WA - College_New_Miscellaneous_Natural Gas_Pool Heater - Night Covers_A_Achievable Economic RVT Potential | F10 | Commercial | WA - College | New | Miscellaneous | Natural Gas | Pool Heater - Night Covers | A | Purchases (Incremental) | Achievable Economic RVT Potential | 0 | 0 | 0 | 0 | 0 | 0 | 0 | 0 | 0 | 0 | 0 | 0 | 0 | 0 | 0 | 0 | 0 | 0 | 0 | 0 | 0 | 0 | 0 | 0 | 0 | 0 | 0
F11_Commercial_WA - College_New_Miscellaneous_Natural Gas_Pool Heater - Night Covers_A_Achievable Economic RVT Potential | F11 | Commercial | WA - College | New | Miscellaneous | Natural Gas | Pool Heater - Night Covers | A | Purchases (Cumulative) | Achievable Economic RVT Potential | 0 | 0 | 0 | 0 | 0 | 0 | 0 | 0 | 0 | 0 | 0 | 0 | 0 | 0 | 0 | 0 | 0 | 0 | 0 | 0 | 0 | 0 | 0 | 0 | 0 | 0 | 0
F1_Commercial_WA - College_New_Space Heating_Natural Gas_Advanced New Construction Designs_A_Achievable Economic RVT Potential | F1 | Commercial | WA - College | New | Space Heating | Natural Gas | Advanced New Construction Designs | A | Integrated Unit Energy Savings (kWh or therms) | Achievable Economic RVT Potential | 0 | 0 | 0 | 0 | 0 | 0 | 0 | 0 | 0 | 0 | 0 | 0 | 0 | 0 | 0 | 0 | 0 | 0 | 0 | 0 | 0 | 0 | 0 | 0 | 0 | 0 | 0
F2_Commercial_WA - College_New_Space Heating_Natural Gas_Advanced New Construction Designs_A_Achievable Economic RVT Potential | F2 | Commercial | WA - College | New | Space Heating | Natural Gas | Advanced New Construction Designs | A | Integrated Unit Summer Peak Savings (kW) | Achievable Economic RVT Potential | 0 | 0 | 0 | 0 | 0 | 0 | 0 | 0 | 0 | 0 | 0 | 0 | 0 | 0 | 0 | 0 | 0 | 0 | 0 | 0 | 0 | 0 | 0 | 0 | 0 | 0 | 0
F3_Commercial_WA - College_New_Space Heating_Natural Gas_Advanced New Construction Designs_A_Achievable Economic RVT Potential | F3 | Commercial | WA - College | New | Space Heating | Natural Gas | Advanced New Construction Designs | A | Integrated Unit Winter Peak Savings (kW) | Achievable Economic RVT Potential | 0 | 0 | 0 | 0 | 0 | 0 | 0 | 0 | 0 | 0 | 0 | 0 | 0 | 0 | 0 | 0 | 0 | 0 | 0 | 0 | 0 | 0 | 0 | 0 | 0 | 0 | 0
F4_Commercial_WA - College_New_Space Heating_Natural Gas_Advanced New Construction Designs_A_Achievable Economic RVT Potential | F4 | Commercial | WA - College | New | Space Heating | Natural Gas | Advanced New Construction Designs | A | Incremental Energy Savings (MWh or mTherms) | Achievable Economic RVT Potential | 0 | 0 | 0 | 0 | 0 | 0 | 0 | 0 | 0 | 0 | 0 | 0 | 0 | 0 | 0 | 0 | 0 | 0 | 0 | 0 | 0 | 0 | 0 | 0 | 0 | 0 | 0
F5_Commercial_WA - College_New_Space Heating_Natural Gas_Advanced New Construction Designs_A_Achievable Economic RVT Potential | F5 | Commercial | WA - College | New | Space Heating | Natural Gas | Advanced New Construction Designs | A | Incremental Summer Peak Savings (MW) | Achievable Economic RVT Potential | 0 | 0 | 0 | 0 | 0 | 0 | 0 | 0 | 0 | 0 | 0 | 0 | 0 | 0 | 0 | 0 | 0 | 0 | 0 | 0 | 0 | 0 | 0 | 0 | 0 | 0 | 0
F6_Commercial_WA - College_New_Space Heating_Natural Gas_Advanced New Construction Designs_A_Achievable Economic RVT Potential | F6 | Commercial | WA - College | New | Space Heating | Natural Gas | Advanced New Construction Designs | A | Incremental Winter Peak Savings (MW) | Achievable Economic RVT Potential | 0 | 0 | 0 | 0 | 0 | 0 | 0 | 0 | 0 | 0 | 0 | 0 | 0 | 0 | 0 | 0 | 0 | 0 | 0 | 0 | 0 | 0 | 0 | 0 | 0 | 0 | 0
F7_Commercial_WA - College_New_Space Heating_Natural Gas_Advanced New Construction Designs_A_Achievable Economic RVT Potential | F7 | Commercial | WA - College | New | Space Heating | Natural Gas | Advanced New Construction Designs | A | Cumulative Energy Savings (MWh or mTherms) | Achievable Economic RVT Potential | 0 | 0 | 0 | 0 | 0 | 0 | 0 | 0 | 0 | 0 | 0 | 0 | 0 | 0 | 0 | 0 | 0 | 0 | 0 | 0 | 0 | 0 | 0 | 0 | 0 | 0 | 0
F8_Commercial_WA - College_New_Space Heating_Natural Gas_Advanced New Construction Designs_A_Achievable Economic RVT Potential | F8 | Commercial | WA - College | New | Space Heating | Natural Gas | Advanced New Construction Designs | A | Cumulative Summer Peak Savings (MW) | Achievable Economic RVT Potential | 0 | 0 | 0 | 0 | 0 | 0 | 0 | 0 | 0 | 0 | 0 | 0 | 0 | 0 | 0 | 0 | 0 | 0 | 0 | 0 | 0 | 0 | 0 | 0 | 0 | 0 | 0
F9_Commercial_WA - College_New_Space Heating_Natural Gas_Advanced New Construction Designs_A_Achievable Economic RVT Potential | F9 | Commercial | WA - College | New | Space Heating | Natural Gas | Advanced New Construction Designs | A | Cumulative Winter Peak Savings (MW) | Achievable Economic RVT Potential | 0 | 0 | 0 | 0 | 0 | 0 | 0 | 0 | 0 | 0 | 0 | 0 | 0 | 0 | 0 | 0 | 0 | 0 | 0 | 0 | 0 | 0 | 0 | 0 | 0 | 0 | 0
F10_Commercial_WA - College_New_Space Heating_Natural Gas_Advanced New Construction Designs_A_Achievable Economic RVT Potential | F10 | Commercial | WA - College | New | Space Heating | Natural Gas | Advanced New Construction Designs | A | Purchases (Incremental) | Achievable Economic RVT Potential | 0 | 0 | 0 | 0 | 0 | 0 | 0 | 0 | 0 | 0 | 0 | 0 | 0 | 0 | 0 | 0 | 0 | 0 | 0 | 0 | 0 | 0 | 0 | 0 | 0 | 0 | 0
F11_Commercial_WA - College_New_Space Heating_Natural Gas_Advanced New Construction Designs_A_Achievable Economic RVT Potential | F11 | Commercial | WA - College | New | Space Heating | Natural Gas | Advanced New Construction Designs | A | Purchases (Cumulative) | Achievable Economic RVT Potential | 0 | 0 | 0 | 0 | 0 | 0 | 0 | 0 | 0 | 0 | 0 | 0 | 0 | 0 | 0 | 0 | 0 | 0 | 0 | 0 | 0 | 0 | 0 | 0 | 0 | 0 | 0
F1_Commercial_WA - College_New_Water Heating_Natural Gas_Advanced New Construction Designs_A_Achievable Economic RVT Potential | F1 | Commercial | WA - College | New | Water Heating | Natural Gas | Advanced New Construction Designs | A | Integrated Unit Energy Savings (kWh or therms) | Achievable Economic RVT Potential | 0 | 0 | 0 | 0 | 0 | 0 | 0 | 0 | 0 | 0 | 0 | 0 | 0 | 0 | 0 | 0 | 0 | 0 | 0 | 0 | 0 | 0 | 0 | 0 | 0 | 0 | 0
F2_Commercial_WA - College_New_Water Heating_Natural Gas_Advanced New Construction Designs_A_Achievable Economic RVT Potential | F2 | Commercial | WA - College | New | Water Heating | Natural Gas | Advanced New Construction Designs | A | Integrated Unit Summer Peak Savings (kW) | Achievable Economic RVT Potential | 0 | 0 | 0 | 0 | 0 | 0 | 0 | 0 | 0 | 0 | 0 | 0 | 0 | 0 | 0 | 0 | 0 | 0 | 0 | 0 | 0 | 0 | 0 | 0 | 0 | 0 | 0
F3_Commercial_WA - College_New_Water Heating_Natural Gas_Advanced New Construction Designs_A_Achievable Economic RVT Potential | F3 | Commercial | WA - College | New | Water Heating | Natural Gas | Advanced New Construction Designs | A | Integrated Unit Winter Peak Savings (kW) | Achievable Economic RVT Potential | 0 | 0 | 0 | 0 | 0 | 0 | 0 | 0 | 0 | 0 | 0 | 0 | 0 | 0 | 0 | 0 | 0 | 0 | 0 | 0 | 0 | 0 | 0 | 0 | 0 | 0 | 0
F4_Commercial_WA - College_New_Water Heating_Natural Gas_Advanced New Construction Designs_A_Achievable Economic RVT Potential | F4 | Commercial | WA - College | New | Water Heating | Natural Gas | Advanced New Construction Designs | A | Incremental Energy Savings (MWh or mTherms) | Achievable Economic RVT Potential | 0 | 0 | 0 | 0 | 0 | 0 | 0 | 0 | 0 | 0 | 0 | 0 | 0 | 0 | 0 | 0 | 0 | 0 | 0 | 0 | 0 | 0 | 0 | 0 | 0 | 0 | 0
F5_Commercial_WA - College_New_Water Heating_Natural Gas_Advanced New Construction Designs_A_Achievable Economic RVT Potential | F5 | Commercial | WA - College | New | Water Heating | Natural Gas | Advanced New Construction Designs | A | Incremental Summer Peak Savings (MW) | Achievable Economic RVT Potential | 0 | 0 | 0 | 0 | 0 | 0 | 0 | 0 | 0 | 0 | 0 | 0 | 0 | 0 | 0 | 0 | 0 | 0 | 0 | 0 | 0 | 0 | 0 | 0 | 0 | 0 | 0
F6_Commercial_WA - College_New_Water Heating_Natural Gas_Advanced New Construction Designs_A_Achievable Economic RVT Potential | F6 | Commercial | WA - College | New | Water Heating | Natural Gas | Advanced New Construction Designs | A | Incremental Winter Peak Savings (MW) | Achievable Economic RVT Potential | 0 | 0 | 0 | 0 | 0 | 0 | 0 | 0 | 0 | 0 | 0 | 0 | 0 | 0 | 0 | 0 | 0 | 0 | 0 | 0 | 0 | 0 | 0 | 0 | 0 | 0 | 0
F7_Commercial_WA - College_New_Water Heating_Natural Gas_Advanced New Construction Designs_A_Achievable Economic RVT Potential | F7 | Commercial | WA - College | New | Water Heating | Natural Gas | Advanced New Construction Designs | A | Cumulative Energy Savings (MWh or mTherms) | Achievable Economic RVT Potential | 0 | 0 | 0 | 0 | 0 | 0 | 0 | 0 | 0 | 0 | 0 | 0 | 0 | 0 | 0 | 0 | 0 | 0 | 0 | 0 | 0 | 0 | 0 | 0 | 0 | 0 | 0
F8_Commercial_WA - College_New_Water Heating_Natural Gas_Advanced New Construction Designs_A_Achievable Economic RVT Potential | F8 | Commercial | WA - College | New | Water Heating | Natural Gas | Advanced New Construction Designs | A | Cumulative Summer Peak Savings (MW) | Achievable Economic RVT Potential | 0 | 0 | 0 | 0 | 0 | 0 | 0 | 0 | 0 | 0 | 0 | 0 | 0 | 0 | 0 | 0 | 0 | 0 | 0 | 0 | 0 | 0 | 0 | 0 | 0 | 0 | 0
F9_Commercial_WA - College_New_Water Heating_Natural Gas_Advanced New Construction Designs_A_Achievable Economic RVT Potential | F9 | Commercial | WA - College | New | Water Heating | Natural Gas | Advanced New Construction Designs | A | Cumulative Winter Peak Savings (MW) | Achievable Economic RVT Potential | 0 | 0 | 0 | 0 | 0 | 0 | 0 | 0 | 0 | 0 | 0 | 0 | 0 | 0 | 0 | 0 | 0 | 0 | 0 | 0 | 0 | 0 | 0 | 0 | 0 | 0 | 0
F10_Commercial_WA - College_New_Water Heating_Natural Gas_Advanced New Construction Designs_A_Achievable Economic RVT Potential | F10 | Commercial | WA - College | New | Water Heating | Natural Gas | Advanced New Construction Designs | A | Purchases (Incremental) | Achievable Economic RVT Potential | 0 | 0 | 0 | 0 | 0 | 0 | 0 | 0 | 0 | 0 | 0 | 0 | 0 | 0 | 0 | 0 | 0 | 0 | 0 | 0 | 0 | 0 | 0 | 0 | 0 | 0 | 0
F11_Commercial_WA - College_New_Water Heating_Natural Gas_Advanced New Construction Designs_A_Achievable Economic RVT Potential | F11 | Commercial | WA - College | New | Water Heating | Natural Gas | Advanced New Construction Designs | A | Purchases (Cumulative) | Achievable Economic RVT Potential | 0 | 0 | 0 | 0 | 0 | 0 | 0 | 0 | 0 | 0 | 0 | 0 | 0 | 0 | 0 | 0 | 0 | 0 | 0 | 0 | 0 | 0 | 0 | 0 | 0 | 0 | 0
F1_Commercial_WA - College_New_Space Heating_Natural Gas_Strategic Energy Management_A_Achievable Economic RVT Potential | F1 | Commercial | WA - College | New | Space Heating | Natural Gas | Strategic Energy Management | A | Integrated Unit Energy Savings (kWh or therms) | Achievable Economic RVT Potential | 0 | 0 | 0 | 0 | 0 | 0 | 0 | 0 | 0 | 0 | 0 | 0 | 0 | 0 | 0 | 0 | 0 | 0 | 0 | 0 | 0 | 0 | 0 | 0 | 0 | 0 | 0
F2_Commercial_WA - College_New_Space Heating_Natural Gas_Strategic Energy Management_A_Achievable Economic RVT Potential | F2 | Commercial | WA - College | New | Space Heating | Natural Gas | Strategic Energy Management | A | Integrated Unit Summer Peak Savings (kW) | Achievable Economic RVT Potential | 0 | 0 | 0 | 0 | 0 | 0 | 0 | 0 | 0 | 0 | 0 | 0 | 0 | 0 | 0 | 0 | 0 | 0 | 0 | 0 | 0 | 0 | 0 | 0 | 0 | 0 | 0
F3_Commercial_WA - College_New_Space Heating_Natural Gas_Strategic Energy Management_A_Achievable Economic RVT Potential | F3 | Commercial | WA - College | New | Space Heating | Natural Gas | Strategic Energy Management | A | Integrated Unit Winter Peak Savings (kW) | Achievable Economic RVT Potential | 0 | 0 | 0 | 0 | 0 | 0 | 0 | 0 | 0 | 0 | 0 | 0 | 0 | 0 | 0 | 0 | 0 | 0 | 0 | 0 | 0 | 0 | 0 | 0 | 0 | 0 | 0
F4_Commercial_WA - College_New_Space Heating_Natural Gas_Strategic Energy Management_A_Achievable Economic RVT Potential | F4 | Commercial | WA - College | New | Space Heating | Natural Gas | Strategic Energy Management | A | Incremental Energy Savings (MWh or mTherms) | Achievable Economic RVT Potential | 0 | 0 | 0 | 0 | 0 | 0 | 0 | 0 | 0 | 0 | 0 | 0 | 0 | 0 | 0 | 0 | 0 | 0 | 0 | 0 | 0 | 0 | 0 | 0 | 0 | 0 | 0
F5_Commercial_WA - College_New_Space Heating_Natural Gas_Strategic Energy Management_A_Achievable Economic RVT Potential | F5 | Commercial | WA - College | New | Space Heating | Natural Gas | Strategic Energy Management | A | Incremental Summer Peak Savings (MW) | Achievable Economic RVT Potential | 0 | 0 | 0 | 0 | 0 | 0 | 0 | 0 | 0 | 0 | 0 | 0 | 0 | 0 | 0 | 0 | 0 | 0 | 0 | 0 | 0 | 0 | 0 | 0 | 0 | 0 | 0
F6_Commercial_WA - College_New_Space Heating_Natural Gas_Strategic Energy Management_A_Achievable Economic RVT Potential | F6 | Commercial | WA - College | New | Space Heating | Natural Gas | Strategic Energy Management | A | Incremental Winter Peak Savings (MW) | Achievable Economic RVT Potential | 0 | 0 | 0 | 0 | 0 | 0 | 0 | 0 | 0 | 0 | 0 | 0 | 0 | 0 | 0 | 0 | 0 | 0 | 0 | 0 | 0 | 0 | 0 | 0 | 0 | 0 | 0
F7_Commercial_WA - College_New_Space Heating_Natural Gas_Strategic Energy Management_A_Achievable Economic RVT Potential | F7 | Commercial | WA - College | New | Space Heating | Natural Gas | Strategic Energy Management | A | Cumulative Energy Savings (MWh or mTherms) | Achievable Economic RVT Potential | 0 | 0 | 0 | 0 | 0 | 0 | 0 | 0 | 0 | 0 | 0 | 0 | 0 | 0 | 0 | 0 | 0 | 0 | 0 | 0 | 0 | 0 | 0 | 0 | 0 | 0 | 0
F8_Commercial_WA - College_New_Space Heating_Natural Gas_Strategic Energy Management_A_Achievable Economic RVT Potential | F8 | Commercial | WA - College | New | Space Heating | Natural Gas | Strategic Energy Management | A | Cumulative Summer Peak Savings (MW) | Achievable Economic RVT Potential | 0 | 0 | 0 | 0 | 0 | 0 | 0 | 0 | 0 | 0 | 0 | 0 | 0 | 0 | 0 | 0 | 0 | 0 | 0 | 0 | 0 | 0 | 0 | 0 | 0 | 0 | 0
F9_Commercial_WA - College_New_Space Heating_Natural Gas_Strategic Energy Management_A_Achievable Economic RVT Potential | F9 | Commercial | WA - College | New | Space Heating | Natural Gas | Strategic Energy Management | A | Cumulative Winter Peak Savings (MW) | Achievable Economic RVT Potential | 0 | 0 | 0 | 0 | 0 | 0 | 0 | 0 | 0 | 0 | 0 | 0 | 0 | 0 | 0 | 0 | 0 | 0 | 0 | 0 | 0 | 0 | 0 | 0 | 0 | 0 | 0
F10_Commercial_WA - College_New_Space Heating_Natural Gas_Strategic Energy Management_A_Achievable Economic RVT Potential | F10 | Commercial | WA - College | New | Space Heating | Natural Gas | Strategic Energy Management | A | Purchases (Incremental) | Achievable Economic RVT Potential | 0 | 0 | 0 | 0 | 0 | 0 | 0 | 0 | 0 | 0 | 0 | 0 | 0 | 0 | 0 | 0 | 0 | 0 | 0 | 0 | 0 | 0 | 0 | 0 | 0 | 0 | 0
F11_Commercial_WA - College_New_Space Heating_Natural Gas_Strategic Energy Management_A_Achievable Economic RVT Potential | F11 | Commercial | WA - College | New | Space Heating | Natural Gas | Strategic Energy Management | A | Purchases (Cumulative) | Achievable Economic RVT Potential | 0 | 0 | 0 | 0 | 0 | 0 | 0 | 0 | 0 | 0 | 0 | 0 | 0 | 0 | 0 | 0 | 0 | 0 | 0 | 0 | 0 | 0 | 0 | 0 | 0 | 0 | 0
F1_Commercial_WA - College_New_Water Heating_Natural Gas_Strategic Energy Management_A_Achievable Economic RVT Potential | F1 | Commercial | WA - College | New | Water Heating | Natural Gas | Strategic Energy Management | A | Integrated Unit Energy Savings (kWh or therms) | Achievable Economic RVT Potential | 0 | 0 | 0 | 0 | 0 | 0 | 0 | 0 | 0 | 0 | 0 | 0 | 0 | 0 | 0 | 0 | 0 | 0 | 0 | 0 | 0 | 0 | 0 | 0 | 0 | 0 | 0
F2_Commercial_WA - College_New_Water Heating_Natural Gas_Strategic Energy Management_A_Achievable Economic RVT Potential | F2 | Commercial | WA - College | New | Water Heating | Natural Gas | Strategic Energy Management | A | Integrated Unit Summer Peak Savings (kW) | Achievable Economic RVT Potential | 0 | 0 | 0 | 0 | 0 | 0 | 0 | 0 | 0 | 0 | 0 | 0 | 0 | 0 | 0 | 0 | 0 | 0 | 0 | 0 | 0 | 0 | 0 | 0 | 0 | 0 | 0
F3_Commercial_WA - College_New_Water Heating_Natural Gas_Strategic Energy Management_A_Achievable Economic RVT Potential | F3 | Commercial | WA - College | New | Water Heating | Natural Gas | Strategic Energy Management | A | Integrated Unit Winter Peak Savings (kW) | Achievable Economic RVT Potential | 0 | 0 | 0 | 0 | 0 | 0 | 0 | 0 | 0 | 0 | 0 | 0 | 0 | 0 | 0 | 0 | 0 | 0 | 0 | 0 | 0 | 0 | 0 | 0 | 0 | 0 | 0
F4_Commercial_WA - College_New_Water Heating_Natural Gas_Strategic Energy Management_A_Achievable Economic RVT Potential | F4 | Commercial | WA - College | New | Water Heating | Natural Gas | Strategic Energy Management | A | Incremental Energy Savings (MWh or mTherms) | Achievable Economic RVT Potential | 0 | 0 | 0 | 0 | 0 | 0 | 0 | 0 | 0 | 0 | 0 | 0 | 0 | 0 | 0 | 0 | 0 | 0 | 0 | 0 | 0 | 0 | 0 | 0 | 0 | 0 | 0
F5_Commercial_WA - College_New_Water Heating_Natural Gas_Strategic Energy Management_A_Achievable Economic RVT Potential | F5 | Commercial | WA - College | New | Water Heating | Natural Gas | Strategic Energy Management | A | Incremental Summer Peak Savings (MW) | Achievable Economic RVT Potential | 0 | 0 | 0 | 0 | 0 | 0 | 0 | 0 | 0 | 0 | 0 | 0 | 0 | 0 | 0 | 0 | 0 | 0 | 0 | 0 | 0 | 0 | 0 | 0 | 0 | 0 | 0
F6_Commercial_WA - College_New_Water Heating_Natural Gas_Strategic Energy Management_A_Achievable Economic RVT Potential | F6 | Commercial | WA - College | New | Water Heating | Natural Gas | Strategic Energy Management | A | Incremental Winter Peak Savings (MW) | Achievable Economic RVT Potential | 0 | 0 | 0 | 0 | 0 | 0 | 0 | 0 | 0 | 0 | 0 | 0 | 0 | 0 | 0 | 0 | 0 | 0 | 0 | 0 | 0 | 0 | 0 | 0 | 0 | 0 | 0
F7_Commercial_WA - College_New_Water Heating_Natural Gas_Strategic Energy Management_A_Achievable Economic RVT Potential | F7 | Commercial | WA - College | New | Water Heating | Natural Gas | Strategic Energy Management | A | Cumulative Energy Savings (MWh or mTherms) | Achievable Economic RVT Potential | 0 | 0 | 0 | 0 | 0 | 0 | 0 | 0 | 0 | 0 | 0 | 0 | 0 | 0 | 0 | 0 | 0 | 0 | 0 | 0 | 0 | 0 | 0 | 0 | 0 | 0 | 0
F8_Commercial_WA - College_New_Water Heating_Natural Gas_Strategic Energy Management_A_Achievable Economic RVT Potential | F8 | Commercial | WA - College | New | Water Heating | Natural Gas | Strategic Energy Management | A | Cumulative Summer Peak Savings (MW) | Achievable Economic RVT Potential | 0 | 0 | 0 | 0 | 0 | 0 | 0 | 0 | 0 | 0 | 0 | 0 | 0 | 0 | 0 | 0 | 0 | 0 | 0 | 0 | 0 | 0 | 0 | 0 | 0 | 0 | 0
F9_Commercial_WA - College_New_Water Heating_Natural Gas_Strategic Energy Management_A_Achievable Economic RVT Potential | F9 | Commercial | WA - College | New | Water Heating | Natural Gas | Strategic Energy Management | A | Cumulative Winter Peak Savings (MW) | Achievable Economic RVT Potential | 0 | 0 | 0 | 0 | 0 | 0 | 0 | 0 | 0 | 0 | 0 | 0 | 0 | 0 | 0 | 0 | 0 | 0 | 0 | 0 | 0 | 0 | 0 | 0 | 0 | 0 | 0
F10_Commercial_WA - College_New_Water Heating_Natural Gas_Strategic Energy Management_A_Achievable Economic RVT Potential | F10 | Commercial | WA - College | New | Water Heating | Natural Gas | Strategic Energy Management | A | Purchases (Incremental) | Achievable Economic RVT Potential | 0 | 0 | 0 | 0 | 0 | 0 | 0 | 0 | 0 | 0 | 0 | 0 | 0 | 0 | 0 | 0 | 0 | 0 | 0 | 0 | 0 | 0 | 0 | 0 | 0 | 0 | 0
F11_Commercial_WA - College_New_Water Heating_Natural Gas_Strategic Energy Management_A_Achievable Economic RVT Potential | F11 | Commercial | WA - College | New | Water Heating | Natural Gas | Strategic Energy Management | A | Purchases (Cumulative) | Achievable Economic RVT Potential | 0 | 0 | 0 | 0 | 0 | 0 | 0 | 0 | 0 | 0 | 0 | 0 | 0 | 0 | 0 | 0 | 0 | 0 | 0 | 0 | 0 | 0 | 0 | 0 | 0 | 0 | 0
F1_Commercial_WA - College_New_Space Heating_Natural Gas_Retrocommissioning_A_Achievable Economic RVT Potential | F1 | Commercial | WA - College | New | Space Heating | Natural Gas | Retrocommissioning | A | Integrated Unit Energy Savings (kWh or therms) | Achievable Economic RVT Potential | 0 | 0 | 0 | 0 | 0 | 0 | 0 | 0 | 0 | 0 | 0 | 0 | 0 | 0 | 0 | 0 | 0 | 0 | 0 | 0 | 0 | 0 | 0 | 0 | 0 | 0 | 0
F2_Commercial_WA - College_New_Space Heating_Natural Gas_Retrocommissioning_A_Achievable Economic RVT Potential | F2 | Commercial | WA - College | New | Space Heating | Natural Gas | Retrocommissioning | A | Integrated Unit Summer Peak Savings (kW) | Achievable Economic RVT Potential | 0 | 0 | 0 | 0 | 0 | 0 | 0 | 0 | 0 | 0 | 0 | 0 | 0 | 0 | 0 | 0 | 0 | 0 | 0 | 0 | 0 | 0 | 0 | 0 | 0 | 0 | 0
F3_Commercial_WA - College_New_Space Heating_Natural Gas_Retrocommissioning_A_Achievable Economic RVT Potential | F3 | Commercial | WA - College | New | Space Heating | Natural Gas | Retrocommissioning | A | Integrated Unit Winter Peak Savings (kW) | Achievable Economic RVT Potential | 0 | 0 | 0 | 0 | 0 | 0 | 0 | 0 | 0 | 0 | 0 | 0 | 0 | 0 | 0 | 0 | 0 | 0 | 0 | 0 | 0 | 0 | 0 | 0 | 0 | 0 | 0
F4_Commercial_WA - College_New_Space Heating_Natural Gas_Retrocommissioning_A_Achievable Economic RVT Potential | F4 | Commercial | WA - College | New | Space Heating | Natural Gas | Retrocommissioning | A | Incremental Energy Savings (MWh or mTherms) | Achievable Economic RVT Potential | 0 | 0 | 0 | 0 | 0 | 0 | 0 | 0 | 0 | 0 | 0 | 0 | 0 | 0 | 0 | 0 | 0 | 0 | 0 | 0 | 0 | 0 | 0 | 0 | 0 | 0 | 0
F5_Commercial_WA - College_New_Space Heating_Natural Gas_Retrocommissioning_A_Achievable Economic RVT Potential | F5 | Commercial | WA - College | New | Space Heating | Natural Gas | Retrocommissioning | A | Incremental Summer Peak Savings (MW) | Achievable Economic RVT Potential | 0 | 0 | 0 | 0 | 0 | 0 | 0 | 0 | 0 | 0 | 0 | 0 | 0 | 0 | 0 | 0 | 0 | 0 | 0 | 0 | 0 | 0 | 0 | 0 | 0 | 0 | 0
F6_Commercial_WA - College_New_Space Heating_Natural Gas_Retrocommissioning_A_Achievable Economic RVT Potential | F6 | Commercial | WA - College | New | Space Heating | Natural Gas | Retrocommissioning | A | Incremental Winter Peak Savings (MW) | Achievable Economic RVT Potential | 0 | 0 | 0 | 0 | 0 | 0 | 0 | 0 | 0 | 0 | 0 | 0 | 0 | 0 | 0 | 0 | 0 | 0 | 0 | 0 | 0 | 0 | 0 | 0 | 0 | 0 | 0
F7_Commercial_WA - College_New_Space Heating_Natural Gas_Retrocommissioning_A_Achievable Economic RVT Potential | F7 | Commercial | WA - College | New | Space Heating | Natural Gas | Retrocommissioning | A | Cumulative Energy Savings (MWh or mTherms) | Achievable Economic RVT Potential | 0 | 0 | 0 | 0 | 0 | 0 | 0 | 0 | 0 | 0 | 0 | 0 | 0 | 0 | 0 | 0 | 0 | 0 | 0 | 0 | 0 | 0 | 0 | 0 | 0 | 0 | 0
F8_Commercial_WA - College_New_Space Heating_Natural Gas_Retrocommissioning_A_Achievable Economic RVT Potential | F8 | Commercial | WA - College | New | Space Heating | Natural Gas | Retrocommissioning | A | Cumulative Summer Peak Savings (MW) | Achievable Economic RVT Potential | 0 | 0 | 0 | 0 | 0 | 0 | 0 | 0 | 0 | 0 | 0 | 0 | 0 | 0 | 0 | 0 | 0 | 0 | 0 | 0 | 0 | 0 | 0 | 0 | 0 | 0 | 0
F9_Commercial_WA - College_New_Space Heating_Natural Gas_Retrocommissioning_A_Achievable Economic RVT Potential | F9 | Commercial | WA - College | New | Space Heating | Natural Gas | Retrocommissioning | A | Cumulative Winter Peak Savings (MW) | Achievable Economic RVT Potential | 0 | 0 | 0 | 0 | 0 | 0 | 0 | 0 | 0 | 0 | 0 | 0 | 0 | 0 | 0 | 0 | 0 | 0 | 0 | 0 | 0 | 0 | 0 | 0 | 0 | 0 | 0
F10_Commercial_WA - College_New_Space Heating_Natural Gas_Retrocommissioning_A_Achievable Economic RVT Potential | F10 | Commercial | WA - College | New | Space Heating | Natural Gas | Retrocommissioning | A | Purchases (Incremental) | Achievable Economic RVT Potential | 0 | 0 | 0 | 0 | 0 | 0 | 0 | 0 | 0 | 0 | 0 | 0 | 0 | 0 | 0 | 0 | 0 | 0 | 0 | 0 | 0 | 0 | 0 | 0 | 0 | 0 | 0
F11_Commercial_WA - College_New_Space Heating_Natural Gas_Retrocommissioning_A_Achievable Economic RVT Potential | F11 | Commercial | WA - College | New | Space Heating | Natural Gas | Retrocommissioning | A | Purchases (Cumulative) | Achievable Economic RVT Potential | 0 | 0 | 0 | 0 | 0 | 0 | 0 | 0 | 0 | 0 | 0 | 0 | 0 | 0 | 0 | 0 | 0 | 0 | 0 | 0 | 0 | 0 | 0 | 0 | 0 | 0 | 0
F1_Commercial_WA - College_New_Water Heating_Natural Gas_Retrocommissioning_A_Achievable Economic RVT Potential | F1 | Commercial | WA - College | New | Water Heating | Natural Gas | Retrocommissioning | A | Integrated Unit Energy Savings (kWh or therms) | Achievable Economic RVT Potential | 0 | 0 | 0 | 0 | 0 | 0 | 0 | 0 | 0 | 0 | 0 | 0 | 0 | 0 | 0 | 0 | 0 | 0 | 0 | 0 | 0 | 0 | 0 | 0 | 0 | 0 | 0
F2_Commercial_WA - College_New_Water Heating_Natural Gas_Retrocommissioning_A_Achievable Economic RVT Potential | F2 | Commercial | WA - College | New | Water Heating | Natural Gas | Retrocommissioning | A | Integrated Unit Summer Peak Savings (kW) | Achievable Economic RVT Potential | 0 | 0 | 0 | 0 | 0 | 0 | 0 | 0 | 0 | 0 | 0 | 0 | 0 | 0 | 0 | 0 | 0 | 0 | 0 | 0 | 0 | 0 | 0 | 0 | 0 | 0 | 0
F3_Commercial_WA - College_New_Water Heating_Natural Gas_Retrocommissioning_A_Achievable Economic RVT Potential | F3 | Commercial | WA - College | New | Water Heating | Natural Gas | Retrocommissioning | A | Integrated Unit Winter Peak Savings (kW) | Achievable Economic RVT Potential | 0 | 0 | 0 | 0 | 0 | 0 | 0 | 0 | 0 | 0 | 0 | 0 | 0 | 0 | 0 | 0 | 0 | 0 | 0 | 0 | 0 | 0 | 0 | 0 | 0 | 0 | 0
F4_Commercial_WA - College_New_Water Heating_Natural Gas_Retrocommissioning_A_Achievable Economic RVT Potential | F4 | Commercial | WA - College | New | Water Heating | Natural Gas | Retrocommissioning | A | Incremental Energy Savings (MWh or mTherms) | Achievable Economic RVT Potential | 0 | 0 | 0 | 0 | 0 | 0 | 0 | 0 | 0 | 0 | 0 | 0 | 0 | 0 | 0 | 0 | 0 | 0 | 0 | 0 | 0 | 0 | 0 | 0 | 0 | 0 | 0
F5_Commercial_WA - College_New_Water Heating_Natural Gas_Retrocommissioning_A_Achievable Economic RVT Potential | F5 | Commercial | WA - College | New | Water Heating | Natural Gas | Retrocommissioning | A | Incremental Summer Peak Savings (MW) | Achievable Economic RVT Potential | 0 | 0 | 0 | 0 | 0 | 0 | 0 | 0 | 0 | 0 | 0 | 0 | 0 | 0 | 0 | 0 | 0 | 0 | 0 | 0 | 0 | 0 | 0 | 0 | 0 | 0 | 0
F6_Commercial_WA - College_New_Water Heating_Natural Gas_Retrocommissioning_A_Achievable Economic RVT Potential | F6 | Commercial | WA - College | New | Water Heating | Natural Gas | Retrocommissioning | A | Incremental Winter Peak Savings (MW) | Achievable Economic RVT Potential | 0 | 0 | 0 | 0 | 0 | 0 | 0 | 0 | 0 | 0 | 0 | 0 | 0 | 0 | 0 | 0 | 0 | 0 | 0 | 0 | 0 | 0 | 0 | 0 | 0 | 0 | 0
F7_Commercial_WA - College_New_Water Heating_Natural Gas_Retrocommissioning_A_Achievable Economic RVT Potential | F7 | Commercial | WA - College | New | Water Heating | Natural Gas | Retrocommissioning | A | Cumulative Energy Savings (MWh or mTherms) | Achievable Economic RVT Potential | 0 | 0 | 0 | 0 | 0 | 0 | 0 | 0 | 0 | 0 | 0 | 0 | 0 | 0 | 0 | 0 | 0 | 0 | 0 | 0 | 0 | 0 | 0 | 0 | 0 | 0 | 0
F8_Commercial_WA - College_New_Water Heating_Natural Gas_Retrocommissioning_A_Achievable Economic RVT Potential | F8 | Commercial | WA - College | New | Water Heating | Natural Gas | Retrocommissioning | A | Cumulative Summer Peak Savings (MW) | Achievable Economic RVT Potential | 0 | 0 | 0 | 0 | 0 | 0 | 0 | 0 | 0 | 0 | 0 | 0 | 0 | 0 | 0 | 0 | 0 | 0 | 0 | 0 | 0 | 0 | 0 | 0 | 0 | 0 | 0
F9_Commercial_WA - College_New_Water Heating_Natural Gas_Retrocommissioning_A_Achievable Economic RVT Potential | F9 | Commercial | WA - College | New | Water Heating | Natural Gas | Retrocommissioning | A | Cumulative Winter Peak Savings (MW) | Achievable Economic RVT Potential | 0 | 0 | 0 | 0 | 0 | 0 | 0 | 0 | 0 | 0 | 0 | 0 | 0 | 0 | 0 | 0 | 0 | 0 | 0 | 0 | 0 | 0 | 0 | 0 | 0 | 0 | 0
F10_Commercial_WA - College_New_Water Heating_Natural Gas_Retrocommissioning_A_Achievable Economic RVT Potential | F10 | Commercial | WA - College | New | Water Heating | Natural Gas | Retrocommissioning | A | Purchases (Incremental) | Achievable Economic RVT Potential | 0 | 0 | 0 | 0 | 0 | 0 | 0 | 0 | 0 | 0 | 0 | 0 | 0 | 0 | 0 | 0 | 0 | 0 | 0 | 0 | 0 | 0 | 0 | 0 | 0 | 0 | 0
F11_Commercial_WA - College_New_Water Heating_Natural Gas_Retrocommissioning_A_Achievable Economic RVT Potential | F11 | Commercial | WA - College | New | Water Heating | Natural Gas | Retrocommissioning | A | Purchases (Cumulative) | Achievable Economic RVT Potential | 0 | 0 | 0 | 0 | 0 | 0 | 0 | 0 | 0 | 0 | 0 | 0 | 0 | 0 | 0 | 0 | 0 | 0 | 0 | 0 | 0 | 0 | 0 | 0 | 0 | 0 | 0
F1_Commercial_WA - Miscellaneous_Existing_Space Heating_Natural Gas_Insulation - Ceiling_A_Achievable Economic RVT Potential | F1 | Commercial | WA - Miscellaneous | Existing | Space Heating | Natural Gas | Insulation - Ceiling | A | Integrated Unit Energy Savings (kWh or therms) | Achievable Economic RVT Potential | 0 | 0 | 0.099485 | 0.099019 | 0.098468 | 0.097872 | 0.097238 | 0.096556 | 0.095811 | 0.094996 | 0.094113 | 0.093166 | 0.092171 | 0.091186 | 0.090203 | 0.089242 | 0.088337 | 0.087522 | 0.086859 | 0.086357 | 0.085941 | 0.085636 | 0.085356 | 0.085252 | 0.085157 | 0.085071 | 0.084992
F2_Commercial_WA - Miscellaneous_Existing_Space Heating_Natural Gas_Insulation - Ceiling_A_Achievable Economic RVT Potential | F2 | Commercial | WA - Miscellaneous | Existing | Space Heating | Natural Gas | Insulation - Ceiling | A | Integrated Unit Summer Peak Savings (kW) | Achievable Economic RVT Potential | 0 | 0 | 0 | 0 | 0 | 0 | 0 | 0 | 0 | 0 | 0 | 0 | 0 | 0 | 0 | 0 | 0 | 0 | 0 | 0 | 0 | 0 | 0 | 0 | 0 | 0 | 0
F3_Commercial_WA - Miscellaneous_Existing_Space Heating_Natural Gas_Insulation - Ceiling_A_Achievable Economic RVT Potential | F3 | Commercial | WA - Miscellaneous | Existing | Space Heating | Natural Gas | Insulation - Ceiling | A | Integrated Unit Winter Peak Savings (kW) | Achievable Economic RVT Potential | 0 | 0 | 0 | 0 | 0 | 0 | 0 | 0 | 0 | 0 | 0 | 0 | 0 | 0 | 0 | 0 | 0 | 0 | 0 | 0 | 0 | 0 | 0 | 0 | 0 | 0 | 0
F4_Commercial_WA - Miscellaneous_Existing_Space Heating_Natural Gas_Insulation - Ceiling_A_Achievable Economic RVT Potential | F4 | Commercial | WA - Miscellaneous | Existing | Space Heating | Natural Gas | Insulation - Ceiling | A | Incremental Energy Savings (MWh or mTherms) | Achievable Economic RVT Potential | 0 | 0 | 0 | 0 | 0 | 0 | 0 | 0 | 0 | 0 | 0 | 0 | 0 | 0 | 0 | 0 | 0 | 0 | 0 | 0 | 0 | 0 | 0 | 0 | 0 | 0 | 0
F5_Commercial_WA - Miscellaneous_Existing_Space Heating_Natural Gas_Insulation - Ceiling_A_Achievable Economic RVT Potential | F5 | Commercial | WA - Miscellaneous | Existing | Space Heating | Natural Gas | Insulation - Ceiling | A | Incremental Summer Peak Savings (MW) | Achievable Economic RVT Potential | 0 | 0 | 0 | 0 | 0 | 0 | 0 | 0 | 0 | 0 | 0 | 0 | 0 | 0 | 0 | 0 | 0 | 0 | 0 | 0 | 0 | 0 | 0 | 0 | 0 | 0 | 0
F6_Commercial_WA - Miscellaneous_Existing_Space Heating_Natural Gas_Insulation - Ceiling_A_Achievable Economic RVT Potential | F6 | Commercial | WA - Miscellaneous | Existing | Space Heating | Natural Gas | Insulation - Ceiling | A | Incremental Winter Peak Savings (MW) | Achievable Economic RVT Potential | 0 | 0 | 0 | 0 | 0 | 0 | 0 | 0 | 0 | 0 | 0 | 0 | 0 | 0 | 0 | 0 | 0 | 0 | 0 | 0 | 0 | 0 | 0 | 0 | 0 | 0 | 0
F7_Commercial_WA - Miscellaneous_Existing_Space Heating_Natural Gas_Insulation - Ceiling_A_Achievable Economic RVT Potential | F7 | Commercial | WA - Miscellaneous | Existing | Space Heating | Natural Gas | Insulation - Ceiling | A | Cumulative Energy Savings (MWh or mTherms) | Achievable Economic RVT Potential | 0 | 0 | 0 | 0 | 0 | 0 | 0 | 0 | 0 | 0 | 0 | 0 | 0 | 0 | 0 | 0 | 0 | 0 | 0 | 0 | 0 | 0 | 0 | 0 | 0 | 0 | 0
F8_Commercial_WA - Miscellaneous_Existing_Space Heating_Natural Gas_Insulation - Ceiling_A_Achievable Economic RVT Potential | F8 | Commercial | WA - Miscellaneous | Existing | Space Heating | Natural Gas | Insulation - Ceiling | A | Cumulative Summer Peak Savings (MW) | Achievable Economic RVT Potential | 0 | 0 | 0 | 0 | 0 | 0 | 0 | 0 | 0 | 0 | 0 | 0 | 0 | 0 | 0 | 0 | 0 | 0 | 0 | 0 | 0 | 0 | 0 | 0 | 0 | 0 | 0
F9_Commercial_WA - Miscellaneous_Existing_Space Heating_Natural Gas_Insulation - Ceiling_A_Achievable Economic RVT Potential | F9 | Commercial | WA - Miscellaneous | Existing | Space Heating | Natural Gas | Insulation - Ceiling | A | Cumulative Winter Peak Savings (MW) | Achievable Economic RVT Potential | 0 | 0 | 0 | 0 | 0 | 0 | 0 | 0 | 0 | 0 | 0 | 0 | 0 | 0 | 0 | 0 | 0 | 0 | 0 | 0 | 0 | 0 | 0 | 0 | 0 | 0 | 0
F10_Commercial_WA - Miscellaneous_Existing_Space Heating_Natural Gas_Insulation - Ceiling_A_Achievable Economic RVT Potential | F10 | Commercial | WA - Miscellaneous | Existing | Space Heating | Natural Gas | Insulation - Ceiling | A | Purchases (Incremental) | Achievable Economic RVT Potential | 0 | 0 | 0 | 0 | 0 | 0 | 0 | 0 | 0 | 0 | 0 | 0 | 0 | 0 | 0 | 0 | 0 | 0 | 0 | 0 | 0 | 0 | 0 | 0 | 0 | 0 | 0
F11_Commercial_WA - Miscellaneous_Existing_Space Heating_Natural Gas_Insulation - Ceiling_A_Achievable Economic RVT Potential | F11 | Commercial | WA - Miscellaneous | Existing | Space Heating | Natural Gas | Insulation - Ceiling | A | Purchases (Cumulative) | Achievable Economic RVT Potential | 0 | 0 | 0 | 0 | 0 | 0 | 0 | 0 | 0 | 0 | 0 | 0 | 0 | 0 | 0 | 0 | 0 | 0 | 0 | 0 | 0 | 0 | 0 | 0 | 0 | 0 | 0
F1_Commercial_WA - Miscellaneous_Existing_Space Heating_Natural Gas_Insulation - Ducting_A_Achievable Economic RVT Potential | F1 | Commercial | WA - Miscellaneous | Existing | Space Heating | Natural Gas | Insulation - Ducting | A | Integrated Unit Energy Savings (kWh or therms) | Achievable Economic RVT Potential | 0 | 0 | 0 | 0 | 0 | 0 | 0 | 0 | 0 | 0 | 0 | 0 | 0 | 0 | 0 | 0 | 0 | 0 | 0 | 0 | 0 | 0 | 0 | 0 | 0 | 0 | 0
F2_Commercial_WA - Miscellaneous_Existing_Space Heating_Natural Gas_Insulation - Ducting_A_Achievable Economic RVT Potential | F2 | Commercial | WA - Miscellaneous | Existing | Space Heating | Natural Gas | Insulation - Ducting | A | Integrated Unit Summer Peak Savings (kW) | Achievable Economic RVT Potential | 0 | 0 | 0 | 0 | 0 | 0 | 0 | 0 | 0 | 0 | 0 | 0 | 0 | 0 | 0 | 0 | 0 | 0 | 0 | 0 | 0 | 0 | 0 | 0 | 0 | 0 | 0
F3_Commercial_WA - Miscellaneous_Existing_Space Heating_Natural Gas_Insulation - Ducting_A_Achievable Economic RVT Potential | F3 | Commercial | WA - Miscellaneous | Existing | Space Heating | Natural Gas | Insulation - Ducting | A | Integrated Unit Winter Peak Savings (kW) | Achievable Economic RVT Potential | 0 | 0 | 0 | 0 | 0 | 0 | 0 | 0 | 0 | 0 | 0 | 0 | 0 | 0 | 0 | 0 | 0 | 0 | 0 | 0 | 0 | 0 | 0 | 0 | 0 | 0 | 0
F4_Commercial_WA - Miscellaneous_Existing_Space Heating_Natural Gas_Insulation - Ducting_A_Achievable Economic RVT Potential | F4 | Commercial | WA - Miscellaneous | Existing | Space Heating | Natural Gas | Insulation - Ducting | A | Incremental Energy Savings (MWh or mTherms) | Achievable Economic RVT Potential | 0 | 0 | 0 | 0 | 0 | 0 | 0 | 0 | 0 | 0 | 0 | 0 | 0 | 0 | 0 | 0 | 0 | 0 | 0 | 0 | 0 | 0 | 0 | 0 | 0 | 0 | 0
F5_Commercial_WA - Miscellaneous_Existing_Space Heating_Natural Gas_Insulation - Ducting_A_Achievable Economic RVT Potential | F5 | Commercial | WA - Miscellaneous | Existing | Space Heating | Natural Gas | Insulation - Ducting | A | Incremental Summer Peak Savings (MW) | Achievable Economic RVT Potential | 0 | 0 | 0 | 0 | 0 | 0 | 0 | 0 | 0 | 0 | 0 | 0 | 0 | 0 | 0 | 0 | 0 | 0 | 0 | 0 | 0 | 0 | 0 | 0 | 0 | 0 | 0
F6_Commercial_WA - Miscellaneous_Existing_Space Heating_Natural Gas_Insulation - Ducting_A_Achievable Economic RVT Potential | F6 | Commercial | WA - Miscellaneous | Existing | Space Heating | Natural Gas | Insulation - Ducting | A | Incremental Winter Peak Savings (MW) | Achievable Economic RVT Potential | 0 | 0 | 0 | 0 | 0 | 0 | 0 | 0 | 0 | 0 | 0 | 0 | 0 | 0 | 0 | 0 | 0 | 0 | 0 | 0 | 0 | 0 | 0 | 0 | 0 | 0 | 0
F7_Commercial_WA - Miscellaneous_Existing_Space Heating_Natural Gas_Insulation - Ducting_A_Achievable Economic RVT Potential | F7 | Commercial | WA - Miscellaneous | Existing | Space Heating | Natural Gas | Insulation - Ducting | A | Cumulative Energy Savings (MWh or mTherms) | Achievable Economic RVT Potential | 0 | 0 | 0 | 0 | 0 | 0 | 0 | 0 | 0 | 0 | 0 | 0 | 0 | 0 | 0 | 0 | 0 | 0 | 0 | 0 | 0 | 0 | 0 | 0 | 0 | 0 | 0
F8_Commercial_WA - Miscellaneous_Existing_Space Heating_Natural Gas_Insulation - Ducting_A_Achievable Economic RVT Potential | F8 | Commercial | WA - Miscellaneous | Existing | Space Heating | Natural Gas | Insulation - Ducting | A | Cumulative Summer Peak Savings (MW) | Achievable Economic RVT Potential | 0 | 0 | 0 | 0 | 0 | 0 | 0 | 0 | 0 | 0 | 0 | 0 | 0 | 0 | 0 | 0 | 0 | 0 | 0 | 0 | 0 | 0 | 0 | 0 | 0 | 0 | 0
F9_Commercial_WA - Miscellaneous_Existing_Space Heating_Natural Gas_Insulation - Ducting_A_Achievable Economic RVT Potential | F9 | Commercial | WA - Miscellaneous | Existing | Space Heating | Natural Gas | Insulation - Ducting | A | Cumulative Winter Peak Savings (MW) | Achievable Economic RVT Potential | 0 | 0 | 0 | 0 | 0 | 0 | 0 | 0 | 0 | 0 | 0 | 0 | 0 | 0 | 0 | 0 | 0 | 0 | 0 | 0 | 0 | 0 | 0 | 0 | 0 | 0 | 0
F10_Commercial_WA - Miscellaneous_Existing_Space Heating_Natural Gas_Insulation - Ducting_A_Achievable Economic RVT Potential | F10 | Commercial | WA - Miscellaneous | Existing | Space Heating | Natural Gas | Insulation - Ducting | A | Purchases (Incremental) | Achievable Economic RVT Potential | 0 | 0 | 0 | 0 | 0 | 0 | 0 | 0 | 0 | 0 | 0 | 0 | 0 | 0 | 0 | 0 | 0 | 0 | 0 | 0 | 0 | 0 | 0 | 0 | 0 | 0 | 0
F11_Commercial_WA - Miscellaneous_Existing_Space Heating_Natural Gas_Insulation - Ducting_A_Achievable Economic RVT Potential | F11 | Commercial | WA - Miscellaneous | Existing | Space Heating | Natural Gas | Insulation - Ducting | A | Purchases (Cumulative) | Achievable Economic RVT Potential | 0 | 0 | 0 | 0 | 0 | 0 | 0 | 0 | 0 | 0 | 0 | 0 | 0 | 0 | 0 | 0 | 0 | 0 | 0 | 0 | 0 | 0 | 0 | 0 | 0 | 0 | 0
F1_Commercial_WA - Miscellaneous_Existing_Space Heating_Natural Gas_Insulation - Wall Cavity_A_Achievable Economic RVT Potential | F1 | Commercial | WA - Miscellaneous | Existing | Space Heating | Natural Gas | Insulation - Wall Cavity | A | Integrated Unit Energy Savings (kWh or therms) | Achievable Economic RVT Potential | 0 | 0 | 0.15919 | 0.15868 | 0.15817 | 0.15766 | 0.15715 | 0.15663 | 0.15612 | 0.1556 | 0.15508 | 0.15455 | 0.15402 | 0.1535 | 0.15299 | 0.1525 | 0.15205 | 0.15165 | 0.15129 | 0.151 | 0.15074 | 0.15049 | 0.15027 | 0.15009 | 0.14992 | 0.14977 | 0.14964
F2_Commercial_WA - Miscellaneous_Existing_Space Heating_Natural Gas_Insulation - Wall Cavity_A_Achievable Economic RVT Potential | F2 | Commercial | WA - Miscellaneous | Existing | Space Heating | Natural Gas | Insulation - Wall Cavity | A | Integrated Unit Summer Peak Savings (kW) | Achievable Economic RVT Potential | 0 | 0 | 0 | 0 | 0 | 0 | 0 | 0 | 0 | 0 | 0 | 0 | 0 | 0 | 0 | 0 | 0 | 0 | 0 | 0 | 0 | 0 | 0 | 0 | 0 | 0 | 0
F3_Commercial_WA - Miscellaneous_Existing_Space Heating_Natural Gas_Insulation - Wall Cavity_A_Achievable Economic RVT Potential | F3 | Commercial | WA - Miscellaneous | Existing | Space Heating | Natural Gas | Insulation - Wall Cavity | A | Integrated Unit Winter Peak Savings (kW) | Achievable Economic RVT Potential | 0 | 0 | 0 | 0 | 0 | 0 | 0 | 0 | 0 | 0 | 0 | 0 | 0 | 0 | 0 | 0 | 0 | 0 | 0 | 0 | 0 | 0 | 0 | 0 | 0 | 0 | 0
F4_Commercial_WA - Miscellaneous_Existing_Space Heating_Natural Gas_Insulation - Wall Cavity_A_Achievable Economic RVT Potential | F4 | Commercial | WA - Miscellaneous | Existing | Space Heating | Natural Gas | Insulation - Wall Cavity | A | Incremental Energy Savings (MWh or mTherms) | Achievable Economic RVT Potential | 0 | 0 | 0 | 0.0020933 | 0.00060414 | 0.0068914 | 0.018175 | 0.041737 | 0.085332 | 0.15737 | 0.26358 | 0.40183 | 0.55688 | 0.6986 | 0.78797 | 0.79204 | 0.70174 | 0.54102 | 0.35766 | 0.19943 | 0.10687 | 0.031764 | 0.020299 | 0 | 0 | 0 | 0
F5_Commercial_WA - Miscellaneous_Existing_Space Heating_Natural Gas_Insulation - Wall Cavity_A_Achievable Economic RVT Potential | F5 | Commercial | WA - Miscellaneous | Existing | Space Heating | Natural Gas | Insulation - Wall Cavity | A | Incremental Summer Peak Savings (MW) | Achievable Economic RVT Potential | 0 | 0 | 0 | 0 | 0 | 0 | 0 | 0 | 0 | 0 | 0 | 0 | 0 | 0 | 0 | 0 | 0 | 0 | 0 | 0 | 0 | 0 | 0 | 0 | 0 | 0 | 0
F6_Commercial_WA - Miscellaneous_Existing_Space Heating_Natural Gas_Insulation - Wall Cavity_A_Achievable Economic RVT Potential | F6 | Commercial | WA - Miscellaneous | Existing | Space Heating | Natural Gas | Insulation - Wall Cavity | A | Incremental Winter Peak Savings (MW) | Achievable Economic RVT Potential | 0 | 0 | 0 | 0 | 0 | 0 | 0 | 0 | 0 | 0 | 0 | 0 | 0 | 0 | 0 | 0 | 0 | 0 | 0 | 0 | 0 | 0 | 0 | 0 | 0 | 0 | 0
F7_Commercial_WA - Miscellaneous_Existing_Space Heating_Natural Gas_Insulation - Wall Cavity_A_Achievable Economic RVT Potential | F7 | Commercial | WA - Miscellaneous | Existing | Space Heating | Natural Gas | Insulation - Wall Cavity | A | Cumulative Energy Savings (MWh or mTherms) | Achievable Economic RVT Potential | 0 | 0 | 0 | 0.0020933 | 0.0026907 | 0.0095733 | 0.027717 | 0.069364 | 0.15447 | 0.31132 | 0.57385 | 0.97374 | 1.5273 | 2.2207 | 3.0013 | 3.7838 | 4.4743 | 5.0034 | 5.3494 | 5.5385 | 5.6357 | 5.6583 | 5.6702 | 5.6634 | 5.6572 | 5.6515 | 5.6463
F8_Commercial_WA - Miscellaneous_Existing_Space Heating_Natural Gas_Insulation - Wall Cavity_A_Achievable Economic RVT Potential | F8 | Commercial | WA - Miscellaneous | Existing | Space Heating | Natural Gas | Insulation - Wall Cavity | A | Cumulative Summer Peak Savings (MW) | Achievable Economic RVT Potential | 0 | 0 | 0 | 0 | 0 | 0 | 0 | 0 | 0 | 0 | 0 | 0 | 0 | 0 | 0 | 0 | 0 | 0 | 0 | 0 | 0 | 0 | 0 | 0 | 0 | 0 | 0
F9_Commercial_WA - Miscellaneous_Existing_Space Heating_Natural Gas_Insulation - Wall Cavity_A_Achievable Economic RVT Potential | F9 | Commercial | WA - Miscellaneous | Existing | Space Heating | Natural Gas | Insulation - Wall Cavity | A | Cumulative Winter Peak Savings (MW) | Achievable Economic RVT Potential | 0 | 0 | 0 | 0 | 0 | 0 | 0 | 0 | 0 | 0 | 0 | 0 | 0 | 0 | 0 | 0 | 0 | 0 | 0 | 0 | 0 | 0 | 0 | 0 | 0 | 0 | 0
F10_Commercial_WA - Miscellaneous_Existing_Space Heating_Natural Gas_Insulation - Wall Cavity_A_Achievable Economic RVT Potential | F10 | Commercial | WA - Miscellaneous | Existing | Space Heating | Natural Gas | Insulation - Wall Cavity | A | Purchases (Incremental) | Achievable Economic RVT Potential | 0 | 0 | 0 | 13.1917 | 3.8196 | 43.7111 | 115.6573 | 266.4628 | 546.578 | 1011.359 | 1699.6417 | 2600.0144 | 3615.5831 | 4551.0725 | 5150.4277 | 5193.5222 | 4615.0894 | 3567.6221 | 2364.0048 | 1320.7295 | 708.9621 | 211.067 | 135.0829 | 0 | 0 | 0 | 0
F11_Commercial_WA - Miscellaneous_Existing_Space Heating_Natural Gas_Insulation - Wall Cavity_A_Achievable Economic RVT Potential | F11 | Commercial | WA - Miscellaneous | Existing | Space Heating | Natural Gas | Insulation - Wall Cavity | A | Purchases (Cumulative) | Achievable Economic RVT Potential | 0 | 0 | 0 | 13.1917 | 17.0112 | 60.7223 | 176.3796 | 442.8424 | 989.4204 | 2000.7794 | 3700.4211 | 6300.4354 | 9916.0185 | 14467.091 | 19617.5187 | 24811.0409 | 29426.1303 | 32993.7523 | 35357.7572 | 36678.4867 | 37387.4488 | 37598.5159 | 37733.5988 | 37733.5988 | 37733.5988 | 37733.5988 | 37733.5988
F1_Commercial_WA - Miscellaneous_Existing_Space Heating_Natural Gas_Green Roof - Vegetated Rooftop_A_Achievable Economic RVT Potential | F1 | Commercial | WA - Miscellaneous | Existing | Space Heating | Natural Gas | Green Roof - Vegetated Rooftop | A | Integrated Unit Energy Savings (kWh or therms) | Achievable Economic RVT Potential | 0 | 0 | 0.0056728 | 0.005642 | 0.005605 | 0.0055641 | 0.0055197 | 0.0054711 | 0.0054191 | 0.0053618 | 0.0052996 | 0.0052333 | 0.0051642 | 0.0050952 | 0.0050264 | 0.0049597 | 0.0048971 | 0.0048412 | 0.0047961 | 0.0047625 | 0.0047353 | 0.0047162 | 0.0046989 | 0.0046931 | 0.0046879 | 0.0046831 | 0.0046787
F2_Commercial_WA - Miscellaneous_Existing_Space Heating_Natural Gas_Green Roof - Vegetated Rooftop_A_Achievable Economic RVT Potential | F2 | Commercial | WA - Miscellaneous | Existing | Space Heating | Natural Gas | Green Roof - Vegetated Rooftop | A | Integrated Unit Summer Peak Savings (kW) | Achievable Economic RVT Potential | 0 | 0 | 0 | 0 | 0 | 0 | 0 | 0 | 0 | 0 | 0 | 0 | 0 | 0 | 0 | 0 | 0 | 0 | 0 | 0 | 0 | 0 | 0 | 0 | 0 | 0 | 0
F3_Commercial_WA - Miscellaneous_Existing_Space Heating_Natural Gas_Green Roof - Vegetated Rooftop_A_Achievable Economic RVT Potential | F3 | Commercial | WA - Miscellaneous | Existing | Space Heating | Natural Gas | Green Roof - Vegetated Rooftop | A | Integrated Unit Winter Peak Savings (kW) | Achievable Economic RVT Potential | 0 | 0 | 0 | 0 | 0 | 0 | 0 | 0 | 0 | 0 | 0 | 0 | 0 | 0 | 0 | 0 | 0 | 0 | 0 | 0 | 0 | 0 | 0 | 0 | 0 | 0 | 0
F4_Commercial_WA - Miscellaneous_Existing_Space Heating_Natural Gas_Green Roof - Vegetated Rooftop_A_Achievable Economic RVT Potential | F4 | Commercial | WA - Miscellaneous | Existing | Space Heating | Natural Gas | Green Roof - Vegetated Rooftop | A | Incremental Energy Savings (MWh or mTherms) | Achievable Economic RVT Potential | 0 | 0 | 0 | 0 | 0 | 0 | 0 | 0 | 0 | 0 | 0 | 0 | 0 | 0 | 0 | 0 | 0 | 0 | 0 | 0 | 0 | 0 | 0 | 0 | 0 | 0 | 0
F5_Commercial_WA - Miscellaneous_Existing_Space Heating_Natural Gas_Green Roof - Vegetated Rooftop_A_Achievable Economic RVT Potential | F5 | Commercial | WA - Miscellaneous | Existing | Space Heating | Natural Gas | Green Roof - Vegetated Rooftop | A | Incremental Summer Peak Savings (MW) | Achievable Economic RVT Potential | 0 | 0 | 0 | 0 | 0 | 0 | 0 | 0 | 0 | 0 | 0 | 0 | 0 | 0 | 0 | 0 | 0 | 0 | 0 | 0 | 0 | 0 | 0 | 0 | 0 | 0 | 0
F6_Commercial_WA - Miscellaneous_Existing_Space Heating_Natural Gas_Green Roof - Vegetated Rooftop_A_Achievable Economic RVT Potential | F6 | Commercial | WA - Miscellaneous | Existing | Space Heating | Natural Gas | Green Roof - Vegetated Rooftop | A | Incremental Winter Peak Savings (MW) | Achievable Economic RVT Potential | 0 | 0 | 0 | 0 | 0 | 0 | 0 | 0 | 0 | 0 | 0 | 0 | 0 | 0 | 0 | 0 | 0 | 0 | 0 | 0 | 0 | 0 | 0 | 0 | 0 | 0 | 0
F7_Commercial_WA - Miscellaneous_Existing_Space Heating_Natural Gas_Green Roof - Vegetated Rooftop_A_Achievable Economic RVT Potential | F7 | Commercial | WA - Miscellaneous | Existing | Space Heating | Natural Gas | Green Roof - Vegetated Rooftop | A | Cumulative Energy Savings (MWh or mTherms) | Achievable Economic RVT Potential | 0 | 0 | 0 | 0 | 0 | 0 | 0 | 0 | 0 | 0 | 0 | 0 | 0 | 0 | 0 | 0 | 0 | 0 | 0 | 0 | 0 | 0 | 0 | 0 | 0 | 0 | 0
F8_Commercial_WA - Miscellaneous_Existing_Space Heating_Natural Gas_Green Roof - Vegetated Rooftop_A_Achievable Economic RVT Potential | F8 | Commercial | WA - Miscellaneous | Existing | Space Heating | Natural Gas | Green Roof - Vegetated Rooftop | A | Cumulative Summer Peak Savings (MW) | Achievable Economic RVT Potential | 0 | 0 | 0 | 0 | 0 | 0 | 0 | 0 | 0 | 0 | 0 | 0 | 0 | 0 | 0 | 0 | 0 | 0 | 0 | 0 | 0 | 0 | 0 | 0 | 0 | 0 | 0
F9_Commercial_WA - Miscellaneous_Existing_Space Heating_Natural Gas_Green Roof - Vegetated Rooftop_A_Achievable Economic RVT Potential | F9 | Commercial | WA - Miscellaneous | Existing | Space Heating | Natural Gas | Green Roof - Vegetated Rooftop | A | Cumulative Winter Peak Savings (MW) | Achievable Economic RVT Potential | 0 | 0 | 0 | 0 | 0 | 0 | 0 | 0 | 0 | 0 | 0 | 0 | 0 | 0 | 0 | 0 | 0 | 0 | 0 | 0 | 0 | 0 | 0 | 0 | 0 | 0 | 0
F10_Commercial_WA - Miscellaneous_Existing_Space Heating_Natural Gas_Green Roof - Vegetated Rooftop_A_Achievable Economic RVT Potential | F10 | Commercial | WA - Miscellaneous | Existing | Space Heating | Natural Gas | Green Roof - Vegetated Rooftop | A | Purchases (Incremental) | Achievable Economic RVT Potential | 0 | 0 | 0 | 0 | 0 | 0 | 0 | 0 | 0 | 0 | 0 | 0 | 0 | 0 | 0 | 0 | 0 | 0 | 0 | 0 | 0 | 0 | 0 | 0 | 0 | 0 | 0
F11_Commercial_WA - Miscellaneous_Existing_Space Heating_Natural Gas_Green Roof - Vegetated Rooftop_A_Achievable Economic RVT Potential | F11 | Commercial | WA - Miscellaneous | Existing | Space Heating | Natural Gas | Green Roof - Vegetated Rooftop | A | Purchases (Cumulative) | Achievable Economic RVT Potential | 0 | 0 | 0 | 0 | 0 | 0 | 0 | 0 | 0 | 0 | 0 | 0 | 0 | 0 | 0 | 0 | 0 | 0 | 0 | 0 | 0 | 0 | 0 | 0 | 0 | 0 | 0
F1_Commercial_WA - Miscellaneous_Existing_Space Heating_Natural Gas_Ducting - Repair and Sealing_A_Achievable Economic RVT Potential | F1 | Commercial | WA - Miscellaneous | Existing | Space Heating | Natural Gas | Ducting - Repair and Sealing | A | Integrated Unit Energy Savings (kWh or therms) | Achievable Economic RVT Potential | 0 | 0 | 0.16208 | 0.16152 | 0.16095 | 0.16035 | 0.15973 | 0.15907 | 0.15837 | 0.15762 | 0.1568 | 0.15593 | 0.15501 | 0.15406 | 0.15309 | 0.15215 | 0.15127 | 0.15048 | 0.14983 | 0.14934 | 0.14892 | 0.1486 | 0.14831 | 0.14813 | 0.14796 | 0.14782 | 0.14768
F2_Commercial_WA - Miscellaneous_Existing_Space Heating_Natural Gas_Ducting - Repair and Sealing_A_Achievable Economic RVT Potential | F2 | Commercial | WA - Miscellaneous | Existing | Space Heating | Natural Gas | Ducting - Repair and Sealing | A | Integrated Unit Summer Peak Savings (kW) | Achievable Economic RVT Potential | 0 | 0 | 0 | 0 | 0 | 0 | 0 | 0 | 0 | 0 | 0 | 0 | 0 | 0 | 0 | 0 | 0 | 0 | 0 | 0 | 0 | 0 | 0 | 0 | 0 | 0 | 0
F3_Commercial_WA - Miscellaneous_Existing_Space Heating_Natural Gas_Ducting - Repair and Sealing_A_Achievable Economic RVT Potential | F3 | Commercial | WA - Miscellaneous | Existing | Space Heating | Natural Gas | Ducting - Repair and Sealing | A | Integrated Unit Winter Peak Savings (kW) | Achievable Economic RVT Potential | 0 | 0 | 0 | 0 | 0 | 0 | 0 | 0 | 0 | 0 | 0 | 0 | 0 | 0 | 0 | 0 | 0 | 0 | 0 | 0 | 0 | 0 | 0 | 0 | 0 | 0 | 0
F4_Commercial_WA - Miscellaneous_Existing_Space Heating_Natural Gas_Ducting - Repair and Sealing_A_Achievable Economic RVT Potential | F4 | Commercial | WA - Miscellaneous | Existing | Space Heating | Natural Gas | Ducting - Repair and Sealing | A | Incremental Energy Savings (MWh or mTherms) | Achievable Economic RVT Potential | 0 | 0 | 0 | 0 | 0 | 0 | 0 | 0 | 0 | 0 | 0 | 0 | 0 | 0 | 0 | 0 | 0 | 0 | 0 | 0 | 0 | 0 | 0 | 0 | 0 | 0 | 0
F5_Commercial_WA - Miscellaneous_Existing_Space Heating_Natural Gas_Ducting - Repair and Sealing_A_Achievable Economic RVT Potential | F5 | Commercial | WA - Miscellaneous | Existing | Space Heating | Natural Gas | Ducting - Repair and Sealing | A | Incremental Summer Peak Savings (MW) | Achievable Economic RVT Potential | 0 | 0 | 0 | 0 | 0 | 0 | 0 | 0 | 0 | 0 | 0 | 0 | 0 | 0 | 0 | 0 | 0 | 0 | 0 | 0 | 0 | 0 | 0 | 0 | 0 | 0 | 0
F6_Commercial_WA - Miscellaneous_Existing_Space Heating_Natural Gas_Ducting - Repair and Sealing_A_Achievable Economic RVT Potential | F6 | Commercial | WA - Miscellaneous | Existing | Space Heating | Natural Gas | Ducting - Repair and Sealing | A | Incremental Winter Peak Savings (MW) | Achievable Economic RVT Potential | 0 | 0 | 0 | 0 | 0 | 0 | 0 | 0 | 0 | 0 | 0 | 0 | 0 | 0 | 0 | 0 | 0 | 0 | 0 | 0 | 0 | 0 | 0 | 0 | 0 | 0 | 0
F7_Commercial_WA - Miscellaneous_Existing_Space Heating_Natural Gas_Ducting - Repair and Sealing_A_Achievable Economic RVT Potential | F7 | Commercial | WA - Miscellaneous | Existing | Space Heating | Natural Gas | Ducting - Repair and Sealing | A | Cumulative Energy Savings (MWh or mTherms) | Achievable Economic RVT Potential | 0 | 0 | 0 | 0 | 0 | 0 | 0 | 0 | 0 | 0 | 0 | 0 | 0 | 0 | 0 | 0 | 0 | 0 | 0 | 0 | 0 | 0 | 0 | 0 | 0 | 0 | 0
F8_Commercial_WA - Miscellaneous_Existing_Space Heating_Natural Gas_Ducting - Repair and Sealing_A_Achievable Economic RVT Potential | F8 | Commercial | WA - Miscellaneous | Existing | Space Heating | Natural Gas | Ducting - Repair and Sealing | A | Cumulative Summer Peak Savings (MW) | Achievable Economic RVT Potential | 0 | 0 | 0 | 0 | 0 | 0 | 0 | 0 | 0 | 0 | 0 | 0 | 0 | 0 | 0 | 0 | 0 | 0 | 0 | 0 | 0 | 0 | 0 | 0 | 0 | 0 | 0
F9_Commercial_WA - Miscellaneous_Existing_Space Heating_Natural Gas_Ducting - Repair and Sealing_A_Achievable Economic RVT Potential | F9 | Commercial | WA - Miscellaneous | Existing | Space Heating | Natural Gas | Ducting - Repair and Sealing | A | Cumulative Winter Peak Savings (MW) | Achievable Economic RVT Potential | 0 | 0 | 0 | 0 | 0 | 0 | 0 | 0 | 0 | 0 | 0 | 0 | 0 | 0 | 0 | 0 | 0 | 0 | 0 | 0 | 0 | 0 | 0 | 0 | 0 | 0 | 0
F10_Commercial_WA - Miscellaneous_Existing_Space Heating_Natural Gas_Ducting - Repair and Sealing_A_Achievable Economic RVT Potential | F10 | Commercial | WA - Miscellaneous | Existing | Space Heating | Natural Gas | Ducting - Repair and Sealing | A | Purchases (Incremental) | Achievable Economic RVT Potential | 0 | 0 | 0 | 0 | 0 | 0 | 0 | 0 | 0 | 0 | 0 | 0 | 0 | 0 | 0 | 0 | 0 | 0 | 0 | 0 | 0 | 0 | 0 | 0 | 0 | 0 | 0
F11_Commercial_WA - Miscellaneous_Existing_Space Heating_Natural Gas_Ducting - Repair and Sealing_A_Achievable Economic RVT Potential | F11 | Commercial | WA - Miscellaneous | Existing | Space Heating | Natural Gas | Ducting - Repair and Sealing | A | Purchases (Cumulative) | Achievable Economic RVT Potential | 0 | 0 | 0 | 0 | 0 | 0 | 0 | 0 | 0 | 0 | 0 | 0 | 0 | 0 | 0 | 0 | 0 | 0 | 0 | 0 | 0 | 0 | 0 | 0 | 0 | 0 | 0
F1_Commercial_WA - Miscellaneous_Existing_Space Heating_Natural Gas_Windows - High Efficiency Glazing_A_Achievable Economic RVT Potential | F1 | Commercial | WA - Miscellaneous | Existing | Space Heating | Natural Gas | Windows - High Efficiency Glazing | A | Integrated Unit Energy Savings (kWh or therms) | Achievable Economic RVT Potential | 0 | 0 | 3.2418 | 3.2242 | 3.2031 | 3.1797 | 3.1543 | 3.1266 | 3.0968 | 3.0641 | 3.0285 | 2.9906 | 2.9512 | 2.9117 | 2.8724 | 2.8343 | 2.7985 | 2.7666 | 2.7408 | 2.7216 | 2.7061 | 2.6951 | 2.6852 | 2.6819 | 2.6789 | 2.6762 | 2.6737
F2_Commercial_WA - Miscellaneous_Existing_Space Heating_Natural Gas_Windows - High Efficiency Glazing_A_Achievable Economic RVT Potential | F2 | Commercial | WA - Miscellaneous | Existing | Space Heating | Natural Gas | Windows - High Efficiency Glazing | A | Integrated Unit Summer Peak Savings (kW) | Achievable Economic RVT Potential | 0 | 0 | 0 | 0 | 0 | 0 | 0 | 0 | 0 | 0 | 0 | 0 | 0 | 0 | 0 | 0 | 0 | 0 | 0 | 0 | 0 | 0 | 0 | 0 | 0 | 0 | 0
F3_Commercial_WA - Miscellaneous_Existing_Space Heating_Natural Gas_Windows - High Efficiency Glazing_A_Achievable Economic RVT Potential | F3 | Commercial | WA - Miscellaneous | Existing | Space Heating | Natural Gas | Windows - High Efficiency Glazing | A | Integrated Unit Winter Peak Savings (kW) | Achievable Economic RVT Potential | 0 | 0 | 0 | 0 | 0 | 0 | 0 | 0 | 0 | 0 | 0 | 0 | 0 | 0 | 0 | 0 | 0 | 0 | 0 | 0 | 0 | 0 | 0 | 0 | 0 | 0 | 0
F4_Commercial_WA - Miscellaneous_Existing_Space Heating_Natural Gas_Windows - High Efficiency Glazing_A_Achievable Economic RVT Potential | F4 | Commercial | WA - Miscellaneous | Existing | Space Heating | Natural Gas | Windows - High Efficiency Glazing | A | Incremental Energy Savings (MWh or mTherms) | Achievable Economic RVT Potential | 0 | 0 | 0 | 0 | 0 | 0 | 0 | 0 | 0 | 0 | 0 | 0 | 0 | 0 | 0 | 0 | 0 | 0 | 0 | 0 | 0 | 0 | 0 | 0 | 0 | 0 | 0
F5_Commercial_WA - Miscellaneous_Existing_Space Heating_Natural Gas_Windows - High Efficiency Glazing_A_Achievable Economic RVT Potential | F5 | Commercial | WA - Miscellaneous | Existing | Space Heating | Natural Gas | Windows - High Efficiency Glazing | A | Incremental Summer Peak Savings (MW) | Achievable Economic RVT Potential | 0 | 0 | 0 | 0 | 0 | 0 | 0 | 0 | 0 | 0 | 0 | 0 | 0 | 0 | 0 | 0 | 0 | 0 | 0 | 0 | 0 | 0 | 0 | 0 | 0 | 0 | 0
F6_Commercial_WA - Miscellaneous_Existing_Space Heating_Natural Gas_Windows - High Efficiency Glazing_A_Achievable Economic RVT Potential | F6 | Commercial | WA - Miscellaneous | Existing | Space Heating | Natural Gas | Windows - High Efficiency Glazing | A | Incremental Winter Peak Savings (MW) | Achievable Economic RVT Potential | 0 | 0 | 0 | 0 | 0 | 0 | 0 | 0 | 0 | 0 | 0 | 0 | 0 | 0 | 0 | 0 | 0 | 0 | 0 | 0 | 0 | 0 | 0 | 0 | 0 | 0 | 0
F7_Commercial_WA - Miscellaneous_Existing_Space Heating_Natural Gas_Windows - High Efficiency Glazing_A_Achievable Economic RVT Potential | F7 | Commercial | WA - Miscellaneous | Existing | Space Heating | Natural Gas | Windows - High Efficiency Glazing | A | Cumulative Energy Savings (MWh or mTherms) | Achievable Economic RVT Potential | 0 | 0 | 0 | 0 | 0 | 0 | 0 | 0 | 0 | 0 | 0 | 0 | 0 | 0 | 0 | 0 | 0 | 0 | 0 | 0 | 0 | 0 | 0 | 0 | 0 | 0 | 0
F8_Commercial_WA - Miscellaneous_Existing_Space Heating_Natural Gas_Windows - High Efficiency Glazing_A_Achievable Economic RVT Potential | F8 | Commercial | WA - Miscellaneous | Existing | Space Heating | Natural Gas | Windows - High Efficiency Glazing | A | Cumulative Summer Peak Savings (MW) | Achievable Economic RVT Potential | 0 | 0 | 0 | 0 | 0 | 0 | 0 | 0 | 0 | 0 | 0 | 0 | 0 | 0 | 0 | 0 | 0 | 0 | 0 | 0 | 0 | 0 | 0 | 0 | 0 | 0 | 0
F9_Commercial_WA - Miscellaneous_Existing_Space Heating_Natural Gas_Windows - High Efficiency Glazing_A_Achievable Economic RVT Potential | F9 | Commercial | WA - Miscellaneous | Existing | Space Heating | Natural Gas | Windows - High Efficiency Glazing | A | Cumulative Winter Peak Savings (MW) | Achievable Economic RVT Potential | 0 | 0 | 0 | 0 | 0 | 0 | 0 | 0 | 0 | 0 | 0 | 0 | 0 | 0 | 0 | 0 | 0 | 0 | 0 | 0 | 0 | 0 | 0 | 0 | 0 | 0 | 0
F10_Commercial_WA - Miscellaneous_Existing_Space Heating_Natural Gas_Windows - High Efficiency Glazing_A_Achievable Economic RVT Potential | F10 | Commercial | WA - Miscellaneous | Existing | Space Heating | Natural Gas | Windows - High Efficiency Glazing | A | Purchases (Incremental) | Achievable Economic RVT Potential | 0 | 0 | 0 | 0 | 0 | 0 | 0 | 0 | 0 | 0 | 0 | 0 | 0 | 0 | 0 | 0 | 0 | 0 | 0 | 0 | 0 | 0 | 0 | 0 | 0 | 0 | 0
F11_Commercial_WA - Miscellaneous_Existing_Space Heating_Natural Gas_Windows - High Efficiency Glazing_A_Achievable Economic RVT Potential | F11 | Commercial | WA - Miscellaneous | Existing | Space Heating | Natural Gas | Windows - High Efficiency Glazing | A | Purchases (Cumulative) | Achievable Economic RVT Potential | 0 | 0 | 0 | 0 | 0 | 0 | 0 | 0 | 0 | 0 | 0 | 0 | 0 | 0 | 0 | 0 | 0 | 0 | 0 | 0 | 0 | 0 | 0 | 0 | 0 | 0 | 0
F1_Commercial_WA - Miscellaneous_Existing_Space Heating_Natural Gas_Windows - Secondary Glazing Systems_A_Achievable Economic RVT Potential | F1 | Commercial | WA - Miscellaneous | Existing | Space Heating | Natural Gas | Windows - Secondary Glazing Systems | A | Integrated Unit Energy Savings (kWh or therms) | Achievable Economic RVT Potential | 0 | 0 | 8.7332 | 8.6858 | 8.629 | 8.5656 | 8.497 | 8.4218 | 8.3417 | 8.2535 | 8.1578 | 8.0557 | 7.9494 | 7.8431 | 7.7373 | 7.6345 | 7.5382 | 7.4522 | 7.3828 | 7.331 | 7.2891 | 7.2596 | 7.2331 | 7.2242 | 7.2161 | 7.2087 | 7.202
F2_Commercial_WA - Miscellaneous_Existing_Space Heating_Natural Gas_Windows - Secondary Glazing Systems_A_Achievable Economic RVT Potential | F2 | Commercial | WA - Miscellaneous | Existing | Space Heating | Natural Gas | Windows - Secondary Glazing Systems | A | Integrated Unit Summer Peak Savings (kW) | Achievable Economic RVT Potential | 0 | 0 | 0 | 0 | 0 | 0 | 0 | 0 | 0 | 0 | 0 | 0 | 0 | 0 | 0 | 0 | 0 | 0 | 0 | 0 | 0 | 0 | 0 | 0 | 0 | 0 | 0
F3_Commercial_WA - Miscellaneous_Existing_Space Heating_Natural Gas_Windows - Secondary Glazing Systems_A_Achievable Economic RVT Potential | F3 | Commercial | WA - Miscellaneous | Existing | Space Heating | Natural Gas | Windows - Secondary Glazing Systems | A | Integrated Unit Winter Peak Savings (kW) | Achievable Economic RVT Potential | 0 | 0 | 0 | 0 | 0 | 0 | 0 | 0 | 0 | 0 | 0 | 0 | 0 | 0 | 0 | 0 | 0 | 0 | 0 | 0 | 0 | 0 | 0 | 0 | 0 | 0 | 0
F4_Commercial_WA - Miscellaneous_Existing_Space Heating_Natural Gas_Windows - Secondary Glazing Systems_A_Achievable Economic RVT Potential | F4 | Commercial | WA - Miscellaneous | Existing | Space Heating | Natural Gas | Windows - Secondary Glazing Systems | A | Incremental Energy Savings (MWh or mTherms) | Achievable Economic RVT Potential | 0 | 0 | 0 | 0 | 0 | 0 | 0 | 0 | 0 | 0 | 0 | 0 | 0 | 0 | 0 | 0 | 0 | 0 | 0 | 0 | 0 | 0 | 0 | 0 | 0 | 0 | 0
F5_Commercial_WA - Miscellaneous_Existing_Space Heating_Natural Gas_Windows - Secondary Glazing Systems_A_Achievable Economic RVT Potential | F5 | Commercial | WA - Miscellaneous | Existing | Space Heating | Natural Gas | Windows - Secondary Glazing Systems | A | Incremental Summer Peak Savings (MW) | Achievable Economic RVT Potential | 0 | 0 | 0 | 0 | 0 | 0 | 0 | 0 | 0 | 0 | 0 | 0 | 0 | 0 | 0 | 0 | 0 | 0 | 0 | 0 | 0 | 0 | 0 | 0 | 0 | 0 | 0
F6_Commercial_WA - Miscellaneous_Existing_Space Heating_Natural Gas_Windows - Secondary Glazing Systems_A_Achievable Economic RVT Potential | F6 | Commercial | WA - Miscellaneous | Existing | Space Heating | Natural Gas | Windows - Secondary Glazing Systems | A | Incremental Winter Peak Savings (MW) | Achievable Economic RVT Potential | 0 | 0 | 0 | 0 | 0 | 0 | 0 | 0 | 0 | 0 | 0 | 0 | 0 | 0 | 0 | 0 | 0 | 0 | 0 | 0 | 0 | 0 | 0 | 0 | 0 | 0 | 0
F7_Commercial_WA - Miscellaneous_Existing_Space Heating_Natural Gas_Windows - Secondary Glazing Systems_A_Achievable Economic RVT Potential | F7 | Commercial | WA - Miscellaneous | Existing | Space Heating | Natural Gas | Windows - Secondary Glazing Systems | A | Cumulative Energy Savings (MWh or mTherms) | Achievable Economic RVT Potential | 0 | 0 | 0 | 0 | 0 | 0 | 0 | 0 | 0 | 0 | 0 | 0 | 0 | 0 | 0 | 0 | 0 | 0 | 0 | 0 | 0 | 0 | 0 | 0 | 0 | 0 | 0
F8_Commercial_WA - Miscellaneous_Existing_Space Heating_Natural Gas_Windows - Secondary Glazing Systems_A_Achievable Economic RVT Potential | F8 | Commercial | WA - Miscellaneous | Existing | Space Heating | Natural Gas | Windows - Secondary Glazing Systems | A | Cumulative Summer Peak Savings (MW) | Achievable Economic RVT Potential | 0 | 0 | 0 | 0 | 0 | 0 | 0 | 0 | 0 | 0 | 0 | 0 | 0 | 0 | 0 | 0 | 0 | 0 | 0 | 0 | 0 | 0 | 0 | 0 | 0 | 0 | 0
F9_Commercial_WA - Miscellaneous_Existing_Space Heating_Natural Gas_Windows - Secondary Glazing Systems_A_Achievable Economic RVT Potential | F9 | Commercial | WA - Miscellaneous | Existing | Space Heating | Natural Gas | Windows - Secondary Glazing Systems | A | Cumulative Winter Peak Savings (MW) | Achievable Economic RVT Potential | 0 | 0 | 0 | 0 | 0 | 0 | 0 | 0 | 0 | 0 | 0 | 0 | 0 | 0 | 0 | 0 | 0 | 0 | 0 | 0 | 0 | 0 | 0 | 0 | 0 | 0 | 0
F10_Commercial_WA - Miscellaneous_Existing_Space Heating_Natural Gas_Windows - Secondary Glazing Systems_A_Achievable Economic RVT Potential | F10 | Commercial | WA - Miscellaneous | Existing | Space Heating | Natural Gas | Windows - Secondary Glazing Systems | A | Purchases (Incremental) | Achievable Economic RVT Potential | 0 | 0 | 0 | 0 | 0 | 0 | 0 | 0 | 0 | 0 | 0 | 0 | 0 | 0 | 0 | 0 | 0 | 0 | 0 | 0 | 0 | 0 | 0 | 0 | 0 | 0 | 0
F11_Commercial_WA - Miscellaneous_Existing_Space Heating_Natural Gas_Windows - Secondary Glazing Systems_A_Achievable Economic RVT Potential | F11 | Commercial | WA - Miscellaneous | Existing | Space Heating | Natural Gas | Windows - Secondary Glazing Systems | A | Purchases (Cumulative) | Achievable Economic RVT Potential | 0 | 0 | 0 | 0 | 0 | 0 | 0 | 0 | 0 | 0 | 0 | 0 | 0 | 0 | 0 | 0 | 0 | 0 | 0 | 0 | 0 | 0 | 0 | 0 | 0 | 0 | 0
F1_Commercial_WA - Miscellaneous_Existing_Space Heating_Natural Gas_HVAC - Energy Recovery Ventilator_A_Achievable Economic RVT Potential | F1 | Commercial | WA - Miscellaneous | Existing | Space Heating | Natural Gas | HVAC - Energy Recovery Ventilator | A | Integrated Unit Energy Savings (kWh or therms) | Achievable Economic RVT Potential | 0 | 0 | 0.12156 | 0.12112 | 0.12069 | 0.12021 | 0.11969 | 0.11911 | 0.11848 | 0.11776 | 0.11696 | 0.11606 | 0.11509 | 0.11406 | 0.11301 | 0.11198 | 0.11101 | 0.11016 | 0.10946 | 0.10893 | 0.10851 | 0.10822 | 0.10797 | 0.10784 | 0.10772 | 0.10761 | 0.10752
F2_Commercial_WA - Miscellaneous_Existing_Space Heating_Natural Gas_HVAC - Energy Recovery Ventilator_A_Achievable Economic RVT Potential | F2 | Commercial | WA - Miscellaneous | Existing | Space Heating | Natural Gas | HVAC - Energy Recovery Ventilator | A | Integrated Unit Summer Peak Savings (kW) | Achievable Economic RVT Potential | 0 | 0 | 0 | 0 | 0 | 0 | 0 | 0 | 0 | 0 | 0 | 0 | 0 | 0 | 0 | 0 | 0 | 0 | 0 | 0 | 0 | 0 | 0 | 0 | 0 | 0 | 0
F3_Commercial_WA - Miscellaneous_Existing_Space Heating_Natural Gas_HVAC - Energy Recovery Ventilator_A_Achievable Economic RVT Potential | F3 | Commercial | WA - Miscellaneous | Existing | Space Heating | Natural Gas | HVAC - Energy Recovery Ventilator | A | Integrated Unit Winter Peak Savings (kW) | Achievable Economic RVT Potential | 0 | 0 | 0 | 0 | 0 | 0 | 0 | 0 | 0 | 0 | 0 | 0 | 0 | 0 | 0 | 0 | 0 | 0 | 0 | 0 | 0 | 0 | 0 | 0 | 0 | 0 | 0
F4_Commercial_WA - Miscellaneous_Existing_Space Heating_Natural Gas_HVAC - Energy Recovery Ventilator_A_Achievable Economic RVT Potential | F4 | Commercial | WA - Miscellaneous | Existing | Space Heating | Natural Gas | HVAC - Energy Recovery Ventilator | A | Incremental Energy Savings (MWh or mTherms) | Achievable Economic RVT Potential | 0 | 0 | 0 | 0 | 0 | 0 | 0 | 0 | 0 | 0 | 0 | 0 | 0 | 0 | 0 | 0 | 0 | 0 | 0 | 0 | 0 | 0 | 0 | 0 | 0 | 0 | 0
F5_Commercial_WA - Miscellaneous_Existing_Space Heating_Natural Gas_HVAC - Energy Recovery Ventilator_A_Achievable Economic RVT Potential | F5 | Commercial | WA - Miscellaneous | Existing | Space Heating | Natural Gas | HVAC - Energy Recovery Ventilator | A | Incremental Summer Peak Savings (MW) | Achievable Economic RVT Potential | 0 | 0 | 0 | 0 | 0 | 0 | 0 | 0 | 0 | 0 | 0 | 0 | 0 | 0 | 0 | 0 | 0 | 0 | 0 | 0 | 0 | 0 | 0 | 0 | 0 | 0 | 0
F6_Commercial_WA - Miscellaneous_Existing_Space Heating_Natural Gas_HVAC - Energy Recovery Ventilator_A_Achievable Economic RVT Potential | F6 | Commercial | WA - Miscellaneous | Existing | Space Heating | Natural Gas | HVAC - Energy Recovery Ventilator | A | Incremental Winter Peak Savings (MW) | Achievable Economic RVT Potential | 0 | 0 | 0 | 0 | 0 | 0 | 0 | 0 | 0 | 0 | 0 | 0 | 0 | 0 | 0 | 0 | 0 | 0 | 0 | 0 | 0 | 0 | 0 | 0 | 0 | 0 | 0
F7_Commercial_WA - Miscellaneous_Existing_Space Heating_Natural Gas_HVAC - Energy Recovery Ventilator_A_Achievable Economic RVT Potential | F7 | Commercial | WA - Miscellaneous | Existing | Space Heating | Natural Gas | HVAC - Energy Recovery Ventilator | A | Cumulative Energy Savings (MWh or mTherms) | Achievable Economic RVT Potential | 0 | 0 | 0 | 0 | 0 | 0 | 0 | 0 | 0 | 0 | 0 | 0 | 0 | 0 | 0 | 0 | 0 | 0 | 0 | 0 | 0 | 0 | 0 | 0 | 0 | 0 | 0
F8_Commercial_WA - Miscellaneous_Existing_Space Heating_Natural Gas_HVAC - Energy Recovery Ventilator_A_Achievable Economic RVT Potential | F8 | Commercial | WA - Miscellaneous | Existing | Space Heating | Natural Gas | HVAC - Energy Recovery Ventilator | A | Cumulative Summer Peak Savings (MW) | Achievable Economic RVT Potential | 0 | 0 | 0 | 0 | 0 | 0 | 0 | 0 | 0 | 0 | 0 | 0 | 0 | 0 | 0 | 0 | 0 | 0 | 0 | 0 | 0 | 0 | 0 | 0 | 0 | 0 | 0
F9_Commercial_WA - Miscellaneous_Existing_Space Heating_Natural Gas_HVAC - Energy Recovery Ventilator_A_Achievable Economic RVT Potential | F9 | Commercial | WA - Miscellaneous | Existing | Space Heating | Natural Gas | HVAC - Energy Recovery Ventilator | A | Cumulative Winter Peak Savings (MW) | Achievable Economic RVT Potential | 0 | 0 | 0 | 0 | 0 | 0 | 0 | 0 | 0 | 0 | 0 | 0 | 0 | 0 | 0 | 0 | 0 | 0 | 0 | 0 | 0 | 0 | 0 | 0 | 0 | 0 | 0
F10_Commercial_WA - Miscellaneous_Existing_Space Heating_Natural Gas_HVAC - Energy Recovery Ventilator_A_Achievable Economic RVT Potential | F10 | Commercial | WA - Miscellaneous | Existing | Space Heating | Natural Gas | HVAC - Energy Recovery Ventilator | A | Purchases (Incremental) | Achievable Economic RVT Potential | 0 | 0 | 0 | 0 | 0 | 0 | 0 | 0 | 0 | 0 | 0 | 0 | 0 | 0 | 0 | 0 | 0 | 0 | 0 | 0 | 0 | 0 | 0 | 0 | 0 | 0 | 0
F11_Commercial_WA - Miscellaneous_Existing_Space Heating_Natural Gas_HVAC - Energy Recovery Ventilator_A_Achievable Economic RVT Potential | F11 | Commercial | WA - Miscellaneous | Existing | Space Heating | Natural Gas | HVAC - Energy Recovery Ventilator | A | Purchases (Cumulative) | Achievable Economic RVT Potential | 0 | 0 | 0 | 0 | 0 | 0 | 0 | 0 | 0 | 0 | 0 | 0 | 0 | 0 | 0 | 0 | 0 | 0 | 0 | 0 | 0 | 0 | 0 | 0 | 0 | 0 | 0
F1_Commercial_WA - Miscellaneous_Existing_Space Heating_Natural Gas_Building Shell - Air Sealing (Infiltration Control)_A_Achievable Economic RVT Potential | F1 | Commercial | WA - Miscellaneous | Existing | Space Heating | Natural Gas | Building Shell - Air Sealing (Infiltration Control) | A | Integrated Unit Energy Savings (kWh or therms) | Achievable Economic RVT Potential | 0 | 0 | 110.0712 | 109.7349 | 109.4028 | 109.0756 | 108.7543 | 108.4395 | 108.1319 | 107.8323 | 107.5415 | 107.2605 | 106.9899 | 106.7305 | 106.4828 | 106.2476 | 106.0253 | 105.8164 | 105.6214 | 105.441 | 105.275 | 105.1238 | 104.986 | 104.8604 | 104.7459 | 104.6415 | 104.5463
F2_Commercial_WA - Miscellaneous_Existing_Space Heating_Natural Gas_Building Shell - Air Sealing (Infiltration Control)_A_Achievable Economic RVT Potential | F2 | Commercial | WA - Miscellaneous | Existing | Space Heating | Natural Gas | Building Shell - Air Sealing (Infiltration Control) | A | Integrated Unit Summer Peak Savings (kW) | Achievable Economic RVT Potential | 0 | 0 | 0 | 0 | 0 | 0 | 0 | 0 | 0 | 0 | 0 | 0 | 0 | 0 | 0 | 0 | 0 | 0 | 0 | 0 | 0 | 0 | 0 | 0 | 0 | 0 | 0
F3_Commercial_WA - Miscellaneous_Existing_Space Heating_Natural Gas_Building Shell - Air Sealing (Infiltration Control)_A_Achievable Economic RVT Potential | F3 | Commercial | WA - Miscellaneous | Existing | Space Heating | Natural Gas | Building Shell - Air Sealing (Infiltration Control) | A | Integrated Unit Winter Peak Savings (kW) | Achievable Economic RVT Potential | 0 | 0 | 0 | 0 | 0 | 0 | 0 | 0 | 0 | 0 | 0 | 0 | 0 | 0 | 0 | 0 | 0 | 0 | 0 | 0 | 0 | 0 | 0 | 0 | 0 | 0 | 0
F4_Commercial_WA - Miscellaneous_Existing_Space Heating_Natural Gas_Building Shell - Air Sealing (Infiltration Control)_A_Achievable Economic RVT Potential | F4 | Commercial | WA - Miscellaneous | Existing | Space Heating | Natural Gas | Building Shell - Air Sealing (Infiltration Control) | A | Incremental Energy Savings (MWh or mTherms) | Achievable Economic RVT Potential | 0 | 0 | 0 | 0 | 0 | 0 | 0 | 0 | 0 | 0 | 0 | 0 | 0 | 0 | 0 | 0 | 0 | 0 | 0 | 0 | 0 | 0 | 0 | 0 | 0 | 0 | 0
F5_Commercial_WA - Miscellaneous_Existing_Space Heating_Natural Gas_Building Shell - Air Sealing (Infiltration Control)_A_Achievable Economic RVT Potential | F5 | Commercial | WA - Miscellaneous | Existing | Space Heating | Natural Gas | Building Shell - Air Sealing (Infiltration Control) | A | Incremental Summer Peak Savings (MW) | Achievable Economic RVT Potential | 0 | 0 | 0 | 0 | 0 | 0 | 0 | 0 | 0 | 0 | 0 | 0 | 0 | 0 | 0 | 0 | 0 | 0 | 0 | 0 | 0 | 0 | 0 | 0 | 0 | 0 | 0
F6_Commercial_WA - Miscellaneous_Existing_Space Heating_Natural Gas_Building Shell - Air Sealing (Infiltration Control)_A_Achievable Economic RVT Potential | F6 | Commercial | WA - Miscellaneous | Existing | Space Heating | Natural Gas | Building Shell - Air Sealing (Infiltration Control) | A | Incremental Winter Peak Savings (MW) | Achievable Economic RVT Potential | 0 | 0 | 0 | 0 | 0 | 0 | 0 | 0 | 0 | 0 | 0 | 0 | 0 | 0 | 0 | 0 | 0 | 0 | 0 | 0 | 0 | 0 | 0 | 0 | 0 | 0 | 0
F7_Commercial_WA - Miscellaneous_Existing_Space Heating_Natural Gas_Building Shell - Air Sealing (Infiltration Control)_A_Achievable Economic RVT Potential | F7 | Commercial | WA - Miscellaneous | Existing | Space Heating | Natural Gas | Building Shell - Air Sealing (Infiltration Control) | A | Cumulative Energy Savings (MWh or mTherms) | Achievable Economic RVT Potential | 0 | 0 | 0 | 0 | 0 | 0 | 0 | 0 | 0 | 0 | 0 | 0 | 0 | 0 | 0 | 0 | 0 | 0 | 0 | 0 | 0 | 0 | 0 | 0 | 0 | 0 | 0
F8_Commercial_WA - Miscellaneous_Existing_Space Heating_Natural Gas_Building Shell - Air Sealing (Infiltration Control)_A_Achievable Economic RVT Potential | F8 | Commercial | WA - Miscellaneous | Existing | Space Heating | Natural Gas | Building Shell - Air Sealing (Infiltration Control) | A | Cumulative Summer Peak Savings (MW) | Achievable Economic RVT Potential | 0 | 0 | 0 | 0 | 0 | 0 | 0 | 0 | 0 | 0 | 0 | 0 | 0 | 0 | 0 | 0 | 0 | 0 | 0 | 0 | 0 | 0 | 0 | 0 | 0 | 0 | 0
F9_Commercial_WA - Miscellaneous_Existing_Space Heating_Natural Gas_Building Shell - Air Sealing (Infiltration Control)_A_Achievable Economic RVT Potential | F9 | Commercial | WA - Miscellaneous | Existing | Space Heating | Natural Gas | Building Shell - Air Sealing (Infiltration Control) | A | Cumulative Winter Peak Savings (MW) | Achievable Economic RVT Potential | 0 | 0 | 0 | 0 | 0 | 0 | 0 | 0 | 0 | 0 | 0 | 0 | 0 | 0 | 0 | 0 | 0 | 0 | 0 | 0 | 0 | 0 | 0 | 0 | 0 | 0 | 0
F10_Commercial_WA - Miscellaneous_Existing_Space Heating_Natural Gas_Building Shell - Air Sealing (Infiltration Control)_A_Achievable Economic RVT Potential | F10 | Commercial | WA - Miscellaneous | Existing | Space Heating | Natural Gas | Building Shell - Air Sealing (Infiltration Control) | A | Purchases (Incremental) | Achievable Economic RVT Potential | 0 | 0 | 0 | 0 | 0 | 0 | 0 | 0 | 0 | 0 | 0 | 0 | 0 | 0 | 0 | 0 | 0 | 0 | 0 | 0 | 0 | 0 | 0 | 0 | 0 | 0 | 0
F11_Commercial_WA - Miscellaneous_Existing_Space Heating_Natural Gas_Building Shell - Air Sealing (Infiltration Control)_A_Achievable Economic RVT Potential | F11 | Commercial | WA - Miscellaneous | Existing | Space Heating | Natural Gas | Building Shell - Air Sealing (Infiltration Control) | A | Purchases (Cumulative) | Achievable Economic RVT Potential | 0 | 0 | 0 | 0 | 0 | 0 | 0 | 0 | 0 | 0 | 0 | 0 | 0 | 0 | 0 | 0 | 0 | 0 | 0 | 0 | 0 | 0 | 0 | 0 | 0 | 0 | 0
F1_Commercial_WA - Miscellaneous_Existing_Space Heating_Natural Gas_Ventilation - Demand Controlled_A_Achievable Economic RVT Potential | F1 | Commercial | WA - Miscellaneous | Existing | Space Heating | Natural Gas | Ventilation - Demand Controlled | A | Integrated Unit Energy Savings (kWh or therms) | Achievable Economic RVT Potential | 0 | 0 | 0.029914 | 0.029785 | 0.029632 | 0.029469 | 0.029297 | 0.029112 | 0.028912 | 0.028693 | 0.028453 | 0.028192 | 0.027912 | 0.02762 | 0.027322 | 0.027031 | 0.026756 | 0.026509 | 0.026308 | 0.026156 | 0.02603 | 0.025937 | 0.025852 | 0.02582 | 0.025791 | 0.025765 | 0.025741
F2_Commercial_WA - Miscellaneous_Existing_Space Heating_Natural Gas_Ventilation - Demand Controlled_A_Achievable Economic RVT Potential | F2 | Commercial | WA - Miscellaneous | Existing | Space Heating | Natural Gas | Ventilation - Demand Controlled | A | Integrated Unit Summer Peak Savings (kW) | Achievable Economic RVT Potential | 0 | 0 | 0 | 0 | 0 | 0 | 0 | 0 | 0 | 0 | 0 | 0 | 0 | 0 | 0 | 0 | 0 | 0 | 0 | 0 | 0 | 0 | 0 | 0 | 0 | 0 | 0
F3_Commercial_WA - Miscellaneous_Existing_Space Heating_Natural Gas_Ventilation - Demand Controlled_A_Achievable Economic RVT Potential | F3 | Commercial | WA - Miscellaneous | Existing | Space Heating | Natural Gas | Ventilation - Demand Controlled | A | Integrated Unit Winter Peak Savings (kW) | Achievable Economic RVT Potential | 0 | 0 | 0 | 0 | 0 | 0 | 0 | 0 | 0 | 0 | 0 | 0 | 0 | 0 | 0 | 0 | 0 | 0 | 0 | 0 | 0 | 0 | 0 | 0 | 0 | 0 | 0
F4_Commercial_WA - Miscellaneous_Existing_Space Heating_Natural Gas_Ventilation - Demand Controlled_A_Achievable Economic RVT Potential | F4 | Commercial | WA - Miscellaneous | Existing | Space Heating | Natural Gas | Ventilation - Demand Controlled | A | Incremental Energy Savings (MWh or mTherms) | Achievable Economic RVT Potential | 0 | 0 | 0 | 0 | 0 | 0 | 0 | 0 | 0 | 0 | 0 | 0 | 0 | 0 | 0 | 0 | 0 | 0 | 0 | 0 | 0 | 0 | 0 | 0 | 0 | 0 | 0
F5_Commercial_WA - Miscellaneous_Existing_Space Heating_Natural Gas_Ventilation - Demand Controlled_A_Achievable Economic RVT Potential | F5 | Commercial | WA - Miscellaneous | Existing | Space Heating | Natural Gas | Ventilation - Demand Controlled | A | Incremental Summer Peak Savings (MW) | Achievable Economic RVT Potential | 0 | 0 | 0 | 0 | 0 | 0 | 0 | 0 | 0 | 0 | 0 | 0 | 0 | 0 | 0 | 0 | 0 | 0 | 0 | 0 | 0 | 0 | 0 | 0 | 0 | 0 | 0
F6_Commercial_WA - Miscellaneous_Existing_Space Heating_Natural Gas_Ventilation - Demand Controlled_A_Achievable Economic RVT Potential | F6 | Commercial | WA - Miscellaneous | Existing | Space Heating | Natural Gas | Ventilation - Demand Controlled | A | Incremental Winter Peak Savings (MW) | Achievable Economic RVT Potential | 0 | 0 | 0 | 0 | 0 | 0 | 0 | 0 | 0 | 0 | 0 | 0 | 0 | 0 | 0 | 0 | 0 | 0 | 0 | 0 | 0 | 0 | 0 | 0 | 0 | 0 | 0
F7_Commercial_WA - Miscellaneous_Existing_Space Heating_Natural Gas_Ventilation - Demand Controlled_A_Achievable Economic RVT Potential | F7 | Commercial | WA - Miscellaneous | Existing | Space Heating | Natural Gas | Ventilation - Demand Controlled | A | Cumulative Energy Savings (MWh or mTherms) | Achievable Economic RVT Potential | 0 | 0 | 0 | 0 | 0 | 0 | 0 | 0 | 0 | 0 | 0 | 0 | 0 | 0 | 0 | 0 | 0 | 0 | 0 | 0 | 0 | 0 | 0 | 0 | 0 | 0 | 0
F8_Commercial_WA - Miscellaneous_Existing_Space Heating_Natural Gas_Ventilation - Demand Controlled_A_Achievable Economic RVT Potential | F8 | Commercial | WA - Miscellaneous | Existing | Space Heating | Natural Gas | Ventilation - Demand Controlled | A | Cumulative Summer Peak Savings (MW) | Achievable Economic RVT Potential | 0 | 0 | 0 | 0 | 0 | 0 | 0 | 0 | 0 | 0 | 0 | 0 | 0 | 0 | 0 | 0 | 0 | 0 | 0 | 0 | 0 | 0 | 0 | 0 | 0 | 0 | 0
F9_Commercial_WA - Miscellaneous_Existing_Space Heating_Natural Gas_Ventilation - Demand Controlled_A_Achievable Economic RVT Potential | F9 | Commercial | WA - Miscellaneous | Existing | Space Heating | Natural Gas | Ventilation - Demand Controlled | A | Cumulative Winter Peak Savings (MW) | Achievable Economic RVT Potential | 0 | 0 | 0 | 0 | 0 | 0 | 0 | 0 | 0 | 0 | 0 | 0 | 0 | 0 | 0 | 0 | 0 | 0 | 0 | 0 | 0 | 0 | 0 | 0 | 0 | 0 | 0
F10_Commercial_WA - Miscellaneous_Existing_Space Heating_Natural Gas_Ventilation - Demand Controlled_A_Achievable Economic RVT Potential | F10 | Commercial | WA - Miscellaneous | Existing | Space Heating | Natural Gas | Ventilation - Demand Controlled | A | Purchases (Incremental) | Achievable Economic RVT Potential | 0 | 0 | 0 | 0 | 0 | 0 | 0 | 0 | 0 | 0 | 0 | 0 | 0 | 0 | 0 | 0 | 0 | 0 | 0 | 0 | 0 | 0 | 0 | 0 | 0 | 0 | 0
F11_Commercial_WA - Miscellaneous_Existing_Space Heating_Natural Gas_Ventilation - Demand Controlled_A_Achievable Economic RVT Potential | F11 | Commercial | WA - Miscellaneous | Existing | Space Heating | Natural Gas | Ventilation - Demand Controlled | A | Purchases (Cumulative) | Achievable Economic RVT Potential | 0 | 0 | 0 | 0 | 0 | 0 | 0 | 0 | 0 | 0 | 0 | 0 | 0 | 0 | 0 | 0 | 0 | 0 | 0 | 0 | 0 | 0 | 0 | 0 | 0 | 0 | 0
F1_Commercial_WA - Miscellaneous_Existing_Space Heating_Natural Gas_HVAC - Dedicated Outdoor Air System (DOAS)_A_Achievable Economic RVT Potential | F1 | Commercial | WA - Miscellaneous | Existing | Space Heating | Natural Gas | HVAC - Dedicated Outdoor Air System (DOAS) | A | Integrated Unit Energy Savings (kWh or therms) | Achievable Economic RVT Potential | 0 | 0 | -0.025891 | -0.025812 | -0.025733 | -0.025656 | -0.02558 | -0.025506 | -0.025434 | -0.025363 | -0.025294 | -0.025228 | -0.025164 | -0.025103 | -0.025044 | -0.024989 | -0.024936 | -0.024887 | -0.024841 | -0.024798 | -0.024759 | -0.024723 | -0.02469 | -0.024661 | -0.024634 | -0.024609 | -0.024586
F2_Commercial_WA - Miscellaneous_Existing_Space Heating_Natural Gas_HVAC - Dedicated Outdoor Air System (DOAS)_A_Achievable Economic RVT Potential | F2 | Commercial | WA - Miscellaneous | Existing | Space Heating | Natural Gas | HVAC - Dedicated Outdoor Air System (DOAS) | A | Integrated Unit Summer Peak Savings (kW) | Achievable Economic RVT Potential | 0 | 0 | 0 | 0 | 0 | 0 | 0 | 0 | 0 | 0 | 0 | 0 | 0 | 0 | 0 | 0 | 0 | 0 | 0 | 0 | 0 | 0 | 0 | 0 | 0 | 0 | 0
F3_Commercial_WA - Miscellaneous_Existing_Space Heating_Natural Gas_HVAC - Dedicated Outdoor Air System (DOAS)_A_Achievable Economic RVT Potential | F3 | Commercial | WA - Miscellaneous | Existing | Space Heating | Natural Gas | HVAC - Dedicated Outdoor Air System (DOAS) | A | Integrated Unit Winter Peak Savings (kW) | Achievable Economic RVT Potential | 0 | 0 | 0 | 0 | 0 | 0 | 0 | 0 | 0 | 0 | 0 | 0 | 0 | 0 | 0 | 0 | 0 | 0 | 0 | 0 | 0 | 0 | 0 | 0 | 0 | 0 | 0
F4_Commercial_WA - Miscellaneous_Existing_Space Heating_Natural Gas_HVAC - Dedicated Outdoor Air System (DOAS)_A_Achievable Economic RVT Potential | F4 | Commercial | WA - Miscellaneous | Existing | Space Heating | Natural Gas | HVAC - Dedicated Outdoor Air System (DOAS) | A | Incremental Energy Savings (MWh or mTherms) | Achievable Economic RVT Potential | 0 | 0 | 0 | 0 | 0 | 0 | 0 | 0 | 0 | 0 | 0 | 0 | 0 | 0 | 0 | 0 | 0 | 0 | 0 | 0 | 0 | 0 | 0 | 0 | 0 | 0 | 0
F5_Commercial_WA - Miscellaneous_Existing_Space Heating_Natural Gas_HVAC - Dedicated Outdoor Air System (DOAS)_A_Achievable Economic RVT Potential | F5 | Commercial | WA - Miscellaneous | Existing | Space Heating | Natural Gas | HVAC - Dedicated Outdoor Air System (DOAS) | A | Incremental Summer Peak Savings (MW) | Achievable Economic RVT Potential | 0 | 0 | 0 | 0 | 0 | 0 | 0 | 0 | 0 | 0 | 0 | 0 | 0 | 0 | 0 | 0 | 0 | 0 | 0 | 0 | 0 | 0 | 0 | 0 | 0 | 0 | 0
F6_Commercial_WA - Miscellaneous_Existing_Space Heating_Natural Gas_HVAC - Dedicated Outdoor Air System (DOAS)_A_Achievable Economic RVT Potential | F6 | Commercial | WA - Miscellaneous | Existing | Space Heating | Natural Gas | HVAC - Dedicated Outdoor Air System (DOAS) | A | Incremental Winter Peak Savings (MW) | Achievable Economic RVT Potential | 0 | 0 | 0 | 0 | 0 | 0 | 0 | 0 | 0 | 0 | 0 | 0 | 0 | 0 | 0 | 0 | 0 | 0 | 0 | 0 | 0 | 0 | 0 | 0 | 0 | 0 | 0
F7_Commercial_WA - Miscellaneous_Existing_Space Heating_Natural Gas_HVAC - Dedicated Outdoor Air System (DOAS)_A_Achievable Economic RVT Potential | F7 | Commercial | WA - Miscellaneous | Existing | Space Heating | Natural Gas | HVAC - Dedicated Outdoor Air System (DOAS) | A | Cumulative Energy Savings (MWh or mTherms) | Achievable Economic RVT Potential | 0 | 0 | 0 | 0 | 0 | 0 | 0 | 0 | 0 | 0 | 0 | 0 | 0 | 0 | 0 | 0 | 0 | 0 | 0 | 0 | 0 | 0 | 0 | 0 | 0 | 0 | 0
F8_Commercial_WA - Miscellaneous_Existing_Space Heating_Natural Gas_HVAC - Dedicated Outdoor Air System (DOAS)_A_Achievable Economic RVT Potential | F8 | Commercial | WA - Miscellaneous | Existing | Space Heating | Natural Gas | HVAC - Dedicated Outdoor Air System (DOAS) | A | Cumulative Summer Peak Savings (MW) | Achievable Economic RVT Potential | 0 | 0 | 0 | 0 | 0 | 0 | 0 | 0 | 0 | 0 | 0 | 0 | 0 | 0 | 0 | 0 | 0 | 0 | 0 | 0 | 0 | 0 | 0 | 0 | 0 | 0 | 0
F9_Commercial_WA - Miscellaneous_Existing_Space Heating_Natural Gas_HVAC - Dedicated Outdoor Air System (DOAS)_A_Achievable Economic RVT Potential | F9 | Commercial | WA - Miscellaneous | Existing | Space Heating | Natural Gas | HVAC - Dedicated Outdoor Air System (DOAS) | A | Cumulative Winter Peak Savings (MW) | Achievable Economic RVT Potential | 0 | 0 | 0 | 0 | 0 | 0 | 0 | 0 | 0 | 0 | 0 | 0 | 0 | 0 | 0 | 0 | 0 | 0 | 0 | 0 | 0 | 0 | 0 | 0 | 0 | 0 | 0
F10_Commercial_WA - Miscellaneous_Existing_Space Heating_Natural Gas_HVAC - Dedicated Outdoor Air System (DOAS)_A_Achievable Economic RVT Potential | F10 | Commercial | WA - Miscellaneous | Existing | Space Heating | Natural Gas | HVAC - Dedicated Outdoor Air System (DOAS) | A | Purchases (Incremental) | Achievable Economic RVT Potential | 0 | 0 | 0 | 0 | 0 | 0 | 0 | 0 | 0 | 0 | 0 | 0 | 0 | 0 | 0 | 0 | 0 | 0 | 0 | 0 | 0 | 0 | 0 | 0 | 0 | 0 | 0
F11_Commercial_WA - Miscellaneous_Existing_Space Heating_Natural Gas_HVAC - Dedicated Outdoor Air System (DOAS)_A_Achievable Economic RVT Potential | F11 | Commercial | WA - Miscellaneous | Existing | Space Heating | Natural Gas | HVAC - Dedicated Outdoor Air System (DOAS) | A | Purchases (Cumulative) | Achievable Economic RVT Potential | 0 | 0 | 0 | 0 | 0 | 0 | 0 | 0 | 0 | 0 | 0 | 0 | 0 | 0 | 0 | 0 | 0 | 0 | 0 | 0 | 0 | 0 | 0 | 0 | 0 | 0 | 0
F1_Commercial_WA - Miscellaneous_Existing_Space Heating_Natural Gas_Destratification Fans (HVLS)_A_Achievable Economic RVT Potential | F1 | Commercial | WA - Miscellaneous | Existing | Space Heating | Natural Gas | Destratification Fans (HVLS) | A | Integrated Unit Energy Savings (kWh or therms) | Achievable Economic RVT Potential | 0 | 0 | 606.5115 | 603.5595 | 600.1115 | 596.2899 | 592.152 | 587.6036 | 582.5275 | 576.8701 | 570.6233 | 563.8357 | 556.6193 | 549.3756 | 542.1112 | 535.0132 | 528.3686 | 522.4431 | 517.63 | 514.0061 | 511.0694 | 509.0042 | 507.1419 | 506.5216 | 505.956 | 505.4401 | 504.9697
F2_Commercial_WA - Miscellaneous_Existing_Space Heating_Natural Gas_Destratification Fans (HVLS)_A_Achievable Economic RVT Potential | F2 | Commercial | WA - Miscellaneous | Existing | Space Heating | Natural Gas | Destratification Fans (HVLS) | A | Integrated Unit Summer Peak Savings (kW) | Achievable Economic RVT Potential | 0 | 0 | 0 | 0 | 0 | 0 | 0 | 0 | 0 | 0 | 0 | 0 | 0 | 0 | 0 | 0 | 0 | 0 | 0 | 0 | 0 | 0 | 0 | 0 | 0 | 0 | 0
F3_Commercial_WA - Miscellaneous_Existing_Space Heating_Natural Gas_Destratification Fans (HVLS)_A_Achievable Economic RVT Potential | F3 | Commercial | WA - Miscellaneous | Existing | Space Heating | Natural Gas | Destratification Fans (HVLS) | A | Integrated Unit Winter Peak Savings (kW) | Achievable Economic RVT Potential | 0 | 0 | 0 | 0 | 0 | 0 | 0 | 0 | 0 | 0 | 0 | 0 | 0 | 0 | 0 | 0 | 0 | 0 | 0 | 0 | 0 | 0 | 0 | 0 | 0 | 0 | 0
F4_Commercial_WA - Miscellaneous_Existing_Space Heating_Natural Gas_Destratification Fans (HVLS)_A_Achievable Economic RVT Potential | F4 | Commercial | WA - Miscellaneous | Existing | Space Heating | Natural Gas | Destratification Fans (HVLS) | A | Incremental Energy Savings (MWh or mTherms) | Achievable Economic RVT Potential | 0 | 0 | 0 | 0 | 0 | 0 | 0 | 0 | 0 | 0 | 0 | 0 | 0 | 0 | 0 | 0 | 0 | 0 | 0 | 0 | 0 | 0 | 0 | 0 | 0 | 0 | 0
F5_Commercial_WA - Miscellaneous_Existing_Space Heating_Natural Gas_Destratification Fans (HVLS)_A_Achievable Economic RVT Potential | F5 | Commercial | WA - Miscellaneous | Existing | Space Heating | Natural Gas | Destratification Fans (HVLS) | A | Incremental Summer Peak Savings (MW) | Achievable Economic RVT Potential | 0 | 0 | 0 | 0 | 0 | 0 | 0 | 0 | 0 | 0 | 0 | 0 | 0 | 0 | 0 | 0 | 0 | 0 | 0 | 0 | 0 | 0 | 0 | 0 | 0 | 0 | 0
F6_Commercial_WA - Miscellaneous_Existing_Space Heating_Natural Gas_Destratification Fans (HVLS)_A_Achievable Economic RVT Potential | F6 | Commercial | WA - Miscellaneous | Existing | Space Heating | Natural Gas | Destratification Fans (HVLS) | A | Incremental Winter Peak Savings (MW) | Achievable Economic RVT Potential | 0 | 0 | 0 | 0 | 0 | 0 | 0 | 0 | 0 | 0 | 0 | 0 | 0 | 0 | 0 | 0 | 0 | 0 | 0 | 0 | 0 | 0 | 0 | 0 | 0 | 0 | 0
F7_Commercial_WA - Miscellaneous_Existing_Space Heating_Natural Gas_Destratification Fans (HVLS)_A_Achievable Economic RVT Potential | F7 | Commercial | WA - Miscellaneous | Existing | Space Heating | Natural Gas | Destratification Fans (HVLS) | A | Cumulative Energy Savings (MWh or mTherms) | Achievable Economic RVT Potential | 0 | 0 | 0 | 0 | 0 | 0 | 0 | 0 | 0 | 0 | 0 | 0 | 0 | 0 | 0 | 0 | 0 | 0 | 0 | 0 | 0 | 0 | 0 | 0 | 0 | 0 | 0
F8_Commercial_WA - Miscellaneous_Existing_Space Heating_Natural Gas_Destratification Fans (HVLS)_A_Achievable Economic RVT Potential | F8 | Commercial | WA - Miscellaneous | Existing | Space Heating | Natural Gas | Destratification Fans (HVLS) | A | Cumulative Summer Peak Savings (MW) | Achievable Economic RVT Potential | 0 | 0 | 0 | 0 | 0 | 0 | 0 | 0 | 0 | 0 | 0 | 0 | 0 | 0 | 0 | 0 | 0 | 0 | 0 | 0 | 0 | 0 | 0 | 0 | 0 | 0 | 0
F9_Commercial_WA - Miscellaneous_Existing_Space Heating_Natural Gas_Destratification Fans (HVLS)_A_Achievable Economic RVT Potential | F9 | Commercial | WA - Miscellaneous | Existing | Space Heating | Natural Gas | Destratification Fans (HVLS) | A | Cumulative Winter Peak Savings (MW) | Achievable Economic RVT Potential | 0 | 0 | 0 | 0 | 0 | 0 | 0 | 0 | 0 | 0 | 0 | 0 | 0 | 0 | 0 | 0 | 0 | 0 | 0 | 0 | 0 | 0 | 0 | 0 | 0 | 0 | 0
F10_Commercial_WA - Miscellaneous_Existing_Space Heating_Natural Gas_Destratification Fans (HVLS)_A_Achievable Economic RVT Potential | F10 | Commercial | WA - Miscellaneous | Existing | Space Heating | Natural Gas | Destratification Fans (HVLS) | A | Purchases (Incremental) | Achievable Economic RVT Potential | 0 | 0 | 0 | 0 | 0 | 0 | 0 | 0 | 0 | 0 | 0 | 0 | 0 | 0 | 0 | 0 | 0 | 0 | 0 | 0 | 0 | 0 | 0 | 0 | 0 | 0 | 0
F11_Commercial_WA - Miscellaneous_Existing_Space Heating_Natural Gas_Destratification Fans (HVLS)_A_Achievable Economic RVT Potential | F11 | Commercial | WA - Miscellaneous | Existing | Space Heating | Natural Gas | Destratification Fans (HVLS) | A | Purchases (Cumulative) | Achievable Economic RVT Potential | 0 | 0 | 0 | 0 | 0 | 0 | 0 | 0 | 0 | 0 | 0 | 0 | 0 | 0 | 0 | 0 | 0 | 0 | 0 | 0 | 0 | 0 | 0 | 0 | 0 | 0 | 0
F1_Commercial_WA - Miscellaneous_Existing_Space Heating_Natural Gas_Gas Boiler - Maintenance_A_Achievable Economic RVT Potential | F1 | Commercial | WA - Miscellaneous | Existing | Space Heating | Natural Gas | Gas Boiler - Maintenance | A | Integrated Unit Energy Savings (kWh or therms) | Achievable Economic RVT Potential | 0 | 0 | 0.13577 | 0.13498 | 0.13406 | 0.13308 | 0.13204 | 0.13093 | 0.12977 | 0.1285 | 0.12714 | 0.1257 | 0.12422 | 0.12275 | 0.12131 | 0.11992 | 0.11864 | 0.11754 | 0.11671 | 0.11614 | 0.11572 | 0.11547 | 0.11526 | 0.11531 | 0.11536 | 0.11541 | 0.11545
F2_Commercial_WA - Miscellaneous_Existing_Space Heating_Natural Gas_Gas Boiler - Maintenance_A_Achievable Economic RVT Potential | F2 | Commercial | WA - Miscellaneous | Existing | Space Heating | Natural Gas | Gas Boiler - Maintenance | A | Integrated Unit Summer Peak Savings (kW) | Achievable Economic RVT Potential | 0 | 0 | 0 | 0 | 0 | 0 | 0 | 0 | 0 | 0 | 0 | 0 | 0 | 0 | 0 | 0 | 0 | 0 | 0 | 0 | 0 | 0 | 0 | 0 | 0 | 0 | 0
F3_Commercial_WA - Miscellaneous_Existing_Space Heating_Natural Gas_Gas Boiler - Maintenance_A_Achievable Economic RVT Potential | F3 | Commercial | WA - Miscellaneous | Existing | Space Heating | Natural Gas | Gas Boiler - Maintenance | A | Integrated Unit Winter Peak Savings (kW) | Achievable Economic RVT Potential | 0 | 0 | 0 | 0 | 0 | 0 | 0 | 0 | 0 | 0 | 0 | 0 | 0 | 0 | 0 | 0 | 0 | 0 | 0 | 0 | 0 | 0 | 0 | 0 | 0 | 0 | 0
F4_Commercial_WA - Miscellaneous_Existing_Space Heating_Natural Gas_Gas Boiler - Maintenance_A_Achievable Economic RVT Potential | F4 | Commercial | WA - Miscellaneous | Existing | Space Heating | Natural Gas | Gas Boiler - Maintenance | A | Incremental Energy Savings (MWh or mTherms) | Achievable Economic RVT Potential | 0 | 0 | 0 | 0 | 0 | 0 | 0 | 0 | 0 | 0 | 0 | 0 | 0 | 0 | 0 | 0 | 0 | 0 | 0 | 0 | 0 | 0 | 0 | 0 | 0 | 0 | 0
F5_Commercial_WA - Miscellaneous_Existing_Space Heating_Natural Gas_Gas Boiler - Maintenance_A_Achievable Economic RVT Potential | F5 | Commercial | WA - Miscellaneous | Existing | Space Heating | Natural Gas | Gas Boiler - Maintenance | A | Incremental Summer Peak Savings (MW) | Achievable Economic RVT Potential | 0 | 0 | 0 | 0 | 0 | 0 | 0 | 0 | 0 | 0 | 0 | 0 | 0 | 0 | 0 | 0 | 0 | 0 | 0 | 0 | 0 | 0 | 0 | 0 | 0 | 0 | 0
F6_Commercial_WA - Miscellaneous_Existing_Space Heating_Natural Gas_Gas Boiler - Maintenance_A_Achievable Economic RVT Potential | F6 | Commercial | WA - Miscellaneous | Existing | Space Heating | Natural Gas | Gas Boiler - Maintenance | A | Incremental Winter Peak Savings (MW) | Achievable Economic RVT Potential | 0 | 0 | 0 | 0 | 0 | 0 | 0 | 0 | 0 | 0 | 0 | 0 | 0 | 0 | 0 | 0 | 0 | 0 | 0 | 0 | 0 | 0 | 0 | 0 | 0 | 0 | 0
F7_Commercial_WA - Miscellaneous_Existing_Space Heating_Natural Gas_Gas Boiler - Maintenance_A_Achievable Economic RVT Potential | F7 | Commercial | WA - Miscellaneous | Existing | Space Heating | Natural Gas | Gas Boiler - Maintenance | A | Cumulative Energy Savings (MWh or mTherms) | Achievable Economic RVT Potential | 0 | 0 | 0 | 0 | 0 | 0 | 0 | 0 | 0 | 0 | 0 | 0 | 0 | 0 | 0 | 0 | 0 | 0 | 0 | 0 | 0 | 0 | 0 | 0 | 0 | 0 | 0
F8_Commercial_WA - Miscellaneous_Existing_Space Heating_Natural Gas_Gas Boiler - Maintenance_A_Achievable Economic RVT Potential | F8 | Commercial | WA - Miscellaneous | Existing | Space Heating | Natural Gas | Gas Boiler - Maintenance | A | Cumulative Summer Peak Savings (MW) | Achievable Economic RVT Potential | 0 | 0 | 0 | 0 | 0 | 0 | 0 | 0 | 0 | 0 | 0 | 0 | 0 | 0 | 0 | 0 | 0 | 0 | 0 | 0 | 0 | 0 | 0 | 0 | 0 | 0 | 0
F9_Commercial_WA - Miscellaneous_Existing_Space Heating_Natural Gas_Gas Boiler - Maintenance_A_Achievable Economic RVT Potential | F9 | Commercial | WA - Miscellaneous | Existing | Space Heating | Natural Gas | Gas Boiler - Maintenance | A | Cumulative Winter Peak Savings (MW) | Achievable Economic RVT Potential | 0 | 0 | 0 | 0 | 0 | 0 | 0 | 0 | 0 | 0 | 0 | 0 | 0 | 0 | 0 | 0 | 0 | 0 | 0 | 0 | 0 | 0 | 0 | 0 | 0 | 0 | 0
F10_Commercial_WA - Miscellaneous_Existing_Space Heating_Natural Gas_Gas Boiler - Maintenance_A_Achievable Economic RVT Potential | F10 | Commercial | WA - Miscellaneous | Existing | Space Heating | Natural Gas | Gas Boiler - Maintenance | A | Purchases (Incremental) | Achievable Economic RVT Potential | 0 | 0 | 0 | 0 | 0 | 0 | 0 | 0 | 0 | 0 | 0 | 0 | 0 | 0 | 0 | 0 | 0 | 0 | 0 | 0 | 0 | 0 | 0 | 0 | 0 | 0 | 0
F11_Commercial_WA - Miscellaneous_Existing_Space Heating_Natural Gas_Gas Boiler - Maintenance_A_Achievable Economic RVT Potential | F11 | Commercial | WA - Miscellaneous | Existing | Space Heating | Natural Gas | Gas Boiler - Maintenance | A | Purchases (Cumulative) | Achievable Economic RVT Potential | 0 | 0 | 0 | 0 | 0 | 0 | 0 | 0 | 0 | 0 | 0 | 0 | 0 | 0 | 0 | 0 | 0 | 0 | 0 | 0 | 0 | 0 | 0 | 0 | 0 | 0 | 0
F1_Commercial_WA - Miscellaneous_Existing_Space Heating_Natural Gas_Gas Furnace - Maintenance_A_Achievable Economic RVT Potential | F1 | Commercial | WA - Miscellaneous | Existing | Space Heating | Natural Gas | Gas Furnace - Maintenance | A | Integrated Unit Energy Savings (kWh or therms) | Achievable Economic RVT Potential | 0 | 0 | 0.054386 | 0.054107 | 0.053761 | 0.053368 | 0.052935 | 0.052453 | 0.05193 | 0.051348 | 0.050712 | 0.05003 | 0.049316 | 0.048598 | 0.047879 | 0.047174 | 0.046507 | 0.0459 | 0.045392 | 0.044999 | 0.044669 | 0.044421 | 0.044195 | 0.044083 | 0.043979 | 0.043883 | 0.043795
F2_Commercial_WA - Miscellaneous_Existing_Space Heating_Natural Gas_Gas Furnace - Maintenance_A_Achievable Economic RVT Potential | F2 | Commercial | WA - Miscellaneous | Existing | Space Heating | Natural Gas | Gas Furnace - Maintenance | A | Integrated Unit Summer Peak Savings (kW) | Achievable Economic RVT Potential | 0 | 0 | 0 | 0 | 0 | 0 | 0 | 0 | 0 | 0 | 0 | 0 | 0 | 0 | 0 | 0 | 0 | 0 | 0 | 0 | 0 | 0 | 0 | 0 | 0 | 0 | 0
F3_Commercial_WA - Miscellaneous_Existing_Space Heating_Natural Gas_Gas Furnace - Maintenance_A_Achievable Economic RVT Potential | F3 | Commercial | WA - Miscellaneous | Existing | Space Heating | Natural Gas | Gas Furnace - Maintenance | A | Integrated Unit Winter Peak Savings (kW) | Achievable Economic RVT Potential | 0 | 0 | 0 | 0 | 0 | 0 | 0 | 0 | 0 | 0 | 0 | 0 | 0 | 0 | 0 | 0 | 0 | 0 | 0 | 0 | 0 | 0 | 0 | 0 | 0 | 0 | 0
F4_Commercial_WA - Miscellaneous_Existing_Space Heating_Natural Gas_Gas Furnace - Maintenance_A_Achievable Economic RVT Potential | F4 | Commercial | WA - Miscellaneous | Existing | Space Heating | Natural Gas | Gas Furnace - Maintenance | A | Incremental Energy Savings (MWh or mTherms) | Achievable Economic RVT Potential | 0 | 0 | 0 | 0 | 0 | 0 | 0 | 0 | 0 | 0 | 0 | 0 | 0 | 0 | 0 | 0 | 0 | 0 | 0 | 0 | 0 | 0 | 0 | 0 | 0 | 0 | 0
F5_Commercial_WA - Miscellaneous_Existing_Space Heating_Natural Gas_Gas Furnace - Maintenance_A_Achievable Economic RVT Potential | F5 | Commercial | WA - Miscellaneous | Existing | Space Heating | Natural Gas | Gas Furnace - Maintenance | A | Incremental Summer Peak Savings (MW) | Achievable Economic RVT Potential | 0 | 0 | 0 | 0 | 0 | 0 | 0 | 0 | 0 | 0 | 0 | 0 | 0 | 0 | 0 | 0 | 0 | 0 | 0 | 0 | 0 | 0 | 0 | 0 | 0 | 0 | 0
F6_Commercial_WA - Miscellaneous_Existing_Space Heating_Natural Gas_Gas Furnace - Maintenance_A_Achievable Economic RVT Potential | F6 | Commercial | WA - Miscellaneous | Existing | Space Heating | Natural Gas | Gas Furnace - Maintenance | A | Incremental Winter Peak Savings (MW) | Achievable Economic RVT Potential | 0 | 0 | 0 | 0 | 0 | 0 | 0 | 0 | 0 | 0 | 0 | 0 | 0 | 0 | 0 | 0 | 0 | 0 | 0 | 0 | 0 | 0 | 0 | 0 | 0 | 0 | 0
F7_Commercial_WA - Miscellaneous_Existing_Space Heating_Natural Gas_Gas Furnace - Maintenance_A_Achievable Economic RVT Potential | F7 | Commercial | WA - Miscellaneous | Existing | Space Heating | Natural Gas | Gas Furnace - Maintenance | A | Cumulative Energy Savings (MWh or mTherms) | Achievable Economic RVT Potential | 0 | 0 | 0 | 0 | 0 | 0 | 0 | 0 | 0 | 0 | 0 | 0 | 0 | 0 | 0 | 0 | 0 | 0 | 0 | 0 | 0 | 0 | 0 | 0 | 0 | 0 | 0
F8_Commercial_WA - Miscellaneous_Existing_Space Heating_Natural Gas_Gas Furnace - Maintenance_A_Achievable Economic RVT Potential | F8 | Commercial | WA - Miscellaneous | Existing | Space Heating | Natural Gas | Gas Furnace - Maintenance | A | Cumulative Summer Peak Savings (MW) | Achievable Economic RVT Potential | 0 | 0 | 0 | 0 | 0 | 0 | 0 | 0 | 0 | 0 | 0 | 0 | 0 | 0 | 0 | 0 | 0 | 0 | 0 | 0 | 0 | 0 | 0 | 0 | 0 | 0 | 0
F9_Commercial_WA - Miscellaneous_Existing_Space Heating_Natural Gas_Gas Furnace - Maintenance_A_Achievable Economic RVT Potential | F9 | Commercial | WA - Miscellaneous | Existing | Space Heating | Natural Gas | Gas Furnace - Maintenance | A | Cumulative Winter Peak Savings (MW) | Achievable Economic RVT Potential | 0 | 0 | 0 | 0 | 0 | 0 | 0 | 0 | 0 | 0 | 0 | 0 | 0 | 0 | 0 | 0 | 0 | 0 | 0 | 0 | 0 | 0 | 0 | 0 | 0 | 0 | 0
F10_Commercial_WA - Miscellaneous_Existing_Space Heating_Natural Gas_Gas Furnace - Maintenance_A_Achievable Economic RVT Potential | F10 | Commercial | WA - Miscellaneous | Existing | Space Heating | Natural Gas | Gas Furnace - Maintenance | A | Purchases (Incremental) | Achievable Economic RVT Potential | 0 | 0 | 0 | 0 | 0 | 0 | 0 | 0 | 0 | 0 | 0 | 0 | 0 | 0 | 0 | 0 | 0 | 0 | 0 | 0 | 0 | 0 | 0 | 0 | 0 | 0 | 0
F11_Commercial_WA - Miscellaneous_Existing_Space Heating_Natural Gas_Gas Furnace - Maintenance_A_Achievable Economic RVT Potential | F11 | Commercial | WA - Miscellaneous | Existing | Space Heating | Natural Gas | Gas Furnace - Maintenance | A | Purchases (Cumulative) | Achievable Economic RVT Potential | 0 | 0 | 0 | 0 | 0 | 0 | 0 | 0 | 0 | 0 | 0 | 0 | 0 | 0 | 0 | 0 | 0 | 0 | 0 | 0 | 0 | 0 | 0 | 0 | 0 | 0 | 0
F1_Commercial_WA - Miscellaneous_Existing_Space Heating_Natural Gas_Gas Boiler - Hot Water Reset_A_Achievable Economic RVT Potential | F1 | Commercial | WA - Miscellaneous | Existing | Space Heating | Natural Gas | Gas Boiler - Hot Water Reset | A | Integrated Unit Energy Savings (kWh or therms) | Achievable Economic RVT Potential | 0 | 0 | 241.3631 | 240.5183 | 239.7324 | 238.9909 | 238.2986 | 237.6544 | 237.057 | 236.5048 | 235.9933 | 235.5199 | 235.0848 | 234.7022 | 234.3643 | 234.0992 | 233.9169 | 233.8321 | 233.8565 | 233.9463 | 234.0609 | 234.1752 | 234.2884 | 234.3999 | 234.509 | 234.6155 | 234.7188
F2_Commercial_WA - Miscellaneous_Existing_Space Heating_Natural Gas_Gas Boiler - Hot Water Reset_A_Achievable Economic RVT Potential | F2 | Commercial | WA - Miscellaneous | Existing | Space Heating | Natural Gas | Gas Boiler - Hot Water Reset | A | Integrated Unit Summer Peak Savings (kW) | Achievable Economic RVT Potential | 0 | 0 | 0 | 0 | 0 | 0 | 0 | 0 | 0 | 0 | 0 | 0 | 0 | 0 | 0 | 0 | 0 | 0 | 0 | 0 | 0 | 0 | 0 | 0 | 0 | 0 | 0
F3_Commercial_WA - Miscellaneous_Existing_Space Heating_Natural Gas_Gas Boiler - Hot Water Reset_A_Achievable Economic RVT Potential | F3 | Commercial | WA - Miscellaneous | Existing | Space Heating | Natural Gas | Gas Boiler - Hot Water Reset | A | Integrated Unit Winter Peak Savings (kW) | Achievable Economic RVT Potential | 0 | 0 | 0 | 0 | 0 | 0 | 0 | 0 | 0 | 0 | 0 | 0 | 0 | 0 | 0 | 0 | 0 | 0 | 0 | 0 | 0 | 0 | 0 | 0 | 0 | 0 | 0
F4_Commercial_WA - Miscellaneous_Existing_Space Heating_Natural Gas_Gas Boiler - Hot Water Reset_A_Achievable Economic RVT Potential | F4 | Commercial | WA - Miscellaneous | Existing | Space Heating | Natural Gas | Gas Boiler - Hot Water Reset | A | Incremental Energy Savings (MWh or mTherms) | Achievable Economic RVT Potential | 0 | 0 | 0 | 0 | 0 | 0 | 0 | 0 | 0 | 0 | 0 | 0 | 0 | 0 | 0 | 0 | 0 | 0 | 0 | 0 | 0 | 0 | 0 | 0 | 0 | 0 | 0
F5_Commercial_WA - Miscellaneous_Existing_Space Heating_Natural Gas_Gas Boiler - Hot Water Reset_A_Achievable Economic RVT Potential | F5 | Commercial | WA - Miscellaneous | Existing | Space Heating | Natural Gas | Gas Boiler - Hot Water Reset | A | Incremental Summer Peak Savings (MW) | Achievable Economic RVT Potential | 0 | 0 | 0 | 0 | 0 | 0 | 0 | 0 | 0 | 0 | 0 | 0 | 0 | 0 | 0 | 0 | 0 | 0 | 0 | 0 | 0 | 0 | 0 | 0 | 0 | 0 | 0
F6_Commercial_WA - Miscellaneous_Existing_Space Heating_Natural Gas_Gas Boiler - Hot Water Reset_A_Achievable Economic RVT Potential | F6 | Commercial | WA - Miscellaneous | Existing | Space Heating | Natural Gas | Gas Boiler - Hot Water Reset | A | Incremental Winter Peak Savings (MW) | Achievable Economic RVT Potential | 0 | 0 | 0 | 0 | 0 | 0 | 0 | 0 | 0 | 0 | 0 | 0 | 0 | 0 | 0 | 0 | 0 | 0 | 0 | 0 | 0 | 0 | 0 | 0 | 0 | 0 | 0
F7_Commercial_WA - Miscellaneous_Existing_Space Heating_Natural Gas_Gas Boiler - Hot Water Reset_A_Achievable Economic RVT Potential | F7 | Commercial | WA - Miscellaneous | Existing | Space Heating | Natural Gas | Gas Boiler - Hot Water Reset | A | Cumulative Energy Savings (MWh or mTherms) | Achievable Economic RVT Potential | 0 | 0 | 0 | 0 | 0 | 0 | 0 | 0 | 0 | 0 | 0 | 0 | 0 | 0 | 0 | 0 | 0 | 0 | 0 | 0 | 0 | 0 | 0 | 0 | 0 | 0 | 0
F8_Commercial_WA - Miscellaneous_Existing_Space Heating_Natural Gas_Gas Boiler - Hot Water Reset_A_Achievable Economic RVT Potential | F8 | Commercial | WA - Miscellaneous | Existing | Space Heating | Natural Gas | Gas Boiler - Hot Water Reset | A | Cumulative Summer Peak Savings (MW) | Achievable Economic RVT Potential | 0 | 0 | 0 | 0 | 0 | 0 | 0 | 0 | 0 | 0 | 0 | 0 | 0 | 0 | 0 | 0 | 0 | 0 | 0 | 0 | 0 | 0 | 0 | 0 | 0 | 0 | 0
F9_Commercial_WA - Miscellaneous_Existing_Space Heating_Natural Gas_Gas Boiler - Hot Water Reset_A_Achievable Economic RVT Potential | F9 | Commercial | WA - Miscellaneous | Existing | Space Heating | Natural Gas | Gas Boiler - Hot Water Reset | A | Cumulative Winter Peak Savings (MW) | Achievable Economic RVT Potential | 0 | 0 | 0 | 0 | 0 | 0 | 0 | 0 | 0 | 0 | 0 | 0 | 0 | 0 | 0 | 0 | 0 | 0 | 0 | 0 | 0 | 0 | 0 | 0 | 0 | 0 | 0
F10_Commercial_WA - Miscellaneous_Existing_Space Heating_Natural Gas_Gas Boiler - Hot Water Reset_A_Achievable Economic RVT Potential | F10 | Commercial | WA - Miscellaneous | Existing | Space Heating | Natural Gas | Gas Boiler - Hot Water Reset | A | Purchases (Incremental) | Achievable Economic RVT Potential | 0 | 0 | 0 | 0 | 0 | 0 | 0 | 0 | 0 | 0 | 0 | 0 | 0 | 0 | 0 | 0 | 0 | 0 | 0 | 0 | 0 | 0 | 0 | 0 | 0 | 0 | 0
F11_Commercial_WA - Miscellaneous_Existing_Space Heating_Natural Gas_Gas Boiler - Hot Water Reset_A_Achievable Economic RVT Potential | F11 | Commercial | WA - Miscellaneous | Existing | Space Heating | Natural Gas | Gas Boiler - Hot Water Reset | A | Purchases (Cumulative) | Achievable Economic RVT Potential | 0 | 0 | 0 | 0 | 0 | 0 | 0 | 0 | 0 | 0 | 0 | 0 | 0 | 0 | 0 | 0 | 0 | 0 | 0 | 0 | 0 | 0 | 0 | 0 | 0 | 0 | 0
F1_Commercial_WA - Miscellaneous_Existing_Space Heating_Natural Gas_Gas Boiler - Steam Trap Replacement_A_Achievable Economic RVT Potential | F1 | Commercial | WA - Miscellaneous | Existing | Space Heating | Natural Gas | Gas Boiler - Steam Trap Replacement | A | Integrated Unit Energy Savings (kWh or therms) | Achievable Economic RVT Potential | 0 | 0 | 62.9073 | 62.5409 | 62.1187 | 61.6641 | 61.1842 | 60.6696 | 60.1299 | 59.5436 | 58.9137 | 58.2478 | 57.5602 | 56.8806 | 56.2102 | 55.5676 | 54.9772 | 54.4663 | 54.0809 | 53.8176 | 53.6205 | 53.5066 | 53.4065 | 53.4303 | 53.4537 | 53.4766 | 53.4989
F2_Commercial_WA - Miscellaneous_Existing_Space Heating_Natural Gas_Gas Boiler - Steam Trap Replacement_A_Achievable Economic RVT Potential | F2 | Commercial | WA - Miscellaneous | Existing | Space Heating | Natural Gas | Gas Boiler - Steam Trap Replacement | A | Integrated Unit Summer Peak Savings (kW) | Achievable Economic RVT Potential | 0 | 0 | 0 | 0 | 0 | 0 | 0 | 0 | 0 | 0 | 0 | 0 | 0 | 0 | 0 | 0 | 0 | 0 | 0 | 0 | 0 | 0 | 0 | 0 | 0 | 0 | 0
F3_Commercial_WA - Miscellaneous_Existing_Space Heating_Natural Gas_Gas Boiler - Steam Trap Replacement_A_Achievable Economic RVT Potential | F3 | Commercial | WA - Miscellaneous | Existing | Space Heating | Natural Gas | Gas Boiler - Steam Trap Replacement | A | Integrated Unit Winter Peak Savings (kW) | Achievable Economic RVT Potential | 0 | 0 | 0 | 0 | 0 | 0 | 0 | 0 | 0 | 0 | 0 | 0 | 0 | 0 | 0 | 0 | 0 | 0 | 0 | 0 | 0 | 0 | 0 | 0 | 0 | 0 | 0
F4_Commercial_WA - Miscellaneous_Existing_Space Heating_Natural Gas_Gas Boiler - Steam Trap Replacement_A_Achievable Economic RVT Potential | F4 | Commercial | WA - Miscellaneous | Existing | Space Heating | Natural Gas | Gas Boiler - Steam Trap Replacement | A | Incremental Energy Savings (MWh or mTherms) | Achievable Economic RVT Potential | 0 | 0 | 0 | 0 | 0 | 0 | 0 | 0 | 0 | 0 | 0 | 0 | 0 | 0 | 0 | 0 | 0 | 0 | 0 | 0 | 0 | 0 | 0 | 0 | 0 | 0 | 0
F5_Commercial_WA - Miscellaneous_Existing_Space Heating_Natural Gas_Gas Boiler - Steam Trap Replacement_A_Achievable Economic RVT Potential | F5 | Commercial | WA - Miscellaneous | Existing | Space Heating | Natural Gas | Gas Boiler - Steam Trap Replacement | A | Incremental Summer Peak Savings (MW) | Achievable Economic RVT Potential | 0 | 0 | 0 | 0 | 0 | 0 | 0 | 0 | 0 | 0 | 0 | 0 | 0 | 0 | 0 | 0 | 0 | 0 | 0 | 0 | 0 | 0 | 0 | 0 | 0 | 0 | 0
F6_Commercial_WA - Miscellaneous_Existing_Space Heating_Natural Gas_Gas Boiler - Steam Trap Replacement_A_Achievable Economic RVT Potential | F6 | Commercial | WA - Miscellaneous | Existing | Space Heating | Natural Gas | Gas Boiler - Steam Trap Replacement | A | Incremental Winter Peak Savings (MW) | Achievable Economic RVT Potential | 0 | 0 | 0 | 0 | 0 | 0 | 0 | 0 | 0 | 0 | 0 | 0 | 0 | 0 | 0 | 0 | 0 | 0 | 0 | 0 | 0 | 0 | 0 | 0 | 0 | 0 | 0
F7_Commercial_WA - Miscellaneous_Existing_Space Heating_Natural Gas_Gas Boiler - Steam Trap Replacement_A_Achievable Economic RVT Potential | F7 | Commercial | WA - Miscellaneous | Existing | Space Heating | Natural Gas | Gas Boiler - Steam Trap Replacement | A | Cumulative Energy Savings (MWh or mTherms) | Achievable Economic RVT Potential | 0 | 0 | 0 | 0 | 0 | 0 | 0 | 0 | 0 | 0 | 0 | 0 | 0 | 0 | 0 | 0 | 0 | 0 | 0 | 0 | 0 | 0 | 0 | 0 | 0 | 0 | 0
F8_Commercial_WA - Miscellaneous_Existing_Space Heating_Natural Gas_Gas Boiler - Steam Trap Replacement_A_Achievable Economic RVT Potential | F8 | Commercial | WA - Miscellaneous | Existing | Space Heating | Natural Gas | Gas Boiler - Steam Trap Replacement | A | Cumulative Summer Peak Savings (MW) | Achievable Economic RVT Potential | 0 | 0 | 0 | 0 | 0 | 0 | 0 | 0 | 0 | 0 | 0 | 0 | 0 | 0 | 0 | 0 | 0 | 0 | 0 | 0 | 0 | 0 | 0 | 0 | 0 | 0 | 0
F9_Commercial_WA - Miscellaneous_Existing_Space Heating_Natural Gas_Gas Boiler - Steam Trap Replacement_A_Achievable Economic RVT Potential | F9 | Commercial | WA - Miscellaneous | Existing | Space Heating | Natural Gas | Gas Boiler - Steam Trap Replacement | A | Cumulative Winter Peak Savings (MW) | Achievable Economic RVT Potential | 0 | 0 | 0 | 0 | 0 | 0 | 0 | 0 | 0 | 0 | 0 | 0 | 0 | 0 | 0 | 0 | 0 | 0 | 0 | 0 | 0 | 0 | 0 | 0 | 0 | 0 | 0
F10_Commercial_WA - Miscellaneous_Existing_Space Heating_Natural Gas_Gas Boiler - Steam Trap Replacement_A_Achievable Economic RVT Potential | F10 | Commercial | WA - Miscellaneous | Existing | Space Heating | Natural Gas | Gas Boiler - Steam Trap Replacement | A | Purchases (Incremental) | Achievable Economic RVT Potential | 0 | 0 | 0 | 0 | 0 | 0 | 0 | 0 | 0 | 0 | 0 | 0 | 0 | 0 | 0 | 0 | 0 | 0 | 0 | 0 | 0 | 0 | 0 | 0 | 0 | 0 | 0
F11_Commercial_WA - Miscellaneous_Existing_Space Heating_Natural Gas_Gas Boiler - Steam Trap Replacement_A_Achievable Economic RVT Potential | F11 | Commercial | WA - Miscellaneous | Existing | Space Heating | Natural Gas | Gas Boiler - Steam Trap Replacement | A | Purchases (Cumulative) | Achievable Economic RVT Potential | 0 | 0 | 0 | 0 | 0 | 0 | 0 | 0 | 0 | 0 | 0 | 0 | 0 | 0 | 0 | 0 | 0 | 0 | 0 | 0 | 0 | 0 | 0 | 0 | 0 | 0 | 0
F1_Commercial_WA - Miscellaneous_Existing_Space Heating_Natural Gas_Gas Boiler - High Turndown Burner_A_Achievable Economic RVT Potential | F1 | Commercial | WA - Miscellaneous | Existing | Space Heating | Natural Gas | Gas Boiler - High Turndown Burner | A | Integrated Unit Energy Savings (kWh or therms) | Achievable Economic RVT Potential | 0 | 0 | 0.22628 | 0.2251 | 0.22379 | 0.22238 | 0.22091 | 0.21933 | 0.21761 | 0.21573 | 0.21367 | 0.21144 | 0.20908 | 0.20674 | 0.2044 | 0.20214 | 0.20007 | 0.19827 | 0.19691 | 0.19596 | 0.19526 | 0.19485 | 0.19449 | 0.19458 | 0.19467 | 0.19475 | 0.19483
F2_Commercial_WA - Miscellaneous_Existing_Space Heating_Natural Gas_Gas Boiler - High Turndown Burner_A_Achievable Economic RVT Potential | F2 | Commercial | WA - Miscellaneous | Existing | Space Heating | Natural Gas | Gas Boiler - High Turndown Burner | A | Integrated Unit Summer Peak Savings (kW) | Achievable Economic RVT Potential | 0 | 0 | 0 | 0 | 0 | 0 | 0 | 0 | 0 | 0 | 0 | 0 | 0 | 0 | 0 | 0 | 0 | 0 | 0 | 0 | 0 | 0 | 0 | 0 | 0 | 0 | 0
F3_Commercial_WA - Miscellaneous_Existing_Space Heating_Natural Gas_Gas Boiler - High Turndown Burner_A_Achievable Economic RVT Potential | F3 | Commercial | WA - Miscellaneous | Existing | Space Heating | Natural Gas | Gas Boiler - High Turndown Burner | A | Integrated Unit Winter Peak Savings (kW) | Achievable Economic RVT Potential | 0 | 0 | 0 | 0 | 0 | 0 | 0 | 0 | 0 | 0 | 0 | 0 | 0 | 0 | 0 | 0 | 0 | 0 | 0 | 0 | 0 | 0 | 0 | 0 | 0 | 0 | 0
F4_Commercial_WA - Miscellaneous_Existing_Space Heating_Natural Gas_Gas Boiler - High Turndown Burner_A_Achievable Economic RVT Potential | F4 | Commercial | WA - Miscellaneous | Existing | Space Heating | Natural Gas | Gas Boiler - High Turndown Burner | A | Incremental Energy Savings (MWh or mTherms) | Achievable Economic RVT Potential | 0 | 0 | 0 | 0 | 0 | 0 | 0 | 0 | 0 | 0 | 0 | 0 | 0 | 0 | 0 | 0 | 0 | 0 | 0 | 0 | 0 | 0 | 0 | 0 | 0 | 0 | 0
F5_Commercial_WA - Miscellaneous_Existing_Space Heating_Natural Gas_Gas Boiler - High Turndown Burner_A_Achievable Economic RVT Potential | F5 | Commercial | WA - Miscellaneous | Existing | Space Heating | Natural Gas | Gas Boiler - High Turndown Burner | A | Incremental Summer Peak Savings (MW) | Achievable Economic RVT Potential | 0 | 0 | 0 | 0 | 0 | 0 | 0 | 0 | 0 | 0 | 0 | 0 | 0 | 0 | 0 | 0 | 0 | 0 | 0 | 0 | 0 | 0 | 0 | 0 | 0 | 0 | 0
F6_Commercial_WA - Miscellaneous_Existing_Space Heating_Natural Gas_Gas Boiler - High Turndown Burner_A_Achievable Economic RVT Potential | F6 | Commercial | WA - Miscellaneous | Existing | Space Heating | Natural Gas | Gas Boiler - High Turndown Burner | A | Incremental Winter Peak Savings (MW) | Achievable Economic RVT Potential | 0 | 0 | 0 | 0 | 0 | 0 | 0 | 0 | 0 | 0 | 0 | 0 | 0 | 0 | 0 | 0 | 0 | 0 | 0 | 0 | 0 | 0 | 0 | 0 | 0 | 0 | 0
F7_Commercial_WA - Miscellaneous_Existing_Space Heating_Natural Gas_Gas Boiler - High Turndown Burner_A_Achievable Economic RVT Potential | F7 | Commercial | WA - Miscellaneous | Existing | Space Heating | Natural Gas | Gas Boiler - High Turndown Burner | A | Cumulative Energy Savings (MWh or mTherms) | Achievable Economic RVT Potential | 0 | 0 | 0 | 0 | 0 | 0 | 0 | 0 | 0 | 0 | 0 | 0 | 0 | 0 | 0 | 0 | 0 | 0 | 0 | 0 | 0 | 0 | 0 | 0 | 0 | 0 | 0
F8_Commercial_WA - Miscellaneous_Existing_Space Heating_Natural Gas_Gas Boiler - High Turndown Burner_A_Achievable Economic RVT Potential | F8 | Commercial | WA - Miscellaneous | Existing | Space Heating | Natural Gas | Gas Boiler - High Turndown Burner | A | Cumulative Summer Peak Savings (MW) | Achievable Economic RVT Potential | 0 | 0 | 0 | 0 | 0 | 0 | 0 | 0 | 0 | 0 | 0 | 0 | 0 | 0 | 0 | 0 | 0 | 0 | 0 | 0 | 0 | 0 | 0 | 0 | 0 | 0 | 0
F9_Commercial_WA - Miscellaneous_Existing_Space Heating_Natural Gas_Gas Boiler - High Turndown Burner_A_Achievable Economic RVT Potential | F9 | Commercial | WA - Miscellaneous | Existing | Space Heating | Natural Gas | Gas Boiler - High Turndown Burner | A | Cumulative Winter Peak Savings (MW) | Achievable Economic RVT Potential | 0 | 0 | 0 | 0 | 0 | 0 | 0 | 0 | 0 | 0 | 0 | 0 | 0 | 0 | 0 | 0 | 0 | 0 | 0 | 0 | 0 | 0 | 0 | 0 | 0 | 0 | 0
F10_Commercial_WA - Miscellaneous_Existing_Space Heating_Natural Gas_Gas Boiler - High Turndown Burner_A_Achievable Economic RVT Potential | F10 | Commercial | WA - Miscellaneous | Existing | Space Heating | Natural Gas | Gas Boiler - High Turndown Burner | A | Purchases (Incremental) | Achievable Economic RVT Potential | 0 | 0 | 0 | 0 | 0 | 0 | 0 | 0 | 0 | 0 | 0 | 0 | 0 | 0 | 0 | 0 | 0 | 0 | 0 | 0 | 0 | 0 | 0 | 0 | 0 | 0 | 0
F11_Commercial_WA - Miscellaneous_Existing_Space Heating_Natural Gas_Gas Boiler - High Turndown Burner_A_Achievable Economic RVT Potential | F11 | Commercial | WA - Miscellaneous | Existing | Space Heating | Natural Gas | Gas Boiler - High Turndown Burner | A | Purchases (Cumulative) | Achievable Economic RVT Potential | 0 | 0 | 0 | 0 | 0 | 0 | 0 | 0 | 0 | 0 | 0 | 0 | 0 | 0 | 0 | 0 | 0 | 0 | 0 | 0 | 0 | 0 | 0 | 0 | 0 | 0 | 0
F1_Commercial_WA - Miscellaneous_Existing_Space Heating_Natural Gas_Gas Boiler - Burner Control Optimization_A_Achievable Economic RVT Potential | F1 | Commercial | WA - Miscellaneous | Existing | Space Heating | Natural Gas | Gas Boiler - Burner Control Optimization | A | Integrated Unit Energy Savings (kWh or therms) | Achievable Economic RVT Potential | 0 | 0 | 0.065621 | 0.065275 | 0.064889 | 0.064475 | 0.06404 | 0.063575 | 0.063067 | 0.06251 | 0.061902 | 0.061247 | 0.060556 | 0.05987 | 0.059189 | 0.058532 | 0.057929 | 0.057409 | 0.057015 | 0.056741 | 0.056537 | 0.056418 | 0.056314 | 0.05634 | 0.056365 | 0.056389 | 0.056413
F2_Commercial_WA - Miscellaneous_Existing_Space Heating_Natural Gas_Gas Boiler - Burner Control Optimization_A_Achievable Economic RVT Potential | F2 | Commercial | WA - Miscellaneous | Existing | Space Heating | Natural Gas | Gas Boiler - Burner Control Optimization | A | Integrated Unit Summer Peak Savings (kW) | Achievable Economic RVT Potential | 0 | 0 | 0 | 0 | 0 | 0 | 0 | 0 | 0 | 0 | 0 | 0 | 0 | 0 | 0 | 0 | 0 | 0 | 0 | 0 | 0 | 0 | 0 | 0 | 0 | 0 | 0
F3_Commercial_WA - Miscellaneous_Existing_Space Heating_Natural Gas_Gas Boiler - Burner Control Optimization_A_Achievable Economic RVT Potential | F3 | Commercial | WA - Miscellaneous | Existing | Space Heating | Natural Gas | Gas Boiler - Burner Control Optimization | A | Integrated Unit Winter Peak Savings (kW) | Achievable Economic RVT Potential | 0 | 0 | 0 | 0 | 0 | 0 | 0 | 0 | 0 | 0 | 0 | 0 | 0 | 0 | 0 | 0 | 0 | 0 | 0 | 0 | 0 | 0 | 0 | 0 | 0 | 0 | 0
F4_Commercial_WA - Miscellaneous_Existing_Space Heating_Natural Gas_Gas Boiler - Burner Control Optimization_A_Achievable Economic RVT Potential | F4 | Commercial | WA - Miscellaneous | Existing | Space Heating | Natural Gas | Gas Boiler - Burner Control Optimization | A | Incremental Energy Savings (MWh or mTherms) | Achievable Economic RVT Potential | 0 | 0 | 0 | 0 | 0 | 0 | 0 | 0 | 0 | 0 | 0 | 0 | 0 | 0 | 0 | 0 | 0 | 0 | 0 | 0 | 0 | 0 | 0 | 0 | 0 | 0 | 0
F5_Commercial_WA - Miscellaneous_Existing_Space Heating_Natural Gas_Gas Boiler - Burner Control Optimization_A_Achievable Economic RVT Potential | F5 | Commercial | WA - Miscellaneous | Existing | Space Heating | Natural Gas | Gas Boiler - Burner Control Optimization | A | Incremental Summer Peak Savings (MW) | Achievable Economic RVT Potential | 0 | 0 | 0 | 0 | 0 | 0 | 0 | 0 | 0 | 0 | 0 | 0 | 0 | 0 | 0 | 0 | 0 | 0 | 0 | 0 | 0 | 0 | 0 | 0 | 0 | 0 | 0
F6_Commercial_WA - Miscellaneous_Existing_Space Heating_Natural Gas_Gas Boiler - Burner Control Optimization_A_Achievable Economic RVT Potential | F6 | Commercial | WA - Miscellaneous | Existing | Space Heating | Natural Gas | Gas Boiler - Burner Control Optimization | A | Incremental Winter Peak Savings (MW) | Achievable Economic RVT Potential | 0 | 0 | 0 | 0 | 0 | 0 | 0 | 0 | 0 | 0 | 0 | 0 | 0 | 0 | 0 | 0 | 0 | 0 | 0 | 0 | 0 | 0 | 0 | 0 | 0 | 0 | 0
F7_Commercial_WA - Miscellaneous_Existing_Space Heating_Natural Gas_Gas Boiler - Burner Control Optimization_A_Achievable Economic RVT Potential | F7 | Commercial | WA - Miscellaneous | Existing | Space Heating | Natural Gas | Gas Boiler - Burner Control Optimization | A | Cumulative Energy Savings (MWh or mTherms) | Achievable Economic RVT Potential | 0 | 0 | 0 | 0 | 0 | 0 | 0 | 0 | 0 | 0 | 0 | 0 | 0 | 0 | 0 | 0 | 0 | 0 | 0 | 0 | 0 | 0 | 0 | 0 | 0 | 0 | 0
F8_Commercial_WA - Miscellaneous_Existing_Space Heating_Natural Gas_Gas Boiler - Burner Control Optimization_A_Achievable Economic RVT Potential | F8 | Commercial | WA - Miscellaneous | Existing | Space Heating | Natural Gas | Gas Boiler - Burner Control Optimization | A | Cumulative Summer Peak Savings (MW) | Achievable Economic RVT Potential | 0 | 0 | 0 | 0 | 0 | 0 | 0 | 0 | 0 | 0 | 0 | 0 | 0 | 0 | 0 | 0 | 0 | 0 | 0 | 0 | 0 | 0 | 0 | 0 | 0 | 0 | 0
F9_Commercial_WA - Miscellaneous_Existing_Space Heating_Natural Gas_Gas Boiler - Burner Control Optimization_A_Achievable Economic RVT Potential | F9 | Commercial | WA - Miscellaneous | Existing | Space Heating | Natural Gas | Gas Boiler - Burner Control Optimization | A | Cumulative Winter Peak Savings (MW) | Achievable Economic RVT Potential | 0 | 0 | 0 | 0 | 0 | 0 | 0 | 0 | 0 | 0 | 0 | 0 | 0 | 0 | 0 | 0 | 0 | 0 | 0 | 0 | 0 | 0 | 0 | 0 | 0 | 0 | 0
F10_Commercial_WA - Miscellaneous_Existing_Space Heating_Natural Gas_Gas Boiler - Burner Control Optimization_A_Achievable Economic RVT Potential | F10 | Commercial | WA - Miscellaneous | Existing | Space Heating | Natural Gas | Gas Boiler - Burner Control Optimization | A | Purchases (Incremental) | Achievable Economic RVT Potential | 0 | 0 | 0 | 0 | 0 | 0 | 0 | 0 | 0 | 0 | 0 | 0 | 0 | 0 | 0 | 0 | 0 | 0 | 0 | 0 | 0 | 0 | 0 | 0 | 0 | 0 | 0
F11_Commercial_WA - Miscellaneous_Existing_Space Heating_Natural Gas_Gas Boiler - Burner Control Optimization_A_Achievable Economic RVT Potential | F11 | Commercial | WA - Miscellaneous | Existing | Space Heating | Natural Gas | Gas Boiler - Burner Control Optimization | A | Purchases (Cumulative) | Achievable Economic RVT Potential | 0 | 0 | 0 | 0 | 0 | 0 | 0 | 0 | 0 | 0 | 0 | 0 | 0 | 0 | 0 | 0 | 0 | 0 | 0 | 0 | 0 | 0 | 0 | 0 | 0 | 0 | 0
F1_Commercial_WA - Miscellaneous_Existing_Space Heating_Natural Gas_Gas Boiler - Stack Economizer_A_Achievable Economic RVT Potential | F1 | Commercial | WA - Miscellaneous | Existing | Space Heating | Natural Gas | Gas Boiler - Stack Economizer | A | Integrated Unit Energy Savings (kWh or therms) | Achievable Economic RVT Potential | 0 | 0 | 0.21723 | 0.21596 | 0.2145 | 0.21293 | 0.21127 | 0.20949 | 0.20762 | 0.2056 | 0.20342 | 0.20113 | 0.19875 | 0.1964 | 0.19409 | 0.19187 | 0.18983 | 0.18807 | 0.18674 | 0.18583 | 0.18515 | 0.18475 | 0.18441 | 0.18449 | 0.18457 | 0.18465 | 0.18473
F2_Commercial_WA - Miscellaneous_Existing_Space Heating_Natural Gas_Gas Boiler - Stack Economizer_A_Achievable Economic RVT Potential | F2 | Commercial | WA - Miscellaneous | Existing | Space Heating | Natural Gas | Gas Boiler - Stack Economizer | A | Integrated Unit Summer Peak Savings (kW) | Achievable Economic RVT Potential | 0 | 0 | 0 | 0 | 0 | 0 | 0 | 0 | 0 | 0 | 0 | 0 | 0 | 0 | 0 | 0 | 0 | 0 | 0 | 0 | 0 | 0 | 0 | 0 | 0 | 0 | 0
F3_Commercial_WA - Miscellaneous_Existing_Space Heating_Natural Gas_Gas Boiler - Stack Economizer_A_Achievable Economic RVT Potential | F3 | Commercial | WA - Miscellaneous | Existing | Space Heating | Natural Gas | Gas Boiler - Stack Economizer | A | Integrated Unit Winter Peak Savings (kW) | Achievable Economic RVT Potential | 0 | 0 | 0 | 0 | 0 | 0 | 0 | 0 | 0 | 0 | 0 | 0 | 0 | 0 | 0 | 0 | 0 | 0 | 0 | 0 | 0 | 0 | 0 | 0 | 0 | 0 | 0
F4_Commercial_WA - Miscellaneous_Existing_Space Heating_Natural Gas_Gas Boiler - Stack Economizer_A_Achievable Economic RVT Potential | F4 | Commercial | WA - Miscellaneous | Existing | Space Heating | Natural Gas | Gas Boiler - Stack Economizer | A | Incremental Energy Savings (MWh or mTherms) | Achievable Economic RVT Potential | 0 | 0 | 0 | 0 | 0 | 0 | 0 | 0 | 0 | 0 | 0 | 0 | 0 | 0 | 0 | 0 | 0 | 0 | 0 | 0 | 0 | 0 | 0 | 0 | 0 | 0 | 0
F5_Commercial_WA - Miscellaneous_Existing_Space Heating_Natural Gas_Gas Boiler - Stack Economizer_A_Achievable Economic RVT Potential | F5 | Commercial | WA - Miscellaneous | Existing | Space Heating | Natural Gas | Gas Boiler - Stack Economizer | A | Incremental Summer Peak Savings (MW) | Achievable Economic RVT Potential | 0 | 0 | 0 | 0 | 0 | 0 | 0 | 0 | 0 | 0 | 0 | 0 | 0 | 0 | 0 | 0 | 0 | 0 | 0 | 0 | 0 | 0 | 0 | 0 | 0 | 0 | 0
F6_Commercial_WA - Miscellaneous_Existing_Space Heating_Natural Gas_Gas Boiler - Stack Economizer_A_Achievable Economic RVT Potential | F6 | Commercial | WA - Miscellaneous | Existing | Space Heating | Natural Gas | Gas Boiler - Stack Economizer | A | Incremental Winter Peak Savings (MW) | Achievable Economic RVT Potential | 0 | 0 | 0 | 0 | 0 | 0 | 0 | 0 | 0 | 0 | 0 | 0 | 0 | 0 | 0 | 0 | 0 | 0 | 0 | 0 | 0 | 0 | 0 | 0 | 0 | 0 | 0
F7_Commercial_WA - Miscellaneous_Existing_Space Heating_Natural Gas_Gas Boiler - Stack Economizer_A_Achievable Economic RVT Potential | F7 | Commercial | WA - Miscellaneous | Existing | Space Heating | Natural Gas | Gas Boiler - Stack Economizer | A | Cumulative Energy Savings (MWh or mTherms) | Achievable Economic RVT Potential | 0 | 0 | 0 | 0 | 0 | 0 | 0 | 0 | 0 | 0 | 0 | 0 | 0 | 0 | 0 | 0 | 0 | 0 | 0 | 0 | 0 | 0 | 0 | 0 | 0 | 0 | 0
F8_Commercial_WA - Miscellaneous_Existing_Space Heating_Natural Gas_Gas Boiler - Stack Economizer_A_Achievable Economic RVT Potential | F8 | Commercial | WA - Miscellaneous | Existing | Space Heating | Natural Gas | Gas Boiler - Stack Economizer | A | Cumulative Summer Peak Savings (MW) | Achievable Economic RVT Potential | 0 | 0 | 0 | 0 | 0 | 0 | 0 | 0 | 0 | 0 | 0 | 0 | 0 | 0 | 0 | 0 | 0 | 0 | 0 | 0 | 0 | 0 | 0 | 0 | 0 | 0 | 0
F9_Commercial_WA - Miscellaneous_Existing_Space Heating_Natural Gas_Gas Boiler - Stack Economizer_A_Achievable Economic RVT Potential | F9 | Commercial | WA - Miscellaneous | Existing | Space Heating | Natural Gas | Gas Boiler - Stack Economizer | A | Cumulative Winter Peak Savings (MW) | Achievable Economic RVT Potential | 0 | 0 | 0 | 0 | 0 | 0 | 0 | 0 | 0 | 0 | 0 | 0 | 0 | 0 | 0 | 0 | 0 | 0 | 0 | 0 | 0 | 0 | 0 | 0 | 0 | 0 | 0
F10_Commercial_WA - Miscellaneous_Existing_Space Heating_Natural Gas_Gas Boiler - Stack Economizer_A_Achievable Economic RVT Potential | F10 | Commercial | WA - Miscellaneous | Existing | Space Heating | Natural Gas | Gas Boiler - Stack Economizer | A | Purchases (Incremental) | Achievable Economic RVT Potential | 0 | 0 | 0 | 0 | 0 | 0 | 0 | 0 | 0 | 0 | 0 | 0 | 0 | 0 | 0 | 0 | 0 | 0 | 0 | 0 | 0 | 0 | 0 | 0 | 0 | 0 | 0
F11_Commercial_WA - Miscellaneous_Existing_Space Heating_Natural Gas_Gas Boiler - Stack Economizer_A_Achievable Economic RVT Potential | F11 | Commercial | WA - Miscellaneous | Existing | Space Heating | Natural Gas | Gas Boiler - Stack Economizer | A | Purchases (Cumulative) | Achievable Economic RVT Potential | 0 | 0 | 0 | 0 | 0 | 0 | 0 | 0 | 0 | 0 | 0 | 0 | 0 | 0 | 0 | 0 | 0 | 0 | 0 | 0 | 0 | 0 | 0 | 0 | 0 | 0 | 0
F1_Commercial_WA - Miscellaneous_Existing_Space Heating_Natural Gas_Gas Boiler - Thermostatic Radiator Valves_A_Achievable Economic RVT Potential | F1 | Commercial | WA - Miscellaneous | Existing | Space Heating | Natural Gas | Gas Boiler - Thermostatic Radiator Valves | A | Integrated Unit Energy Savings (kWh or therms) | Achievable Economic RVT Potential | 0 | 0 | 13.25 | 13.19 | 13.1248 | 13.0573 | 12.9885 | 12.9169 | 12.841 | 12.7594 | 12.671 | 12.5753 | 12.4732 | 12.3673 | 12.2601 | 12.1571 | 12.063 | 11.9823 | 11.9209 | 11.8777 | 11.8451 | 11.8259 | 11.8086 | 11.814 | 11.8194 | 11.8247 | 11.8298
F2_Commercial_WA - Miscellaneous_Existing_Space Heating_Natural Gas_Gas Boiler - Thermostatic Radiator Valves_A_Achievable Economic RVT Potential | F2 | Commercial | WA - Miscellaneous | Existing | Space Heating | Natural Gas | Gas Boiler - Thermostatic Radiator Valves | A | Integrated Unit Summer Peak Savings (kW) | Achievable Economic RVT Potential | 0 | 0 | 0 | 0 | 0 | 0 | 0 | 0 | 0 | 0 | 0 | 0 | 0 | 0 | 0 | 0 | 0 | 0 | 0 | 0 | 0 | 0 | 0 | 0 | 0 | 0 | 0
F3_Commercial_WA - Miscellaneous_Existing_Space Heating_Natural Gas_Gas Boiler - Thermostatic Radiator Valves_A_Achievable Economic RVT Potential | F3 | Commercial | WA - Miscellaneous | Existing | Space Heating | Natural Gas | Gas Boiler - Thermostatic Radiator Valves | A | Integrated Unit Winter Peak Savings (kW) | Achievable Economic RVT Potential | 0 | 0 | 0 | 0 | 0 | 0 | 0 | 0 | 0 | 0 | 0 | 0 | 0 | 0 | 0 | 0 | 0 | 0 | 0 | 0 | 0 | 0 | 0 | 0 | 0 | 0 | 0
F4_Commercial_WA - Miscellaneous_Existing_Space Heating_Natural Gas_Gas Boiler - Thermostatic Radiator Valves_A_Achievable Economic RVT Potential | F4 | Commercial | WA - Miscellaneous | Existing | Space Heating | Natural Gas | Gas Boiler - Thermostatic Radiator Valves | A | Incremental Energy Savings (MWh or mTherms) | Achievable Economic RVT Potential | 0 | 0 | 0 | 0 | 0 | 0 | 0 | 0 | 0 | 0 | 0 | 0 | 0 | 0 | 0 | 0 | 0 | 0 | 0 | 0 | 0 | 0 | 0 | 0 | 0 | 0 | 0
F5_Commercial_WA - Miscellaneous_Existing_Space Heating_Natural Gas_Gas Boiler - Thermostatic Radiator Valves_A_Achievable Economic RVT Potential | F5 | Commercial | WA - Miscellaneous | Existing | Space Heating | Natural Gas | Gas Boiler - Thermostatic Radiator Valves | A | Incremental Summer Peak Savings (MW) | Achievable Economic RVT Potential | 0 | 0 | 0 | 0 | 0 | 0 | 0 | 0 | 0 | 0 | 0 | 0 | 0 | 0 | 0 | 0 | 0 | 0 | 0 | 0 | 0 | 0 | 0 | 0 | 0 | 0 | 0
F6_Commercial_WA - Miscellaneous_Existing_Space Heating_Natural Gas_Gas Boiler - Thermostatic Radiator Valves_A_Achievable Economic RVT Potential | F6 | Commercial | WA - Miscellaneous | Existing | Space Heating | Natural Gas | Gas Boiler - Thermostatic Radiator Valves | A | Incremental Winter Peak Savings (MW) | Achievable Economic RVT Potential | 0 | 0 | 0 | 0 | 0 | 0 | 0 | 0 | 0 | 0 | 0 | 0 | 0 | 0 | 0 | 0 | 0 | 0 | 0 | 0 | 0 | 0 | 0 | 0 | 0 | 0 | 0
F7_Commercial_WA - Miscellaneous_Existing_Space Heating_Natural Gas_Gas Boiler - Thermostatic Radiator Valves_A_Achievable Economic RVT Potential | F7 | Commercial | WA - Miscellaneous | Existing | Space Heating | Natural Gas | Gas Boiler - Thermostatic Radiator Valves | A | Cumulative Energy Savings (MWh or mTherms) | Achievable Economic RVT Potential | 0 | 0 | 0 | 0 | 0 | 0 | 0 | 0 | 0 | 0 | 0 | 0 | 0 | 0 | 0 | 0 | 0 | 0 | 0 | 0 | 0 | 0 | 0 | 0 | 0 | 0 | 0
F8_Commercial_WA - Miscellaneous_Existing_Space Heating_Natural Gas_Gas Boiler - Thermostatic Radiator Valves_A_Achievable Economic RVT Potential | F8 | Commercial | WA - Miscellaneous | Existing | Space Heating | Natural Gas | Gas Boiler - Thermostatic Radiator Valves | A | Cumulative Summer Peak Savings (MW) | Achievable Economic RVT Potential | 0 | 0 | 0 | 0 | 0 | 0 | 0 | 0 | 0 | 0 | 0 | 0 | 0 | 0 | 0 | 0 | 0 | 0 | 0 | 0 | 0 | 0 | 0 | 0 | 0 | 0 | 0
F9_Commercial_WA - Miscellaneous_Existing_Space Heating_Natural Gas_Gas Boiler - Thermostatic Radiator Valves_A_Achievable Economic RVT Potential | F9 | Commercial | WA - Miscellaneous | Existing | Space Heating | Natural Gas | Gas Boiler - Thermostatic Radiator Valves | A | Cumulative Winter Peak Savings (MW) | Achievable Economic RVT Potential | 0 | 0 | 0 | 0 | 0 | 0 | 0 | 0 | 0 | 0 | 0 | 0 | 0 | 0 | 0 | 0 | 0 | 0 | 0 | 0 | 0 | 0 | 0 | 0 | 0 | 0 | 0
F10_Commercial_WA - Miscellaneous_Existing_Space Heating_Natural Gas_Gas Boiler - Thermostatic Radiator Valves_A_Achievable Economic RVT Potential | F10 | Commercial | WA - Miscellaneous | Existing | Space Heating | Natural Gas | Gas Boiler - Thermostatic Radiator Valves | A | Purchases (Incremental) | Achievable Economic RVT Potential | 0 | 0 | 0 | 0 | 0 | 0 | 0 | 0 | 0 | 0 | 0 | 0 | 0 | 0 | 0 | 0 | 0 | 0 | 0 | 0 | 0 | 0 | 0 | 0 | 0 | 0 | 0
F11_Commercial_WA - Miscellaneous_Existing_Space Heating_Natural Gas_Gas Boiler - Thermostatic Radiator Valves_A_Achievable Economic RVT Potential | F11 | Commercial | WA - Miscellaneous | Existing | Space Heating | Natural Gas | Gas Boiler - Thermostatic Radiator Valves | A | Purchases (Cumulative) | Achievable Economic RVT Potential | 0 | 0 | 0 | 0 | 0 | 0 | 0 | 0 | 0 | 0 | 0 | 0 | 0 | 0 | 0 | 0 | 0 | 0 | 0 | 0 | 0 | 0 | 0 | 0 | 0 | 0 | 0
F1_Commercial_WA - Miscellaneous_Existing_Space Heating_Natural Gas_HVAC - Shut Off Damper_A_Achievable Economic RVT Potential | F1 | Commercial | WA - Miscellaneous | Existing | Space Heating | Natural Gas | HVAC - Shut Off Damper | A | Integrated Unit Energy Savings (kWh or therms) | Achievable Economic RVT Potential | 0 | 0 | 27.5131 | 27.3636 | 27.1843 | 26.9855 | 26.7702 | 26.5343 | 26.2818 | 26.0036 | 25.7017 | 25.3797 | 25.0446 | 24.7097 | 24.376 | 24.0519 | 23.7482 | 23.477 | 23.2581 | 23.095 | 22.9627 | 22.8697 | 22.7857 | 22.7576 | 22.732 | 22.7086 | 22.6873
F2_Commercial_WA - Miscellaneous_Existing_Space Heating_Natural Gas_HVAC - Shut Off Damper_A_Achievable Economic RVT Potential | F2 | Commercial | WA - Miscellaneous | Existing | Space Heating | Natural Gas | HVAC - Shut Off Damper | A | Integrated Unit Summer Peak Savings (kW) | Achievable Economic RVT Potential | 0 | 0 | 0 | 0 | 0 | 0 | 0 | 0 | 0 | 0 | 0 | 0 | 0 | 0 | 0 | 0 | 0 | 0 | 0 | 0 | 0 | 0 | 0 | 0 | 0 | 0 | 0
F3_Commercial_WA - Miscellaneous_Existing_Space Heating_Natural Gas_HVAC - Shut Off Damper_A_Achievable Economic RVT Potential | F3 | Commercial | WA - Miscellaneous | Existing | Space Heating | Natural Gas | HVAC - Shut Off Damper | A | Integrated Unit Winter Peak Savings (kW) | Achievable Economic RVT Potential | 0 | 0 | 0 | 0 | 0 | 0 | 0 | 0 | 0 | 0 | 0 | 0 | 0 | 0 | 0 | 0 | 0 | 0 | 0 | 0 | 0 | 0 | 0 | 0 | 0 | 0 | 0
F4_Commercial_WA - Miscellaneous_Existing_Space Heating_Natural Gas_HVAC - Shut Off Damper_A_Achievable Economic RVT Potential | F4 | Commercial | WA - Miscellaneous | Existing | Space Heating | Natural Gas | HVAC - Shut Off Damper | A | Incremental Energy Savings (MWh or mTherms) | Achievable Economic RVT Potential | 0 | 0 | 0 | 0 | 0 | 0 | 0 | 0 | 0 | 0 | 0 | 0 | 0 | 0 | 0 | 0 | 0 | 0 | 0 | 0 | 0 | 0 | 0 | 0 | 0 | 0 | 0
F5_Commercial_WA - Miscellaneous_Existing_Space Heating_Natural Gas_HVAC - Shut Off Damper_A_Achievable Economic RVT Potential | F5 | Commercial | WA - Miscellaneous | Existing | Space Heating | Natural Gas | HVAC - Shut Off Damper | A | Incremental Summer Peak Savings (MW) | Achievable Economic RVT Potential | 0 | 0 | 0 | 0 | 0 | 0 | 0 | 0 | 0 | 0 | 0 | 0 | 0 | 0 | 0 | 0 | 0 | 0 | 0 | 0 | 0 | 0 | 0 | 0 | 0 | 0 | 0
F6_Commercial_WA - Miscellaneous_Existing_Space Heating_Natural Gas_HVAC - Shut Off Damper_A_Achievable Economic RVT Potential | F6 | Commercial | WA - Miscellaneous | Existing | Space Heating | Natural Gas | HVAC - Shut Off Damper | A | Incremental Winter Peak Savings (MW) | Achievable Economic RVT Potential | 0 | 0 | 0 | 0 | 0 | 0 | 0 | 0 | 0 | 0 | 0 | 0 | 0 | 0 | 0 | 0 | 0 | 0 | 0 | 0 | 0 | 0 | 0 | 0 | 0 | 0 | 0
F7_Commercial_WA - Miscellaneous_Existing_Space Heating_Natural Gas_HVAC - Shut Off Damper_A_Achievable Economic RVT Potential | F7 | Commercial | WA - Miscellaneous | Existing | Space Heating | Natural Gas | HVAC - Shut Off Damper | A | Cumulative Energy Savings (MWh or mTherms) | Achievable Economic RVT Potential | 0 | 0 | 0 | 0 | 0 | 0 | 0 | 0 | 0 | 0 | 0 | 0 | 0 | 0 | 0 | 0 | 0 | 0 | 0 | 0 | 0 | 0 | 0 | 0 | 0 | 0 | 0
F8_Commercial_WA - Miscellaneous_Existing_Space Heating_Natural Gas_HVAC - Shut Off Damper_A_Achievable Economic RVT Potential | F8 | Commercial | WA - Miscellaneous | Existing | Space Heating | Natural Gas | HVAC - Shut Off Damper | A | Cumulative Summer Peak Savings (MW) | Achievable Economic RVT Potential | 0 | 0 | 0 | 0 | 0 | 0 | 0 | 0 | 0 | 0 | 0 | 0 | 0 | 0 | 0 | 0 | 0 | 0 | 0 | 0 | 0 | 0 | 0 | 0 | 0 | 0 | 0
F9_Commercial_WA - Miscellaneous_Existing_Space Heating_Natural Gas_HVAC - Shut Off Damper_A_Achievable Economic RVT Potential | F9 | Commercial | WA - Miscellaneous | Existing | Space Heating | Natural Gas | HVAC - Shut Off Damper | A | Cumulative Winter Peak Savings (MW) | Achievable Economic RVT Potential | 0 | 0 | 0 | 0 | 0 | 0 | 0 | 0 | 0 | 0 | 0 | 0 | 0 | 0 | 0 | 0 | 0 | 0 | 0 | 0 | 0 | 0 | 0 | 0 | 0 | 0 | 0
F10_Commercial_WA - Miscellaneous_Existing_Space Heating_Natural Gas_HVAC - Shut Off Damper_A_Achievable Economic RVT Potential | F10 | Commercial | WA - Miscellaneous | Existing | Space Heating | Natural Gas | HVAC - Shut Off Damper | A | Purchases (Incremental) | Achievable Economic RVT Potential | 0 | 0 | 0 | 0 | 0 | 0 | 0 | 0 | 0 | 0 | 0 | 0 | 0 | 0 | 0 | 0 | 0 | 0 | 0 | 0 | 0 | 0 | 0 | 0 | 0 | 0 | 0
F11_Commercial_WA - Miscellaneous_Existing_Space Heating_Natural Gas_HVAC - Shut Off Damper_A_Achievable Economic RVT Potential | F11 | Commercial | WA - Miscellaneous | Existing | Space Heating | Natural Gas | HVAC - Shut Off Damper | A | Purchases (Cumulative) | Achievable Economic RVT Potential | 0 | 0 | 0 | 0 | 0 | 0 | 0 | 0 | 0 | 0 | 0 | 0 | 0 | 0 | 0 | 0 | 0 | 0 | 0 | 0 | 0 | 0 | 0 | 0 | 0 | 0 | 0
F1_Commercial_WA - Miscellaneous_Existing_Space Heating_Natural Gas_Gas Furnace - Tube Inserts_A_Achievable Economic RVT Potential | F1 | Commercial | WA - Miscellaneous | Existing | Space Heating | Natural Gas | Gas Furnace - Tube Inserts | A | Integrated Unit Energy Savings (kWh or therms) | Achievable Economic RVT Potential | 0 | 0 | 0 | 0 | 0 | 0 | 0 | 0 | 0 | 0 | 0 | 0 | 0 | 0 | 0 | 0 | 0 | 0 | 0 | 0 | 0 | 0 | 0 | 0 | 0 | 0 | 0
F2_Commercial_WA - Miscellaneous_Existing_Space Heating_Natural Gas_Gas Furnace - Tube Inserts_A_Achievable Economic RVT Potential | F2 | Commercial | WA - Miscellaneous | Existing | Space Heating | Natural Gas | Gas Furnace - Tube Inserts | A | Integrated Unit Summer Peak Savings (kW) | Achievable Economic RVT Potential | 0 | 0 | 0 | 0 | 0 | 0 | 0 | 0 | 0 | 0 | 0 | 0 | 0 | 0 | 0 | 0 | 0 | 0 | 0 | 0 | 0 | 0 | 0 | 0 | 0 | 0 | 0
F3_Commercial_WA - Miscellaneous_Existing_Space Heating_Natural Gas_Gas Furnace - Tube Inserts_A_Achievable Economic RVT Potential | F3 | Commercial | WA - Miscellaneous | Existing | Space Heating | Natural Gas | Gas Furnace - Tube Inserts | A | Integrated Unit Winter Peak Savings (kW) | Achievable Economic RVT Potential | 0 | 0 | 0 | 0 | 0 | 0 | 0 | 0 | 0 | 0 | 0 | 0 | 0 | 0 | 0 | 0 | 0 | 0 | 0 | 0 | 0 | 0 | 0 | 0 | 0 | 0 | 0
F4_Commercial_WA - Miscellaneous_Existing_Space Heating_Natural Gas_Gas Furnace - Tube Inserts_A_Achievable Economic RVT Potential | F4 | Commercial | WA - Miscellaneous | Existing | Space Heating | Natural Gas | Gas Furnace - Tube Inserts | A | Incremental Energy Savings (MWh or mTherms) | Achievable Economic RVT Potential | 0 | 0 | 0 | 0 | 0 | 0 | 0 | 0 | 0 | 0 | 0 | 0 | 0 | 0 | 0 | 0 | 0 | 0 | 0 | 0 | 0 | 0 | 0 | 0 | 0 | 0 | 0
F5_Commercial_WA - Miscellaneous_Existing_Space Heating_Natural Gas_Gas Furnace - Tube Inserts_A_Achievable Economic RVT Potential | F5 | Commercial | WA - Miscellaneous | Existing | Space Heating | Natural Gas | Gas Furnace - Tube Inserts | A | Incremental Summer Peak Savings (MW) | Achievable Economic RVT Potential | 0 | 0 | 0 | 0 | 0 | 0 | 0 | 0 | 0 | 0 | 0 | 0 | 0 | 0 | 0 | 0 | 0 | 0 | 0 | 0 | 0 | 0 | 0 | 0 | 0 | 0 | 0
F6_Commercial_WA - Miscellaneous_Existing_Space Heating_Natural Gas_Gas Furnace - Tube Inserts_A_Achievable Economic RVT Potential | F6 | Commercial | WA - Miscellaneous | Existing | Space Heating | Natural Gas | Gas Furnace - Tube Inserts | A | Incremental Winter Peak Savings (MW) | Achievable Economic RVT Potential | 0 | 0 | 0 | 0 | 0 | 0 | 0 | 0 | 0 | 0 | 0 | 0 | 0 | 0 | 0 | 0 | 0 | 0 | 0 | 0 | 0 | 0 | 0 | 0 | 0 | 0 | 0
F7_Commercial_WA - Miscellaneous_Existing_Space Heating_Natural Gas_Gas Furnace - Tube Inserts_A_Achievable Economic RVT Potential | F7 | Commercial | WA - Miscellaneous | Existing | Space Heating | Natural Gas | Gas Furnace - Tube Inserts | A | Cumulative Energy Savings (MWh or mTherms) | Achievable Economic RVT Potential | 0 | 0 | 0 | 0 | 0 | 0 | 0 | 0 | 0 | 0 | 0 | 0 | 0 | 0 | 0 | 0 | 0 | 0 | 0 | 0 | 0 | 0 | 0 | 0 | 0 | 0 | 0
F8_Commercial_WA - Miscellaneous_Existing_Space Heating_Natural Gas_Gas Furnace - Tube Inserts_A_Achievable Economic RVT Potential | F8 | Commercial | WA - Miscellaneous | Existing | Space Heating | Natural Gas | Gas Furnace - Tube Inserts | A | Cumulative Summer Peak Savings (MW) | Achievable Economic RVT Potential | 0 | 0 | 0 | 0 | 0 | 0 | 0 | 0 | 0 | 0 | 0 | 0 | 0 | 0 | 0 | 0 | 0 | 0 | 0 | 0 | 0 | 0 | 0 | 0 | 0 | 0 | 0
F9_Commercial_WA - Miscellaneous_Existing_Space Heating_Natural Gas_Gas Furnace - Tube Inserts_A_Achievable Economic RVT Potential | F9 | Commercial | WA - Miscellaneous | Existing | Space Heating | Natural Gas | Gas Furnace - Tube Inserts | A | Cumulative Winter Peak Savings (MW) | Achievable Economic RVT Potential | 0 | 0 | 0 | 0 | 0 | 0 | 0 | 0 | 0 | 0 | 0 | 0 | 0 | 0 | 0 | 0 | 0 | 0 | 0 | 0 | 0 | 0 | 0 | 0 | 0 | 0 | 0
F10_Commercial_WA - Miscellaneous_Existing_Space Heating_Natural Gas_Gas Furnace - Tube Inserts_A_Achievable Economic RVT Potential | F10 | Commercial | WA - Miscellaneous | Existing | Space Heating | Natural Gas | Gas Furnace - Tube Inserts | A | Purchases (Incremental) | Achievable Economic RVT Potential | 0 | 0 | 0 | 0 | 0 | 0 | 0 | 0 | 0 | 0 | 0 | 0 | 0 | 0 | 0 | 0 | 0 | 0 | 0 | 0 | 0 | 0 | 0 | 0 | 0 | 0 | 0
F11_Commercial_WA - Miscellaneous_Existing_Space Heating_Natural Gas_Gas Furnace - Tube Inserts_A_Achievable Economic RVT Potential | F11 | Commercial | WA - Miscellaneous | Existing | Space Heating | Natural Gas | Gas Furnace - Tube Inserts | A | Purchases (Cumulative) | Achievable Economic RVT Potential | 0 | 0 | 0 | 0 | 0 | 0 | 0 | 0 | 0 | 0 | 0 | 0 | 0 | 0 | 0 | 0 | 0 | 0 | 0 | 0 | 0 | 0 | 0 | 0 | 0 | 0 | 0
F1_Commercial_WA - Miscellaneous_Existing_Space Heating_Natural Gas_Gas Boiler - Insulate Steam Lines/Condensate Tank_A_Achievable Economic RVT Potential | F1 | Commercial | WA - Miscellaneous | Existing | Space Heating | Natural Gas | Gas Boiler - Insulate Steam Lines/Condensate Tank | A | Integrated Unit Energy Savings (kWh or therms) | Achievable Economic RVT Potential | 0 | 0 | 5.0392 | 5.017 | 4.9933 | 4.9688 | 4.9438 | 4.9177 | 4.89 | 4.86 | 4.8275 | 4.7922 | 4.7544 | 4.7151 | 4.6754 | 4.6373 | 4.6025 | 4.5728 | 4.55 | 4.5335 | 4.5211 | 4.5138 | 4.5072 | 4.5093 | 4.5114 | 4.5135 | 4.5154
F2_Commercial_WA - Miscellaneous_Existing_Space Heating_Natural Gas_Gas Boiler - Insulate Steam Lines/Condensate Tank_A_Achievable Economic RVT Potential | F2 | Commercial | WA - Miscellaneous | Existing | Space Heating | Natural Gas | Gas Boiler - Insulate Steam Lines/Condensate Tank | A | Integrated Unit Summer Peak Savings (kW) | Achievable Economic RVT Potential | 0 | 0 | 0 | 0 | 0 | 0 | 0 | 0 | 0 | 0 | 0 | 0 | 0 | 0 | 0 | 0 | 0 | 0 | 0 | 0 | 0 | 0 | 0 | 0 | 0 | 0 | 0
F3_Commercial_WA - Miscellaneous_Existing_Space Heating_Natural Gas_Gas Boiler - Insulate Steam Lines/Condensate Tank_A_Achievable Economic RVT Potential | F3 | Commercial | WA - Miscellaneous | Existing | Space Heating | Natural Gas | Gas Boiler - Insulate Steam Lines/Condensate Tank | A | Integrated Unit Winter Peak Savings (kW) | Achievable Economic RVT Potential | 0 | 0 | 0 | 0 | 0 | 0 | 0 | 0 | 0 | 0 | 0 | 0 | 0 | 0 | 0 | 0 | 0 | 0 | 0 | 0 | 0 | 0 | 0 | 0 | 0 | 0 | 0
F4_Commercial_WA - Miscellaneous_Existing_Space Heating_Natural Gas_Gas Boiler - Insulate Steam Lines/Condensate Tank_A_Achievable Economic RVT Potential | F4 | Commercial | WA - Miscellaneous | Existing | Space Heating | Natural Gas | Gas Boiler - Insulate Steam Lines/Condensate Tank | A | Incremental Energy Savings (MWh or mTherms) | Achievable Economic RVT Potential | 0 | 0 | 0 | 0 | 0 | 0 | 0 | 0 | 0 | 0 | 0 | 0 | 0 | 0 | 0 | 0 | 0 | 0 | 0 | 0 | 0 | 0 | 0 | 0 | 0 | 0 | 0
F5_Commercial_WA - Miscellaneous_Existing_Space Heating_Natural Gas_Gas Boiler - Insulate Steam Lines/Condensate Tank_A_Achievable Economic RVT Potential | F5 | Commercial | WA - Miscellaneous | Existing | Space Heating | Natural Gas | Gas Boiler - Insulate Steam Lines/Condensate Tank | A | Incremental Summer Peak Savings (MW) | Achievable Economic RVT Potential | 0 | 0 | 0 | 0 | 0 | 0 | 0 | 0 | 0 | 0 | 0 | 0 | 0 | 0 | 0 | 0 | 0 | 0 | 0 | 0 | 0 | 0 | 0 | 0 | 0 | 0 | 0
F6_Commercial_WA - Miscellaneous_Existing_Space Heating_Natural Gas_Gas Boiler - Insulate Steam Lines/Condensate Tank_A_Achievable Economic RVT Potential | F6 | Commercial | WA - Miscellaneous | Existing | Space Heating | Natural Gas | Gas Boiler - Insulate Steam Lines/Condensate Tank | A | Incremental Winter Peak Savings (MW) | Achievable Economic RVT Potential | 0 | 0 | 0 | 0 | 0 | 0 | 0 | 0 | 0 | 0 | 0 | 0 | 0 | 0 | 0 | 0 | 0 | 0 | 0 | 0 | 0 | 0 | 0 | 0 | 0 | 0 | 0
F7_Commercial_WA - Miscellaneous_Existing_Space Heating_Natural Gas_Gas Boiler - Insulate Steam Lines/Condensate Tank_A_Achievable Economic RVT Potential | F7 | Commercial | WA - Miscellaneous | Existing | Space Heating | Natural Gas | Gas Boiler - Insulate Steam Lines/Condensate Tank | A | Cumulative Energy Savings (MWh or mTherms) | Achievable Economic RVT Potential | 0 | 0 | 0 | 0 | 0 | 0 | 0 | 0 | 0 | 0 | 0 | 0 | 0 | 0 | 0 | 0 | 0 | 0 | 0 | 0 | 0 | 0 | 0 | 0 | 0 | 0 | 0
F8_Commercial_WA - Miscellaneous_Existing_Space Heating_Natural Gas_Gas Boiler - Insulate Steam Lines/Condensate Tank_A_Achievable Economic RVT Potential | F8 | Commercial | WA - Miscellaneous | Existing | Space Heating | Natural Gas | Gas Boiler - Insulate Steam Lines/Condensate Tank | A | Cumulative Summer Peak Savings (MW) | Achievable Economic RVT Potential | 0 | 0 | 0 | 0 | 0 | 0 | 0 | 0 | 0 | 0 | 0 | 0 | 0 | 0 | 0 | 0 | 0 | 0 | 0 | 0 | 0 | 0 | 0 | 0 | 0 | 0 | 0
F9_Commercial_WA - Miscellaneous_Existing_Space Heating_Natural Gas_Gas Boiler - Insulate Steam Lines/Condensate Tank_A_Achievable Economic RVT Potential | F9 | Commercial | WA - Miscellaneous | Existing | Space Heating | Natural Gas | Gas Boiler - Insulate Steam Lines/Condensate Tank | A | Cumulative Winter Peak Savings (MW) | Achievable Economic RVT Potential | 0 | 0 | 0 | 0 | 0 | 0 | 0 | 0 | 0 | 0 | 0 | 0 | 0 | 0 | 0 | 0 | 0 | 0 | 0 | 0 | 0 | 0 | 0 | 0 | 0 | 0 | 0
F10_Commercial_WA - Miscellaneous_Existing_Space Heating_Natural Gas_Gas Boiler - Insulate Steam Lines/Condensate Tank_A_Achievable Economic RVT Potential | F10 | Commercial | WA - Miscellaneous | Existing | Space Heating | Natural Gas | Gas Boiler - Insulate Steam Lines/Condensate Tank | A | Purchases (Incremental) | Achievable Economic RVT Potential | 0 | 0 | 0 | 0 | 0 | 0 | 0 | 0 | 0 | 0 | 0 | 0 | 0 | 0 | 0 | 0 | 0 | 0 | 0 | 0 | 0 | 0 | 0 | 0 | 0 | 0 | 0
F11_Commercial_WA - Miscellaneous_Existing_Space Heating_Natural Gas_Gas Boiler - Insulate Steam Lines/Condensate Tank_A_Achievable Economic RVT Potential | F11 | Commercial | WA - Miscellaneous | Existing | Space Heating | Natural Gas | Gas Boiler - Insulate Steam Lines/Condensate Tank | A | Purchases (Cumulative) | Achievable Economic RVT Potential | 0 | 0 | 0 | 0 | 0 | 0 | 0 | 0 | 0 | 0 | 0 | 0 | 0 | 0 | 0 | 0 | 0 | 0 | 0 | 0 | 0 | 0 | 0 | 0 | 0 | 0 | 0
F1_Commercial_WA - Miscellaneous_Existing_Space Heating_Natural Gas_Gas Boiler - Insulate Hot Water Lines_A_Achievable Economic RVT Potential | F1 | Commercial | WA - Miscellaneous | Existing | Space Heating | Natural Gas | Gas Boiler - Insulate Hot Water Lines | A | Integrated Unit Energy Savings (kWh or therms) | Achievable Economic RVT Potential | 0 | 0 | 3.3735 | 3.3541 | 3.332 | 3.3081 | 3.2829 | 3.2558 | 3.2273 | 3.1964 | 3.1631 | 3.1278 | 3.0914 | 3.0554 | 3.0196 | 2.9851 | 2.9534 | 2.926 | 2.9053 | 2.8911 | 2.8806 | 2.8744 | 2.8691 | 2.8704 | 2.8716 | 2.8729 | 2.8741
F2_Commercial_WA - Miscellaneous_Existing_Space Heating_Natural Gas_Gas Boiler - Insulate Hot Water Lines_A_Achievable Economic RVT Potential | F2 | Commercial | WA - Miscellaneous | Existing | Space Heating | Natural Gas | Gas Boiler - Insulate Hot Water Lines | A | Integrated Unit Summer Peak Savings (kW) | Achievable Economic RVT Potential | 0 | 0 | 0 | 0 | 0 | 0 | 0 | 0 | 0 | 0 | 0 | 0 | 0 | 0 | 0 | 0 | 0 | 0 | 0 | 0 | 0 | 0 | 0 | 0 | 0 | 0 | 0
F3_Commercial_WA - Miscellaneous_Existing_Space Heating_Natural Gas_Gas Boiler - Insulate Hot Water Lines_A_Achievable Economic RVT Potential | F3 | Commercial | WA - Miscellaneous | Existing | Space Heating | Natural Gas | Gas Boiler - Insulate Hot Water Lines | A | Integrated Unit Winter Peak Savings (kW) | Achievable Economic RVT Potential | 0 | 0 | 0 | 0 | 0 | 0 | 0 | 0 | 0 | 0 | 0 | 0 | 0 | 0 | 0 | 0 | 0 | 0 | 0 | 0 | 0 | 0 | 0 | 0 | 0 | 0 | 0
F4_Commercial_WA - Miscellaneous_Existing_Space Heating_Natural Gas_Gas Boiler - Insulate Hot Water Lines_A_Achievable Economic RVT Potential | F4 | Commercial | WA - Miscellaneous | Existing | Space Heating | Natural Gas | Gas Boiler - Insulate Hot Water Lines | A | Incremental Energy Savings (MWh or mTherms) | Achievable Economic RVT Potential | 0 | 0 | 0 | 0 | 0 | 0 | 0 | 0 | 0 | 0 | 0 | 0 | 0 | 0 | 0 | 0 | 0 | 0 | 0 | 0 | 0 | 0 | 0 | 0 | 0 | 0 | 0
F5_Commercial_WA - Miscellaneous_Existing_Space Heating_Natural Gas_Gas Boiler - Insulate Hot Water Lines_A_Achievable Economic RVT Potential | F5 | Commercial | WA - Miscellaneous | Existing | Space Heating | Natural Gas | Gas Boiler - Insulate Hot Water Lines | A | Incremental Summer Peak Savings (MW) | Achievable Economic RVT Potential | 0 | 0 | 0 | 0 | 0 | 0 | 0 | 0 | 0 | 0 | 0 | 0 | 0 | 0 | 0 | 0 | 0 | 0 | 0 | 0 | 0 | 0 | 0 | 0 | 0 | 0 | 0
F6_Commercial_WA - Miscellaneous_Existing_Space Heating_Natural Gas_Gas Boiler - Insulate Hot Water Lines_A_Achievable Economic RVT Potential | F6 | Commercial | WA - Miscellaneous | Existing | Space Heating | Natural Gas | Gas Boiler - Insulate Hot Water Lines | A | Incremental Winter Peak Savings (MW) | Achievable Economic RVT Potential | 0 | 0 | 0 | 0 | 0 | 0 | 0 | 0 | 0 | 0 | 0 | 0 | 0 | 0 | 0 | 0 | 0 | 0 | 0 | 0 | 0 | 0 | 0 | 0 | 0 | 0 | 0
F7_Commercial_WA - Miscellaneous_Existing_Space Heating_Natural Gas_Gas Boiler - Insulate Hot Water Lines_A_Achievable Economic RVT Potential | F7 | Commercial | WA - Miscellaneous | Existing | Space Heating | Natural Gas | Gas Boiler - Insulate Hot Water Lines | A | Cumulative Energy Savings (MWh or mTherms) | Achievable Economic RVT Potential | 0 | 0 | 0 | 0 | 0 | 0 | 0 | 0 | 0 | 0 | 0 | 0 | 0 | 0 | 0 | 0 | 0 | 0 | 0 | 0 | 0 | 0 | 0 | 0 | 0 | 0 | 0
F8_Commercial_WA - Miscellaneous_Existing_Space Heating_Natural Gas_Gas Boiler - Insulate Hot Water Lines_A_Achievable Economic RVT Potential | F8 | Commercial | WA - Miscellaneous | Existing | Space Heating | Natural Gas | Gas Boiler - Insulate Hot Water Lines | A | Cumulative Summer Peak Savings (MW) | Achievable Economic RVT Potential | 0 | 0 | 0 | 0 | 0 | 0 | 0 | 0 | 0 | 0 | 0 | 0 | 0 | 0 | 0 | 0 | 0 | 0 | 0 | 0 | 0 | 0 | 0 | 0 | 0 | 0 | 0
F9_Commercial_WA - Miscellaneous_Existing_Space Heating_Natural Gas_Gas Boiler - Insulate Hot Water Lines_A_Achievable Economic RVT Potential | F9 | Commercial | WA - Miscellaneous | Existing | Space Heating | Natural Gas | Gas Boiler - Insulate Hot Water Lines | A | Cumulative Winter Peak Savings (MW) | Achievable Economic RVT Potential | 0 | 0 | 0 | 0 | 0 | 0 | 0 | 0 | 0 | 0 | 0 | 0 | 0 | 0 | 0 | 0 | 0 | 0 | 0 | 0 | 0 | 0 | 0 | 0 | 0 | 0 | 0
F10_Commercial_WA - Miscellaneous_Existing_Space Heating_Natural Gas_Gas Boiler - Insulate Hot Water Lines_A_Achievable Economic RVT Potential | F10 | Commercial | WA - Miscellaneous | Existing | Space Heating | Natural Gas | Gas Boiler - Insulate Hot Water Lines | A | Purchases (Incremental) | Achievable Economic RVT Potential | 0 | 0 | 0 | 0 | 0 | 0 | 0 | 0 | 0 | 0 | 0 | 0 | 0 | 0 | 0 | 0 | 0 | 0 | 0 | 0 | 0 | 0 | 0 | 0 | 0 | 0 | 0
F11_Commercial_WA - Miscellaneous_Existing_Space Heating_Natural Gas_Gas Boiler - Insulate Hot Water Lines_A_Achievable Economic RVT Potential | F11 | Commercial | WA - Miscellaneous | Existing | Space Heating | Natural Gas | Gas Boiler - Insulate Hot Water Lines | A | Purchases (Cumulative) | Achievable Economic RVT Potential | 0 | 0 | 0 | 0 | 0 | 0 | 0 | 0 | 0 | 0 | 0 | 0 | 0 | 0 | 0 | 0 | 0 | 0 | 0 | 0 | 0 | 0 | 0 | 0 | 0 | 0 | 0
F1_Commercial_WA - Miscellaneous_Existing_Space Heating_Natural Gas_Condensing RTU_A_Achievable Economic RVT Potential | F1 | Commercial | WA - Miscellaneous | Existing | Space Heating | Natural Gas | Condensing RTU | A | Integrated Unit Energy Savings (kWh or therms) | Achievable Economic RVT Potential | 0 | 0 | 0.018751 | 0.018654 | 0.018535 | 0.0184 | 0.018251 | 0.018084 | 0.017904 | 0.017703 | 0.017484 | 0.017249 | 0.017003 | 0.016755 | 0.016507 | 0.016264 | 0.016034 | 0.015825 | 0.01565 | 0.015514 | 0.015401 | 0.015315 | 0.015237 | 0.015199 | 0.015163 | 0.01513 | 0.015099
F2_Commercial_WA - Miscellaneous_Existing_Space Heating_Natural Gas_Condensing RTU_A_Achievable Economic RVT Potential | F2 | Commercial | WA - Miscellaneous | Existing | Space Heating | Natural Gas | Condensing RTU | A | Integrated Unit Summer Peak Savings (kW) | Achievable Economic RVT Potential | 0 | 0 | 0 | 0 | 0 | 0 | 0 | 0 | 0 | 0 | 0 | 0 | 0 | 0 | 0 | 0 | 0 | 0 | 0 | 0 | 0 | 0 | 0 | 0 | 0 | 0 | 0
F3_Commercial_WA - Miscellaneous_Existing_Space Heating_Natural Gas_Condensing RTU_A_Achievable Economic RVT Potential | F3 | Commercial | WA - Miscellaneous | Existing | Space Heating | Natural Gas | Condensing RTU | A | Integrated Unit Winter Peak Savings (kW) | Achievable Economic RVT Potential | 0 | 0 | 0 | 0 | 0 | 0 | 0 | 0 | 0 | 0 | 0 | 0 | 0 | 0 | 0 | 0 | 0 | 0 | 0 | 0 | 0 | 0 | 0 | 0 | 0 | 0 | 0
F4_Commercial_WA - Miscellaneous_Existing_Space Heating_Natural Gas_Condensing RTU_A_Achievable Economic RVT Potential | F4 | Commercial | WA - Miscellaneous | Existing | Space Heating | Natural Gas | Condensing RTU | A | Incremental Energy Savings (MWh or mTherms) | Achievable Economic RVT Potential | 0 | 0 | 0 | 0 | 0 | 0 | 0 | 0 | 0 | 0 | 0 | 0 | 0 | 0 | 0 | 0 | 0 | 0 | 0 | 0 | 0 | 0 | 0 | 0 | 0 | 0 | 0
F5_Commercial_WA - Miscellaneous_Existing_Space Heating_Natural Gas_Condensing RTU_A_Achievable Economic RVT Potential | F5 | Commercial | WA - Miscellaneous | Existing | Space Heating | Natural Gas | Condensing RTU | A | Incremental Summer Peak Savings (MW) | Achievable Economic RVT Potential | 0 | 0 | 0 | 0 | 0 | 0 | 0 | 0 | 0 | 0 | 0 | 0 | 0 | 0 | 0 | 0 | 0 | 0 | 0 | 0 | 0 | 0 | 0 | 0 | 0 | 0 | 0
F6_Commercial_WA - Miscellaneous_Existing_Space Heating_Natural Gas_Condensing RTU_A_Achievable Economic RVT Potential | F6 | Commercial | WA - Miscellaneous | Existing | Space Heating | Natural Gas | Condensing RTU | A | Incremental Winter Peak Savings (MW) | Achievable Economic RVT Potential | 0 | 0 | 0 | 0 | 0 | 0 | 0 | 0 | 0 | 0 | 0 | 0 | 0 | 0 | 0 | 0 | 0 | 0 | 0 | 0 | 0 | 0 | 0 | 0 | 0 | 0 | 0
F7_Commercial_WA - Miscellaneous_Existing_Space Heating_Natural Gas_Condensing RTU_A_Achievable Economic RVT Potential | F7 | Commercial | WA - Miscellaneous | Existing | Space Heating | Natural Gas | Condensing RTU | A | Cumulative Energy Savings (MWh or mTherms) | Achievable Economic RVT Potential | 0 | 0 | 0 | 0 | 0 | 0 | 0 | 0 | 0 | 0 | 0 | 0 | 0 | 0 | 0 | 0 | 0 | 0 | 0 | 0 | 0 | 0 | 0 | 0 | 0 | 0 | 0
F8_Commercial_WA - Miscellaneous_Existing_Space Heating_Natural Gas_Condensing RTU_A_Achievable Economic RVT Potential | F8 | Commercial | WA - Miscellaneous | Existing | Space Heating | Natural Gas | Condensing RTU | A | Cumulative Summer Peak Savings (MW) | Achievable Economic RVT Potential | 0 | 0 | 0 | 0 | 0 | 0 | 0 | 0 | 0 | 0 | 0 | 0 | 0 | 0 | 0 | 0 | 0 | 0 | 0 | 0 | 0 | 0 | 0 | 0 | 0 | 0 | 0
F9_Commercial_WA - Miscellaneous_Existing_Space Heating_Natural Gas_Condensing RTU_A_Achievable Economic RVT Potential | F9 | Commercial | WA - Miscellaneous | Existing | Space Heating | Natural Gas | Condensing RTU | A | Cumulative Winter Peak Savings (MW) | Achievable Economic RVT Potential | 0 | 0 | 0 | 0 | 0 | 0 | 0 | 0 | 0 | 0 | 0 | 0 | 0 | 0 | 0 | 0 | 0 | 0 | 0 | 0 | 0 | 0 | 0 | 0 | 0 | 0 | 0
F10_Commercial_WA - Miscellaneous_Existing_Space Heating_Natural Gas_Condensing RTU_A_Achievable Economic RVT Potential | F10 | Commercial | WA - Miscellaneous | Existing | Space Heating | Natural Gas | Condensing RTU | A | Purchases (Incremental) | Achievable Economic RVT Potential | 0 | 0 | 0 | 0 | 0 | 0 | 0 | 0 | 0 | 0 | 0 | 0 | 0 | 0 | 0 | 0 | 0 | 0 | 0 | 0 | 0 | 0 | 0 | 0 | 0 | 0 | 0
F11_Commercial_WA - Miscellaneous_Existing_Space Heating_Natural Gas_Condensing RTU_A_Achievable Economic RVT Potential | F11 | Commercial | WA - Miscellaneous | Existing | Space Heating | Natural Gas | Condensing RTU | A | Purchases (Cumulative) | Achievable Economic RVT Potential | 0 | 0 | 0 | 0 | 0 | 0 | 0 | 0 | 0 | 0 | 0 | 0 | 0 | 0 | 0 | 0 | 0 | 0 | 0 | 0 | 0 | 0 | 0 | 0 | 0 | 0 | 0
F1_Commercial_WA - Miscellaneous_Existing_Space Heating_Natural Gas_Hydronic Heating Radiator Replacement_A_Achievable Economic RVT Potential | F1 | Commercial | WA - Miscellaneous | Existing | Space Heating | Natural Gas | Hydronic Heating Radiator Replacement | A | Integrated Unit Energy Savings (kWh or therms) | Achievable Economic RVT Potential | 0 | 0 | 28.6032 | 28.4365 | 28.2443 | 28.0373 | 27.8188 | 27.5846 | 27.3389 | 27.0722 | 26.7859 | 26.4831 | 26.1705 | 25.8615 | 25.5567 | 25.2645 | 24.996 | 24.7638 | 24.5885 | 24.4688 | 24.3792 | 24.3274 | 24.2819 | 24.2927 | 24.3034 | 24.3138 | 24.3239
F2_Commercial_WA - Miscellaneous_Existing_Space Heating_Natural Gas_Hydronic Heating Radiator Replacement_A_Achievable Economic RVT Potential | F2 | Commercial | WA - Miscellaneous | Existing | Space Heating | Natural Gas | Hydronic Heating Radiator Replacement | A | Integrated Unit Summer Peak Savings (kW) | Achievable Economic RVT Potential | 0 | 0 | 0 | 0 | 0 | 0 | 0 | 0 | 0 | 0 | 0 | 0 | 0 | 0 | 0 | 0 | 0 | 0 | 0 | 0 | 0 | 0 | 0 | 0 | 0 | 0 | 0
F3_Commercial_WA - Miscellaneous_Existing_Space Heating_Natural Gas_Hydronic Heating Radiator Replacement_A_Achievable Economic RVT Potential | F3 | Commercial | WA - Miscellaneous | Existing | Space Heating | Natural Gas | Hydronic Heating Radiator Replacement | A | Integrated Unit Winter Peak Savings (kW) | Achievable Economic RVT Potential | 0 | 0 | 0 | 0 | 0 | 0 | 0 | 0 | 0 | 0 | 0 | 0 | 0 | 0 | 0 | 0 | 0 | 0 | 0 | 0 | 0 | 0 | 0 | 0 | 0 | 0 | 0
F4_Commercial_WA - Miscellaneous_Existing_Space Heating_Natural Gas_Hydronic Heating Radiator Replacement_A_Achievable Economic RVT Potential | F4 | Commercial | WA - Miscellaneous | Existing | Space Heating | Natural Gas | Hydronic Heating Radiator Replacement | A | Incremental Energy Savings (MWh or mTherms) | Achievable Economic RVT Potential | 0 | 0 | 0 | 0 | 0 | 0 | 0 | 0 | 0 | 0 | 0 | 0 | 0 | 0 | 0 | 0 | 0 | 0 | 0 | 0 | 0 | 0 | 0 | 0 | 0 | 0 | 0
F5_Commercial_WA - Miscellaneous_Existing_Space Heating_Natural Gas_Hydronic Heating Radiator Replacement_A_Achievable Economic RVT Potential | F5 | Commercial | WA - Miscellaneous | Existing | Space Heating | Natural Gas | Hydronic Heating Radiator Replacement | A | Incremental Summer Peak Savings (MW) | Achievable Economic RVT Potential | 0 | 0 | 0 | 0 | 0 | 0 | 0 | 0 | 0 | 0 | 0 | 0 | 0 | 0 | 0 | 0 | 0 | 0 | 0 | 0 | 0 | 0 | 0 | 0 | 0 | 0 | 0
F6_Commercial_WA - Miscellaneous_Existing_Space Heating_Natural Gas_Hydronic Heating Radiator Replacement_A_Achievable Economic RVT Potential | F6 | Commercial | WA - Miscellaneous | Existing | Space Heating | Natural Gas | Hydronic Heating Radiator Replacement | A | Incremental Winter Peak Savings (MW) | Achievable Economic RVT Potential | 0 | 0 | 0 | 0 | 0 | 0 | 0 | 0 | 0 | 0 | 0 | 0 | 0 | 0 | 0 | 0 | 0 | 0 | 0 | 0 | 0 | 0 | 0 | 0 | 0 | 0 | 0
F7_Commercial_WA - Miscellaneous_Existing_Space Heating_Natural Gas_Hydronic Heating Radiator Replacement_A_Achievable Economic RVT Potential | F7 | Commercial | WA - Miscellaneous | Existing | Space Heating | Natural Gas | Hydronic Heating Radiator Replacement | A | Cumulative Energy Savings (MWh or mTherms) | Achievable Economic RVT Potential | 0 | 0 | 0 | 0 | 0 | 0 | 0 | 0 | 0 | 0 | 0 | 0 | 0 | 0 | 0 | 0 | 0 | 0 | 0 | 0 | 0 | 0 | 0 | 0 | 0 | 0 | 0
F8_Commercial_WA - Miscellaneous_Existing_Space Heating_Natural Gas_Hydronic Heating Radiator Replacement_A_Achievable Economic RVT Potential | F8 | Commercial | WA - Miscellaneous | Existing | Space Heating | Natural Gas | Hydronic Heating Radiator Replacement | A | Cumulative Summer Peak Savings (MW) | Achievable Economic RVT Potential | 0 | 0 | 0 | 0 | 0 | 0 | 0 | 0 | 0 | 0 | 0 | 0 | 0 | 0 | 0 | 0 | 0 | 0 | 0 | 0 | 0 | 0 | 0 | 0 | 0 | 0 | 0
F9_Commercial_WA - Miscellaneous_Existing_Space Heating_Natural Gas_Hydronic Heating Radiator Replacement_A_Achievable Economic RVT Potential | F9 | Commercial | WA - Miscellaneous | Existing | Space Heating | Natural Gas | Hydronic Heating Radiator Replacement | A | Cumulative Winter Peak Savings (MW) | Achievable Economic RVT Potential | 0 | 0 | 0 | 0 | 0 | 0 | 0 | 0 | 0 | 0 | 0 | 0 | 0 | 0 | 0 | 0 | 0 | 0 | 0 | 0 | 0 | 0 | 0 | 0 | 0 | 0 | 0
F10_Commercial_WA - Miscellaneous_Existing_Space Heating_Natural Gas_Hydronic Heating Radiator Replacement_A_Achievable Economic RVT Potential | F10 | Commercial | WA - Miscellaneous | Existing | Space Heating | Natural Gas | Hydronic Heating Radiator Replacement | A | Purchases (Incremental) | Achievable Economic RVT Potential | 0 | 0 | 0 | 0 | 0 | 0 | 0 | 0 | 0 | 0 | 0 | 0 | 0 | 0 | 0 | 0 | 0 | 0 | 0 | 0 | 0 | 0 | 0 | 0 | 0 | 0 | 0
F11_Commercial_WA - Miscellaneous_Existing_Space Heating_Natural Gas_Hydronic Heating Radiator Replacement_A_Achievable Economic RVT Potential | F11 | Commercial | WA - Miscellaneous | Existing | Space Heating | Natural Gas | Hydronic Heating Radiator Replacement | A | Purchases (Cumulative) | Achievable Economic RVT Potential | 0 | 0 | 0 | 0 | 0 | 0 | 0 | 0 | 0 | 0 | 0 | 0 | 0 | 0 | 0 | 0 | 0 | 0 | 0 | 0 | 0 | 0 | 0 | 0 | 0 | 0 | 0
F1_Commercial_WA - Miscellaneous_Existing_Space Heating_Natural Gas_Thermostat - Connected_A_Achievable Economic RVT Potential | F1 | Commercial | WA - Miscellaneous | Existing | Space Heating | Natural Gas | Thermostat - Connected | A | Integrated Unit Energy Savings (kWh or therms) | Achievable Economic RVT Potential | 0 | 0 | 27.0144 | 26.8804 | 26.7217 | 26.5465 | 26.3572 | 26.1497 | 25.9188 | 25.6621 | 25.3793 | 25.0726 | 24.747 | 24.4202 | 24.0926 | 23.7726 | 23.4728 | 23.2051 | 22.9891 | 22.8281 | 22.6977 | 22.606 | 22.5233 | 22.4957 | 22.4706 | 22.4477 | 22.4268
F2_Commercial_WA - Miscellaneous_Existing_Space Heating_Natural Gas_Thermostat - Connected_A_Achievable Economic RVT Potential | F2 | Commercial | WA - Miscellaneous | Existing | Space Heating | Natural Gas | Thermostat - Connected | A | Integrated Unit Summer Peak Savings (kW) | Achievable Economic RVT Potential | 0 | 0 | 0 | 0 | 0 | 0 | 0 | 0 | 0 | 0 | 0 | 0 | 0 | 0 | 0 | 0 | 0 | 0 | 0 | 0 | 0 | 0 | 0 | 0 | 0 | 0 | 0
F3_Commercial_WA - Miscellaneous_Existing_Space Heating_Natural Gas_Thermostat - Connected_A_Achievable Economic RVT Potential | F3 | Commercial | WA - Miscellaneous | Existing | Space Heating | Natural Gas | Thermostat - Connected | A | Integrated Unit Winter Peak Savings (kW) | Achievable Economic RVT Potential | 0 | 0 | 0 | 0 | 0 | 0 | 0 | 0 | 0 | 0 | 0 | 0 | 0 | 0 | 0 | 0 | 0 | 0 | 0 | 0 | 0 | 0 | 0 | 0 | 0 | 0 | 0
F4_Commercial_WA - Miscellaneous_Existing_Space Heating_Natural Gas_Thermostat - Connected_A_Achievable Economic RVT Potential | F4 | Commercial | WA - Miscellaneous | Existing | Space Heating | Natural Gas | Thermostat - Connected | A | Incremental Energy Savings (MWh or mTherms) | Achievable Economic RVT Potential | 0 | 0 | 0 | 0 | 0 | 0 | 0 | 0 | 0 | 0 | 0 | 0 | 0 | 0 | 0 | 0 | 0 | 0 | 0 | 0 | 0 | 0 | 0 | 0 | 0 | 0 | 0
F5_Commercial_WA - Miscellaneous_Existing_Space Heating_Natural Gas_Thermostat - Connected_A_Achievable Economic RVT Potential | F5 | Commercial | WA - Miscellaneous | Existing | Space Heating | Natural Gas | Thermostat - Connected | A | Incremental Summer Peak Savings (MW) | Achievable Economic RVT Potential | 0 | 0 | 0 | 0 | 0 | 0 | 0 | 0 | 0 | 0 | 0 | 0 | 0 | 0 | 0 | 0 | 0 | 0 | 0 | 0 | 0 | 0 | 0 | 0 | 0 | 0 | 0
F6_Commercial_WA - Miscellaneous_Existing_Space Heating_Natural Gas_Thermostat - Connected_A_Achievable Economic RVT Potential | F6 | Commercial | WA - Miscellaneous | Existing | Space Heating | Natural Gas | Thermostat - Connected | A | Incremental Winter Peak Savings (MW) | Achievable Economic RVT Potential | 0 | 0 | 0 | 0 | 0 | 0 | 0 | 0 | 0 | 0 | 0 | 0 | 0 | 0 | 0 | 0 | 0 | 0 | 0 | 0 | 0 | 0 | 0 | 0 | 0 | 0 | 0
F7_Commercial_WA - Miscellaneous_Existing_Space Heating_Natural Gas_Thermostat - Connected_A_Achievable Economic RVT Potential | F7 | Commercial | WA - Miscellaneous | Existing | Space Heating | Natural Gas | Thermostat - Connected | A | Cumulative Energy Savings (MWh or mTherms) | Achievable Economic RVT Potential | 0 | 0 | 0 | 0 | 0 | 0 | 0 | 0 | 0 | 0 | 0 | 0 | 0 | 0 | 0 | 0 | 0 | 0 | 0 | 0 | 0 | 0 | 0 | 0 | 0 | 0 | 0
F8_Commercial_WA - Miscellaneous_Existing_Space Heating_Natural Gas_Thermostat - Connected_A_Achievable Economic RVT Potential | F8 | Commercial | WA - Miscellaneous | Existing | Space Heating | Natural Gas | Thermostat - Connected | A | Cumulative Summer Peak Savings (MW) | Achievable Economic RVT Potential | 0 | 0 | 0 | 0 | 0 | 0 | 0 | 0 | 0 | 0 | 0 | 0 | 0 | 0 | 0 | 0 | 0 | 0 | 0 | 0 | 0 | 0 | 0 | 0 | 0 | 0 | 0
F9_Commercial_WA - Miscellaneous_Existing_Space Heating_Natural Gas_Thermostat - Connected_A_Achievable Economic RVT Potential | F9 | Commercial | WA - Miscellaneous | Existing | Space Heating | Natural Gas | Thermostat - Connected | A | Cumulative Winter Peak Savings (MW) | Achievable Economic RVT Potential | 0 | 0 | 0 | 0 | 0 | 0 | 0 | 0 | 0 | 0 | 0 | 0 | 0 | 0 | 0 | 0 | 0 | 0 | 0 | 0 | 0 | 0 | 0 | 0 | 0 | 0 | 0
F10_Commercial_WA - Miscellaneous_Existing_Space Heating_Natural Gas_Thermostat - Connected_A_Achievable Economic RVT Potential | F10 | Commercial | WA - Miscellaneous | Existing | Space Heating | Natural Gas | Thermostat - Connected | A | Purchases (Incremental) | Achievable Economic RVT Potential | 0 | 0 | 0 | 0 | 0 | 0 | 0 | 0 | 0 | 0 | 0 | 0 | 0 | 0 | 0 | 0 | 0 | 0 | 0 | 0 | 0 | 0 | 0 | 0 | 0 | 0 | 0
F11_Commercial_WA - Miscellaneous_Existing_Space Heating_Natural Gas_Thermostat - Connected_A_Achievable Economic RVT Potential | F11 | Commercial | WA - Miscellaneous | Existing | Space Heating | Natural Gas | Thermostat - Connected | A | Purchases (Cumulative) | Achievable Economic RVT Potential | 0 | 0 | 0 | 0 | 0 | 0 | 0 | 0 | 0 | 0 | 0 | 0 | 0 | 0 | 0 | 0 | 0 | 0 | 0 | 0 | 0 | 0 | 0 | 0 | 0 | 0 | 0
F1_Commercial_WA - Miscellaneous_Existing_Water Heating_Natural Gas_Water Heater - Thermostatic Shower Restriction Valve_A_Achievable Economic RVT Potential | F1 | Commercial | WA - Miscellaneous | Existing | Water Heating | Natural Gas | Water Heater - Thermostatic Shower Restriction Valve | A | Integrated Unit Energy Savings (kWh or therms) | Achievable Economic RVT Potential | 0 | 0 | 416.1119 | 408.6012 | 401.5613 | 395.4146 | 389.7504 | 384.5572 | 379.7384 | 375.6535 | 371.8846 | 368.4313 | 365.3013 | 362.6716 | 360.5054 | 358.295 | 356.5531 | 355.2199 | 354.1602 | 353.3095 | 352.6927 | 352.2469 | 351.9243 | 351.6893 | 351.3947 | 351.3283 | 351.2753
F2_Commercial_WA - Miscellaneous_Existing_Water Heating_Natural Gas_Water Heater - Thermostatic Shower Restriction Valve_A_Achievable Economic RVT Potential | F2 | Commercial | WA - Miscellaneous | Existing | Water Heating | Natural Gas | Water Heater - Thermostatic Shower Restriction Valve | A | Integrated Unit Summer Peak Savings (kW) | Achievable Economic RVT Potential | 0 | 0 | 0 | 0 | 0 | 0 | 0 | 0 | 0 | 0 | 0 | 0 | 0 | 0 | 0 | 0 | 0 | 0 | 0 | 0 | 0 | 0 | 0 | 0 | 0 | 0 | 0
F3_Commercial_WA - Miscellaneous_Existing_Water Heating_Natural Gas_Water Heater - Thermostatic Shower Restriction Valve_A_Achievable Economic RVT Potential | F3 | Commercial | WA - Miscellaneous | Existing | Water Heating | Natural Gas | Water Heater - Thermostatic Shower Restriction Valve | A | Integrated Unit Winter Peak Savings (kW) | Achievable Economic RVT Potential | 0 | 0 | 0 | 0 | 0 | 0 | 0 | 0 | 0 | 0 | 0 | 0 | 0 | 0 | 0 | 0 | 0 | 0 | 0 | 0 | 0 | 0 | 0 | 0 | 0 | 0 | 0
F4_Commercial_WA - Miscellaneous_Existing_Water Heating_Natural Gas_Water Heater - Thermostatic Shower Restriction Valve_A_Achievable Economic RVT Potential | F4 | Commercial | WA - Miscellaneous | Existing | Water Heating | Natural Gas | Water Heater - Thermostatic Shower Restriction Valve | A | Incremental Energy Savings (MWh or mTherms) | Achievable Economic RVT Potential | 0 | 0 | 0 | 0 | 0 | 0 | 0 | 0 | 0 | 0 | 0 | 0 | 0 | 0 | 0 | 0 | 0 | 0 | 0 | 0 | 0 | 0 | 0 | 0 | 0 | 0 | 0
F5_Commercial_WA - Miscellaneous_Existing_Water Heating_Natural Gas_Water Heater - Thermostatic Shower Restriction Valve_A_Achievable Economic RVT Potential | F5 | Commercial | WA - Miscellaneous | Existing | Water Heating | Natural Gas | Water Heater - Thermostatic Shower Restriction Valve | A | Incremental Summer Peak Savings (MW) | Achievable Economic RVT Potential | 0 | 0 | 0 | 0 | 0 | 0 | 0 | 0 | 0 | 0 | 0 | 0 | 0 | 0 | 0 | 0 | 0 | 0 | 0 | 0 | 0 | 0 | 0 | 0 | 0 | 0 | 0
F6_Commercial_WA - Miscellaneous_Existing_Water Heating_Natural Gas_Water Heater - Thermostatic Shower Restriction Valve_A_Achievable Economic RVT Potential | F6 | Commercial | WA - Miscellaneous | Existing | Water Heating | Natural Gas | Water Heater - Thermostatic Shower Restriction Valve | A | Incremental Winter Peak Savings (MW) | Achievable Economic RVT Potential | 0 | 0 | 0 | 0 | 0 | 0 | 0 | 0 | 0 | 0 | 0 | 0 | 0 | 0 | 0 | 0 | 0 | 0 | 0 | 0 | 0 | 0 | 0 | 0 | 0 | 0 | 0
F7_Commercial_WA - Miscellaneous_Existing_Water Heating_Natural Gas_Water Heater - Thermostatic Shower Restriction Valve_A_Achievable Economic RVT Potential | F7 | Commercial | WA - Miscellaneous | Existing | Water Heating | Natural Gas | Water Heater - Thermostatic Shower Restriction Valve | A | Cumulative Energy Savings (MWh or mTherms) | Achievable Economic RVT Potential | 0 | 0 | 0 | 0 | 0 | 0 | 0 | 0 | 0 | 0 | 0 | 0 | 0 | 0 | 0 | 0 | 0 | 0 | 0 | 0 | 0 | 0 | 0 | 0 | 0 | 0 | 0
F8_Commercial_WA - Miscellaneous_Existing_Water Heating_Natural Gas_Water Heater - Thermostatic Shower Restriction Valve_A_Achievable Economic RVT Potential | F8 | Commercial | WA - Miscellaneous | Existing | Water Heating | Natural Gas | Water Heater - Thermostatic Shower Restriction Valve | A | Cumulative Summer Peak Savings (MW) | Achievable Economic RVT Potential | 0 | 0 | 0 | 0 | 0 | 0 | 0 | 0 | 0 | 0 | 0 | 0 | 0 | 0 | 0 | 0 | 0 | 0 | 0 | 0 | 0 | 0 | 0 | 0 | 0 | 0 | 0
F9_Commercial_WA - Miscellaneous_Existing_Water Heating_Natural Gas_Water Heater - Thermostatic Shower Restriction Valve_A_Achievable Economic RVT Potential | F9 | Commercial | WA - Miscellaneous | Existing | Water Heating | Natural Gas | Water Heater - Thermostatic Shower Restriction Valve | A | Cumulative Winter Peak Savings (MW) | Achievable Economic RVT Potential | 0 | 0 | 0 | 0 | 0 | 0 | 0 | 0 | 0 | 0 | 0 | 0 | 0 | 0 | 0 | 0 | 0 | 0 | 0 | 0 | 0 | 0 | 0 | 0 | 0 | 0 | 0
F10_Commercial_WA - Miscellaneous_Existing_Water Heating_Natural Gas_Water Heater - Thermostatic Shower Restriction Valve_A_Achievable Economic RVT Potential | F10 | Commercial | WA - Miscellaneous | Existing | Water Heating | Natural Gas | Water Heater - Thermostatic Shower Restriction Valve | A | Purchases (Incremental) | Achievable Economic RVT Potential | 0 | 0 | 0 | 0 | 0 | 0 | 0 | 0 | 0 | 0 | 0 | 0 | 0 | 0 | 0 | 0 | 0 | 0 | 0 | 0 | 0 | 0 | 0 | 0 | 0 | 0 | 0
F11_Commercial_WA - Miscellaneous_Existing_Water Heating_Natural Gas_Water Heater - Thermostatic Shower Restriction Valve_A_Achievable Economic RVT Potential | F11 | Commercial | WA - Miscellaneous | Existing | Water Heating | Natural Gas | Water Heater - Thermostatic Shower Restriction Valve | A | Purchases (Cumulative) | Achievable Economic RVT Potential | 0 | 0 | 0 | 0 | 0 | 0 | 0 | 0 | 0 | 0 | 0 | 0 | 0 | 0 | 0 | 0 | 0 | 0 | 0 | 0 | 0 | 0 | 0 | 0 | 0 | 0 | 0
F1_Commercial_WA - Miscellaneous_Existing_Water Heating_Natural Gas_Water Heater - Pre-Rinse Spray Valve_A_Achievable Economic RVT Potential | F1 | Commercial | WA - Miscellaneous | Existing | Water Heating | Natural Gas | Water Heater - Pre-Rinse Spray Valve | A | Integrated Unit Energy Savings (kWh or therms) | Achievable Economic RVT Potential | 0 | 0 | 31.4541 | 30.7187 | 29.9899 | 29.293 | 28.604 | 27.9224 | 27.2287 | 26.5656 | 25.9214 | 25.3272 | 24.8112 | 24.4021 | 24.2061 | 24.0289 | 23.8996 | 23.8102 | 23.7392 | 23.6822 | 23.6408 | 23.6109 | 23.5893 | 23.5736 | 23.5538 | 23.5494 | 23.5458
F2_Commercial_WA - Miscellaneous_Existing_Water Heating_Natural Gas_Water Heater - Pre-Rinse Spray Valve_A_Achievable Economic RVT Potential | F2 | Commercial | WA - Miscellaneous | Existing | Water Heating | Natural Gas | Water Heater - Pre-Rinse Spray Valve | A | Integrated Unit Summer Peak Savings (kW) | Achievable Economic RVT Potential | 0 | 0 | 0 | 0 | 0 | 0 | 0 | 0 | 0 | 0 | 0 | 0 | 0 | 0 | 0 | 0 | 0 | 0 | 0 | 0 | 0 | 0 | 0 | 0 | 0 | 0 | 0
F3_Commercial_WA - Miscellaneous_Existing_Water Heating_Natural Gas_Water Heater - Pre-Rinse Spray Valve_A_Achievable Economic RVT Potential | F3 | Commercial | WA - Miscellaneous | Existing | Water Heating | Natural Gas | Water Heater - Pre-Rinse Spray Valve | A | Integrated Unit Winter Peak Savings (kW) | Achievable Economic RVT Potential | 0 | 0 | 0 | 0 | 0 | 0 | 0 | 0 | 0 | 0 | 0 | 0 | 0 | 0 | 0 | 0 | 0 | 0 | 0 | 0 | 0 | 0 | 0 | 0 | 0 | 0 | 0
F4_Commercial_WA - Miscellaneous_Existing_Water Heating_Natural Gas_Water Heater - Pre-Rinse Spray Valve_A_Achievable Economic RVT Potential | F4 | Commercial | WA - Miscellaneous | Existing | Water Heating | Natural Gas | Water Heater - Pre-Rinse Spray Valve | A | Incremental Energy Savings (MWh or mTherms) | Achievable Economic RVT Potential | 0 | 0 | 0 | 0 | 0 | 0 | 0 | 0 | 0 | 0 | 0 | 0 | 0 | 0 | 0 | 0 | 0 | 0 | 0 | 0 | 0 | 0 | 0 | 0 | 0 | 0 | 0
F5_Commercial_WA - Miscellaneous_Existing_Water Heating_Natural Gas_Water Heater - Pre-Rinse Spray Valve_A_Achievable Economic RVT Potential | F5 | Commercial | WA - Miscellaneous | Existing | Water Heating | Natural Gas | Water Heater - Pre-Rinse Spray Valve | A | Incremental Summer Peak Savings (MW) | Achievable Economic RVT Potential | 0 | 0 | 0 | 0 | 0 | 0 | 0 | 0 | 0 | 0 | 0 | 0 | 0 | 0 | 0 | 0 | 0 | 0 | 0 | 0 | 0 | 0 | 0 | 0 | 0 | 0 | 0
F6_Commercial_WA - Miscellaneous_Existing_Water Heating_Natural Gas_Water Heater - Pre-Rinse Spray Valve_A_Achievable Economic RVT Potential | F6 | Commercial | WA - Miscellaneous | Existing | Water Heating | Natural Gas | Water Heater - Pre-Rinse Spray Valve | A | Incremental Winter Peak Savings (MW) | Achievable Economic RVT Potential | 0 | 0 | 0 | 0 | 0 | 0 | 0 | 0 | 0 | 0 | 0 | 0 | 0 | 0 | 0 | 0 | 0 | 0 | 0 | 0 | 0 | 0 | 0 | 0 | 0 | 0 | 0
F7_Commercial_WA - Miscellaneous_Existing_Water Heating_Natural Gas_Water Heater - Pre-Rinse Spray Valve_A_Achievable Economic RVT Potential | F7 | Commercial | WA - Miscellaneous | Existing | Water Heating | Natural Gas | Water Heater - Pre-Rinse Spray Valve | A | Cumulative Energy Savings (MWh or mTherms) | Achievable Economic RVT Potential | 0 | 0 | 0 | 0 | 0 | 0 | 0 | 0 | 0 | 0 | 0 | 0 | 0 | 0 | 0 | 0 | 0 | 0 | 0 | 0 | 0 | 0 | 0 | 0 | 0 | 0 | 0
F8_Commercial_WA - Miscellaneous_Existing_Water Heating_Natural Gas_Water Heater - Pre-Rinse Spray Valve_A_Achievable Economic RVT Potential | F8 | Commercial | WA - Miscellaneous | Existing | Water Heating | Natural Gas | Water Heater - Pre-Rinse Spray Valve | A | Cumulative Summer Peak Savings (MW) | Achievable Economic RVT Potential | 0 | 0 | 0 | 0 | 0 | 0 | 0 | 0 | 0 | 0 | 0 | 0 | 0 | 0 | 0 | 0 | 0 | 0 | 0 | 0 | 0 | 0 | 0 | 0 | 0 | 0 | 0
F9_Commercial_WA - Miscellaneous_Existing_Water Heating_Natural Gas_Water Heater - Pre-Rinse Spray Valve_A_Achievable Economic RVT Potential | F9 | Commercial | WA - Miscellaneous | Existing | Water Heating | Natural Gas | Water Heater - Pre-Rinse Spray Valve | A | Cumulative Winter Peak Savings (MW) | Achievable Economic RVT Potential | 0 | 0 | 0 | 0 | 0 | 0 | 0 | 0 | 0 | 0 | 0 | 0 | 0 | 0 | 0 | 0 | 0 | 0 | 0 | 0 | 0 | 0 | 0 | 0 | 0 | 0 | 0
F10_Commercial_WA - Miscellaneous_Existing_Water Heating_Natural Gas_Water Heater - Pre-Rinse Spray Valve_A_Achievable Economic RVT Potential | F10 | Commercial | WA - Miscellaneous | Existing | Water Heating | Natural Gas | Water Heater - Pre-Rinse Spray Valve | A | Purchases (Incremental) | Achievable Economic RVT Potential | 0 | 0 | 0 | 0 | 0 | 0 | 0 | 0 | 0 | 0 | 0 | 0 | 0 | 0 | 0 | 0 | 0 | 0 | 0 | 0 | 0 | 0 | 0 | 0 | 0 | 0 | 0
F11_Commercial_WA - Miscellaneous_Existing_Water Heating_Natural Gas_Water Heater - Pre-Rinse Spray Valve_A_Achievable Economic RVT Potential | F11 | Commercial | WA - Miscellaneous | Existing | Water Heating | Natural Gas | Water Heater - Pre-Rinse Spray Valve | A | Purchases (Cumulative) | Achievable Economic RVT Potential | 0 | 0 | 0 | 0 | 0 | 0 | 0 | 0 | 0 | 0 | 0 | 0 | 0 | 0 | 0 | 0 | 0 | 0 | 0 | 0 | 0 | 0 | 0 | 0 | 0 | 0 | 0
F1_Commercial_WA - Miscellaneous_Existing_Water Heating_Natural Gas_Water Heater - Temperature Setback_A_Achievable Economic RVT Potential | F1 | Commercial | WA - Miscellaneous | Existing | Water Heating | Natural Gas | Water Heater - Temperature Setback | A | Integrated Unit Energy Savings (kWh or therms) | Achievable Economic RVT Potential | 0 | 0 | 194.4543 | 191.1861 | 188.1844 | 185.422 | 182.8856 | 180.5604 | 178.4296 | 176.5102 | 174.7393 | 173.1166 | 171.6459 | 170.4103 | 169.3925 | 168.3539 | 167.5354 | 166.9089 | 166.411 | 166.0113 | 165.7215 | 165.512 | 165.3604 | 165.25 | 165.1116 | 165.0804 | 165.0555
F2_Commercial_WA - Miscellaneous_Existing_Water Heating_Natural Gas_Water Heater - Temperature Setback_A_Achievable Economic RVT Potential | F2 | Commercial | WA - Miscellaneous | Existing | Water Heating | Natural Gas | Water Heater - Temperature Setback | A | Integrated Unit Summer Peak Savings (kW) | Achievable Economic RVT Potential | 0 | 0 | 0 | 0 | 0 | 0 | 0 | 0 | 0 | 0 | 0 | 0 | 0 | 0 | 0 | 0 | 0 | 0 | 0 | 0 | 0 | 0 | 0 | 0 | 0 | 0 | 0
F3_Commercial_WA - Miscellaneous_Existing_Water Heating_Natural Gas_Water Heater - Temperature Setback_A_Achievable Economic RVT Potential | F3 | Commercial | WA - Miscellaneous | Existing | Water Heating | Natural Gas | Water Heater - Temperature Setback | A | Integrated Unit Winter Peak Savings (kW) | Achievable Economic RVT Potential | 0 | 0 | 0 | 0 | 0 | 0 | 0 | 0 | 0 | 0 | 0 | 0 | 0 | 0 | 0 | 0 | 0 | 0 | 0 | 0 | 0 | 0 | 0 | 0 | 0 | 0 | 0
F4_Commercial_WA - Miscellaneous_Existing_Water Heating_Natural Gas_Water Heater - Temperature Setback_A_Achievable Economic RVT Potential | F4 | Commercial | WA - Miscellaneous | Existing | Water Heating | Natural Gas | Water Heater - Temperature Setback | A | Incremental Energy Savings (MWh or mTherms) | Achievable Economic RVT Potential | 0 | 0 | 0 | 0 | 0 | 0 | 0 | 0 | 0 | 0 | 0 | 0 | 0 | 0 | 0 | 0 | 0 | 0 | 0 | 0 | 0 | 0 | 0 | 0 | 0 | 0 | 0
F5_Commercial_WA - Miscellaneous_Existing_Water Heating_Natural Gas_Water Heater - Temperature Setback_A_Achievable Economic RVT Potential | F5 | Commercial | WA - Miscellaneous | Existing | Water Heating | Natural Gas | Water Heater - Temperature Setback | A | Incremental Summer Peak Savings (MW) | Achievable Economic RVT Potential | 0 | 0 | 0 | 0 | 0 | 0 | 0 | 0 | 0 | 0 | 0 | 0 | 0 | 0 | 0 | 0 | 0 | 0 | 0 | 0 | 0 | 0 | 0 | 0 | 0 | 0 | 0
F6_Commercial_WA - Miscellaneous_Existing_Water Heating_Natural Gas_Water Heater - Temperature Setback_A_Achievable Economic RVT Potential | F6 | Commercial | WA - Miscellaneous | Existing | Water Heating | Natural Gas | Water Heater - Temperature Setback | A | Incremental Winter Peak Savings (MW) | Achievable Economic RVT Potential | 0 | 0 | 0 | 0 | 0 | 0 | 0 | 0 | 0 | 0 | 0 | 0 | 0 | 0 | 0 | 0 | 0 | 0 | 0 | 0 | 0 | 0 | 0 | 0 | 0 | 0 | 0
F7_Commercial_WA - Miscellaneous_Existing_Water Heating_Natural Gas_Water Heater - Temperature Setback_A_Achievable Economic RVT Potential | F7 | Commercial | WA - Miscellaneous | Existing | Water Heating | Natural Gas | Water Heater - Temperature Setback | A | Cumulative Energy Savings (MWh or mTherms) | Achievable Economic RVT Potential | 0 | 0 | 0 | 0 | 0 | 0 | 0 | 0 | 0 | 0 | 0 | 0 | 0 | 0 | 0 | 0 | 0 | 0 | 0 | 0 | 0 | 0 | 0 | 0 | 0 | 0 | 0
F8_Commercial_WA - Miscellaneous_Existing_Water Heating_Natural Gas_Water Heater - Temperature Setback_A_Achievable Economic RVT Potential | F8 | Commercial | WA - Miscellaneous | Existing | Water Heating | Natural Gas | Water Heater - Temperature Setback | A | Cumulative Summer Peak Savings (MW) | Achievable Economic RVT Potential | 0 | 0 | 0 | 0 | 0 | 0 | 0 | 0 | 0 | 0 | 0 | 0 | 0 | 0 | 0 | 0 | 0 | 0 | 0 | 0 | 0 | 0 | 0 | 0 | 0 | 0 | 0
F9_Commercial_WA - Miscellaneous_Existing_Water Heating_Natural Gas_Water Heater - Temperature Setback_A_Achievable Economic RVT Potential | F9 | Commercial | WA - Miscellaneous | Existing | Water Heating | Natural Gas | Water Heater - Temperature Setback | A | Cumulative Winter Peak Savings (MW) | Achievable Economic RVT Potential | 0 | 0 | 0 | 0 | 0 | 0 | 0 | 0 | 0 | 0 | 0 | 0 | 0 | 0 | 0 | 0 | 0 | 0 | 0 | 0 | 0 | 0 | 0 | 0 | 0 | 0 | 0
F10_Commercial_WA - Miscellaneous_Existing_Water Heating_Natural Gas_Water Heater - Temperature Setback_A_Achievable Economic RVT Potential | F10 | Commercial | WA - Miscellaneous | Existing | Water Heating | Natural Gas | Water Heater - Temperature Setback | A | Purchases (Incremental) | Achievable Economic RVT Potential | 0 | 0 | 0 | 0 | 0 | 0 | 0 | 0 | 0 | 0 | 0 | 0 | 0 | 0 | 0 | 0 | 0 | 0 | 0 | 0 | 0 | 0 | 0 | 0 | 0 | 0 | 0
F11_Commercial_WA - Miscellaneous_Existing_Water Heating_Natural Gas_Water Heater - Temperature Setback_A_Achievable Economic RVT Potential | F11 | Commercial | WA - Miscellaneous | Existing | Water Heating | Natural Gas | Water Heater - Temperature Setback | A | Purchases (Cumulative) | Achievable Economic RVT Potential | 0 | 0 | 0 | 0 | 0 | 0 | 0 | 0 | 0 | 0 | 0 | 0 | 0 | 0 | 0 | 0 | 0 | 0 | 0 | 0 | 0 | 0 | 0 | 0 | 0 | 0 | 0
F1_Commercial_WA - Miscellaneous_Existing_Water Heating_Natural Gas_Water Heater - Faucet Aerators_A_Achievable Economic RVT Potential | F1 | Commercial | WA - Miscellaneous | Existing | Water Heating | Natural Gas | Water Heater - Faucet Aerators | A | Integrated Unit Energy Savings (kWh or therms) | Achievable Economic RVT Potential | 0 | 0 | 45.6693 | 44.6648 | 43.6779 | 42.7473 | 41.8353 | 40.9405 | 40.038 | 39.1847 | 38.3641 | 37.6088 | 36.9492 | 36.4219 | 36.1851 | 35.9632 | 35.7884 | 35.6546 | 35.5482 | 35.4628 | 35.4009 | 35.3562 | 35.3238 | 35.3002 | 35.2706 | 35.264 | 35.2586
F2_Commercial_WA - Miscellaneous_Existing_Water Heating_Natural Gas_Water Heater - Faucet Aerators_A_Achievable Economic RVT Potential | F2 | Commercial | WA - Miscellaneous | Existing | Water Heating | Natural Gas | Water Heater - Faucet Aerators | A | Integrated Unit Summer Peak Savings (kW) | Achievable Economic RVT Potential | 0 | 0 | 0 | 0 | 0 | 0 | 0 | 0 | 0 | 0 | 0 | 0 | 0 | 0 | 0 | 0 | 0 | 0 | 0 | 0 | 0 | 0 | 0 | 0 | 0 | 0 | 0
F3_Commercial_WA - Miscellaneous_Existing_Water Heating_Natural Gas_Water Heater - Faucet Aerators_A_Achievable Economic RVT Potential | F3 | Commercial | WA - Miscellaneous | Existing | Water Heating | Natural Gas | Water Heater - Faucet Aerators | A | Integrated Unit Winter Peak Savings (kW) | Achievable Economic RVT Potential | 0 | 0 | 0 | 0 | 0 | 0 | 0 | 0 | 0 | 0 | 0 | 0 | 0 | 0 | 0 | 0 | 0 | 0 | 0 | 0 | 0 | 0 | 0 | 0 | 0 | 0 | 0
F4_Commercial_WA - Miscellaneous_Existing_Water Heating_Natural Gas_Water Heater - Faucet Aerators_A_Achievable Economic RVT Potential | F4 | Commercial | WA - Miscellaneous | Existing | Water Heating | Natural Gas | Water Heater - Faucet Aerators | A | Incremental Energy Savings (MWh or mTherms) | Achievable Economic RVT Potential | 0 | 0 | 0 | 0 | 0 | 0 | 0 | 0 | 0 | 0 | 0 | 0 | 0 | 0 | 0 | 0 | 0 | 0 | 0 | 0 | 0 | 0 | 0 | 0 | 0 | 0 | 0
F5_Commercial_WA - Miscellaneous_Existing_Water Heating_Natural Gas_Water Heater - Faucet Aerators_A_Achievable Economic RVT Potential | F5 | Commercial | WA - Miscellaneous | Existing | Water Heating | Natural Gas | Water Heater - Faucet Aerators | A | Incremental Summer Peak Savings (MW) | Achievable Economic RVT Potential | 0 | 0 | 0 | 0 | 0 | 0 | 0 | 0 | 0 | 0 | 0 | 0 | 0 | 0 | 0 | 0 | 0 | 0 | 0 | 0 | 0 | 0 | 0 | 0 | 0 | 0 | 0
F6_Commercial_WA - Miscellaneous_Existing_Water Heating_Natural Gas_Water Heater - Faucet Aerators_A_Achievable Economic RVT Potential | F6 | Commercial | WA - Miscellaneous | Existing | Water Heating | Natural Gas | Water Heater - Faucet Aerators | A | Incremental Winter Peak Savings (MW) | Achievable Economic RVT Potential | 0 | 0 | 0 | 0 | 0 | 0 | 0 | 0 | 0 | 0 | 0 | 0 | 0 | 0 | 0 | 0 | 0 | 0 | 0 | 0 | 0 | 0 | 0 | 0 | 0 | 0 | 0
F7_Commercial_WA - Miscellaneous_Existing_Water Heating_Natural Gas_Water Heater - Faucet Aerators_A_Achievable Economic RVT Potential | F7 | Commercial | WA - Miscellaneous | Existing | Water Heating | Natural Gas | Water Heater - Faucet Aerators | A | Cumulative Energy Savings (MWh or mTherms) | Achievable Economic RVT Potential | 0 | 0 | 0 | 0 | 0 | 0 | 0 | 0 | 0 | 0 | 0 | 0 | 0 | 0 | 0 | 0 | 0 | 0 | 0 | 0 | 0 | 0 | 0 | 0 | 0 | 0 | 0
F8_Commercial_WA - Miscellaneous_Existing_Water Heating_Natural Gas_Water Heater - Faucet Aerators_A_Achievable Economic RVT Potential | F8 | Commercial | WA - Miscellaneous | Existing | Water Heating | Natural Gas | Water Heater - Faucet Aerators | A | Cumulative Summer Peak Savings (MW) | Achievable Economic RVT Potential | 0 | 0 | 0 | 0 | 0 | 0 | 0 | 0 | 0 | 0 | 0 | 0 | 0 | 0 | 0 | 0 | 0 | 0 | 0 | 0 | 0 | 0 | 0 | 0 | 0 | 0 | 0
F9_Commercial_WA - Miscellaneous_Existing_Water Heating_Natural Gas_Water Heater - Faucet Aerators_A_Achievable Economic RVT Potential | F9 | Commercial | WA - Miscellaneous | Existing | Water Heating | Natural Gas | Water Heater - Faucet Aerators | A | Cumulative Winter Peak Savings (MW) | Achievable Economic RVT Potential | 0 | 0 | 0 | 0 | 0 | 0 | 0 | 0 | 0 | 0 | 0 | 0 | 0 | 0 | 0 | 0 | 0 | 0 | 0 | 0 | 0 | 0 | 0 | 0 | 0 | 0 | 0
F10_Commercial_WA - Miscellaneous_Existing_Water Heating_Natural Gas_Water Heater - Faucet Aerators_A_Achievable Economic RVT Potential | F10 | Commercial | WA - Miscellaneous | Existing | Water Heating | Natural Gas | Water Heater - Faucet Aerators | A | Purchases (Incremental) | Achievable Economic RVT Potential | 0 | 0 | 0 | 0 | 0 | 0 | 0 | 0 | 0 | 0 | 0 | 0 | 0 | 0 | 0 | 0 | 0 | 0 | 0 | 0 | 0 | 0 | 0 | 0 | 0 | 0 | 0
F11_Commercial_WA - Miscellaneous_Existing_Water Heating_Natural Gas_Water Heater - Faucet Aerators_A_Achievable Economic RVT Potential | F11 | Commercial | WA - Miscellaneous | Existing | Water Heating | Natural Gas | Water Heater - Faucet Aerators | A | Purchases (Cumulative) | Achievable Economic RVT Potential | 0 | 0 | 0 | 0 | 0 | 0 | 0 | 0 | 0 | 0 | 0 | 0 | 0 | 0 | 0 | 0 | 0 | 0 | 0 | 0 | 0 | 0 | 0 | 0 | 0 | 0 | 0
F1_Commercial_WA - Miscellaneous_Existing_Water Heating_Natural Gas_Water Heater - Low-Flow Showerheads_A_Achievable Economic RVT Potential | F1 | Commercial | WA - Miscellaneous | Existing | Water Heating | Natural Gas | Water Heater - Low-Flow Showerheads | A | Integrated Unit Energy Savings (kWh or therms) | Achievable Economic RVT Potential | 0 | 0 | 1257.2665 | 1236.1351 | 1216.7278 | 1198.8667 | 1182.4677 | 1167.4334 | 1153.6564 | 1141.2466 | 1129.7966 | 1119.3051 | 1109.7962 | 1101.8071 | 1095.2262 | 1088.5109 | 1083.2189 | 1079.1686 | 1075.9493 | 1073.3648 | 1071.491 | 1070.1367 | 1069.1565 | 1068.4427 | 1067.5475 | 1067.346 | 1067.1848
F2_Commercial_WA - Miscellaneous_Existing_Water Heating_Natural Gas_Water Heater - Low-Flow Showerheads_A_Achievable Economic RVT Potential | F2 | Commercial | WA - Miscellaneous | Existing | Water Heating | Natural Gas | Water Heater - Low-Flow Showerheads | A | Integrated Unit Summer Peak Savings (kW) | Achievable Economic RVT Potential | 0 | 0 | 0 | 0 | 0 | 0 | 0 | 0 | 0 | 0 | 0 | 0 | 0 | 0 | 0 | 0 | 0 | 0 | 0 | 0 | 0 | 0 | 0 | 0 | 0 | 0 | 0
F3_Commercial_WA - Miscellaneous_Existing_Water Heating_Natural Gas_Water Heater - Low-Flow Showerheads_A_Achievable Economic RVT Potential | F3 | Commercial | WA - Miscellaneous | Existing | Water Heating | Natural Gas | Water Heater - Low-Flow Showerheads | A | Integrated Unit Winter Peak Savings (kW) | Achievable Economic RVT Potential | 0 | 0 | 0 | 0 | 0 | 0 | 0 | 0 | 0 | 0 | 0 | 0 | 0 | 0 | 0 | 0 | 0 | 0 | 0 | 0 | 0 | 0 | 0 | 0 | 0 | 0 | 0
F4_Commercial_WA - Miscellaneous_Existing_Water Heating_Natural Gas_Water Heater - Low-Flow Showerheads_A_Achievable Economic RVT Potential | F4 | Commercial | WA - Miscellaneous | Existing | Water Heating | Natural Gas | Water Heater - Low-Flow Showerheads | A | Incremental Energy Savings (MWh or mTherms) | Achievable Economic RVT Potential | 0 | 0 | 0 | 0 | 0 | 0 | 0 | 0 | 0 | 0 | 0 | 0 | 0 | 0 | 0 | 0 | 0 | 0 | 0 | 0 | 0 | 0 | 0 | 0 | 0 | 0 | 0
F5_Commercial_WA - Miscellaneous_Existing_Water Heating_Natural Gas_Water Heater - Low-Flow Showerheads_A_Achievable Economic RVT Potential | F5 | Commercial | WA - Miscellaneous | Existing | Water Heating | Natural Gas | Water Heater - Low-Flow Showerheads | A | Incremental Summer Peak Savings (MW) | Achievable Economic RVT Potential | 0 | 0 | 0 | 0 | 0 | 0 | 0 | 0 | 0 | 0 | 0 | 0 | 0 | 0 | 0 | 0 | 0 | 0 | 0 | 0 | 0 | 0 | 0 | 0 | 0 | 0 | 0
F6_Commercial_WA - Miscellaneous_Existing_Water Heating_Natural Gas_Water Heater - Low-Flow Showerheads_A_Achievable Economic RVT Potential | F6 | Commercial | WA - Miscellaneous | Existing | Water Heating | Natural Gas | Water Heater - Low-Flow Showerheads | A | Incremental Winter Peak Savings (MW) | Achievable Economic RVT Potential | 0 | 0 | 0 | 0 | 0 | 0 | 0 | 0 | 0 | 0 | 0 | 0 | 0 | 0 | 0 | 0 | 0 | 0 | 0 | 0 | 0 | 0 | 0 | 0 | 0 | 0 | 0
F7_Commercial_WA - Miscellaneous_Existing_Water Heating_Natural Gas_Water Heater - Low-Flow Showerheads_A_Achievable Economic RVT Potential | F7 | Commercial | WA - Miscellaneous | Existing | Water Heating | Natural Gas | Water Heater - Low-Flow Showerheads | A | Cumulative Energy Savings (MWh or mTherms) | Achievable Economic RVT Potential | 0 | 0 | 0 | 0 | 0 | 0 | 0 | 0 | 0 | 0 | 0 | 0 | 0 | 0 | 0 | 0 | 0 | 0 | 0 | 0 | 0 | 0 | 0 | 0 | 0 | 0 | 0
F8_Commercial_WA - Miscellaneous_Existing_Water Heating_Natural Gas_Water Heater - Low-Flow Showerheads_A_Achievable Economic RVT Potential | F8 | Commercial | WA - Miscellaneous | Existing | Water Heating | Natural Gas | Water Heater - Low-Flow Showerheads | A | Cumulative Summer Peak Savings (MW) | Achievable Economic RVT Potential | 0 | 0 | 0 | 0 | 0 | 0 | 0 | 0 | 0 | 0 | 0 | 0 | 0 | 0 | 0 | 0 | 0 | 0 | 0 | 0 | 0 | 0 | 0 | 0 | 0 | 0 | 0
F9_Commercial_WA - Miscellaneous_Existing_Water Heating_Natural Gas_Water Heater - Low-Flow Showerheads_A_Achievable Economic RVT Potential | F9 | Commercial | WA - Miscellaneous | Existing | Water Heating | Natural Gas | Water Heater - Low-Flow Showerheads | A | Cumulative Winter Peak Savings (MW) | Achievable Economic RVT Potential | 0 | 0 | 0 | 0 | 0 | 0 | 0 | 0 | 0 | 0 | 0 | 0 | 0 | 0 | 0 | 0 | 0 | 0 | 0 | 0 | 0 | 0 | 0 | 0 | 0 | 0 | 0
F10_Commercial_WA - Miscellaneous_Existing_Water Heating_Natural Gas_Water Heater - Low-Flow Showerheads_A_Achievable Economic RVT Potential | F10 | Commercial | WA - Miscellaneous | Existing | Water Heating | Natural Gas | Water Heater - Low-Flow Showerheads | A | Purchases (Incremental) | Achievable Economic RVT Potential | 0 | 0 | 0 | 0 | 0 | 0 | 0 | 0 | 0 | 0 | 0 | 0 | 0 | 0 | 0 | 0 | 0 | 0 | 0 | 0 | 0 | 0 | 0 | 0 | 0 | 0 | 0
F11_Commercial_WA - Miscellaneous_Existing_Water Heating_Natural Gas_Water Heater - Low-Flow Showerheads_A_Achievable Economic RVT Potential | F11 | Commercial | WA - Miscellaneous | Existing | Water Heating | Natural Gas | Water Heater - Low-Flow Showerheads | A | Purchases (Cumulative) | Achievable Economic RVT Potential | 0 | 0 | 0 | 0 | 0 | 0 | 0 | 0 | 0 | 0 | 0 | 0 | 0 | 0 | 0 | 0 | 0 | 0 | 0 | 0 | 0 | 0 | 0 | 0 | 0 | 0 | 0
F1_Commercial_WA - Miscellaneous_Existing_Water Heating_Natural Gas_Water Heater - Tank Blanket/Insulation_A_Achievable Economic RVT Potential | F1 | Commercial | WA - Miscellaneous | Existing | Water Heating | Natural Gas | Water Heater - Tank Blanket/Insulation | A | Integrated Unit Energy Savings (kWh or therms) | Achievable Economic RVT Potential | 0 | 0 | 375.6839 | 369.6351 | 364.1531 | 359.1956 | 354.7278 | 350.7206 | 347.1647 | 344.0652 | 341.2577 | 338.6926 | 336.3317 | 334.3084 | 332.5835 | 330.7063 | 329.1738 | 327.943 | 326.9647 | 326.1793 | 325.6099 | 325.1983 | 324.9004 | 324.6835 | 324.4115 | 324.3502 | 324.3013
F2_Commercial_WA - Miscellaneous_Existing_Water Heating_Natural Gas_Water Heater - Tank Blanket/Insulation_A_Achievable Economic RVT Potential | F2 | Commercial | WA - Miscellaneous | Existing | Water Heating | Natural Gas | Water Heater - Tank Blanket/Insulation | A | Integrated Unit Summer Peak Savings (kW) | Achievable Economic RVT Potential | 0 | 0 | 0 | 0 | 0 | 0 | 0 | 0 | 0 | 0 | 0 | 0 | 0 | 0 | 0 | 0 | 0 | 0 | 0 | 0 | 0 | 0 | 0 | 0 | 0 | 0 | 0
F3_Commercial_WA - Miscellaneous_Existing_Water Heating_Natural Gas_Water Heater - Tank Blanket/Insulation_A_Achievable Economic RVT Potential | F3 | Commercial | WA - Miscellaneous | Existing | Water Heating | Natural Gas | Water Heater - Tank Blanket/Insulation | A | Integrated Unit Winter Peak Savings (kW) | Achievable Economic RVT Potential | 0 | 0 | 0 | 0 | 0 | 0 | 0 | 0 | 0 | 0 | 0 | 0 | 0 | 0 | 0 | 0 | 0 | 0 | 0 | 0 | 0 | 0 | 0 | 0 | 0 | 0 | 0
F4_Commercial_WA - Miscellaneous_Existing_Water Heating_Natural Gas_Water Heater - Tank Blanket/Insulation_A_Achievable Economic RVT Potential | F4 | Commercial | WA - Miscellaneous | Existing | Water Heating | Natural Gas | Water Heater - Tank Blanket/Insulation | A | Incremental Energy Savings (MWh or mTherms) | Achievable Economic RVT Potential | 0 | 0 | 0 | 0 | 0 | 0 | 0 | 0 | 0 | 0 | 0 | 0 | 0 | 0 | 0 | 0 | 0 | 0 | 0 | 0 | 0 | 0 | 0 | 0 | 0 | 0 | 0
F5_Commercial_WA - Miscellaneous_Existing_Water Heating_Natural Gas_Water Heater - Tank Blanket/Insulation_A_Achievable Economic RVT Potential | F5 | Commercial | WA - Miscellaneous | Existing | Water Heating | Natural Gas | Water Heater - Tank Blanket/Insulation | A | Incremental Summer Peak Savings (MW) | Achievable Economic RVT Potential | 0 | 0 | 0 | 0 | 0 | 0 | 0 | 0 | 0 | 0 | 0 | 0 | 0 | 0 | 0 | 0 | 0 | 0 | 0 | 0 | 0 | 0 | 0 | 0 | 0 | 0 | 0
F6_Commercial_WA - Miscellaneous_Existing_Water Heating_Natural Gas_Water Heater - Tank Blanket/Insulation_A_Achievable Economic RVT Potential | F6 | Commercial | WA - Miscellaneous | Existing | Water Heating | Natural Gas | Water Heater - Tank Blanket/Insulation | A | Incremental Winter Peak Savings (MW) | Achievable Economic RVT Potential | 0 | 0 | 0 | 0 | 0 | 0 | 0 | 0 | 0 | 0 | 0 | 0 | 0 | 0 | 0 | 0 | 0 | 0 | 0 | 0 | 0 | 0 | 0 | 0 | 0 | 0 | 0
F7_Commercial_WA - Miscellaneous_Existing_Water Heating_Natural Gas_Water Heater - Tank Blanket/Insulation_A_Achievable Economic RVT Potential | F7 | Commercial | WA - Miscellaneous | Existing | Water Heating | Natural Gas | Water Heater - Tank Blanket/Insulation | A | Cumulative Energy Savings (MWh or mTherms) | Achievable Economic RVT Potential | 0 | 0 | 0 | 0 | 0 | 0 | 0 | 0 | 0 | 0 | 0 | 0 | 0 | 0 | 0 | 0 | 0 | 0 | 0 | 0 | 0 | 0 | 0 | 0 | 0 | 0 | 0
F8_Commercial_WA - Miscellaneous_Existing_Water Heating_Natural Gas_Water Heater - Tank Blanket/Insulation_A_Achievable Economic RVT Potential | F8 | Commercial | WA - Miscellaneous | Existing | Water Heating | Natural Gas | Water Heater - Tank Blanket/Insulation | A | Cumulative Summer Peak Savings (MW) | Achievable Economic RVT Potential | 0 | 0 | 0 | 0 | 0 | 0 | 0 | 0 | 0 | 0 | 0 | 0 | 0 | 0 | 0 | 0 | 0 | 0 | 0 | 0 | 0 | 0 | 0 | 0 | 0 | 0 | 0
F9_Commercial_WA - Miscellaneous_Existing_Water Heating_Natural Gas_Water Heater - Tank Blanket/Insulation_A_Achievable Economic RVT Potential | F9 | Commercial | WA - Miscellaneous | Existing | Water Heating | Natural Gas | Water Heater - Tank Blanket/Insulation | A | Cumulative Winter Peak Savings (MW) | Achievable Economic RVT Potential | 0 | 0 | 0 | 0 | 0 | 0 | 0 | 0 | 0 | 0 | 0 | 0 | 0 | 0 | 0 | 0 | 0 | 0 | 0 | 0 | 0 | 0 | 0 | 0 | 0 | 0 | 0
F10_Commercial_WA - Miscellaneous_Existing_Water Heating_Natural Gas_Water Heater - Tank Blanket/Insulation_A_Achievable Economic RVT Potential | F10 | Commercial | WA - Miscellaneous | Existing | Water Heating | Natural Gas | Water Heater - Tank Blanket/Insulation | A | Purchases (Incremental) | Achievable Economic RVT Potential | 0 | 0 | 0 | 0 | 0 | 0 | 0 | 0 | 0 | 0 | 0 | 0 | 0 | 0 | 0 | 0 | 0 | 0 | 0 | 0 | 0 | 0 | 0 | 0 | 0 | 0 | 0
F11_Commercial_WA - Miscellaneous_Existing_Water Heating_Natural Gas_Water Heater - Tank Blanket/Insulation_A_Achievable Economic RVT Potential | F11 | Commercial | WA - Miscellaneous | Existing | Water Heating | Natural Gas | Water Heater - Tank Blanket/Insulation | A | Purchases (Cumulative) | Achievable Economic RVT Potential | 0 | 0 | 0 | 0 | 0 | 0 | 0 | 0 | 0 | 0 | 0 | 0 | 0 | 0 | 0 | 0 | 0 | 0 | 0 | 0 | 0 | 0 | 0 | 0 | 0 | 0 | 0
F1_Commercial_WA - Miscellaneous_Existing_Water Heating_Natural Gas_Water Heater - Drainwater Heat Recovery_A_Achievable Economic RVT Potential | F1 | Commercial | WA - Miscellaneous | Existing | Water Heating | Natural Gas | Water Heater - Drainwater Heat Recovery | A | Integrated Unit Energy Savings (kWh or therms) | Achievable Economic RVT Potential | 0 | 0 | 234.0116 | 228.5409 | 223.1183 | 217.9336 | 212.8076 | 207.737 | 202.5755 | 197.6427 | 192.85 | 188.4292 | 184.5898 | 181.5467 | 180.0886 | 178.7698 | 177.8079 | 177.1431 | 176.6147 | 176.1904 | 175.8828 | 175.6605 | 175.4996 | 175.3825 | 175.2355 | 175.2024 | 175.176
F2_Commercial_WA - Miscellaneous_Existing_Water Heating_Natural Gas_Water Heater - Drainwater Heat Recovery_A_Achievable Economic RVT Potential | F2 | Commercial | WA - Miscellaneous | Existing | Water Heating | Natural Gas | Water Heater - Drainwater Heat Recovery | A | Integrated Unit Summer Peak Savings (kW) | Achievable Economic RVT Potential | 0 | 0 | 0 | 0 | 0 | 0 | 0 | 0 | 0 | 0 | 0 | 0 | 0 | 0 | 0 | 0 | 0 | 0 | 0 | 0 | 0 | 0 | 0 | 0 | 0 | 0 | 0
F3_Commercial_WA - Miscellaneous_Existing_Water Heating_Natural Gas_Water Heater - Drainwater Heat Recovery_A_Achievable Economic RVT Potential | F3 | Commercial | WA - Miscellaneous | Existing | Water Heating | Natural Gas | Water Heater - Drainwater Heat Recovery | A | Integrated Unit Winter Peak Savings (kW) | Achievable Economic RVT Potential | 0 | 0 | 0 | 0 | 0 | 0 | 0 | 0 | 0 | 0 | 0 | 0 | 0 | 0 | 0 | 0 | 0 | 0 | 0 | 0 | 0 | 0 | 0 | 0 | 0 | 0 | 0
F4_Commercial_WA - Miscellaneous_Existing_Water Heating_Natural Gas_Water Heater - Drainwater Heat Recovery_A_Achievable Economic RVT Potential | F4 | Commercial | WA - Miscellaneous | Existing | Water Heating | Natural Gas | Water Heater - Drainwater Heat Recovery | A | Incremental Energy Savings (MWh or mTherms) | Achievable Economic RVT Potential | 0 | 0 | 0 | 0 | 0 | 0 | 0 | 0 | 0 | 0 | 0 | 0 | 0 | 0 | 0 | 0 | 0 | 0 | 0 | 0 | 0 | 0 | 0 | 0 | 0 | 0 | 0
F5_Commercial_WA - Miscellaneous_Existing_Water Heating_Natural Gas_Water Heater - Drainwater Heat Recovery_A_Achievable Economic RVT Potential | F5 | Commercial | WA - Miscellaneous | Existing | Water Heating | Natural Gas | Water Heater - Drainwater Heat Recovery | A | Incremental Summer Peak Savings (MW) | Achievable Economic RVT Potential | 0 | 0 | 0 | 0 | 0 | 0 | 0 | 0 | 0 | 0 | 0 | 0 | 0 | 0 | 0 | 0 | 0 | 0 | 0 | 0 | 0 | 0 | 0 | 0 | 0 | 0 | 0
F6_Commercial_WA - Miscellaneous_Existing_Water Heating_Natural Gas_Water Heater - Drainwater Heat Recovery_A_Achievable Economic RVT Potential | F6 | Commercial | WA - Miscellaneous | Existing | Water Heating | Natural Gas | Water Heater - Drainwater Heat Recovery | A | Incremental Winter Peak Savings (MW) | Achievable Economic RVT Potential | 0 | 0 | 0 | 0 | 0 | 0 | 0 | 0 | 0 | 0 | 0 | 0 | 0 | 0 | 0 | 0 | 0 | 0 | 0 | 0 | 0 | 0 | 0 | 0 | 0 | 0 | 0
F7_Commercial_WA - Miscellaneous_Existing_Water Heating_Natural Gas_Water Heater - Drainwater Heat Recovery_A_Achievable Economic RVT Potential | F7 | Commercial | WA - Miscellaneous | Existing | Water Heating | Natural Gas | Water Heater - Drainwater Heat Recovery | A | Cumulative Energy Savings (MWh or mTherms) | Achievable Economic RVT Potential | 0 | 0 | 0 | 0 | 0 | 0 | 0 | 0 | 0 | 0 | 0 | 0 | 0 | 0 | 0 | 0 | 0 | 0 | 0 | 0 | 0 | 0 | 0 | 0 | 0 | 0 | 0
F8_Commercial_WA - Miscellaneous_Existing_Water Heating_Natural Gas_Water Heater - Drainwater Heat Recovery_A_Achievable Economic RVT Potential | F8 | Commercial | WA - Miscellaneous | Existing | Water Heating | Natural Gas | Water Heater - Drainwater Heat Recovery | A | Cumulative Summer Peak Savings (MW) | Achievable Economic RVT Potential | 0 | 0 | 0 | 0 | 0 | 0 | 0 | 0 | 0 | 0 | 0 | 0 | 0 | 0 | 0 | 0 | 0 | 0 | 0 | 0 | 0 | 0 | 0 | 0 | 0 | 0 | 0
F9_Commercial_WA - Miscellaneous_Existing_Water Heating_Natural Gas_Water Heater - Drainwater Heat Recovery_A_Achievable Economic RVT Potential | F9 | Commercial | WA - Miscellaneous | Existing | Water Heating | Natural Gas | Water Heater - Drainwater Heat Recovery | A | Cumulative Winter Peak Savings (MW) | Achievable Economic RVT Potential | 0 | 0 | 0 | 0 | 0 | 0 | 0 | 0 | 0 | 0 | 0 | 0 | 0 | 0 | 0 | 0 | 0 | 0 | 0 | 0 | 0 | 0 | 0 | 0 | 0 | 0 | 0
F10_Commercial_WA - Miscellaneous_Existing_Water Heating_Natural Gas_Water Heater - Drainwater Heat Recovery_A_Achievable Economic RVT Potential | F10 | Commercial | WA - Miscellaneous | Existing | Water Heating | Natural Gas | Water Heater - Drainwater Heat Recovery | A | Purchases (Incremental) | Achievable Economic RVT Potential | 0 | 0 | 0 | 0 | 0 | 0 | 0 | 0 | 0 | 0 | 0 | 0 | 0 | 0 | 0 | 0 | 0 | 0 | 0 | 0 | 0 | 0 | 0 | 0 | 0 | 0 | 0
F11_Commercial_WA - Miscellaneous_Existing_Water Heating_Natural Gas_Water Heater - Drainwater Heat Recovery_A_Achievable Economic RVT Potential | F11 | Commercial | WA - Miscellaneous | Existing | Water Heating | Natural Gas | Water Heater - Drainwater Heat Recovery | A | Purchases (Cumulative) | Achievable Economic RVT Potential | 0 | 0 | 0 | 0 | 0 | 0 | 0 | 0 | 0 | 0 | 0 | 0 | 0 | 0 | 0 | 0 | 0 | 0 | 0 | 0 | 0 | 0 | 0 | 0 | 0 | 0 | 0
F1_Commercial_WA - Miscellaneous_Existing_Water Heating_Natural Gas_Water Heater - Circulation Pump Controls_A_Achievable Economic RVT Potential | F1 | Commercial | WA - Miscellaneous | Existing | Water Heating | Natural Gas | Water Heater - Circulation Pump Controls | A | Integrated Unit Energy Savings (kWh or therms) | Achievable Economic RVT Potential | 0 | 0 | 12287.1197 | 12065.3387 | 11857.4622 | 11675.9591 | 11508.7059 | 11355.3595 | 11213.0659 | 11092.4474 | 10981.1579 | 10879.1853 | 10786.7628 | 10709.1118 | 10645.1482 | 10579.8781 | 10528.4417 | 10489.0744 | 10457.7843 | 10432.6643 | 10414.4516 | 10401.2886 | 10391.7612 | 10384.8236 | 10376.1222 | 10374.1636 | 10372.5967
F2_Commercial_WA - Miscellaneous_Existing_Water Heating_Natural Gas_Water Heater - Circulation Pump Controls_A_Achievable Economic RVT Potential | F2 | Commercial | WA - Miscellaneous | Existing | Water Heating | Natural Gas | Water Heater - Circulation Pump Controls | A | Integrated Unit Summer Peak Savings (kW) | Achievable Economic RVT Potential | 0 | 0 | 0 | 0 | 0 | 0 | 0 | 0 | 0 | 0 | 0 | 0 | 0 | 0 | 0 | 0 | 0 | 0 | 0 | 0 | 0 | 0 | 0 | 0 | 0 | 0 | 0
F3_Commercial_WA - Miscellaneous_Existing_Water Heating_Natural Gas_Water Heater - Circulation Pump Controls_A_Achievable Economic RVT Potential | F3 | Commercial | WA - Miscellaneous | Existing | Water Heating | Natural Gas | Water Heater - Circulation Pump Controls | A | Integrated Unit Winter Peak Savings (kW) | Achievable Economic RVT Potential | 0 | 0 | 0 | 0 | 0 | 0 | 0 | 0 | 0 | 0 | 0 | 0 | 0 | 0 | 0 | 0 | 0 | 0 | 0 | 0 | 0 | 0 | 0 | 0 | 0 | 0 | 0
F4_Commercial_WA - Miscellaneous_Existing_Water Heating_Natural Gas_Water Heater - Circulation Pump Controls_A_Achievable Economic RVT Potential | F4 | Commercial | WA - Miscellaneous | Existing | Water Heating | Natural Gas | Water Heater - Circulation Pump Controls | A | Incremental Energy Savings (MWh or mTherms) | Achievable Economic RVT Potential | 0 | 0 | 0 | 0 | 0 | 0 | 0 | 0 | 0 | 0 | 0 | 0 | 0 | 0 | 0 | 0 | 0 | 0 | 0 | 0 | 0 | 0 | 0 | 0 | 0 | 0 | 0
F5_Commercial_WA - Miscellaneous_Existing_Water Heating_Natural Gas_Water Heater - Circulation Pump Controls_A_Achievable Economic RVT Potential | F5 | Commercial | WA - Miscellaneous | Existing | Water Heating | Natural Gas | Water Heater - Circulation Pump Controls | A | Incremental Summer Peak Savings (MW) | Achievable Economic RVT Potential | 0 | 0 | 0 | 0 | 0 | 0 | 0 | 0 | 0 | 0 | 0 | 0 | 0 | 0 | 0 | 0 | 0 | 0 | 0 | 0 | 0 | 0 | 0 | 0 | 0 | 0 | 0
F6_Commercial_WA - Miscellaneous_Existing_Water Heating_Natural Gas_Water Heater - Circulation Pump Controls_A_Achievable Economic RVT Potential | F6 | Commercial | WA - Miscellaneous | Existing | Water Heating | Natural Gas | Water Heater - Circulation Pump Controls | A | Incremental Winter Peak Savings (MW) | Achievable Economic RVT Potential | 0 | 0 | 0 | 0 | 0 | 0 | 0 | 0 | 0 | 0 | 0 | 0 | 0 | 0 | 0 | 0 | 0 | 0 | 0 | 0 | 0 | 0 | 0 | 0 | 0 | 0 | 0
F7_Commercial_WA - Miscellaneous_Existing_Water Heating_Natural Gas_Water Heater - Circulation Pump Controls_A_Achievable Economic RVT Potential | F7 | Commercial | WA - Miscellaneous | Existing | Water Heating | Natural Gas | Water Heater - Circulation Pump Controls | A | Cumulative Energy Savings (MWh or mTherms) | Achievable Economic RVT Potential | 0 | 0 | 0 | 0 | 0 | 0 | 0 | 0 | 0 | 0 | 0 | 0 | 0 | 0 | 0 | 0 | 0 | 0 | 0 | 0 | 0 | 0 | 0 | 0 | 0 | 0 | 0
F8_Commercial_WA - Miscellaneous_Existing_Water Heating_Natural Gas_Water Heater - Circulation Pump Controls_A_Achievable Economic RVT Potential | F8 | Commercial | WA - Miscellaneous | Existing | Water Heating | Natural Gas | Water Heater - Circulation Pump Controls | A | Cumulative Summer Peak Savings (MW) | Achievable Economic RVT Potential | 0 | 0 | 0 | 0 | 0 | 0 | 0 | 0 | 0 | 0 | 0 | 0 | 0 | 0 | 0 | 0 | 0 | 0 | 0 | 0 | 0 | 0 | 0 | 0 | 0 | 0 | 0
F9_Commercial_WA - Miscellaneous_Existing_Water Heating_Natural Gas_Water Heater - Circulation Pump Controls_A_Achievable Economic RVT Potential | F9 | Commercial | WA - Miscellaneous | Existing | Water Heating | Natural Gas | Water Heater - Circulation Pump Controls | A | Cumulative Winter Peak Savings (MW) | Achievable Economic RVT Potential | 0 | 0 | 0 | 0 | 0 | 0 | 0 | 0 | 0 | 0 | 0 | 0 | 0 | 0 | 0 | 0 | 0 | 0 | 0 | 0 | 0 | 0 | 0 | 0 | 0 | 0 | 0
F10_Commercial_WA - Miscellaneous_Existing_Water Heating_Natural Gas_Water Heater - Circulation Pump Controls_A_Achievable Economic RVT Potential | F10 | Commercial | WA - Miscellaneous | Existing | Water Heating | Natural Gas | Water Heater - Circulation Pump Controls | A | Purchases (Incremental) | Achievable Economic RVT Potential | 0 | 0 | 0 | 0 | 0 | 0 | 0 | 0 | 0 | 0 | 0 | 0 | 0 | 0 | 0 | 0 | 0 | 0 | 0 | 0 | 0 | 0 | 0 | 0 | 0 | 0 | 0
F11_Commercial_WA - Miscellaneous_Existing_Water Heating_Natural Gas_Water Heater - Circulation Pump Controls_A_Achievable Economic RVT Potential | F11 | Commercial | WA - Miscellaneous | Existing | Water Heating | Natural Gas | Water Heater - Circulation Pump Controls | A | Purchases (Cumulative) | Achievable Economic RVT Potential | 0 | 0 | 0 | 0 | 0 | 0 | 0 | 0 | 0 | 0 | 0 | 0 | 0 | 0 | 0 | 0 | 0 | 0 | 0 | 0 | 0 | 0 | 0 | 0 | 0 | 0 | 0
F1_Commercial_WA - Miscellaneous_Existing_Water Heating_Natural Gas_Water Heater - Pipe Insulation_A_Achievable Economic RVT Potential | F1 | Commercial | WA - Miscellaneous | Existing | Water Heating | Natural Gas | Water Heater - Pipe Insulation | A | Integrated Unit Energy Savings (kWh or therms) | Achievable Economic RVT Potential | 0 | 0 | 9.3932 | 9.1736 | 8.9559 | 8.7478 | 8.5421 | 8.3385 | 8.1313 | 7.9333 | 7.741 | 7.5635 | 7.4094 | 7.2872 | 7.2287 | 7.1758 | 7.1372 | 7.1105 | 7.0893 | 7.0722 | 7.0599 | 7.051 | 7.0445 | 7.0398 | 7.0339 | 7.0326 | 7.0315
F2_Commercial_WA - Miscellaneous_Existing_Water Heating_Natural Gas_Water Heater - Pipe Insulation_A_Achievable Economic RVT Potential | F2 | Commercial | WA - Miscellaneous | Existing | Water Heating | Natural Gas | Water Heater - Pipe Insulation | A | Integrated Unit Summer Peak Savings (kW) | Achievable Economic RVT Potential | 0 | 0 | 0 | 0 | 0 | 0 | 0 | 0 | 0 | 0 | 0 | 0 | 0 | 0 | 0 | 0 | 0 | 0 | 0 | 0 | 0 | 0 | 0 | 0 | 0 | 0 | 0
F3_Commercial_WA - Miscellaneous_Existing_Water Heating_Natural Gas_Water Heater - Pipe Insulation_A_Achievable Economic RVT Potential | F3 | Commercial | WA - Miscellaneous | Existing | Water Heating | Natural Gas | Water Heater - Pipe Insulation | A | Integrated Unit Winter Peak Savings (kW) | Achievable Economic RVT Potential | 0 | 0 | 0 | 0 | 0 | 0 | 0 | 0 | 0 | 0 | 0 | 0 | 0 | 0 | 0 | 0 | 0 | 0 | 0 | 0 | 0 | 0 | 0 | 0 | 0 | 0 | 0
F4_Commercial_WA - Miscellaneous_Existing_Water Heating_Natural Gas_Water Heater - Pipe Insulation_A_Achievable Economic RVT Potential | F4 | Commercial | WA - Miscellaneous | Existing | Water Heating | Natural Gas | Water Heater - Pipe Insulation | A | Incremental Energy Savings (MWh or mTherms) | Achievable Economic RVT Potential | 0 | 0 | 0 | 0 | 0 | 0 | 0 | 0 | 0 | 0 | 0 | 0 | 0 | 0 | 0 | 0 | 0 | 0 | 0 | 0 | 0 | 0 | 0 | 0 | 0 | 0 | 0
F5_Commercial_WA - Miscellaneous_Existing_Water Heating_Natural Gas_Water Heater - Pipe Insulation_A_Achievable Economic RVT Potential | F5 | Commercial | WA - Miscellaneous | Existing | Water Heating | Natural Gas | Water Heater - Pipe Insulation | A | Incremental Summer Peak Savings (MW) | Achievable Economic RVT Potential | 0 | 0 | 0 | 0 | 0 | 0 | 0 | 0 | 0 | 0 | 0 | 0 | 0 | 0 | 0 | 0 | 0 | 0 | 0 | 0 | 0 | 0 | 0 | 0 | 0 | 0 | 0
F6_Commercial_WA - Miscellaneous_Existing_Water Heating_Natural Gas_Water Heater - Pipe Insulation_A_Achievable Economic RVT Potential | F6 | Commercial | WA - Miscellaneous | Existing | Water Heating | Natural Gas | Water Heater - Pipe Insulation | A | Incremental Winter Peak Savings (MW) | Achievable Economic RVT Potential | 0 | 0 | 0 | 0 | 0 | 0 | 0 | 0 | 0 | 0 | 0 | 0 | 0 | 0 | 0 | 0 | 0 | 0 | 0 | 0 | 0 | 0 | 0 | 0 | 0 | 0 | 0
F7_Commercial_WA - Miscellaneous_Existing_Water Heating_Natural Gas_Water Heater - Pipe Insulation_A_Achievable Economic RVT Potential | F7 | Commercial | WA - Miscellaneous | Existing | Water Heating | Natural Gas | Water Heater - Pipe Insulation | A | Cumulative Energy Savings (MWh or mTherms) | Achievable Economic RVT Potential | 0 | 0 | 0 | 0 | 0 | 0 | 0 | 0 | 0 | 0 | 0 | 0 | 0 | 0 | 0 | 0 | 0 | 0 | 0 | 0 | 0 | 0 | 0 | 0 | 0 | 0 | 0
F8_Commercial_WA - Miscellaneous_Existing_Water Heating_Natural Gas_Water Heater - Pipe Insulation_A_Achievable Economic RVT Potential | F8 | Commercial | WA - Miscellaneous | Existing | Water Heating | Natural Gas | Water Heater - Pipe Insulation | A | Cumulative Summer Peak Savings (MW) | Achievable Economic RVT Potential | 0 | 0 | 0 | 0 | 0 | 0 | 0 | 0 | 0 | 0 | 0 | 0 | 0 | 0 | 0 | 0 | 0 | 0 | 0 | 0 | 0 | 0 | 0 | 0 | 0 | 0 | 0
F9_Commercial_WA - Miscellaneous_Existing_Water Heating_Natural Gas_Water Heater - Pipe Insulation_A_Achievable Economic RVT Potential | F9 | Commercial | WA - Miscellaneous | Existing | Water Heating | Natural Gas | Water Heater - Pipe Insulation | A | Cumulative Winter Peak Savings (MW) | Achievable Economic RVT Potential | 0 | 0 | 0 | 0 | 0 | 0 | 0 | 0 | 0 | 0 | 0 | 0 | 0 | 0 | 0 | 0 | 0 | 0 | 0 | 0 | 0 | 0 | 0 | 0 | 0 | 0 | 0
F10_Commercial_WA - Miscellaneous_Existing_Water Heating_Natural Gas_Water Heater - Pipe Insulation_A_Achievable Economic RVT Potential | F10 | Commercial | WA - Miscellaneous | Existing | Water Heating | Natural Gas | Water Heater - Pipe Insulation | A | Purchases (Incremental) | Achievable Economic RVT Potential | 0 | 0 | 0 | 0 | 0 | 0 | 0 | 0 | 0 | 0 | 0 | 0 | 0 | 0 | 0 | 0 | 0 | 0 | 0 | 0 | 0 | 0 | 0 | 0 | 0 | 0 | 0
F11_Commercial_WA - Miscellaneous_Existing_Water Heating_Natural Gas_Water Heater - Pipe Insulation_A_Achievable Economic RVT Potential | F11 | Commercial | WA - Miscellaneous | Existing | Water Heating | Natural Gas | Water Heater - Pipe Insulation | A | Purchases (Cumulative) | Achievable Economic RVT Potential | 0 | 0 | 0 | 0 | 0 | 0 | 0 | 0 | 0 | 0 | 0 | 0 | 0 | 0 | 0 | 0 | 0 | 0 | 0 | 0 | 0 | 0 | 0 | 0 | 0 | 0 | 0
F1_Commercial_WA - Miscellaneous_Existing_Water Heating_Natural Gas_Water Heater - Motion Control Faucet_A_Achievable Economic RVT Potential | F1 | Commercial | WA - Miscellaneous | Existing | Water Heating | Natural Gas | Water Heater - Motion Control Faucet | A | Integrated Unit Energy Savings (kWh or therms) | Achievable Economic RVT Potential | 0 | 0 | 0 | 0 | 0 | 0 | 0 | 0 | 0 | 0 | 0 | 0 | 0 | 0 | 0 | 0 | 0 | 0 | 0 | 0 | 0 | 0 | 0 | 0 | 0 | 0 | 0
F2_Commercial_WA - Miscellaneous_Existing_Water Heating_Natural Gas_Water Heater - Motion Control Faucet_A_Achievable Economic RVT Potential | F2 | Commercial | WA - Miscellaneous | Existing | Water Heating | Natural Gas | Water Heater - Motion Control Faucet | A | Integrated Unit Summer Peak Savings (kW) | Achievable Economic RVT Potential | 0 | 0 | 0 | 0 | 0 | 0 | 0 | 0 | 0 | 0 | 0 | 0 | 0 | 0 | 0 | 0 | 0 | 0 | 0 | 0 | 0 | 0 | 0 | 0 | 0 | 0 | 0
F3_Commercial_WA - Miscellaneous_Existing_Water Heating_Natural Gas_Water Heater - Motion Control Faucet_A_Achievable Economic RVT Potential | F3 | Commercial | WA - Miscellaneous | Existing | Water Heating | Natural Gas | Water Heater - Motion Control Faucet | A | Integrated Unit Winter Peak Savings (kW) | Achievable Economic RVT Potential | 0 | 0 | 0 | 0 | 0 | 0 | 0 | 0 | 0 | 0 | 0 | 0 | 0 | 0 | 0 | 0 | 0 | 0 | 0 | 0 | 0 | 0 | 0 | 0 | 0 | 0 | 0
F4_Commercial_WA - Miscellaneous_Existing_Water Heating_Natural Gas_Water Heater - Motion Control Faucet_A_Achievable Economic RVT Potential | F4 | Commercial | WA - Miscellaneous | Existing | Water Heating | Natural Gas | Water Heater - Motion Control Faucet | A | Incremental Energy Savings (MWh or mTherms) | Achievable Economic RVT Potential | 0 | 0 | 0 | 0 | 0 | 0 | 0 | 0 | 0 | 0 | 0 | 0 | 0 | 0 | 0 | 0 | 0 | 0 | 0 | 0 | 0 | 0 | 0 | 0 | 0 | 0 | 0
F5_Commercial_WA - Miscellaneous_Existing_Water Heating_Natural Gas_Water Heater - Motion Control Faucet_A_Achievable Economic RVT Potential | F5 | Commercial | WA - Miscellaneous | Existing | Water Heating | Natural Gas | Water Heater - Motion Control Faucet | A | Incremental Summer Peak Savings (MW) | Achievable Economic RVT Potential | 0 | 0 | 0 | 0 | 0 | 0 | 0 | 0 | 0 | 0 | 0 | 0 | 0 | 0 | 0 | 0 | 0 | 0 | 0 | 0 | 0 | 0 | 0 | 0 | 0 | 0 | 0
F6_Commercial_WA - Miscellaneous_Existing_Water Heating_Natural Gas_Water Heater - Motion Control Faucet_A_Achievable Economic RVT Potential | F6 | Commercial | WA - Miscellaneous | Existing | Water Heating | Natural Gas | Water Heater - Motion Control Faucet | A | Incremental Winter Peak Savings (MW) | Achievable Economic RVT Potential | 0 | 0 | 0 | 0 | 0 | 0 | 0 | 0 | 0 | 0 | 0 | 0 | 0 | 0 | 0 | 0 | 0 | 0 | 0 | 0 | 0 | 0 | 0 | 0 | 0 | 0 | 0
F7_Commercial_WA - Miscellaneous_Existing_Water Heating_Natural Gas_Water Heater - Motion Control Faucet_A_Achievable Economic RVT Potential | F7 | Commercial | WA - Miscellaneous | Existing | Water Heating | Natural Gas | Water Heater - Motion Control Faucet | A | Cumulative Energy Savings (MWh or mTherms) | Achievable Economic RVT Potential | 0 | 0 | 0 | 0 | 0 | 0 | 0 | 0 | 0 | 0 | 0 | 0 | 0 | 0 | 0 | 0 | 0 | 0 | 0 | 0 | 0 | 0 | 0 | 0 | 0 | 0 | 0
F8_Commercial_WA - Miscellaneous_Existing_Water Heating_Natural Gas_Water Heater - Motion Control Faucet_A_Achievable Economic RVT Potential | F8 | Commercial | WA - Miscellaneous | Existing | Water Heating | Natural Gas | Water Heater - Motion Control Faucet | A | Cumulative Summer Peak Savings (MW) | Achievable Economic RVT Potential | 0 | 0 | 0 | 0 | 0 | 0 | 0 | 0 | 0 | 0 | 0 | 0 | 0 | 0 | 0 | 0 | 0 | 0 | 0 | 0 | 0 | 0 | 0 | 0 | 0 | 0 | 0
F9_Commercial_WA - Miscellaneous_Existing_Water Heating_Natural Gas_Water Heater - Motion Control Faucet_A_Achievable Economic RVT Potential | F9 | Commercial | WA - Miscellaneous | Existing | Water Heating | Natural Gas | Water Heater - Motion Control Faucet | A | Cumulative Winter Peak Savings (MW) | Achievable Economic RVT Potential | 0 | 0 | 0 | 0 | 0 | 0 | 0 | 0 | 0 | 0 | 0 | 0 | 0 | 0 | 0 | 0 | 0 | 0 | 0 | 0 | 0 | 0 | 0 | 0 | 0 | 0 | 0
F10_Commercial_WA - Miscellaneous_Existing_Water Heating_Natural Gas_Water Heater - Motion Control Faucet_A_Achievable Economic RVT Potential | F10 | Commercial | WA - Miscellaneous | Existing | Water Heating | Natural Gas | Water Heater - Motion Control Faucet | A | Purchases (Incremental) | Achievable Economic RVT Potential | 0 | 0 | 0 | 0 | 0 | 0 | 0 | 0 | 0 | 0 | 0 | 0 | 0 | 0 | 0 | 0 | 0 | 0 | 0 | 0 | 0 | 0 | 0 | 0 | 0 | 0 | 0
F11_Commercial_WA - Miscellaneous_Existing_Water Heating_Natural Gas_Water Heater - Motion Control Faucet_A_Achievable Economic RVT Potential | F11 | Commercial | WA - Miscellaneous | Existing | Water Heating | Natural Gas | Water Heater - Motion Control Faucet | A | Purchases (Cumulative) | Achievable Economic RVT Potential | 0 | 0 | 0 | 0 | 0 | 0 | 0 | 0 | 0 | 0 | 0 | 0 | 0 | 0 | 0 | 0 | 0 | 0 | 0 | 0 | 0 | 0 | 0 | 0 | 0 | 0 | 0
F1_Commercial_WA - Miscellaneous_Existing_Water Heating_Natural Gas_Water Heater - Solar System_A_Achievable Economic RVT Potential | F1 | Commercial | WA - Miscellaneous | Existing | Water Heating | Natural Gas | Water Heater - Solar System | A | Integrated Unit Energy Savings (kWh or therms) | Achievable Economic RVT Potential | 0 | 0 | 75.135 | 73.4824 | 71.8587 | 70.3278 | 68.8272 | 67.3551 | 65.8704 | 64.4665 | 63.1165 | 61.8739 | 60.7887 | 59.9212 | 59.5316 | 59.1665 | 58.8789 | 58.6587 | 58.4838 | 58.3433 | 58.2414 | 58.1678 | 58.1145 | 58.0757 | 58.0271 | 58.0161 | 58.0074
F2_Commercial_WA - Miscellaneous_Existing_Water Heating_Natural Gas_Water Heater - Solar System_A_Achievable Economic RVT Potential | F2 | Commercial | WA - Miscellaneous | Existing | Water Heating | Natural Gas | Water Heater - Solar System | A | Integrated Unit Summer Peak Savings (kW) | Achievable Economic RVT Potential | 0 | 0 | 0 | 0 | 0 | 0 | 0 | 0 | 0 | 0 | 0 | 0 | 0 | 0 | 0 | 0 | 0 | 0 | 0 | 0 | 0 | 0 | 0 | 0 | 0 | 0 | 0
F3_Commercial_WA - Miscellaneous_Existing_Water Heating_Natural Gas_Water Heater - Solar System_A_Achievable Economic RVT Potential | F3 | Commercial | WA - Miscellaneous | Existing | Water Heating | Natural Gas | Water Heater - Solar System | A | Integrated Unit Winter Peak Savings (kW) | Achievable Economic RVT Potential | 0 | 0 | 0 | 0 | 0 | 0 | 0 | 0 | 0 | 0 | 0 | 0 | 0 | 0 | 0 | 0 | 0 | 0 | 0 | 0 | 0 | 0 | 0 | 0 | 0 | 0 | 0
F4_Commercial_WA - Miscellaneous_Existing_Water Heating_Natural Gas_Water Heater - Solar System_A_Achievable Economic RVT Potential | F4 | Commercial | WA - Miscellaneous | Existing | Water Heating | Natural Gas | Water Heater - Solar System | A | Incremental Energy Savings (MWh or mTherms) | Achievable Economic RVT Potential | 0 | 0 | 0 | 0 | 0 | 0 | 0 | 0 | 0 | 0 | 0 | 0 | 0 | 0 | 0 | 0 | 0 | 0 | 0 | 0 | 0 | 0 | 0 | 0 | 0 | 0 | 0
F5_Commercial_WA - Miscellaneous_Existing_Water Heating_Natural Gas_Water Heater - Solar System_A_Achievable Economic RVT Potential | F5 | Commercial | WA - Miscellaneous | Existing | Water Heating | Natural Gas | Water Heater - Solar System | A | Incremental Summer Peak Savings (MW) | Achievable Economic RVT Potential | 0 | 0 | 0 | 0 | 0 | 0 | 0 | 0 | 0 | 0 | 0 | 0 | 0 | 0 | 0 | 0 | 0 | 0 | 0 | 0 | 0 | 0 | 0 | 0 | 0 | 0 | 0
F6_Commercial_WA - Miscellaneous_Existing_Water Heating_Natural Gas_Water Heater - Solar System_A_Achievable Economic RVT Potential | F6 | Commercial | WA - Miscellaneous | Existing | Water Heating | Natural Gas | Water Heater - Solar System | A | Incremental Winter Peak Savings (MW) | Achievable Economic RVT Potential | 0 | 0 | 0 | 0 | 0 | 0 | 0 | 0 | 0 | 0 | 0 | 0 | 0 | 0 | 0 | 0 | 0 | 0 | 0 | 0 | 0 | 0 | 0 | 0 | 0 | 0 | 0
F7_Commercial_WA - Miscellaneous_Existing_Water Heating_Natural Gas_Water Heater - Solar System_A_Achievable Economic RVT Potential | F7 | Commercial | WA - Miscellaneous | Existing | Water Heating | Natural Gas | Water Heater - Solar System | A | Cumulative Energy Savings (MWh or mTherms) | Achievable Economic RVT Potential | 0 | 0 | 0 | 0 | 0 | 0 | 0 | 0 | 0 | 0 | 0 | 0 | 0 | 0 | 0 | 0 | 0 | 0 | 0 | 0 | 0 | 0 | 0 | 0 | 0 | 0 | 0
F8_Commercial_WA - Miscellaneous_Existing_Water Heating_Natural Gas_Water Heater - Solar System_A_Achievable Economic RVT Potential | F8 | Commercial | WA - Miscellaneous | Existing | Water Heating | Natural Gas | Water Heater - Solar System | A | Cumulative Summer Peak Savings (MW) | Achievable Economic RVT Potential | 0 | 0 | 0 | 0 | 0 | 0 | 0 | 0 | 0 | 0 | 0 | 0 | 0 | 0 | 0 | 0 | 0 | 0 | 0 | 0 | 0 | 0 | 0 | 0 | 0 | 0 | 0
F9_Commercial_WA - Miscellaneous_Existing_Water Heating_Natural Gas_Water Heater - Solar System_A_Achievable Economic RVT Potential | F9 | Commercial | WA - Miscellaneous | Existing | Water Heating | Natural Gas | Water Heater - Solar System | A | Cumulative Winter Peak Savings (MW) | Achievable Economic RVT Potential | 0 | 0 | 0 | 0 | 0 | 0 | 0 | 0 | 0 | 0 | 0 | 0 | 0 | 0 | 0 | 0 | 0 | 0 | 0 | 0 | 0 | 0 | 0 | 0 | 0 | 0 | 0
F10_Commercial_WA - Miscellaneous_Existing_Water Heating_Natural Gas_Water Heater - Solar System_A_Achievable Economic RVT Potential | F10 | Commercial | WA - Miscellaneous | Existing | Water Heating | Natural Gas | Water Heater - Solar System | A | Purchases (Incremental) | Achievable Economic RVT Potential | 0 | 0 | 0 | 0 | 0 | 0 | 0 | 0 | 0 | 0 | 0 | 0 | 0 | 0 | 0 | 0 | 0 | 0 | 0 | 0 | 0 | 0 | 0 | 0 | 0 | 0 | 0
F11_Commercial_WA - Miscellaneous_Existing_Water Heating_Natural Gas_Water Heater - Solar System_A_Achievable Economic RVT Potential | F11 | Commercial | WA - Miscellaneous | Existing | Water Heating | Natural Gas | Water Heater - Solar System | A | Purchases (Cumulative) | Achievable Economic RVT Potential | 0 | 0 | 0 | 0 | 0 | 0 | 0 | 0 | 0 | 0 | 0 | 0 | 0 | 0 | 0 | 0 | 0 | 0 | 0 | 0 | 0 | 0 | 0 | 0 | 0 | 0 | 0
F1_Commercial_WA - Miscellaneous_Existing_Water Heating_Natural Gas_Commercial Laundry - Ozone Treatment_A_Achievable Economic RVT Potential | F1 | Commercial | WA - Miscellaneous | Existing | Water Heating | Natural Gas | Commercial Laundry - Ozone Treatment | A | Integrated Unit Energy Savings (kWh or therms) | Achievable Economic RVT Potential | 0 | 0 | 3430.1987 | 3350.0088 | 3270.5218 | 3194.5239 | 3119.3856 | 3045.0597 | 2969.4016 | 2897.0943 | 2826.8416 | 2762.0409 | 2705.7622 | 2661.1554 | 2639.7831 | 2620.4515 | 2606.3521 | 2596.6066 | 2588.8606 | 2582.6421 | 2578.1335 | 2574.8749 | 2572.5164 | 2570.799 | 2568.6449 | 2568.16 | 2567.7722
F2_Commercial_WA - Miscellaneous_Existing_Water Heating_Natural Gas_Commercial Laundry - Ozone Treatment_A_Achievable Economic RVT Potential | F2 | Commercial | WA - Miscellaneous | Existing | Water Heating | Natural Gas | Commercial Laundry - Ozone Treatment | A | Integrated Unit Summer Peak Savings (kW) | Achievable Economic RVT Potential | 0 | 0 | 0 | 0 | 0 | 0 | 0 | 0 | 0 | 0 | 0 | 0 | 0 | 0 | 0 | 0 | 0 | 0 | 0 | 0 | 0 | 0 | 0 | 0 | 0 | 0 | 0
F3_Commercial_WA - Miscellaneous_Existing_Water Heating_Natural Gas_Commercial Laundry - Ozone Treatment_A_Achievable Economic RVT Potential | F3 | Commercial | WA - Miscellaneous | Existing | Water Heating | Natural Gas | Commercial Laundry - Ozone Treatment | A | Integrated Unit Winter Peak Savings (kW) | Achievable Economic RVT Potential | 0 | 0 | 0 | 0 | 0 | 0 | 0 | 0 | 0 | 0 | 0 | 0 | 0 | 0 | 0 | 0 | 0 | 0 | 0 | 0 | 0 | 0 | 0 | 0 | 0 | 0 | 0
F4_Commercial_WA - Miscellaneous_Existing_Water Heating_Natural Gas_Commercial Laundry - Ozone Treatment_A_Achievable Economic RVT Potential | F4 | Commercial | WA - Miscellaneous | Existing | Water Heating | Natural Gas | Commercial Laundry - Ozone Treatment | A | Incremental Energy Savings (MWh or mTherms) | Achievable Economic RVT Potential | 0 | 0 | 0 | 0 | 0 | 0 | 0 | 0 | 0 | 0 | 0 | 0 | 0 | 0 | 0 | 0 | 0 | 0 | 0 | 0 | 0 | 0 | 0 | 0 | 0 | 0 | 0
F5_Commercial_WA - Miscellaneous_Existing_Water Heating_Natural Gas_Commercial Laundry - Ozone Treatment_A_Achievable Economic RVT Potential | F5 | Commercial | WA - Miscellaneous | Existing | Water Heating | Natural Gas | Commercial Laundry - Ozone Treatment | A | Incremental Summer Peak Savings (MW) | Achievable Economic RVT Potential | 0 | 0 | 0 | 0 | 0 | 0 | 0 | 0 | 0 | 0 | 0 | 0 | 0 | 0 | 0 | 0 | 0 | 0 | 0 | 0 | 0 | 0 | 0 | 0 | 0 | 0 | 0
F6_Commercial_WA - Miscellaneous_Existing_Water Heating_Natural Gas_Commercial Laundry - Ozone Treatment_A_Achievable Economic RVT Potential | F6 | Commercial | WA - Miscellaneous | Existing | Water Heating | Natural Gas | Commercial Laundry - Ozone Treatment | A | Incremental Winter Peak Savings (MW) | Achievable Economic RVT Potential | 0 | 0 | 0 | 0 | 0 | 0 | 0 | 0 | 0 | 0 | 0 | 0 | 0 | 0 | 0 | 0 | 0 | 0 | 0 | 0 | 0 | 0 | 0 | 0 | 0 | 0 | 0
F7_Commercial_WA - Miscellaneous_Existing_Water Heating_Natural Gas_Commercial Laundry - Ozone Treatment_A_Achievable Economic RVT Potential | F7 | Commercial | WA - Miscellaneous | Existing | Water Heating | Natural Gas | Commercial Laundry - Ozone Treatment | A | Cumulative Energy Savings (MWh or mTherms) | Achievable Economic RVT Potential | 0 | 0 | 0 | 0 | 0 | 0 | 0 | 0 | 0 | 0 | 0 | 0 | 0 | 0 | 0 | 0 | 0 | 0 | 0 | 0 | 0 | 0 | 0 | 0 | 0 | 0 | 0
F8_Commercial_WA - Miscellaneous_Existing_Water Heating_Natural Gas_Commercial Laundry - Ozone Treatment_A_Achievable Economic RVT Potential | F8 | Commercial | WA - Miscellaneous | Existing | Water Heating | Natural Gas | Commercial Laundry - Ozone Treatment | A | Cumulative Summer Peak Savings (MW) | Achievable Economic RVT Potential | 0 | 0 | 0 | 0 | 0 | 0 | 0 | 0 | 0 | 0 | 0 | 0 | 0 | 0 | 0 | 0 | 0 | 0 | 0 | 0 | 0 | 0 | 0 | 0 | 0 | 0 | 0
F9_Commercial_WA - Miscellaneous_Existing_Water Heating_Natural Gas_Commercial Laundry - Ozone Treatment_A_Achievable Economic RVT Potential | F9 | Commercial | WA - Miscellaneous | Existing | Water Heating | Natural Gas | Commercial Laundry - Ozone Treatment | A | Cumulative Winter Peak Savings (MW) | Achievable Economic RVT Potential | 0 | 0 | 0 | 0 | 0 | 0 | 0 | 0 | 0 | 0 | 0 | 0 | 0 | 0 | 0 | 0 | 0 | 0 | 0 | 0 | 0 | 0 | 0 | 0 | 0 | 0 | 0
F10_Commercial_WA - Miscellaneous_Existing_Water Heating_Natural Gas_Commercial Laundry - Ozone Treatment_A_Achievable Economic RVT Potential | F10 | Commercial | WA - Miscellaneous | Existing | Water Heating | Natural Gas | Commercial Laundry - Ozone Treatment | A | Purchases (Incremental) | Achievable Economic RVT Potential | 0 | 0 | 0 | 0 | 0 | 0 | 0 | 0 | 0 | 0 | 0 | 0 | 0 | 0 | 0 | 0 | 0 | 0 | 0 | 0 | 0 | 0 | 0 | 0 | 0 | 0 | 0
F11_Commercial_WA - Miscellaneous_Existing_Water Heating_Natural Gas_Commercial Laundry - Ozone Treatment_A_Achievable Economic RVT Potential | F11 | Commercial | WA - Miscellaneous | Existing | Water Heating | Natural Gas | Commercial Laundry - Ozone Treatment | A | Purchases (Cumulative) | Achievable Economic RVT Potential | 0 | 0 | 0 | 0 | 0 | 0 | 0 | 0 | 0 | 0 | 0 | 0 | 0 | 0 | 0 | 0 | 0 | 0 | 0 | 0 | 0 | 0 | 0 | 0 | 0 | 0 | 0
F1_Commercial_WA - Miscellaneous_Existing_Water Heating_Natural Gas_Commercial Laundry - ENERGY STAR Washer_A_Achievable Economic RVT Potential | F1 | Commercial | WA - Miscellaneous | Existing | Water Heating | Natural Gas | Commercial Laundry - ENERGY STAR Washer | A | Integrated Unit Energy Savings (kWh or therms) | Achievable Economic RVT Potential | 0 | 0 | 66.4425 | 64.8893 | 63.3496 | 61.8775 | 60.4221 | 58.9824 | 57.5169 | 56.1164 | 54.7556 | 53.5004 | 52.4103 | 51.5463 | 51.1323 | 50.7578 | 50.4847 | 50.296 | 50.1459 | 50.0255 | 49.9381 | 49.875 | 49.8293 | 49.7961 | 49.7543 | 49.7449 | 49.7374
F2_Commercial_WA - Miscellaneous_Existing_Water Heating_Natural Gas_Commercial Laundry - ENERGY STAR Washer_A_Achievable Economic RVT Potential | F2 | Commercial | WA - Miscellaneous | Existing | Water Heating | Natural Gas | Commercial Laundry - ENERGY STAR Washer | A | Integrated Unit Summer Peak Savings (kW) | Achievable Economic RVT Potential | 0 | 0 | 0 | 0 | 0 | 0 | 0 | 0 | 0 | 0 | 0 | 0 | 0 | 0 | 0 | 0 | 0 | 0 | 0 | 0 | 0 | 0 | 0 | 0 | 0 | 0 | 0
F3_Commercial_WA - Miscellaneous_Existing_Water Heating_Natural Gas_Commercial Laundry - ENERGY STAR Washer_A_Achievable Economic RVT Potential | F3 | Commercial | WA - Miscellaneous | Existing | Water Heating | Natural Gas | Commercial Laundry - ENERGY STAR Washer | A | Integrated Unit Winter Peak Savings (kW) | Achievable Economic RVT Potential | 0 | 0 | 0 | 0 | 0 | 0 | 0 | 0 | 0 | 0 | 0 | 0 | 0 | 0 | 0 | 0 | 0 | 0 | 0 | 0 | 0 | 0 | 0 | 0 | 0 | 0 | 0
F4_Commercial_WA - Miscellaneous_Existing_Water Heating_Natural Gas_Commercial Laundry - ENERGY STAR Washer_A_Achievable Economic RVT Potential | F4 | Commercial | WA - Miscellaneous | Existing | Water Heating | Natural Gas | Commercial Laundry - ENERGY STAR Washer | A | Incremental Energy Savings (MWh or mTherms) | Achievable Economic RVT Potential | 0 | 0 | 0 | 0.00020109 | 0.00029597 | 0.00043291 | 0.00056965 | 0.00072347 | 0.0009643 | 0.0011322 | 0.00098325 | 0.00075048 | 0.00035747 | 0 | 0 | 0 | 0 | 0 | 0 | 0 | 0 | 0 | 0 | 0 | 0 | 0 | 0
F5_Commercial_WA - Miscellaneous_Existing_Water Heating_Natural Gas_Commercial Laundry - ENERGY STAR Washer_A_Achievable Economic RVT Potential | F5 | Commercial | WA - Miscellaneous | Existing | Water Heating | Natural Gas | Commercial Laundry - ENERGY STAR Washer | A | Incremental Summer Peak Savings (MW) | Achievable Economic RVT Potential | 0 | 0 | 0 | 0 | 0 | 0 | 0 | 0 | 0 | 0 | 0 | 0 | 0 | 0 | 0 | 0 | 0 | 0 | 0 | 0 | 0 | 0 | 0 | 0 | 0 | 0 | 0
F6_Commercial_WA - Miscellaneous_Existing_Water Heating_Natural Gas_Commercial Laundry - ENERGY STAR Washer_A_Achievable Economic RVT Potential | F6 | Commercial | WA - Miscellaneous | Existing | Water Heating | Natural Gas | Commercial Laundry - ENERGY STAR Washer | A | Incremental Winter Peak Savings (MW) | Achievable Economic RVT Potential | 0 | 0 | 0 | 0 | 0 | 0 | 0 | 0 | 0 | 0 | 0 | 0 | 0 | 0 | 0 | 0 | 0 | 0 | 0 | 0 | 0 | 0 | 0 | 0 | 0 | 0 | 0
F7_Commercial_WA - Miscellaneous_Existing_Water Heating_Natural Gas_Commercial Laundry - ENERGY STAR Washer_A_Achievable Economic RVT Potential | F7 | Commercial | WA - Miscellaneous | Existing | Water Heating | Natural Gas | Commercial Laundry - ENERGY STAR Washer | A | Cumulative Energy Savings (MWh or mTherms) | Achievable Economic RVT Potential | 0 | 0 | 0 | 0.00020109 | 0.0004923 | 0.00091377 | 0.0014619 | 0.0021506 | 0.0030614 | 0.0041191 | 0.0050025 | 0.0056383 | 0.0058809 | 0.0057839 | 0.0057375 | 0.0056954 | 0.0056648 | 0.0056436 | 0.0056268 | 0.0056133 | 0.0056035 | 0.0055964 | 0.0055913 | 0.0055875 | 0.0055828 | 0.0055818 | 0.0055809
F8_Commercial_WA - Miscellaneous_Existing_Water Heating_Natural Gas_Commercial Laundry - ENERGY STAR Washer_A_Achievable Economic RVT Potential | F8 | Commercial | WA - Miscellaneous | Existing | Water Heating | Natural Gas | Commercial Laundry - ENERGY STAR Washer | A | Cumulative Summer Peak Savings (MW) | Achievable Economic RVT Potential | 0 | 0 | 0 | 0 | 0 | 0 | 0 | 0 | 0 | 0 | 0 | 0 | 0 | 0 | 0 | 0 | 0 | 0 | 0 | 0 | 0 | 0 | 0 | 0 | 0 | 0 | 0
F9_Commercial_WA - Miscellaneous_Existing_Water Heating_Natural Gas_Commercial Laundry - ENERGY STAR Washer_A_Achievable Economic RVT Potential | F9 | Commercial | WA - Miscellaneous | Existing | Water Heating | Natural Gas | Commercial Laundry - ENERGY STAR Washer | A | Cumulative Winter Peak Savings (MW) | Achievable Economic RVT Potential | 0 | 0 | 0 | 0 | 0 | 0 | 0 | 0 | 0 | 0 | 0 | 0 | 0 | 0 | 0 | 0 | 0 | 0 | 0 | 0 | 0 | 0 | 0 | 0 | 0 | 0 | 0
F10_Commercial_WA - Miscellaneous_Existing_Water Heating_Natural Gas_Commercial Laundry - ENERGY STAR Washer_A_Achievable Economic RVT Potential | F10 | Commercial | WA - Miscellaneous | Existing | Water Heating | Natural Gas | Commercial Laundry - ENERGY STAR Washer | A | Purchases (Incremental) | Achievable Economic RVT Potential | 0 | 0 | 0 | 0.003099 | 0.0046721 | 0.0069962 | 0.0094278 | 0.012266 | 0.016766 | 0.020176 | 0.017957 | 0.014027 | 0.0068206 | 0 | 0 | 0 | 0 | 0 | 0 | 0 | 0 | 0 | 0 | 0 | 0 | 0 | 0
F11_Commercial_WA - Miscellaneous_Existing_Water Heating_Natural Gas_Commercial Laundry - ENERGY STAR Washer_A_Achievable Economic RVT Potential | F11 | Commercial | WA - Miscellaneous | Existing | Water Heating | Natural Gas | Commercial Laundry - ENERGY STAR Washer | A | Purchases (Cumulative) | Achievable Economic RVT Potential | 0 | 0 | 0 | 0.003099 | 0.0077711 | 0.014767 | 0.024195 | 0.036461 | 0.053227 | 0.073403 | 0.09136 | 0.10539 | 0.11221 | 0.11221 | 0.11221 | 0.11221 | 0.11221 | 0.11221 | 0.11221 | 0.11221 | 0.11221 | 0.11221 | 0.11221 | 0.11221 | 0.11221 | 0.11221 | 0.11221
F1_Commercial_WA - Miscellaneous_Existing_Water Heating_Natural Gas_Water Heater - Efficient Dishwasher_A_Achievable Economic RVT Potential | F1 | Commercial | WA - Miscellaneous | Existing | Water Heating | Natural Gas | Water Heater - Efficient Dishwasher | A | Integrated Unit Energy Savings (kWh or therms) | Achievable Economic RVT Potential | 0 | 0 | 192.3854 | 187.8879 | 183.4298 | 179.1674 | 174.9532 | 170.7846 | 166.5413 | 162.4859 | 158.5457 | 154.9113 | 151.7548 | 149.253 | 148.0543 | 146.9701 | 146.1793 | 145.6328 | 145.1983 | 144.8496 | 144.5967 | 144.4139 | 144.2816 | 144.1853 | 144.0645 | 144.0373 | 144.0156
F2_Commercial_WA - Miscellaneous_Existing_Water Heating_Natural Gas_Water Heater - Efficient Dishwasher_A_Achievable Economic RVT Potential | F2 | Commercial | WA - Miscellaneous | Existing | Water Heating | Natural Gas | Water Heater - Efficient Dishwasher | A | Integrated Unit Summer Peak Savings (kW) | Achievable Economic RVT Potential | 0 | 0 | 0 | 0 | 0 | 0 | 0 | 0 | 0 | 0 | 0 | 0 | 0 | 0 | 0 | 0 | 0 | 0 | 0 | 0 | 0 | 0 | 0 | 0 | 0 | 0 | 0
F3_Commercial_WA - Miscellaneous_Existing_Water Heating_Natural Gas_Water Heater - Efficient Dishwasher_A_Achievable Economic RVT Potential | F3 | Commercial | WA - Miscellaneous | Existing | Water Heating | Natural Gas | Water Heater - Efficient Dishwasher | A | Integrated Unit Winter Peak Savings (kW) | Achievable Economic RVT Potential | 0 | 0 | 0 | 0 | 0 | 0 | 0 | 0 | 0 | 0 | 0 | 0 | 0 | 0 | 0 | 0 | 0 | 0 | 0 | 0 | 0 | 0 | 0 | 0 | 0 | 0 | 0
F4_Commercial_WA - Miscellaneous_Existing_Water Heating_Natural Gas_Water Heater - Efficient Dishwasher_A_Achievable Economic RVT Potential | F4 | Commercial | WA - Miscellaneous | Existing | Water Heating | Natural Gas | Water Heater - Efficient Dishwasher | A | Incremental Energy Savings (MWh or mTherms) | Achievable Economic RVT Potential | 0 | 0 | 0 | 0.021013 | 0.030927 | 0.045236 | 0.059524 | 0.075597 | 0.10076 | 0.11831 | 0.12047 | 0.10454 | 0.075667 | 0.044565 | 0.02082 | 0 | 0 | 0 | 0 | 0 | 0 | 0 | 0 | 0 | 0 | 0 | 0
F5_Commercial_WA - Miscellaneous_Existing_Water Heating_Natural Gas_Water Heater - Efficient Dishwasher_A_Achievable Economic RVT Potential | F5 | Commercial | WA - Miscellaneous | Existing | Water Heating | Natural Gas | Water Heater - Efficient Dishwasher | A | Incremental Summer Peak Savings (MW) | Achievable Economic RVT Potential | 0 | 0 | 0 | 0 | 0 | 0 | 0 | 0 | 0 | 0 | 0 | 0 | 0 | 0 | 0 | 0 | 0 | 0 | 0 | 0 | 0 | 0 | 0 | 0 | 0 | 0 | 0
F6_Commercial_WA - Miscellaneous_Existing_Water Heating_Natural Gas_Water Heater - Efficient Dishwasher_A_Achievable Economic RVT Potential | F6 | Commercial | WA - Miscellaneous | Existing | Water Heating | Natural Gas | Water Heater - Efficient Dishwasher | A | Incremental Winter Peak Savings (MW) | Achievable Economic RVT Potential | 0 | 0 | 0 | 0 | 0 | 0 | 0 | 0 | 0 | 0 | 0 | 0 | 0 | 0 | 0 | 0 | 0 | 0 | 0 | 0 | 0 | 0 | 0 | 0 | 0 | 0 | 0
F7_Commercial_WA - Miscellaneous_Existing_Water Heating_Natural Gas_Water Heater - Efficient Dishwasher_A_Achievable Economic RVT Potential | F7 | Commercial | WA - Miscellaneous | Existing | Water Heating | Natural Gas | Water Heater - Efficient Dishwasher | A | Cumulative Energy Savings (MWh or mTherms) | Achievable Economic RVT Potential | 0 | 0 | 0 | 0.021013 | 0.051441 | 0.095481 | 0.15276 | 0.22472 | 0.31989 | 0.43041 | 0.54045 | 0.6326 | 0.69537 | 0.72847 | 0.74344 | 0.738 | 0.73403 | 0.73128 | 0.7291 | 0.72735 | 0.72608 | 0.72516 | 0.7245 | 0.72402 | 0.72341 | 0.72327 | 0.72316
F8_Commercial_WA - Miscellaneous_Existing_Water Heating_Natural Gas_Water Heater - Efficient Dishwasher_A_Achievable Economic RVT Potential | F8 | Commercial | WA - Miscellaneous | Existing | Water Heating | Natural Gas | Water Heater - Efficient Dishwasher | A | Cumulative Summer Peak Savings (MW) | Achievable Economic RVT Potential | 0 | 0 | 0 | 0 | 0 | 0 | 0 | 0 | 0 | 0 | 0 | 0 | 0 | 0 | 0 | 0 | 0 | 0 | 0 | 0 | 0 | 0 | 0 | 0 | 0 | 0 | 0
F9_Commercial_WA - Miscellaneous_Existing_Water Heating_Natural Gas_Water Heater - Efficient Dishwasher_A_Achievable Economic RVT Potential | F9 | Commercial | WA - Miscellaneous | Existing | Water Heating | Natural Gas | Water Heater - Efficient Dishwasher | A | Cumulative Winter Peak Savings (MW) | Achievable Economic RVT Potential | 0 | 0 | 0 | 0 | 0 | 0 | 0 | 0 | 0 | 0 | 0 | 0 | 0 | 0 | 0 | 0 | 0 | 0 | 0 | 0 | 0 | 0 | 0 | 0 | 0 | 0 | 0
F10_Commercial_WA - Miscellaneous_Existing_Water Heating_Natural Gas_Water Heater - Efficient Dishwasher_A_Achievable Economic RVT Potential | F10 | Commercial | WA - Miscellaneous | Existing | Water Heating | Natural Gas | Water Heater - Efficient Dishwasher | A | Purchases (Incremental) | Achievable Economic RVT Potential | 0 | 0 | 0 | 0.11184 | 0.1686 | 0.25248 | 0.34023 | 0.44264 | 0.60502 | 0.72811 | 0.75986 | 0.67482 | 0.49861 | 0.29859 | 0.14063 | 0 | 0 | 0 | 0 | 0 | 0 | 0 | 0 | 0 | 0 | 0 | 0
F11_Commercial_WA - Miscellaneous_Existing_Water Heating_Natural Gas_Water Heater - Efficient Dishwasher_A_Achievable Economic RVT Potential | F11 | Commercial | WA - Miscellaneous | Existing | Water Heating | Natural Gas | Water Heater - Efficient Dishwasher | A | Purchases (Cumulative) | Achievable Economic RVT Potential | 0 | 0 | 0 | 0.11184 | 0.28044 | 0.53292 | 0.87314 | 1.3158 | 1.9208 | 2.6489 | 3.4088 | 4.0836 | 4.5822 | 4.8808 | 5.0214 | 5.0214 | 5.0214 | 5.0214 | 5.0214 | 5.0214 | 5.0214 | 5.0214 | 5.0214 | 5.0214 | 5.0214 | 5.0214 | 5.0214
F1_Commercial_WA - Miscellaneous_Existing_Water Heating_Natural Gas_Commercial Laundry - Alternative Dry-Cleaning Methods_A_Achievable Economic RVT Potential | F1 | Commercial | WA - Miscellaneous | Existing | Water Heating | Natural Gas | Commercial Laundry - Alternative Dry-Cleaning Methods | A | Integrated Unit Energy Savings (kWh or therms) | Achievable Economic RVT Potential | 0 | 0 | 0 | 0 | 0 | 0 | 0 | 0 | 0 | 0 | 0 | 0 | 0 | 0 | 0 | 0 | 0 | 0 | 0 | 0 | 0 | 0 | 0 | 0 | 0 | 0 | 0
F2_Commercial_WA - Miscellaneous_Existing_Water Heating_Natural Gas_Commercial Laundry - Alternative Dry-Cleaning Methods_A_Achievable Economic RVT Potential | F2 | Commercial | WA - Miscellaneous | Existing | Water Heating | Natural Gas | Commercial Laundry - Alternative Dry-Cleaning Methods | A | Integrated Unit Summer Peak Savings (kW) | Achievable Economic RVT Potential | 0 | 0 | 0 | 0 | 0 | 0 | 0 | 0 | 0 | 0 | 0 | 0 | 0 | 0 | 0 | 0 | 0 | 0 | 0 | 0 | 0 | 0 | 0 | 0 | 0 | 0 | 0
F3_Commercial_WA - Miscellaneous_Existing_Water Heating_Natural Gas_Commercial Laundry - Alternative Dry-Cleaning Methods_A_Achievable Economic RVT Potential | F3 | Commercial | WA - Miscellaneous | Existing | Water Heating | Natural Gas | Commercial Laundry - Alternative Dry-Cleaning Methods | A | Integrated Unit Winter Peak Savings (kW) | Achievable Economic RVT Potential | 0 | 0 | 0 | 0 | 0 | 0 | 0 | 0 | 0 | 0 | 0 | 0 | 0 | 0 | 0 | 0 | 0 | 0 | 0 | 0 | 0 | 0 | 0 | 0 | 0 | 0 | 0
F4_Commercial_WA - Miscellaneous_Existing_Water Heating_Natural Gas_Commercial Laundry - Alternative Dry-Cleaning Methods_A_Achievable Economic RVT Potential | F4 | Commercial | WA - Miscellaneous | Existing | Water Heating | Natural Gas | Commercial Laundry - Alternative Dry-Cleaning Methods | A | Incremental Energy Savings (MWh or mTherms) | Achievable Economic RVT Potential | 0 | 0 | 0 | 0 | 0 | 0 | 0 | 0 | 0 | 0 | 0 | 0 | 0 | 0 | 0 | 0 | 0 | 0 | 0 | 0 | 0 | 0 | 0 | 0 | 0 | 0 | 0
F5_Commercial_WA - Miscellaneous_Existing_Water Heating_Natural Gas_Commercial Laundry - Alternative Dry-Cleaning Methods_A_Achievable Economic RVT Potential | F5 | Commercial | WA - Miscellaneous | Existing | Water Heating | Natural Gas | Commercial Laundry - Alternative Dry-Cleaning Methods | A | Incremental Summer Peak Savings (MW) | Achievable Economic RVT Potential | 0 | 0 | 0 | 0 | 0 | 0 | 0 | 0 | 0 | 0 | 0 | 0 | 0 | 0 | 0 | 0 | 0 | 0 | 0 | 0 | 0 | 0 | 0 | 0 | 0 | 0 | 0
F6_Commercial_WA - Miscellaneous_Existing_Water Heating_Natural Gas_Commercial Laundry - Alternative Dry-Cleaning Methods_A_Achievable Economic RVT Potential | F6 | Commercial | WA - Miscellaneous | Existing | Water Heating | Natural Gas | Commercial Laundry - Alternative Dry-Cleaning Methods | A | Incremental Winter Peak Savings (MW) | Achievable Economic RVT Potential | 0 | 0 | 0 | 0 | 0 | 0 | 0 | 0 | 0 | 0 | 0 | 0 | 0 | 0 | 0 | 0 | 0 | 0 | 0 | 0 | 0 | 0 | 0 | 0 | 0 | 0 | 0
F7_Commercial_WA - Miscellaneous_Existing_Water Heating_Natural Gas_Commercial Laundry - Alternative Dry-Cleaning Methods_A_Achievable Economic RVT Potential | F7 | Commercial | WA - Miscellaneous | Existing | Water Heating | Natural Gas | Commercial Laundry - Alternative Dry-Cleaning Methods | A | Cumulative Energy Savings (MWh or mTherms) | Achievable Economic RVT Potential | 0 | 0 | 0 | 0 | 0 | 0 | 0 | 0 | 0 | 0 | 0 | 0 | 0 | 0 | 0 | 0 | 0 | 0 | 0 | 0 | 0 | 0 | 0 | 0 | 0 | 0 | 0
F8_Commercial_WA - Miscellaneous_Existing_Water Heating_Natural Gas_Commercial Laundry - Alternative Dry-Cleaning Methods_A_Achievable Economic RVT Potential | F8 | Commercial | WA - Miscellaneous | Existing | Water Heating | Natural Gas | Commercial Laundry - Alternative Dry-Cleaning Methods | A | Cumulative Summer Peak Savings (MW) | Achievable Economic RVT Potential | 0 | 0 | 0 | 0 | 0 | 0 | 0 | 0 | 0 | 0 | 0 | 0 | 0 | 0 | 0 | 0 | 0 | 0 | 0 | 0 | 0 | 0 | 0 | 0 | 0 | 0 | 0
F9_Commercial_WA - Miscellaneous_Existing_Water Heating_Natural Gas_Commercial Laundry - Alternative Dry-Cleaning Methods_A_Achievable Economic RVT Potential | F9 | Commercial | WA - Miscellaneous | Existing | Water Heating | Natural Gas | Commercial Laundry - Alternative Dry-Cleaning Methods | A | Cumulative Winter Peak Savings (MW) | Achievable Economic RVT Potential | 0 | 0 | 0 | 0 | 0 | 0 | 0 | 0 | 0 | 0 | 0 | 0 | 0 | 0 | 0 | 0 | 0 | 0 | 0 | 0 | 0 | 0 | 0 | 0 | 0 | 0 | 0
F10_Commercial_WA - Miscellaneous_Existing_Water Heating_Natural Gas_Commercial Laundry - Alternative Dry-Cleaning Methods_A_Achievable Economic RVT Potential | F10 | Commercial | WA - Miscellaneous | Existing | Water Heating | Natural Gas | Commercial Laundry - Alternative Dry-Cleaning Methods | A | Purchases (Incremental) | Achievable Economic RVT Potential | 0 | 0 | 0 | 0 | 0 | 0 | 0 | 0 | 0 | 0 | 0 | 0 | 0 | 0 | 0 | 0 | 0 | 0 | 0 | 0 | 0 | 0 | 0 | 0 | 0 | 0 | 0
F11_Commercial_WA - Miscellaneous_Existing_Water Heating_Natural Gas_Commercial Laundry - Alternative Dry-Cleaning Methods_A_Achievable Economic RVT Potential | F11 | Commercial | WA - Miscellaneous | Existing | Water Heating | Natural Gas | Commercial Laundry - Alternative Dry-Cleaning Methods | A | Purchases (Cumulative) | Achievable Economic RVT Potential | 0 | 0 | 0 | 0 | 0 | 0 | 0 | 0 | 0 | 0 | 0 | 0 | 0 | 0 | 0 | 0 | 0 | 0 | 0 | 0 | 0 | 0 | 0 | 0 | 0 | 0 | 0
F1_Commercial_WA - Miscellaneous_Existing_Space Heating_Natural Gas_Advanced Kitchen Ventilation Controls_A_Achievable Economic RVT Potential | F1 | Commercial | WA - Miscellaneous | Existing | Space Heating | Natural Gas | Advanced Kitchen Ventilation Controls | A | Integrated Unit Energy Savings (kWh or therms) | Achievable Economic RVT Potential | 0 | 0 | 0.032416 | 0.032308 | 0.032202 | 0.03209 | 0.031973 | 0.031849 | 0.031717 | 0.031574 | 0.031419 | 0.031252 | 0.031075 | 0.030892 | 0.030705 | 0.030524 | 0.030355 | 0.030205 | 0.030079 | 0.029979 | 0.029896 | 0.029831 | 0.029774 | 0.029738 | 0.029705 | 0.029676 | 0.029648
F2_Commercial_WA - Miscellaneous_Existing_Space Heating_Natural Gas_Advanced Kitchen Ventilation Controls_A_Achievable Economic RVT Potential | F2 | Commercial | WA - Miscellaneous | Existing | Space Heating | Natural Gas | Advanced Kitchen Ventilation Controls | A | Integrated Unit Summer Peak Savings (kW) | Achievable Economic RVT Potential | 0 | 0 | 0 | 0 | 0 | 0 | 0 | 0 | 0 | 0 | 0 | 0 | 0 | 0 | 0 | 0 | 0 | 0 | 0 | 0 | 0 | 0 | 0 | 0 | 0 | 0 | 0
F3_Commercial_WA - Miscellaneous_Existing_Space Heating_Natural Gas_Advanced Kitchen Ventilation Controls_A_Achievable Economic RVT Potential | F3 | Commercial | WA - Miscellaneous | Existing | Space Heating | Natural Gas | Advanced Kitchen Ventilation Controls | A | Integrated Unit Winter Peak Savings (kW) | Achievable Economic RVT Potential | 0 | 0 | 0 | 0 | 0 | 0 | 0 | 0 | 0 | 0 | 0 | 0 | 0 | 0 | 0 | 0 | 0 | 0 | 0 | 0 | 0 | 0 | 0 | 0 | 0 | 0 | 0
F4_Commercial_WA - Miscellaneous_Existing_Space Heating_Natural Gas_Advanced Kitchen Ventilation Controls_A_Achievable Economic RVT Potential | F4 | Commercial | WA - Miscellaneous | Existing | Space Heating | Natural Gas | Advanced Kitchen Ventilation Controls | A | Incremental Energy Savings (MWh or mTherms) | Achievable Economic RVT Potential | 0 | 0 | 0 | 0 | 0 | 0 | 0 | 0 | 0 | 0 | 0 | 0 | 0 | 0 | 0 | 0 | 0 | 0 | 0 | 0 | 0 | 0 | 0 | 0 | 0 | 0 | 0
F5_Commercial_WA - Miscellaneous_Existing_Space Heating_Natural Gas_Advanced Kitchen Ventilation Controls_A_Achievable Economic RVT Potential | F5 | Commercial | WA - Miscellaneous | Existing | Space Heating | Natural Gas | Advanced Kitchen Ventilation Controls | A | Incremental Summer Peak Savings (MW) | Achievable Economic RVT Potential | 0 | 0 | 0 | 0 | 0 | 0 | 0 | 0 | 0 | 0 | 0 | 0 | 0 | 0 | 0 | 0 | 0 | 0 | 0 | 0 | 0 | 0 | 0 | 0 | 0 | 0 | 0
F6_Commercial_WA - Miscellaneous_Existing_Space Heating_Natural Gas_Advanced Kitchen Ventilation Controls_A_Achievable Economic RVT Potential | F6 | Commercial | WA - Miscellaneous | Existing | Space Heating | Natural Gas | Advanced Kitchen Ventilation Controls | A | Incremental Winter Peak Savings (MW) | Achievable Economic RVT Potential | 0 | 0 | 0 | 0 | 0 | 0 | 0 | 0 | 0 | 0 | 0 | 0 | 0 | 0 | 0 | 0 | 0 | 0 | 0 | 0 | 0 | 0 | 0 | 0 | 0 | 0 | 0
F7_Commercial_WA - Miscellaneous_Existing_Space Heating_Natural Gas_Advanced Kitchen Ventilation Controls_A_Achievable Economic RVT Potential | F7 | Commercial | WA - Miscellaneous | Existing | Space Heating | Natural Gas | Advanced Kitchen Ventilation Controls | A | Cumulative Energy Savings (MWh or mTherms) | Achievable Economic RVT Potential | 0 | 0 | 0 | 0 | 0 | 0 | 0 | 0 | 0 | 0 | 0 | 0 | 0 | 0 | 0 | 0 | 0 | 0 | 0 | 0 | 0 | 0 | 0 | 0 | 0 | 0 | 0
F8_Commercial_WA - Miscellaneous_Existing_Space Heating_Natural Gas_Advanced Kitchen Ventilation Controls_A_Achievable Economic RVT Potential | F8 | Commercial | WA - Miscellaneous | Existing | Space Heating | Natural Gas | Advanced Kitchen Ventilation Controls | A | Cumulative Summer Peak Savings (MW) | Achievable Economic RVT Potential | 0 | 0 | 0 | 0 | 0 | 0 | 0 | 0 | 0 | 0 | 0 | 0 | 0 | 0 | 0 | 0 | 0 | 0 | 0 | 0 | 0 | 0 | 0 | 0 | 0 | 0 | 0
F9_Commercial_WA - Miscellaneous_Existing_Space Heating_Natural Gas_Advanced Kitchen Ventilation Controls_A_Achievable Economic RVT Potential | F9 | Commercial | WA - Miscellaneous | Existing | Space Heating | Natural Gas | Advanced Kitchen Ventilation Controls | A | Cumulative Winter Peak Savings (MW) | Achievable Economic RVT Potential | 0 | 0 | 0 | 0 | 0 | 0 | 0 | 0 | 0 | 0 | 0 | 0 | 0 | 0 | 0 | 0 | 0 | 0 | 0 | 0 | 0 | 0 | 0 | 0 | 0 | 0 | 0
F10_Commercial_WA - Miscellaneous_Existing_Space Heating_Natural Gas_Advanced Kitchen Ventilation Controls_A_Achievable Economic RVT Potential | F10 | Commercial | WA - Miscellaneous | Existing | Space Heating | Natural Gas | Advanced Kitchen Ventilation Controls | A | Purchases (Incremental) | Achievable Economic RVT Potential | 0 | 0 | 0 | 0 | 0 | 0 | 0 | 0 | 0 | 0 | 0 | 0 | 0 | 0 | 0 | 0 | 0 | 0 | 0 | 0 | 0 | 0 | 0 | 0 | 0 | 0 | 0
F11_Commercial_WA - Miscellaneous_Existing_Space Heating_Natural Gas_Advanced Kitchen Ventilation Controls_A_Achievable Economic RVT Potential | F11 | Commercial | WA - Miscellaneous | Existing | Space Heating | Natural Gas | Advanced Kitchen Ventilation Controls | A | Purchases (Cumulative) | Achievable Economic RVT Potential | 0 | 0 | 0 | 0 | 0 | 0 | 0 | 0 | 0 | 0 | 0 | 0 | 0 | 0 | 0 | 0 | 0 | 0 | 0 | 0 | 0 | 0 | 0 | 0 | 0 | 0 | 0
F1_Commercial_WA - Miscellaneous_Existing_Space Heating_Natural Gas_Infiltration Control - Loading Dock Sealing_A_Achievable Economic RVT Potential | F1 | Commercial | WA - Miscellaneous | Existing | Space Heating | Natural Gas | Infiltration Control - Loading Dock Sealing | A | Integrated Unit Energy Savings (kWh or therms) | Achievable Economic RVT Potential | 0 | 0 | 169.5708 | 168.6504 | 167.5467 | 166.316 | 164.9839 | 163.5244 | 161.9697 | 160.2568 | 158.3975 | 156.4148 | 154.3511 | 152.2885 | 150.2332 | 148.237 | 146.3672 | 144.6972 | 143.3493 | 142.3452 | 141.5313 | 140.9589 | 140.4427 | 140.2704 | 140.1134 | 139.9701 | 139.8395
F2_Commercial_WA - Miscellaneous_Existing_Space Heating_Natural Gas_Infiltration Control - Loading Dock Sealing_A_Achievable Economic RVT Potential | F2 | Commercial | WA - Miscellaneous | Existing | Space Heating | Natural Gas | Infiltration Control - Loading Dock Sealing | A | Integrated Unit Summer Peak Savings (kW) | Achievable Economic RVT Potential | 0 | 0 | 0 | 0 | 0 | 0 | 0 | 0 | 0 | 0 | 0 | 0 | 0 | 0 | 0 | 0 | 0 | 0 | 0 | 0 | 0 | 0 | 0 | 0 | 0 | 0 | 0
F3_Commercial_WA - Miscellaneous_Existing_Space Heating_Natural Gas_Infiltration Control - Loading Dock Sealing_A_Achievable Economic RVT Potential | F3 | Commercial | WA - Miscellaneous | Existing | Space Heating | Natural Gas | Infiltration Control - Loading Dock Sealing | A | Integrated Unit Winter Peak Savings (kW) | Achievable Economic RVT Potential | 0 | 0 | 0 | 0 | 0 | 0 | 0 | 0 | 0 | 0 | 0 | 0 | 0 | 0 | 0 | 0 | 0 | 0 | 0 | 0 | 0 | 0 | 0 | 0 | 0 | 0 | 0
F4_Commercial_WA - Miscellaneous_Existing_Space Heating_Natural Gas_Infiltration Control - Loading Dock Sealing_A_Achievable Economic RVT Potential | F4 | Commercial | WA - Miscellaneous | Existing | Space Heating | Natural Gas | Infiltration Control - Loading Dock Sealing | A | Incremental Energy Savings (MWh or mTherms) | Achievable Economic RVT Potential | 0 | 0 | 0 | 0 | 0 | 0 | 0 | 0 | 0 | 0 | 0 | 0 | 0 | 0 | 0 | 0 | 0 | 0 | 0 | 0 | 0 | 0 | 0 | 0 | 0 | 0 | 0
F5_Commercial_WA - Miscellaneous_Existing_Space Heating_Natural Gas_Infiltration Control - Loading Dock Sealing_A_Achievable Economic RVT Potential | F5 | Commercial | WA - Miscellaneous | Existing | Space Heating | Natural Gas | Infiltration Control - Loading Dock Sealing | A | Incremental Summer Peak Savings (MW) | Achievable Economic RVT Potential | 0 | 0 | 0 | 0 | 0 | 0 | 0 | 0 | 0 | 0 | 0 | 0 | 0 | 0 | 0 | 0 | 0 | 0 | 0 | 0 | 0 | 0 | 0 | 0 | 0 | 0 | 0
F6_Commercial_WA - Miscellaneous_Existing_Space Heating_Natural Gas_Infiltration Control - Loading Dock Sealing_A_Achievable Economic RVT Potential | F6 | Commercial | WA - Miscellaneous | Existing | Space Heating | Natural Gas | Infiltration Control - Loading Dock Sealing | A | Incremental Winter Peak Savings (MW) | Achievable Economic RVT Potential | 0 | 0 | 0 | 0 | 0 | 0 | 0 | 0 | 0 | 0 | 0 | 0 | 0 | 0 | 0 | 0 | 0 | 0 | 0 | 0 | 0 | 0 | 0 | 0 | 0 | 0 | 0
F7_Commercial_WA - Miscellaneous_Existing_Space Heating_Natural Gas_Infiltration Control - Loading Dock Sealing_A_Achievable Economic RVT Potential | F7 | Commercial | WA - Miscellaneous | Existing | Space Heating | Natural Gas | Infiltration Control - Loading Dock Sealing | A | Cumulative Energy Savings (MWh or mTherms) | Achievable Economic RVT Potential | 0 | 0 | 0 | 0 | 0 | 0 | 0 | 0 | 0 | 0 | 0 | 0 | 0 | 0 | 0 | 0 | 0 | 0 | 0 | 0 | 0 | 0 | 0 | 0 | 0 | 0 | 0
F8_Commercial_WA - Miscellaneous_Existing_Space Heating_Natural Gas_Infiltration Control - Loading Dock Sealing_A_Achievable Economic RVT Potential | F8 | Commercial | WA - Miscellaneous | Existing | Space Heating | Natural Gas | Infiltration Control - Loading Dock Sealing | A | Cumulative Summer Peak Savings (MW) | Achievable Economic RVT Potential | 0 | 0 | 0 | 0 | 0 | 0 | 0 | 0 | 0 | 0 | 0 | 0 | 0 | 0 | 0 | 0 | 0 | 0 | 0 | 0 | 0 | 0 | 0 | 0 | 0 | 0 | 0
F9_Commercial_WA - Miscellaneous_Existing_Space Heating_Natural Gas_Infiltration Control - Loading Dock Sealing_A_Achievable Economic RVT Potential | F9 | Commercial | WA - Miscellaneous | Existing | Space Heating | Natural Gas | Infiltration Control - Loading Dock Sealing | A | Cumulative Winter Peak Savings (MW) | Achievable Economic RVT Potential | 0 | 0 | 0 | 0 | 0 | 0 | 0 | 0 | 0 | 0 | 0 | 0 | 0 | 0 | 0 | 0 | 0 | 0 | 0 | 0 | 0 | 0 | 0 | 0 | 0 | 0 | 0
F10_Commercial_WA - Miscellaneous_Existing_Space Heating_Natural Gas_Infiltration Control - Loading Dock Sealing_A_Achievable Economic RVT Potential | F10 | Commercial | WA - Miscellaneous | Existing | Space Heating | Natural Gas | Infiltration Control - Loading Dock Sealing | A | Purchases (Incremental) | Achievable Economic RVT Potential | 0 | 0 | 0 | 0 | 0 | 0 | 0 | 0 | 0 | 0 | 0 | 0 | 0 | 0 | 0 | 0 | 0 | 0 | 0 | 0 | 0 | 0 | 0 | 0 | 0 | 0 | 0
F11_Commercial_WA - Miscellaneous_Existing_Space Heating_Natural Gas_Infiltration Control - Loading Dock Sealing_A_Achievable Economic RVT Potential | F11 | Commercial | WA - Miscellaneous | Existing | Space Heating | Natural Gas | Infiltration Control - Loading Dock Sealing | A | Purchases (Cumulative) | Achievable Economic RVT Potential | 0 | 0 | 0 | 0 | 0 | 0 | 0 | 0 | 0 | 0 | 0 | 0 | 0 | 0 | 0 | 0 | 0 | 0 | 0 | 0 | 0 | 0 | 0 | 0 | 0 | 0 | 0
F1_Commercial_WA - Miscellaneous_Existing_Space Heating_Natural Gas_Greenhouse Heat Curtain_A_Achievable Economic RVT Potential | F1 | Commercial | WA - Miscellaneous | Existing | Space Heating | Natural Gas | Greenhouse Heat Curtain | A | Integrated Unit Energy Savings (kWh or therms) | Achievable Economic RVT Potential | 0 | 0 | 148.0581 | 147.2544 | 146.2908 | 145.2162 | 144.0531 | 142.7788 | 141.4213 | 139.9258 | 138.3023 | 136.5711 | 134.7692 | 132.9684 | 131.1738 | 129.4308 | 127.7982 | 126.3401 | 125.1632 | 124.2865 | 123.5759 | 123.0761 | 122.6253 | 122.4749 | 122.3378 | 122.2127 | 122.0986
F2_Commercial_WA - Miscellaneous_Existing_Space Heating_Natural Gas_Greenhouse Heat Curtain_A_Achievable Economic RVT Potential | F2 | Commercial | WA - Miscellaneous | Existing | Space Heating | Natural Gas | Greenhouse Heat Curtain | A | Integrated Unit Summer Peak Savings (kW) | Achievable Economic RVT Potential | 0 | 0 | 0 | 0 | 0 | 0 | 0 | 0 | 0 | 0 | 0 | 0 | 0 | 0 | 0 | 0 | 0 | 0 | 0 | 0 | 0 | 0 | 0 | 0 | 0 | 0 | 0
F3_Commercial_WA - Miscellaneous_Existing_Space Heating_Natural Gas_Greenhouse Heat Curtain_A_Achievable Economic RVT Potential | F3 | Commercial | WA - Miscellaneous | Existing | Space Heating | Natural Gas | Greenhouse Heat Curtain | A | Integrated Unit Winter Peak Savings (kW) | Achievable Economic RVT Potential | 0 | 0 | 0 | 0 | 0 | 0 | 0 | 0 | 0 | 0 | 0 | 0 | 0 | 0 | 0 | 0 | 0 | 0 | 0 | 0 | 0 | 0 | 0 | 0 | 0 | 0 | 0
F4_Commercial_WA - Miscellaneous_Existing_Space Heating_Natural Gas_Greenhouse Heat Curtain_A_Achievable Economic RVT Potential | F4 | Commercial | WA - Miscellaneous | Existing | Space Heating | Natural Gas | Greenhouse Heat Curtain | A | Incremental Energy Savings (MWh or mTherms) | Achievable Economic RVT Potential | 0 | 0 | 0 | 0 | 0 | 0 | 0 | 0 | 0 | 0 | 0 | 0 | 0 | 0 | 0 | 0 | 0 | 0 | 0 | 0 | 0 | 0 | 0 | 0 | 0 | 0 | 0
F5_Commercial_WA - Miscellaneous_Existing_Space Heating_Natural Gas_Greenhouse Heat Curtain_A_Achievable Economic RVT Potential | F5 | Commercial | WA - Miscellaneous | Existing | Space Heating | Natural Gas | Greenhouse Heat Curtain | A | Incremental Summer Peak Savings (MW) | Achievable Economic RVT Potential | 0 | 0 | 0 | 0 | 0 | 0 | 0 | 0 | 0 | 0 | 0 | 0 | 0 | 0 | 0 | 0 | 0 | 0 | 0 | 0 | 0 | 0 | 0 | 0 | 0 | 0 | 0
F6_Commercial_WA - Miscellaneous_Existing_Space Heating_Natural Gas_Greenhouse Heat Curtain_A_Achievable Economic RVT Potential | F6 | Commercial | WA - Miscellaneous | Existing | Space Heating | Natural Gas | Greenhouse Heat Curtain | A | Incremental Winter Peak Savings (MW) | Achievable Economic RVT Potential | 0 | 0 | 0 | 0 | 0 | 0 | 0 | 0 | 0 | 0 | 0 | 0 | 0 | 0 | 0 | 0 | 0 | 0 | 0 | 0 | 0 | 0 | 0 | 0 | 0 | 0 | 0
F7_Commercial_WA - Miscellaneous_Existing_Space Heating_Natural Gas_Greenhouse Heat Curtain_A_Achievable Economic RVT Potential | F7 | Commercial | WA - Miscellaneous | Existing | Space Heating | Natural Gas | Greenhouse Heat Curtain | A | Cumulative Energy Savings (MWh or mTherms) | Achievable Economic RVT Potential | 0 | 0 | 0 | 0 | 0 | 0 | 0 | 0 | 0 | 0 | 0 | 0 | 0 | 0 | 0 | 0 | 0 | 0 | 0 | 0 | 0 | 0 | 0 | 0 | 0 | 0 | 0
F8_Commercial_WA - Miscellaneous_Existing_Space Heating_Natural Gas_Greenhouse Heat Curtain_A_Achievable Economic RVT Potential | F8 | Commercial | WA - Miscellaneous | Existing | Space Heating | Natural Gas | Greenhouse Heat Curtain | A | Cumulative Summer Peak Savings (MW) | Achievable Economic RVT Potential | 0 | 0 | 0 | 0 | 0 | 0 | 0 | 0 | 0 | 0 | 0 | 0 | 0 | 0 | 0 | 0 | 0 | 0 | 0 | 0 | 0 | 0 | 0 | 0 | 0 | 0 | 0
F9_Commercial_WA - Miscellaneous_Existing_Space Heating_Natural Gas_Greenhouse Heat Curtain_A_Achievable Economic RVT Potential | F9 | Commercial | WA - Miscellaneous | Existing | Space Heating | Natural Gas | Greenhouse Heat Curtain | A | Cumulative Winter Peak Savings (MW) | Achievable Economic RVT Potential | 0 | 0 | 0 | 0 | 0 | 0 | 0 | 0 | 0 | 0 | 0 | 0 | 0 | 0 | 0 | 0 | 0 | 0 | 0 | 0 | 0 | 0 | 0 | 0 | 0 | 0 | 0
F10_Commercial_WA - Miscellaneous_Existing_Space Heating_Natural Gas_Greenhouse Heat Curtain_A_Achievable Economic RVT Potential | F10 | Commercial | WA - Miscellaneous | Existing | Space Heating | Natural Gas | Greenhouse Heat Curtain | A | Purchases (Incremental) | Achievable Economic RVT Potential | 0 | 0 | 0 | 0 | 0 | 0 | 0 | 0 | 0 | 0 | 0 | 0 | 0 | 0 | 0 | 0 | 0 | 0 | 0 | 0 | 0 | 0 | 0 | 0 | 0 | 0 | 0
F11_Commercial_WA - Miscellaneous_Existing_Space Heating_Natural Gas_Greenhouse Heat Curtain_A_Achievable Economic RVT Potential | F11 | Commercial | WA - Miscellaneous | Existing | Space Heating | Natural Gas | Greenhouse Heat Curtain | A | Purchases (Cumulative) | Achievable Economic RVT Potential | 0 | 0 | 0 | 0 | 0 | 0 | 0 | 0 | 0 | 0 | 0 | 0 | 0 | 0 | 0 | 0 | 0 | 0 | 0 | 0 | 0 | 0 | 0 | 0 | 0 | 0 | 0
F1_Commercial_WA - Miscellaneous_Existing_Space Heating_Natural Gas_Ventilation - Parking Garages, Demand Controlled_A_Achievable Economic RVT Potential | F1 | Commercial | WA - Miscellaneous | Existing | Space Heating | Natural Gas | Ventilation - Parking Garages, Demand Controlled | A | Integrated Unit Energy Savings (kWh or therms) | Achievable Economic RVT Potential | 0 | 0 | 0 | 0 | 0 | 0 | 0 | 0 | 0 | 0 | 0 | 0 | 0 | 0 | 0 | 0 | 0 | 0 | 0 | 0 | 0 | 0 | 0 | 0 | 0 | 0 | 0
F2_Commercial_WA - Miscellaneous_Existing_Space Heating_Natural Gas_Ventilation - Parking Garages, Demand Controlled_A_Achievable Economic RVT Potential | F2 | Commercial | WA - Miscellaneous | Existing | Space Heating | Natural Gas | Ventilation - Parking Garages, Demand Controlled | A | Integrated Unit Summer Peak Savings (kW) | Achievable Economic RVT Potential | 0 | 0 | 0 | 0 | 0 | 0 | 0 | 0 | 0 | 0 | 0 | 0 | 0 | 0 | 0 | 0 | 0 | 0 | 0 | 0 | 0 | 0 | 0 | 0 | 0 | 0 | 0
F3_Commercial_WA - Miscellaneous_Existing_Space Heating_Natural Gas_Ventilation - Parking Garages, Demand Controlled_A_Achievable Economic RVT Potential | F3 | Commercial | WA - Miscellaneous | Existing | Space Heating | Natural Gas | Ventilation - Parking Garages, Demand Controlled | A | Integrated Unit Winter Peak Savings (kW) | Achievable Economic RVT Potential | 0 | 0 | 0 | 0 | 0 | 0 | 0 | 0 | 0 | 0 | 0 | 0 | 0 | 0 | 0 | 0 | 0 | 0 | 0 | 0 | 0 | 0 | 0 | 0 | 0 | 0 | 0
F4_Commercial_WA - Miscellaneous_Existing_Space Heating_Natural Gas_Ventilation - Parking Garages, Demand Controlled_A_Achievable Economic RVT Potential | F4 | Commercial | WA - Miscellaneous | Existing | Space Heating | Natural Gas | Ventilation - Parking Garages, Demand Controlled | A | Incremental Energy Savings (MWh or mTherms) | Achievable Economic RVT Potential | 0 | 0 | 0 | 0 | 0 | 0 | 0 | 0 | 0 | 0 | 0 | 0 | 0 | 0 | 0 | 0 | 0 | 0 | 0 | 0 | 0 | 0 | 0 | 0 | 0 | 0 | 0
F5_Commercial_WA - Miscellaneous_Existing_Space Heating_Natural Gas_Ventilation - Parking Garages, Demand Controlled_A_Achievable Economic RVT Potential | F5 | Commercial | WA - Miscellaneous | Existing | Space Heating | Natural Gas | Ventilation - Parking Garages, Demand Controlled | A | Incremental Summer Peak Savings (MW) | Achievable Economic RVT Potential | 0 | 0 | 0 | 0 | 0 | 0 | 0 | 0 | 0 | 0 | 0 | 0 | 0 | 0 | 0 | 0 | 0 | 0 | 0 | 0 | 0 | 0 | 0 | 0 | 0 | 0 | 0
F6_Commercial_WA - Miscellaneous_Existing_Space Heating_Natural Gas_Ventilation - Parking Garages, Demand Controlled_A_Achievable Economic RVT Potential | F6 | Commercial | WA - Miscellaneous | Existing | Space Heating | Natural Gas | Ventilation - Parking Garages, Demand Controlled | A | Incremental Winter Peak Savings (MW) | Achievable Economic RVT Potential | 0 | 0 | 0 | 0 | 0 | 0 | 0 | 0 | 0 | 0 | 0 | 0 | 0 | 0 | 0 | 0 | 0 | 0 | 0 | 0 | 0 | 0 | 0 | 0 | 0 | 0 | 0
F7_Commercial_WA - Miscellaneous_Existing_Space Heating_Natural Gas_Ventilation - Parking Garages, Demand Controlled_A_Achievable Economic RVT Potential | F7 | Commercial | WA - Miscellaneous | Existing | Space Heating | Natural Gas | Ventilation - Parking Garages, Demand Controlled | A | Cumulative Energy Savings (MWh or mTherms) | Achievable Economic RVT Potential | 0 | 0 | 0 | 0 | 0 | 0 | 0 | 0 | 0 | 0 | 0 | 0 | 0 | 0 | 0 | 0 | 0 | 0 | 0 | 0 | 0 | 0 | 0 | 0 | 0 | 0 | 0
F8_Commercial_WA - Miscellaneous_Existing_Space Heating_Natural Gas_Ventilation - Parking Garages, Demand Controlled_A_Achievable Economic RVT Potential | F8 | Commercial | WA - Miscellaneous | Existing | Space Heating | Natural Gas | Ventilation - Parking Garages, Demand Controlled | A | Cumulative Summer Peak Savings (MW) | Achievable Economic RVT Potential | 0 | 0 | 0 | 0 | 0 | 0 | 0 | 0 | 0 | 0 | 0 | 0 | 0 | 0 | 0 | 0 | 0 | 0 | 0 | 0 | 0 | 0 | 0 | 0 | 0 | 0 | 0
F9_Commercial_WA - Miscellaneous_Existing_Space Heating_Natural Gas_Ventilation - Parking Garages, Demand Controlled_A_Achievable Economic RVT Potential | F9 | Commercial | WA - Miscellaneous | Existing | Space Heating | Natural Gas | Ventilation - Parking Garages, Demand Controlled | A | Cumulative Winter Peak Savings (MW) | Achievable Economic RVT Potential | 0 | 0 | 0 | 0 | 0 | 0 | 0 | 0 | 0 | 0 | 0 | 0 | 0 | 0 | 0 | 0 | 0 | 0 | 0 | 0 | 0 | 0 | 0 | 0 | 0 | 0 | 0
F10_Commercial_WA - Miscellaneous_Existing_Space Heating_Natural Gas_Ventilation - Parking Garages, Demand Controlled_A_Achievable Economic RVT Potential | F10 | Commercial | WA - Miscellaneous | Existing | Space Heating | Natural Gas | Ventilation - Parking Garages, Demand Controlled | A | Purchases (Incremental) | Achievable Economic RVT Potential | 0 | 0 | 0 | 0 | 0 | 0 | 0 | 0 | 0 | 0 | 0 | 0 | 0 | 0 | 0 | 0 | 0 | 0 | 0 | 0 | 0 | 0 | 0 | 0 | 0 | 0 | 0
F11_Commercial_WA - Miscellaneous_Existing_Space Heating_Natural Gas_Ventilation - Parking Garages, Demand Controlled_A_Achievable Economic RVT Potential | F11 | Commercial | WA - Miscellaneous | Existing | Space Heating | Natural Gas | Ventilation - Parking Garages, Demand Controlled | A | Purchases (Cumulative) | Achievable Economic RVT Potential | 0 | 0 | 0 | 0 | 0 | 0 | 0 | 0 | 0 | 0 | 0 | 0 | 0 | 0 | 0 | 0 | 0 | 0 | 0 | 0 | 0 | 0 | 0 | 0 | 0 | 0 | 0
F1_Commercial_WA - Miscellaneous_Existing_Miscellaneous_Natural Gas_Pool Heater - Night Covers_A_Achievable Economic RVT Potential | F1 | Commercial | WA - Miscellaneous | Existing | Miscellaneous | Natural Gas | Pool Heater - Night Covers | A | Integrated Unit Energy Savings (kWh or therms) | Achievable Economic RVT Potential | 0 | 0 | 0.00010507 | 0.00010507 | 0.00010507 | 0.00010507 | 0.00010507 | 0.00010507 | 0.00010507 | 0.00010507 | 0.00010507 | 0.00010507 | 0.00010507 | 0.00010507 | 0.00010507 | 0.00010507 | 0.00010507 | 0.00010507 | 0.00010507 | 0.00010507 | 0.00010507 | 0.00010507 | 0.00010507 | 0.00010507 | 0.00010507 | 0.00010507 | 0.00010507
F2_Commercial_WA - Miscellaneous_Existing_Miscellaneous_Natural Gas_Pool Heater - Night Covers_A_Achievable Economic RVT Potential | F2 | Commercial | WA - Miscellaneous | Existing | Miscellaneous | Natural Gas | Pool Heater - Night Covers | A | Integrated Unit Summer Peak Savings (kW) | Achievable Economic RVT Potential | 0 | 0 | 0 | 0 | 0 | 0 | 0 | 0 | 0 | 0 | 0 | 0 | 0 | 0 | 0 | 0 | 0 | 0 | 0 | 0 | 0 | 0 | 0 | 0 | 0 | 0 | 0
F3_Commercial_WA - Miscellaneous_Existing_Miscellaneous_Natural Gas_Pool Heater - Night Covers_A_Achievable Economic RVT Potential | F3 | Commercial | WA - Miscellaneous | Existing | Miscellaneous | Natural Gas | Pool Heater - Night Covers | A | Integrated Unit Winter Peak Savings (kW) | Achievable Economic RVT Potential | 0 | 0 | 0 | 0 | 0 | 0 | 0 | 0 | 0 | 0 | 0 | 0 | 0 | 0 | 0 | 0 | 0 | 0 | 0 | 0 | 0 | 0 | 0 | 0 | 0 | 0 | 0
F4_Commercial_WA - Miscellaneous_Existing_Miscellaneous_Natural Gas_Pool Heater - Night Covers_A_Achievable Economic RVT Potential | F4 | Commercial | WA - Miscellaneous | Existing | Miscellaneous | Natural Gas | Pool Heater - Night Covers | A | Incremental Energy Savings (MWh or mTherms) | Achievable Economic RVT Potential | 0 | 0 | 0 | 0 | 0 | 0 | 0 | 0 | 0 | 0 | 0 | 0 | 0 | 0 | 0 | 0 | 0 | 0 | 0 | 0 | 0 | 0 | 0 | 0 | 0 | 0 | 0
F5_Commercial_WA - Miscellaneous_Existing_Miscellaneous_Natural Gas_Pool Heater - Night Covers_A_Achievable Economic RVT Potential | F5 | Commercial | WA - Miscellaneous | Existing | Miscellaneous | Natural Gas | Pool Heater - Night Covers | A | Incremental Summer Peak Savings (MW) | Achievable Economic RVT Potential | 0 | 0 | 0 | 0 | 0 | 0 | 0 | 0 | 0 | 0 | 0 | 0 | 0 | 0 | 0 | 0 | 0 | 0 | 0 | 0 | 0 | 0 | 0 | 0 | 0 | 0 | 0
F6_Commercial_WA - Miscellaneous_Existing_Miscellaneous_Natural Gas_Pool Heater - Night Covers_A_Achievable Economic RVT Potential | F6 | Commercial | WA - Miscellaneous | Existing | Miscellaneous | Natural Gas | Pool Heater - Night Covers | A | Incremental Winter Peak Savings (MW) | Achievable Economic RVT Potential | 0 | 0 | 0 | 0 | 0 | 0 | 0 | 0 | 0 | 0 | 0 | 0 | 0 | 0 | 0 | 0 | 0 | 0 | 0 | 0 | 0 | 0 | 0 | 0 | 0 | 0 | 0
F7_Commercial_WA - Miscellaneous_Existing_Miscellaneous_Natural Gas_Pool Heater - Night Covers_A_Achievable Economic RVT Potential | F7 | Commercial | WA - Miscellaneous | Existing | Miscellaneous | Natural Gas | Pool Heater - Night Covers | A | Cumulative Energy Savings (MWh or mTherms) | Achievable Economic RVT Potential | 0 | 0 | 0 | 0 | 0 | 0 | 0 | 0 | 0 | 0 | 0 | 0 | 0 | 0 | 0 | 0 | 0 | 0 | 0 | 0 | 0 | 0 | 0 | 0 | 0 | 0 | 0
F8_Commercial_WA - Miscellaneous_Existing_Miscellaneous_Natural Gas_Pool Heater - Night Covers_A_Achievable Economic RVT Potential | F8 | Commercial | WA - Miscellaneous | Existing | Miscellaneous | Natural Gas | Pool Heater - Night Covers | A | Cumulative Summer Peak Savings (MW) | Achievable Economic RVT Potential | 0 | 0 | 0 | 0 | 0 | 0 | 0 | 0 | 0 | 0 | 0 | 0 | 0 | 0 | 0 | 0 | 0 | 0 | 0 | 0 | 0 | 0 | 0 | 0 | 0 | 0 | 0
F9_Commercial_WA - Miscellaneous_Existing_Miscellaneous_Natural Gas_Pool Heater - Night Covers_A_Achievable Economic RVT Potential | F9 | Commercial | WA - Miscellaneous | Existing | Miscellaneous | Natural Gas | Pool Heater - Night Covers | A | Cumulative Winter Peak Savings (MW) | Achievable Economic RVT Potential | 0 | 0 | 0 | 0 | 0 | 0 | 0 | 0 | 0 | 0 | 0 | 0 | 0 | 0 | 0 | 0 | 0 | 0 | 0 | 0 | 0 | 0 | 0 | 0 | 0 | 0 | 0
F10_Commercial_WA - Miscellaneous_Existing_Miscellaneous_Natural Gas_Pool Heater - Night Covers_A_Achievable Economic RVT Potential | F10 | Commercial | WA - Miscellaneous | Existing | Miscellaneous | Natural Gas | Pool Heater - Night Covers | A | Purchases (Incremental) | Achievable Economic RVT Potential | 0 | 0 | 0 | 0 | 0 | 0 | 0 | 0 | 0 | 0 | 0 | 0 | 0 | 0 | 0 | 0 | 0 | 0 | 0 | 0 | 0 | 0 | 0 | 0 | 0 | 0 | 0
F11_Commercial_WA - Miscellaneous_Existing_Miscellaneous_Natural Gas_Pool Heater - Night Covers_A_Achievable Economic RVT Potential | F11 | Commercial | WA - Miscellaneous | Existing | Miscellaneous | Natural Gas | Pool Heater - Night Covers | A | Purchases (Cumulative) | Achievable Economic RVT Potential | 0 | 0 | 0 | 0 | 0 | 0 | 0 | 0 | 0 | 0 | 0 | 0 | 0 | 0 | 0 | 0 | 0 | 0 | 0 | 0 | 0 | 0 | 0 | 0 | 0 | 0 | 0
F1_Commercial_WA - Miscellaneous_Existing_Space Heating_Natural Gas_Advanced New Construction Designs_A_Achievable Economic RVT Potential | F1 | Commercial | WA - Miscellaneous | Existing | Space Heating | Natural Gas | Advanced New Construction Designs | A | Integrated Unit Energy Savings (kWh or therms) | Achievable Economic RVT Potential | 0 | 0 | 0 | 0 | 0 | 0 | 0 | 0 | 0 | 0 | 0 | 0 | 0 | 0 | 0 | 0 | 0 | 0 | 0 | 0 | 0 | 0 | 0 | 0 | 0 | 0 | 0
F2_Commercial_WA - Miscellaneous_Existing_Space Heating_Natural Gas_Advanced New Construction Designs_A_Achievable Economic RVT Potential | F2 | Commercial | WA - Miscellaneous | Existing | Space Heating | Natural Gas | Advanced New Construction Designs | A | Integrated Unit Summer Peak Savings (kW) | Achievable Economic RVT Potential | 0 | 0 | 0 | 0 | 0 | 0 | 0 | 0 | 0 | 0 | 0 | 0 | 0 | 0 | 0 | 0 | 0 | 0 | 0 | 0 | 0 | 0 | 0 | 0 | 0 | 0 | 0
F3_Commercial_WA - Miscellaneous_Existing_Space Heating_Natural Gas_Advanced New Construction Designs_A_Achievable Economic RVT Potential | F3 | Commercial | WA - Miscellaneous | Existing | Space Heating | Natural Gas | Advanced New Construction Designs | A | Integrated Unit Winter Peak Savings (kW) | Achievable Economic RVT Potential | 0 | 0 | 0 | 0 | 0 | 0 | 0 | 0 | 0 | 0 | 0 | 0 | 0 | 0 | 0 | 0 | 0 | 0 | 0 | 0 | 0 | 0 | 0 | 0 | 0 | 0 | 0
F4_Commercial_WA - Miscellaneous_Existing_Space Heating_Natural Gas_Advanced New Construction Designs_A_Achievable Economic RVT Potential | F4 | Commercial | WA - Miscellaneous | Existing | Space Heating | Natural Gas | Advanced New Construction Designs | A | Incremental Energy Savings (MWh or mTherms) | Achievable Economic RVT Potential | 0 | 0 | 0 | 0 | 0 | 0 | 0 | 0 | 0 | 0 | 0 | 0 | 0 | 0 | 0 | 0 | 0 | 0 | 0 | 0 | 0 | 0 | 0 | 0 | 0 | 0 | 0
F5_Commercial_WA - Miscellaneous_Existing_Space Heating_Natural Gas_Advanced New Construction Designs_A_Achievable Economic RVT Potential | F5 | Commercial | WA - Miscellaneous | Existing | Space Heating | Natural Gas | Advanced New Construction Designs | A | Incremental Summer Peak Savings (MW) | Achievable Economic RVT Potential | 0 | 0 | 0 | 0 | 0 | 0 | 0 | 0 | 0 | 0 | 0 | 0 | 0 | 0 | 0 | 0 | 0 | 0 | 0 | 0 | 0 | 0 | 0 | 0 | 0 | 0 | 0
F6_Commercial_WA - Miscellaneous_Existing_Space Heating_Natural Gas_Advanced New Construction Designs_A_Achievable Economic RVT Potential | F6 | Commercial | WA - Miscellaneous | Existing | Space Heating | Natural Gas | Advanced New Construction Designs | A | Incremental Winter Peak Savings (MW) | Achievable Economic RVT Potential | 0 | 0 | 0 | 0 | 0 | 0 | 0 | 0 | 0 | 0 | 0 | 0 | 0 | 0 | 0 | 0 | 0 | 0 | 0 | 0 | 0 | 0 | 0 | 0 | 0 | 0 | 0
F7_Commercial_WA - Miscellaneous_Existing_Space Heating_Natural Gas_Advanced New Construction Designs_A_Achievable Economic RVT Potential | F7 | Commercial | WA - Miscellaneous | Existing | Space Heating | Natural Gas | Advanced New Construction Designs | A | Cumulative Energy Savings (MWh or mTherms) | Achievable Economic RVT Potential | 0 | 0 | 0 | 0 | 0 | 0 | 0 | 0 | 0 | 0 | 0 | 0 | 0 | 0 | 0 | 0 | 0 | 0 | 0 | 0 | 0 | 0 | 0 | 0 | 0 | 0 | 0
F8_Commercial_WA - Miscellaneous_Existing_Space Heating_Natural Gas_Advanced New Construction Designs_A_Achievable Economic RVT Potential | F8 | Commercial | WA - Miscellaneous | Existing | Space Heating | Natural Gas | Advanced New Construction Designs | A | Cumulative Summer Peak Savings (MW) | Achievable Economic RVT Potential | 0 | 0 | 0 | 0 | 0 | 0 | 0 | 0 | 0 | 0 | 0 | 0 | 0 | 0 | 0 | 0 | 0 | 0 | 0 | 0 | 0 | 0 | 0 | 0 | 0 | 0 | 0
F9_Commercial_WA - Miscellaneous_Existing_Space Heating_Natural Gas_Advanced New Construction Designs_A_Achievable Economic RVT Potential | F9 | Commercial | WA - Miscellaneous | Existing | Space Heating | Natural Gas | Advanced New Construction Designs | A | Cumulative Winter Peak Savings (MW) | Achievable Economic RVT Potential | 0 | 0 | 0 | 0 | 0 | 0 | 0 | 0 | 0 | 0 | 0 | 0 | 0 | 0 | 0 | 0 | 0 | 0 | 0 | 0 | 0 | 0 | 0 | 0 | 0 | 0 | 0
F10_Commercial_WA - Miscellaneous_Existing_Space Heating_Natural Gas_Advanced New Construction Designs_A_Achievable Economic RVT Potential | F10 | Commercial | WA - Miscellaneous | Existing | Space Heating | Natural Gas | Advanced New Construction Designs | A | Purchases (Incremental) | Achievable Economic RVT Potential | 0 | 0 | 0 | 0 | 0 | 0 | 0 | 0 | 0 | 0 | 0 | 0 | 0 | 0 | 0 | 0 | 0 | 0 | 0 | 0 | 0 | 0 | 0 | 0 | 0 | 0 | 0
F11_Commercial_WA - Miscellaneous_Existing_Space Heating_Natural Gas_Advanced New Construction Designs_A_Achievable Economic RVT Potential | F11 | Commercial | WA - Miscellaneous | Existing | Space Heating | Natural Gas | Advanced New Construction Designs | A | Purchases (Cumulative) | Achievable Economic RVT Potential | 0 | 0 | 0 | 0 | 0 | 0 | 0 | 0 | 0 | 0 | 0 | 0 | 0 | 0 | 0 | 0 | 0 | 0 | 0 | 0 | 0 | 0 | 0 | 0 | 0 | 0 | 0
F1_Commercial_WA - Miscellaneous_Existing_Water Heating_Natural Gas_Advanced New Construction Designs_A_Achievable Economic RVT Potential | F1 | Commercial | WA - Miscellaneous | Existing | Water Heating | Natural Gas | Advanced New Construction Designs | A | Integrated Unit Energy Savings (kWh or therms) | Achievable Economic RVT Potential | 0 | 0 | 0 | 0 | 0 | 0 | 0 | 0 | 0 | 0 | 0 | 0 | 0 | 0 | 0 | 0 | 0 | 0 | 0 | 0 | 0 | 0 | 0 | 0 | 0 | 0 | 0
F2_Commercial_WA - Miscellaneous_Existing_Water Heating_Natural Gas_Advanced New Construction Designs_A_Achievable Economic RVT Potential | F2 | Commercial | WA - Miscellaneous | Existing | Water Heating | Natural Gas | Advanced New Construction Designs | A | Integrated Unit Summer Peak Savings (kW) | Achievable Economic RVT Potential | 0 | 0 | 0 | 0 | 0 | 0 | 0 | 0 | 0 | 0 | 0 | 0 | 0 | 0 | 0 | 0 | 0 | 0 | 0 | 0 | 0 | 0 | 0 | 0 | 0 | 0 | 0
F3_Commercial_WA - Miscellaneous_Existing_Water Heating_Natural Gas_Advanced New Construction Designs_A_Achievable Economic RVT Potential | F3 | Commercial | WA - Miscellaneous | Existing | Water Heating | Natural Gas | Advanced New Construction Designs | A | Integrated Unit Winter Peak Savings (kW) | Achievable Economic RVT Potential | 0 | 0 | 0 | 0 | 0 | 0 | 0 | 0 | 0 | 0 | 0 | 0 | 0 | 0 | 0 | 0 | 0 | 0 | 0 | 0 | 0 | 0 | 0 | 0 | 0 | 0 | 0
F4_Commercial_WA - Miscellaneous_Existing_Water Heating_Natural Gas_Advanced New Construction Designs_A_Achievable Economic RVT Potential | F4 | Commercial | WA - Miscellaneous | Existing | Water Heating | Natural Gas | Advanced New Construction Designs | A | Incremental Energy Savings (MWh or mTherms) | Achievable Economic RVT Potential | 0 | 0 | 0 | 0 | 0 | 0 | 0 | 0 | 0 | 0 | 0 | 0 | 0 | 0 | 0 | 0 | 0 | 0 | 0 | 0 | 0 | 0 | 0 | 0 | 0 | 0 | 0
F5_Commercial_WA - Miscellaneous_Existing_Water Heating_Natural Gas_Advanced New Construction Designs_A_Achievable Economic RVT Potential | F5 | Commercial | WA - Miscellaneous | Existing | Water Heating | Natural Gas | Advanced New Construction Designs | A | Incremental Summer Peak Savings (MW) | Achievable Economic RVT Potential | 0 | 0 | 0 | 0 | 0 | 0 | 0 | 0 | 0 | 0 | 0 | 0 | 0 | 0 | 0 | 0 | 0 | 0 | 0 | 0 | 0 | 0 | 0 | 0 | 0 | 0 | 0
F6_Commercial_WA - Miscellaneous_Existing_Water Heating_Natural Gas_Advanced New Construction Designs_A_Achievable Economic RVT Potential | F6 | Commercial | WA - Miscellaneous | Existing | Water Heating | Natural Gas | Advanced New Construction Designs | A | Incremental Winter Peak Savings (MW) | Achievable Economic RVT Potential | 0 | 0 | 0 | 0 | 0 | 0 | 0 | 0 | 0 | 0 | 0 | 0 | 0 | 0 | 0 | 0 | 0 | 0 | 0 | 0 | 0 | 0 | 0 | 0 | 0 | 0 | 0
F7_Commercial_WA - Miscellaneous_Existing_Water Heating_Natural Gas_Advanced New Construction Designs_A_Achievable Economic RVT Potential | F7 | Commercial | WA - Miscellaneous | Existing | Water Heating | Natural Gas | Advanced New Construction Designs | A | Cumulative Energy Savings (MWh or mTherms) | Achievable Economic RVT Potential | 0 | 0 | 0 | 0 | 0 | 0 | 0 | 0 | 0 | 0 | 0 | 0 | 0 | 0 | 0 | 0 | 0 | 0 | 0 | 0 | 0 | 0 | 0 | 0 | 0 | 0 | 0
F8_Commercial_WA - Miscellaneous_Existing_Water Heating_Natural Gas_Advanced New Construction Designs_A_Achievable Economic RVT Potential | F8 | Commercial | WA - Miscellaneous | Existing | Water Heating | Natural Gas | Advanced New Construction Designs | A | Cumulative Summer Peak Savings (MW) | Achievable Economic RVT Potential | 0 | 0 | 0 | 0 | 0 | 0 | 0 | 0 | 0 | 0 | 0 | 0 | 0 | 0 | 0 | 0 | 0 | 0 | 0 | 0 | 0 | 0 | 0 | 0 | 0 | 0 | 0
F9_Commercial_WA - Miscellaneous_Existing_Water Heating_Natural Gas_Advanced New Construction Designs_A_Achievable Economic RVT Potential | F9 | Commercial | WA - Miscellaneous | Existing | Water Heating | Natural Gas | Advanced New Construction Designs | A | Cumulative Winter Peak Savings (MW) | Achievable Economic RVT Potential | 0 | 0 | 0 | 0 | 0 | 0 | 0 | 0 | 0 | 0 | 0 | 0 | 0 | 0 | 0 | 0 | 0 | 0 | 0 | 0 | 0 | 0 | 0 | 0 | 0 | 0 | 0
F10_Commercial_WA - Miscellaneous_Existing_Water Heating_Natural Gas_Advanced New Construction Designs_A_Achievable Economic RVT Potential | F10 | Commercial | WA - Miscellaneous | Existing | Water Heating | Natural Gas | Advanced New Construction Designs | A | Purchases (Incremental) | Achievable Economic RVT Potential | 0 | 0 | 0 | 0 | 0 | 0 | 0 | 0 | 0 | 0 | 0 | 0 | 0 | 0 | 0 | 0 | 0 | 0 | 0 | 0 | 0 | 0 | 0 | 0 | 0 | 0 | 0
F11_Commercial_WA - Miscellaneous_Existing_Water Heating_Natural Gas_Advanced New Construction Designs_A_Achievable Economic RVT Potential | F11 | Commercial | WA - Miscellaneous | Existing | Water Heating | Natural Gas | Advanced New Construction Designs | A | Purchases (Cumulative) | Achievable Economic RVT Potential | 0 | 0 | 0 | 0 | 0 | 0 | 0 | 0 | 0 | 0 | 0 | 0 | 0 | 0 | 0 | 0 | 0 | 0 | 0 | 0 | 0 | 0 | 0 | 0 | 0 | 0 | 0
F1_Commercial_WA - Miscellaneous_Existing_Space Heating_Natural Gas_Strategic Energy Management_A_Achievable Economic RVT Potential | F1 | Commercial | WA - Miscellaneous | Existing | Space Heating | Natural Gas | Strategic Energy Management | A | Integrated Unit Energy Savings (kWh or therms) | Achievable Economic RVT Potential | 0 | 0 | 0.019799 | 0.019692 | 0.019563 | 0.019419 | 0.019264 | 0.019093 | 0.018912 | 0.018712 | 0.018495 | 0.018263 | 0.018022 | 0.017781 | 0.017541 | 0.017308 | 0.01709 | 0.016895 | 0.016738 | 0.01662 | 0.016525 | 0.016459 | 0.016398 | 0.016378 | 0.01636 | 0.016343 | 0.016328
F2_Commercial_WA - Miscellaneous_Existing_Space Heating_Natural Gas_Strategic Energy Management_A_Achievable Economic RVT Potential | F2 | Commercial | WA - Miscellaneous | Existing | Space Heating | Natural Gas | Strategic Energy Management | A | Integrated Unit Summer Peak Savings (kW) | Achievable Economic RVT Potential | 0 | 0 | 0 | 0 | 0 | 0 | 0 | 0 | 0 | 0 | 0 | 0 | 0 | 0 | 0 | 0 | 0 | 0 | 0 | 0 | 0 | 0 | 0 | 0 | 0 | 0 | 0
F3_Commercial_WA - Miscellaneous_Existing_Space Heating_Natural Gas_Strategic Energy Management_A_Achievable Economic RVT Potential | F3 | Commercial | WA - Miscellaneous | Existing | Space Heating | Natural Gas | Strategic Energy Management | A | Integrated Unit Winter Peak Savings (kW) | Achievable Economic RVT Potential | 0 | 0 | 0 | 0 | 0 | 0 | 0 | 0 | 0 | 0 | 0 | 0 | 0 | 0 | 0 | 0 | 0 | 0 | 0 | 0 | 0 | 0 | 0 | 0 | 0 | 0 | 0
F4_Commercial_WA - Miscellaneous_Existing_Space Heating_Natural Gas_Strategic Energy Management_A_Achievable Economic RVT Potential | F4 | Commercial | WA - Miscellaneous | Existing | Space Heating | Natural Gas | Strategic Energy Management | A | Incremental Energy Savings (MWh or mTherms) | Achievable Economic RVT Potential | 0 | 0 | 0 | 0.016954 | 0.070966 | 0.070445 | 0.053295 | 0 | 0 | 0 | 0 | 0 | 0 | 0 | 0 | 0 | 0 | 0 | 0 | 0 | 0 | 0 | 0 | 0 | 0 | 0 | 0
F5_Commercial_WA - Miscellaneous_Existing_Space Heating_Natural Gas_Strategic Energy Management_A_Achievable Economic RVT Potential | F5 | Commercial | WA - Miscellaneous | Existing | Space Heating | Natural Gas | Strategic Energy Management | A | Incremental Summer Peak Savings (MW) | Achievable Economic RVT Potential | 0 | 0 | 0 | 0 | 0 | 0 | 0 | 0 | 0 | 0 | 0 | 0 | 0 | 0 | 0 | 0 | 0 | 0 | 0 | 0 | 0 | 0 | 0 | 0 | 0 | 0 | 0
F6_Commercial_WA - Miscellaneous_Existing_Space Heating_Natural Gas_Strategic Energy Management_A_Achievable Economic RVT Potential | F6 | Commercial | WA - Miscellaneous | Existing | Space Heating | Natural Gas | Strategic Energy Management | A | Incremental Winter Peak Savings (MW) | Achievable Economic RVT Potential | 0 | 0 | 0 | 0 | 0 | 0 | 0 | 0 | 0 | 0 | 0 | 0 | 0 | 0 | 0 | 0 | 0 | 0 | 0 | 0 | 0 | 0 | 0 | 0 | 0 | 0 | 0
F7_Commercial_WA - Miscellaneous_Existing_Space Heating_Natural Gas_Strategic Energy Management_A_Achievable Economic RVT Potential | F7 | Commercial | WA - Miscellaneous | Existing | Space Heating | Natural Gas | Strategic Energy Management | A | Cumulative Energy Savings (MWh or mTherms) | Achievable Economic RVT Potential | 0 | 0 | 0 | 0.016954 | 0.08781 | 0.15761 | 0.20964 | 0.20779 | 0.20581 | 0.20364 | 0.20127 | 0.19875 | 0.19613 | 0.19351 | 0.1909 | 0.18836 | 0.18599 | 0.18386 | 0.18215 | 0.18088 | 0.17984 | 0.17911 | 0.17846 | 0.17824 | 0.17804 | 0.17786 | 0.17769
F8_Commercial_WA - Miscellaneous_Existing_Space Heating_Natural Gas_Strategic Energy Management_A_Achievable Economic RVT Potential | F8 | Commercial | WA - Miscellaneous | Existing | Space Heating | Natural Gas | Strategic Energy Management | A | Cumulative Summer Peak Savings (MW) | Achievable Economic RVT Potential | 0 | 0 | 0 | 0 | 0 | 0 | 0 | 0 | 0 | 0 | 0 | 0 | 0 | 0 | 0 | 0 | 0 | 0 | 0 | 0 | 0 | 0 | 0 | 0 | 0 | 0 | 0
F9_Commercial_WA - Miscellaneous_Existing_Space Heating_Natural Gas_Strategic Energy Management_A_Achievable Economic RVT Potential | F9 | Commercial | WA - Miscellaneous | Existing | Space Heating | Natural Gas | Strategic Energy Management | A | Cumulative Winter Peak Savings (MW) | Achievable Economic RVT Potential | 0 | 0 | 0 | 0 | 0 | 0 | 0 | 0 | 0 | 0 | 0 | 0 | 0 | 0 | 0 | 0 | 0 | 0 | 0 | 0 | 0 | 0 | 0 | 0 | 0 | 0 | 0
F10_Commercial_WA - Miscellaneous_Existing_Space Heating_Natural Gas_Strategic Energy Management_A_Achievable Economic RVT Potential | F10 | Commercial | WA - Miscellaneous | Existing | Space Heating | Natural Gas | Strategic Energy Management | A | Purchases (Incremental) | Achievable Economic RVT Potential | 0 | 0 | 0 | 860.9837 | 3627.5795 | 3627.5795 | 2766.5958 | 0 | 0 | 0 | 0 | 0 | 0 | 0 | 0 | 0 | 0 | 0 | 0 | 0 | 0 | 0 | 0 | 0 | 0 | 0 | 0
F11_Commercial_WA - Miscellaneous_Existing_Space Heating_Natural Gas_Strategic Energy Management_A_Achievable Economic RVT Potential | F11 | Commercial | WA - Miscellaneous | Existing | Space Heating | Natural Gas | Strategic Energy Management | A | Purchases (Cumulative) | Achievable Economic RVT Potential | 0 | 0 | 0 | 860.9837 | 4488.5632 | 8116.1427 | 10882.7385 | 10882.7385 | 10882.7385 | 10882.7385 | 10882.7385 | 10882.7385 | 10882.7385 | 10882.7385 | 10882.7385 | 10882.7385 | 10882.7385 | 10882.7385 | 10882.7385 | 10882.7385 | 10882.7385 | 10882.7385 | 10882.7385 | 10882.7385 | 10882.7385 | 10882.7385 | 10882.7385
F1_Commercial_WA - Miscellaneous_Existing_Water Heating_Natural Gas_Strategic Energy Management_A_Achievable Economic RVT Potential | F1 | Commercial | WA - Miscellaneous | Existing | Water Heating | Natural Gas | Strategic Energy Management | A | Integrated Unit Energy Savings (kWh or therms) | Achievable Economic RVT Potential | 0 | 0 | 0.044842 | 0.043793 | 0.042754 | 0.041761 | 0.040779 | 0.039807 | 0.038818 | 0.037873 | 0.036954 | 0.036107 | 0.035371 | 0.034788 | 0.034509 | 0.034256 | 0.034072 | 0.033945 | 0.033843 | 0.033762 | 0.033703 | 0.03366 | 0.03363 | 0.033607 | 0.033579 | 0.033573 | 0.033568
F2_Commercial_WA - Miscellaneous_Existing_Water Heating_Natural Gas_Strategic Energy Management_A_Achievable Economic RVT Potential | F2 | Commercial | WA - Miscellaneous | Existing | Water Heating | Natural Gas | Strategic Energy Management | A | Integrated Unit Summer Peak Savings (kW) | Achievable Economic RVT Potential | 0 | 0 | 0 | 0 | 0 | 0 | 0 | 0 | 0 | 0 | 0 | 0 | 0 | 0 | 0 | 0 | 0 | 0 | 0 | 0 | 0 | 0 | 0 | 0 | 0 | 0 | 0
F3_Commercial_WA - Miscellaneous_Existing_Water Heating_Natural Gas_Strategic Energy Management_A_Achievable Economic RVT Potential | F3 | Commercial | WA - Miscellaneous | Existing | Water Heating | Natural Gas | Strategic Energy Management | A | Integrated Unit Winter Peak Savings (kW) | Achievable Economic RVT Potential | 0 | 0 | 0 | 0 | 0 | 0 | 0 | 0 | 0 | 0 | 0 | 0 | 0 | 0 | 0 | 0 | 0 | 0 | 0 | 0 | 0 | 0 | 0 | 0 | 0 | 0 | 0
F4_Commercial_WA - Miscellaneous_Existing_Water Heating_Natural Gas_Strategic Energy Management_A_Achievable Economic RVT Potential | F4 | Commercial | WA - Miscellaneous | Existing | Water Heating | Natural Gas | Strategic Energy Management | A | Incremental Energy Savings (MWh or mTherms) | Achievable Economic RVT Potential | 0 | 0 | 0 | 0.027919 | 0.11484 | 0.11217 | 0.083535 | 1.8102e-17 | 0 | 0 | 0 | 0 | 0 | 0 | 0 | 0 | 0 | 0 | 0 | 0 | 0 | 0 | 0 | 0 | 0 | 0 | 0
F5_Commercial_WA - Miscellaneous_Existing_Water Heating_Natural Gas_Strategic Energy Management_A_Achievable Economic RVT Potential | F5 | Commercial | WA - Miscellaneous | Existing | Water Heating | Natural Gas | Strategic Energy Management | A | Incremental Summer Peak Savings (MW) | Achievable Economic RVT Potential | 0 | 0 | 0 | 0 | 0 | 0 | 0 | 0 | 0 | 0 | 0 | 0 | 0 | 0 | 0 | 0 | 0 | 0 | 0 | 0 | 0 | 0 | 0 | 0 | 0 | 0 | 0
F6_Commercial_WA - Miscellaneous_Existing_Water Heating_Natural Gas_Strategic Energy Management_A_Achievable Economic RVT Potential | F6 | Commercial | WA - Miscellaneous | Existing | Water Heating | Natural Gas | Strategic Energy Management | A | Incremental Winter Peak Savings (MW) | Achievable Economic RVT Potential | 0 | 0 | 0 | 0 | 0 | 0 | 0 | 0 | 0 | 0 | 0 | 0 | 0 | 0 | 0 | 0 | 0 | 0 | 0 | 0 | 0 | 0 | 0 | 0 | 0 | 0 | 0
F7_Commercial_WA - Miscellaneous_Existing_Water Heating_Natural Gas_Strategic Energy Management_A_Achievable Economic RVT Potential | F7 | Commercial | WA - Miscellaneous | Existing | Water Heating | Natural Gas | Strategic Energy Management | A | Cumulative Energy Savings (MWh or mTherms) | Achievable Economic RVT Potential | 0 | 0 | 0 | 0.027919 | 0.14209 | 0.25096 | 0.3286 | 0.32077 | 0.3128 | 0.30518 | 0.29778 | 0.29095 | 0.28502 | 0.28033 | 0.27807 | 0.27604 | 0.27455 | 0.27353 | 0.27271 | 0.27205 | 0.27158 | 0.27124 | 0.27099 | 0.27081 | 0.27058 | 0.27053 | 0.27049
F8_Commercial_WA - Miscellaneous_Existing_Water Heating_Natural Gas_Strategic Energy Management_A_Achievable Economic RVT Potential | F8 | Commercial | WA - Miscellaneous | Existing | Water Heating | Natural Gas | Strategic Energy Management | A | Cumulative Summer Peak Savings (MW) | Achievable Economic RVT Potential | 0 | 0 | 0 | 0 | 0 | 0 | 0 | 0 | 0 | 0 | 0 | 0 | 0 | 0 | 0 | 0 | 0 | 0 | 0 | 0 | 0 | 0 | 0 | 0 | 0 | 0 | 0
F9_Commercial_WA - Miscellaneous_Existing_Water Heating_Natural Gas_Strategic Energy Management_A_Achievable Economic RVT Potential | F9 | Commercial | WA - Miscellaneous | Existing | Water Heating | Natural Gas | Strategic Energy Management | A | Cumulative Winter Peak Savings (MW) | Achievable Economic RVT Potential | 0 | 0 | 0 | 0 | 0 | 0 | 0 | 0 | 0 | 0 | 0 | 0 | 0 | 0 | 0 | 0 | 0 | 0 | 0 | 0 | 0 | 0 | 0 | 0 | 0 | 0 | 0
F10_Commercial_WA - Miscellaneous_Existing_Water Heating_Natural Gas_Strategic Energy Management_A_Achievable Economic RVT Potential | F10 | Commercial | WA - Miscellaneous | Existing | Water Heating | Natural Gas | Strategic Energy Management | A | Purchases (Incremental) | Achievable Economic RVT Potential | 0 | 0 | 0 | 637.5073 | 2686.0074 | 2686.0074 | 2048.5 | 4.5475e-13 | 0 | 0 | 0 | 0 | 0 | 0 | 0 | 0 | 0 | 0 | 0 | 0 | 0 | 0 | 0 | 0 | 0 | 0 | 0
F11_Commercial_WA - Miscellaneous_Existing_Water Heating_Natural Gas_Strategic Energy Management_A_Achievable Economic RVT Potential | F11 | Commercial | WA - Miscellaneous | Existing | Water Heating | Natural Gas | Strategic Energy Management | A | Purchases (Cumulative) | Achievable Economic RVT Potential | 0 | 0 | 0 | 637.5073 | 3323.5147 | 6009.522 | 8058.0221 | 8058.0221 | 8058.0221 | 8058.0221 | 8058.0221 | 8058.0221 | 8058.0221 | 8058.0221 | 8058.0221 | 8058.0221 | 8058.0221 | 8058.0221 | 8058.0221 | 8058.0221 | 8058.0221 | 8058.0221 | 8058.0221 | 8058.0221 | 8058.0221 | 8058.0221 | 8058.0221
F1_Commercial_WA - Miscellaneous_Existing_Space Heating_Natural Gas_Retrocommissioning_A_Achievable Economic RVT Potential | F1 | Commercial | WA - Miscellaneous | Existing | Space Heating | Natural Gas | Retrocommissioning | A | Integrated Unit Energy Savings (kWh or therms) | Achievable Economic RVT Potential | 0 | 0 | 0.024312 | 0.024175 | 0.024005 | 0.023818 | 0.023622 | 0.023413 | 0.023191 | 0.022945 | 0.022679 | 0.022395 | 0.0221 | 0.021804 | 0.02151 | 0.021224 | 0.020957 | 0.020717 | 0.020525 | 0.020381 | 0.020264 | 0.020182 | 0.020108 | 0.020084 | 0.020061 | 0.020041 | 0.020022
F2_Commercial_WA - Miscellaneous_Existing_Space Heating_Natural Gas_Retrocommissioning_A_Achievable Economic RVT Potential | F2 | Commercial | WA - Miscellaneous | Existing | Space Heating | Natural Gas | Retrocommissioning | A | Integrated Unit Summer Peak Savings (kW) | Achievable Economic RVT Potential | 0 | 0 | 0 | 0 | 0 | 0 | 0 | 0 | 0 | 0 | 0 | 0 | 0 | 0 | 0 | 0 | 0 | 0 | 0 | 0 | 0 | 0 | 0 | 0 | 0 | 0 | 0
F3_Commercial_WA - Miscellaneous_Existing_Space Heating_Natural Gas_Retrocommissioning_A_Achievable Economic RVT Potential | F3 | Commercial | WA - Miscellaneous | Existing | Space Heating | Natural Gas | Retrocommissioning | A | Integrated Unit Winter Peak Savings (kW) | Achievable Economic RVT Potential | 0 | 0 | 0 | 0 | 0 | 0 | 0 | 0 | 0 | 0 | 0 | 0 | 0 | 0 | 0 | 0 | 0 | 0 | 0 | 0 | 0 | 0 | 0 | 0 | 0 | 0 | 0
F4_Commercial_WA - Miscellaneous_Existing_Space Heating_Natural Gas_Retrocommissioning_A_Achievable Economic RVT Potential | F4 | Commercial | WA - Miscellaneous | Existing | Space Heating | Natural Gas | Retrocommissioning | A | Incremental Energy Savings (MWh or mTherms) | Achievable Economic RVT Potential | 0 | 0 | 0 | 0 | 0 | 0 | 0 | 0 | 0 | 0 | 0 | 0 | 0 | 0 | 0 | 0 | 0 | 0 | 0 | 0 | 0 | 0 | 0 | 0 | 0 | 0 | 0
F5_Commercial_WA - Miscellaneous_Existing_Space Heating_Natural Gas_Retrocommissioning_A_Achievable Economic RVT Potential | F5 | Commercial | WA - Miscellaneous | Existing | Space Heating | Natural Gas | Retrocommissioning | A | Incremental Summer Peak Savings (MW) | Achievable Economic RVT Potential | 0 | 0 | 0 | 0 | 0 | 0 | 0 | 0 | 0 | 0 | 0 | 0 | 0 | 0 | 0 | 0 | 0 | 0 | 0 | 0 | 0 | 0 | 0 | 0 | 0 | 0 | 0
F6_Commercial_WA - Miscellaneous_Existing_Space Heating_Natural Gas_Retrocommissioning_A_Achievable Economic RVT Potential | F6 | Commercial | WA - Miscellaneous | Existing | Space Heating | Natural Gas | Retrocommissioning | A | Incremental Winter Peak Savings (MW) | Achievable Economic RVT Potential | 0 | 0 | 0 | 0 | 0 | 0 | 0 | 0 | 0 | 0 | 0 | 0 | 0 | 0 | 0 | 0 | 0 | 0 | 0 | 0 | 0 | 0 | 0 | 0 | 0 | 0 | 0
F7_Commercial_WA - Miscellaneous_Existing_Space Heating_Natural Gas_Retrocommissioning_A_Achievable Economic RVT Potential | F7 | Commercial | WA - Miscellaneous | Existing | Space Heating | Natural Gas | Retrocommissioning | A | Cumulative Energy Savings (MWh or mTherms) | Achievable Economic RVT Potential | 0 | 0 | 0 | 0 | 0 | 0 | 0 | 0 | 0 | 0 | 0 | 0 | 0 | 0 | 0 | 0 | 0 | 0 | 0 | 0 | 0 | 0 | 0 | 0 | 0 | 0 | 0
F8_Commercial_WA - Miscellaneous_Existing_Space Heating_Natural Gas_Retrocommissioning_A_Achievable Economic RVT Potential | F8 | Commercial | WA - Miscellaneous | Existing | Space Heating | Natural Gas | Retrocommissioning | A | Cumulative Summer Peak Savings (MW) | Achievable Economic RVT Potential | 0 | 0 | 0 | 0 | 0 | 0 | 0 | 0 | 0 | 0 | 0 | 0 | 0 | 0 | 0 | 0 | 0 | 0 | 0 | 0 | 0 | 0 | 0 | 0 | 0 | 0 | 0
F9_Commercial_WA - Miscellaneous_Existing_Space Heating_Natural Gas_Retrocommissioning_A_Achievable Economic RVT Potential | F9 | Commercial | WA - Miscellaneous | Existing | Space Heating | Natural Gas | Retrocommissioning | A | Cumulative Winter Peak Savings (MW) | Achievable Economic RVT Potential | 0 | 0 | 0 | 0 | 0 | 0 | 0 | 0 | 0 | 0 | 0 | 0 | 0 | 0 | 0 | 0 | 0 | 0 | 0 | 0 | 0 | 0 | 0 | 0 | 0 | 0 | 0
F10_Commercial_WA - Miscellaneous_Existing_Space Heating_Natural Gas_Retrocommissioning_A_Achievable Economic RVT Potential | F10 | Commercial | WA - Miscellaneous | Existing | Space Heating | Natural Gas | Retrocommissioning | A | Purchases (Incremental) | Achievable Economic RVT Potential | 0 | 0 | 0 | 0 | 0 | 0 | 0 | 0 | 0 | 0 | 0 | 0 | 0 | 0 | 0 | 0 | 0 | 0 | 0 | 0 | 0 | 0 | 0 | 0 | 0 | 0 | 0
F11_Commercial_WA - Miscellaneous_Existing_Space Heating_Natural Gas_Retrocommissioning_A_Achievable Economic RVT Potential | F11 | Commercial | WA - Miscellaneous | Existing | Space Heating | Natural Gas | Retrocommissioning | A | Purchases (Cumulative) | Achievable Economic RVT Potential | 0 | 0 | 0 | 0 | 0 | 0 | 0 | 0 | 0 | 0 | 0 | 0 | 0 | 0 | 0 | 0 | 0 | 0 | 0 | 0 | 0 | 0 | 0 | 0 | 0 | 0 | 0
F1_Commercial_WA - Miscellaneous_Existing_Water Heating_Natural Gas_Retrocommissioning_A_Achievable Economic RVT Potential | F1 | Commercial | WA - Miscellaneous | Existing | Water Heating | Natural Gas | Retrocommissioning | A | Integrated Unit Energy Savings (kWh or therms) | Achievable Economic RVT Potential | 0 | 0 | 0.055062 | 0.053751 | 0.052429 | 0.051166 | 0.049939 | 0.048749 | 0.047538 | 0.046381 | 0.045256 | 0.044219 | 0.043318 | 0.042603 | 0.042261 | 0.041952 | 0.041726 | 0.04157 | 0.041446 | 0.041346 | 0.041274 | 0.041222 | 0.041184 | 0.041157 | 0.041122 | 0.041115 | 0.041108
F2_Commercial_WA - Miscellaneous_Existing_Water Heating_Natural Gas_Retrocommissioning_A_Achievable Economic RVT Potential | F2 | Commercial | WA - Miscellaneous | Existing | Water Heating | Natural Gas | Retrocommissioning | A | Integrated Unit Summer Peak Savings (kW) | Achievable Economic RVT Potential | 0 | 0 | 0 | 0 | 0 | 0 | 0 | 0 | 0 | 0 | 0 | 0 | 0 | 0 | 0 | 0 | 0 | 0 | 0 | 0 | 0 | 0 | 0 | 0 | 0 | 0 | 0
F3_Commercial_WA - Miscellaneous_Existing_Water Heating_Natural Gas_Retrocommissioning_A_Achievable Economic RVT Potential | F3 | Commercial | WA - Miscellaneous | Existing | Water Heating | Natural Gas | Retrocommissioning | A | Integrated Unit Winter Peak Savings (kW) | Achievable Economic RVT Potential | 0 | 0 | 0 | 0 | 0 | 0 | 0 | 0 | 0 | 0 | 0 | 0 | 0 | 0 | 0 | 0 | 0 | 0 | 0 | 0 | 0 | 0 | 0 | 0 | 0 | 0 | 0
F4_Commercial_WA - Miscellaneous_Existing_Water Heating_Natural Gas_Retrocommissioning_A_Achievable Economic RVT Potential | F4 | Commercial | WA - Miscellaneous | Existing | Water Heating | Natural Gas | Retrocommissioning | A | Incremental Energy Savings (MWh or mTherms) | Achievable Economic RVT Potential | 0 | 0 | 0 | 0 | 0 | 0 | 0 | 0 | 0 | 0 | 0 | 0 | 0 | 0 | 0 | 0 | 0 | 0 | 0 | 0 | 0 | 0 | 0 | 0 | 0 | 0 | 0
F5_Commercial_WA - Miscellaneous_Existing_Water Heating_Natural Gas_Retrocommissioning_A_Achievable Economic RVT Potential | F5 | Commercial | WA - Miscellaneous | Existing | Water Heating | Natural Gas | Retrocommissioning | A | Incremental Summer Peak Savings (MW) | Achievable Economic RVT Potential | 0 | 0 | 0 | 0 | 0 | 0 | 0 | 0 | 0 | 0 | 0 | 0 | 0 | 0 | 0 | 0 | 0 | 0 | 0 | 0 | 0 | 0 | 0 | 0 | 0 | 0 | 0
F6_Commercial_WA - Miscellaneous_Existing_Water Heating_Natural Gas_Retrocommissioning_A_Achievable Economic RVT Potential | F6 | Commercial | WA - Miscellaneous | Existing | Water Heating | Natural Gas | Retrocommissioning | A | Incremental Winter Peak Savings (MW) | Achievable Economic RVT Potential | 0 | 0 | 0 | 0 | 0 | 0 | 0 | 0 | 0 | 0 | 0 | 0 | 0 | 0 | 0 | 0 | 0 | 0 | 0 | 0 | 0 | 0 | 0 | 0 | 0 | 0 | 0
F7_Commercial_WA - Miscellaneous_Existing_Water Heating_Natural Gas_Retrocommissioning_A_Achievable Economic RVT Potential | F7 | Commercial | WA - Miscellaneous | Existing | Water Heating | Natural Gas | Retrocommissioning | A | Cumulative Energy Savings (MWh or mTherms) | Achievable Economic RVT Potential | 0 | 0 | 0 | 0 | 0 | 0 | 0 | 0 | 0 | 0 | 0 | 0 | 0 | 0 | 0 | 0 | 0 | 0 | 0 | 0 | 0 | 0 | 0 | 0 | 0 | 0 | 0
F8_Commercial_WA - Miscellaneous_Existing_Water Heating_Natural Gas_Retrocommissioning_A_Achievable Economic RVT Potential | F8 | Commercial | WA - Miscellaneous | Existing | Water Heating | Natural Gas | Retrocommissioning | A | Cumulative Summer Peak Savings (MW) | Achievable Economic RVT Potential | 0 | 0 | 0 | 0 | 0 | 0 | 0 | 0 | 0 | 0 | 0 | 0 | 0 | 0 | 0 | 0 | 0 | 0 | 0 | 0 | 0 | 0 | 0 | 0 | 0 | 0 | 0
F9_Commercial_WA - Miscellaneous_Existing_Water Heating_Natural Gas_Retrocommissioning_A_Achievable Economic RVT Potential | F9 | Commercial | WA - Miscellaneous | Existing | Water Heating | Natural Gas | Retrocommissioning | A | Cumulative Winter Peak Savings (MW) | Achievable Economic RVT Potential | 0 | 0 | 0 | 0 | 0 | 0 | 0 | 0 | 0 | 0 | 0 | 0 | 0 | 0 | 0 | 0 | 0 | 0 | 0 | 0 | 0 | 0 | 0 | 0 | 0 | 0 | 0
F10_Commercial_WA - Miscellaneous_Existing_Water Heating_Natural Gas_Retrocommissioning_A_Achievable Economic RVT Potential | F10 | Commercial | WA - Miscellaneous | Existing | Water Heating | Natural Gas | Retrocommissioning | A | Purchases (Incremental) | Achievable Economic RVT Potential | 0 | 0 | 0 | 0 | 0 | 0 | 0 | 0 | 0 | 0 | 0 | 0 | 0 | 0 | 0 | 0 | 0 | 0 | 0 | 0 | 0 | 0 | 0 | 0 | 0 | 0 | 0
F11_Commercial_WA - Miscellaneous_Existing_Water Heating_Natural Gas_Retrocommissioning_A_Achievable Economic RVT Potential | F11 | Commercial | WA - Miscellaneous | Existing | Water Heating | Natural Gas | Retrocommissioning | A | Purchases (Cumulative) | Achievable Economic RVT Potential | 0 | 0 | 0 | 0 | 0 | 0 | 0 | 0 | 0 | 0 | 0 | 0 | 0 | 0 | 0 | 0 | 0 | 0 | 0 | 0 | 0 | 0 | 0 | 0 | 0 | 0 | 0
F1_Commercial_WA - Miscellaneous_New_Space Heating_Natural Gas_Insulation - Ceiling_A_Achievable Economic RVT Potential | F1 | Commercial | WA - Miscellaneous | New | Space Heating | Natural Gas | Insulation - Ceiling | A | Integrated Unit Energy Savings (kWh or therms) | Achievable Economic RVT Potential | 0 | 0 | 0 | 0 | 0 | 0 | 0 | 0 | 0 | 0 | 0 | 0 | 0 | 0 | 0 | 0 | 0 | 0 | 0 | 0 | 0 | 0 | 0 | 0 | 0 | 0 | 0
F2_Commercial_WA - Miscellaneous_New_Space Heating_Natural Gas_Insulation - Ceiling_A_Achievable Economic RVT Potential | F2 | Commercial | WA - Miscellaneous | New | Space Heating | Natural Gas | Insulation - Ceiling | A | Integrated Unit Summer Peak Savings (kW) | Achievable Economic RVT Potential | 0 | 0 | 0 | 0 | 0 | 0 | 0 | 0 | 0 | 0 | 0 | 0 | 0 | 0 | 0 | 0 | 0 | 0 | 0 | 0 | 0 | 0 | 0 | 0 | 0 | 0 | 0
F3_Commercial_WA - Miscellaneous_New_Space Heating_Natural Gas_Insulation - Ceiling_A_Achievable Economic RVT Potential | F3 | Commercial | WA - Miscellaneous | New | Space Heating | Natural Gas | Insulation - Ceiling | A | Integrated Unit Winter Peak Savings (kW) | Achievable Economic RVT Potential | 0 | 0 | 0 | 0 | 0 | 0 | 0 | 0 | 0 | 0 | 0 | 0 | 0 | 0 | 0 | 0 | 0 | 0 | 0 | 0 | 0 | 0 | 0 | 0 | 0 | 0 | 0
F4_Commercial_WA - Miscellaneous_New_Space Heating_Natural Gas_Insulation - Ceiling_A_Achievable Economic RVT Potential | F4 | Commercial | WA - Miscellaneous | New | Space Heating | Natural Gas | Insulation - Ceiling | A | Incremental Energy Savings (MWh or mTherms) | Achievable Economic RVT Potential | 0 | 0 | 0 | 0 | 0 | 0 | 0 | 0 | 0 | 0 | 0 | 0 | 0 | 0 | 0 | 0 | 0 | 0 | 0 | 0 | 0 | 0 | 0 | 0 | 0 | 0 | 0
F5_Commercial_WA - Miscellaneous_New_Space Heating_Natural Gas_Insulation - Ceiling_A_Achievable Economic RVT Potential | F5 | Commercial | WA - Miscellaneous | New | Space Heating | Natural Gas | Insulation - Ceiling | A | Incremental Summer Peak Savings (MW) | Achievable Economic RVT Potential | 0 | 0 | 0 | 0 | 0 | 0 | 0 | 0 | 0 | 0 | 0 | 0 | 0 | 0 | 0 | 0 | 0 | 0 | 0 | 0 | 0 | 0 | 0 | 0 | 0 | 0 | 0
F6_Commercial_WA - Miscellaneous_New_Space Heating_Natural Gas_Insulation - Ceiling_A_Achievable Economic RVT Potential | F6 | Commercial | WA - Miscellaneous | New | Space Heating | Natural Gas | Insulation - Ceiling | A | Incremental Winter Peak Savings (MW) | Achievable Economic RVT Potential | 0 | 0 | 0 | 0 | 0 | 0 | 0 | 0 | 0 | 0 | 0 | 0 | 0 | 0 | 0 | 0 | 0 | 0 | 0 | 0 | 0 | 0 | 0 | 0 | 0 | 0 | 0
F7_Commercial_WA - Miscellaneous_New_Space Heating_Natural Gas_Insulation - Ceiling_A_Achievable Economic RVT Potential | F7 | Commercial | WA - Miscellaneous | New | Space Heating | Natural Gas | Insulation - Ceiling | A | Cumulative Energy Savings (MWh or mTherms) | Achievable Economic RVT Potential | 0 | 0 | 0 | 0 | 0 | 0 | 0 | 0 | 0 | 0 | 0 | 0 | 0 | 0 | 0 | 0 | 0 | 0 | 0 | 0 | 0 | 0 | 0 | 0 | 0 | 0 | 0
F8_Commercial_WA - Miscellaneous_New_Space Heating_Natural Gas_Insulation - Ceiling_A_Achievable Economic RVT Potential | F8 | Commercial | WA - Miscellaneous | New | Space Heating | Natural Gas | Insulation - Ceiling | A | Cumulative Summer Peak Savings (MW) | Achievable Economic RVT Potential | 0 | 0 | 0 | 0 | 0 | 0 | 0 | 0 | 0 | 0 | 0 | 0 | 0 | 0 | 0 | 0 | 0 | 0 | 0 | 0 | 0 | 0 | 0 | 0 | 0 | 0 | 0
F9_Commercial_WA - Miscellaneous_New_Space Heating_Natural Gas_Insulation - Ceiling_A_Achievable Economic RVT Potential | F9 | Commercial | WA - Miscellaneous | New | Space Heating | Natural Gas | Insulation - Ceiling | A | Cumulative Winter Peak Savings (MW) | Achievable Economic RVT Potential | 0 | 0 | 0 | 0 | 0 | 0 | 0 | 0 | 0 | 0 | 0 | 0 | 0 | 0 | 0 | 0 | 0 | 0 | 0 | 0 | 0 | 0 | 0 | 0 | 0 | 0 | 0
F10_Commercial_WA - Miscellaneous_New_Space Heating_Natural Gas_Insulation - Ceiling_A_Achievable Economic RVT Potential | F10 | Commercial | WA - Miscellaneous | New | Space Heating | Natural Gas | Insulation - Ceiling | A | Purchases (Incremental) | Achievable Economic RVT Potential | 0 | 0 | 0 | 0 | 0 | 0 | 0 | 0 | 0 | 0 | 0 | 0 | 0 | 0 | 0 | 0 | 0 | 0 | 0 | 0 | 0 | 0 | 0 | 0 | 0 | 0 | 0
F11_Commercial_WA - Miscellaneous_New_Space Heating_Natural Gas_Insulation - Ceiling_A_Achievable Economic RVT Potential | F11 | Commercial | WA - Miscellaneous | New | Space Heating | Natural Gas | Insulation - Ceiling | A | Purchases (Cumulative) | Achievable Economic RVT Potential | 0 | 0 | 0 | 0 | 0 | 0 | 0 | 0 | 0 | 0 | 0 | 0 | 0 | 0 | 0 | 0 | 0 | 0 | 0 | 0 | 0 | 0 | 0 | 0 | 0 | 0 | 0
F1_Commercial_WA - Miscellaneous_New_Space Heating_Natural Gas_Insulation - Ducting_A_Achievable Economic RVT Potential | F1 | Commercial | WA - Miscellaneous | New | Space Heating | Natural Gas | Insulation - Ducting | A | Integrated Unit Energy Savings (kWh or therms) | Achievable Economic RVT Potential | 0 | 0 | 0 | 0 | 0 | 0 | 0 | 0 | 0 | 0 | 0 | 0 | 0 | 0 | 0 | 0 | 0 | 0 | 0 | 0 | 0 | 0 | 0 | 0 | 0 | 0 | 0
F2_Commercial_WA - Miscellaneous_New_Space Heating_Natural Gas_Insulation - Ducting_A_Achievable Economic RVT Potential | F2 | Commercial | WA - Miscellaneous | New | Space Heating | Natural Gas | Insulation - Ducting | A | Integrated Unit Summer Peak Savings (kW) | Achievable Economic RVT Potential | 0 | 0 | 0 | 0 | 0 | 0 | 0 | 0 | 0 | 0 | 0 | 0 | 0 | 0 | 0 | 0 | 0 | 0 | 0 | 0 | 0 | 0 | 0 | 0 | 0 | 0 | 0
F3_Commercial_WA - Miscellaneous_New_Space Heating_Natural Gas_Insulation - Ducting_A_Achievable Economic RVT Potential | F3 | Commercial | WA - Miscellaneous | New | Space Heating | Natural Gas | Insulation - Ducting | A | Integrated Unit Winter Peak Savings (kW) | Achievable Economic RVT Potential | 0 | 0 | 0 | 0 | 0 | 0 | 0 | 0 | 0 | 0 | 0 | 0 | 0 | 0 | 0 | 0 | 0 | 0 | 0 | 0 | 0 | 0 | 0 | 0 | 0 | 0 | 0
F4_Commercial_WA - Miscellaneous_New_Space Heating_Natural Gas_Insulation - Ducting_A_Achievable Economic RVT Potential | F4 | Commercial | WA - Miscellaneous | New | Space Heating | Natural Gas | Insulation - Ducting | A | Incremental Energy Savings (MWh or mTherms) | Achievable Economic RVT Potential | 0 | 0 | 0 | 0 | 0 | 0 | 0 | 0 | 0 | 0 | 0 | 0 | 0 | 0 | 0 | 0 | 0 | 0 | 0 | 0 | 0 | 0 | 0 | 0 | 0 | 0 | 0
F5_Commercial_WA - Miscellaneous_New_Space Heating_Natural Gas_Insulation - Ducting_A_Achievable Economic RVT Potential | F5 | Commercial | WA - Miscellaneous | New | Space Heating | Natural Gas | Insulation - Ducting | A | Incremental Summer Peak Savings (MW) | Achievable Economic RVT Potential | 0 | 0 | 0 | 0 | 0 | 0 | 0 | 0 | 0 | 0 | 0 | 0 | 0 | 0 | 0 | 0 | 0 | 0 | 0 | 0 | 0 | 0 | 0 | 0 | 0 | 0 | 0
F6_Commercial_WA - Miscellaneous_New_Space Heating_Natural Gas_Insulation - Ducting_A_Achievable Economic RVT Potential | F6 | Commercial | WA - Miscellaneous | New | Space Heating | Natural Gas | Insulation - Ducting | A | Incremental Winter Peak Savings (MW) | Achievable Economic RVT Potential | 0 | 0 | 0 | 0 | 0 | 0 | 0 | 0 | 0 | 0 | 0 | 0 | 0 | 0 | 0 | 0 | 0 | 0 | 0 | 0 | 0 | 0 | 0 | 0 | 0 | 0 | 0
F7_Commercial_WA - Miscellaneous_New_Space Heating_Natural Gas_Insulation - Ducting_A_Achievable Economic RVT Potential | F7 | Commercial | WA - Miscellaneous | New | Space Heating | Natural Gas | Insulation - Ducting | A | Cumulative Energy Savings (MWh or mTherms) | Achievable Economic RVT Potential | 0 | 0 | 0 | 0 | 0 | 0 | 0 | 0 | 0 | 0 | 0 | 0 | 0 | 0 | 0 | 0 | 0 | 0 | 0 | 0 | 0 | 0 | 0 | 0 | 0 | 0 | 0
F8_Commercial_WA - Miscellaneous_New_Space Heating_Natural Gas_Insulation - Ducting_A_Achievable Economic RVT Potential | F8 | Commercial | WA - Miscellaneous | New | Space Heating | Natural Gas | Insulation - Ducting | A | Cumulative Summer Peak Savings (MW) | Achievable Economic RVT Potential | 0 | 0 | 0 | 0 | 0 | 0 | 0 | 0 | 0 | 0 | 0 | 0 | 0 | 0 | 0 | 0 | 0 | 0 | 0 | 0 | 0 | 0 | 0 | 0 | 0 | 0 | 0
F9_Commercial_WA - Miscellaneous_New_Space Heating_Natural Gas_Insulation - Ducting_A_Achievable Economic RVT Potential | F9 | Commercial | WA - Miscellaneous | New | Space Heating | Natural Gas | Insulation - Ducting | A | Cumulative Winter Peak Savings (MW) | Achievable Economic RVT Potential | 0 | 0 | 0 | 0 | 0 | 0 | 0 | 0 | 0 | 0 | 0 | 0 | 0 | 0 | 0 | 0 | 0 | 0 | 0 | 0 | 0 | 0 | 0 | 0 | 0 | 0 | 0
F10_Commercial_WA - Miscellaneous_New_Space Heating_Natural Gas_Insulation - Ducting_A_Achievable Economic RVT Potential | F10 | Commercial | WA - Miscellaneous | New | Space Heating | Natural Gas | Insulation - Ducting | A | Purchases (Incremental) | Achievable Economic RVT Potential | 0 | 0 | 0 | 0 | 0 | 0 | 0 | 0 | 0 | 0 | 0 | 0 | 0 | 0 | 0 | 0 | 0 | 0 | 0 | 0 | 0 | 0 | 0 | 0 | 0 | 0 | 0
F11_Commercial_WA - Miscellaneous_New_Space Heating_Natural Gas_Insulation - Ducting_A_Achievable Economic RVT Potential | F11 | Commercial | WA - Miscellaneous | New | Space Heating | Natural Gas | Insulation - Ducting | A | Purchases (Cumulative) | Achievable Economic RVT Potential | 0 | 0 | 0 | 0 | 0 | 0 | 0 | 0 | 0 | 0 | 0 | 0 | 0 | 0 | 0 | 0 | 0 | 0 | 0 | 0 | 0 | 0 | 0 | 0 | 0 | 0 | 0
F1_Commercial_WA - Miscellaneous_New_Space Heating_Natural Gas_Insulation - Wall Cavity_A_Achievable Economic RVT Potential | F1 | Commercial | WA - Miscellaneous | New | Space Heating | Natural Gas | Insulation - Wall Cavity | A | Integrated Unit Energy Savings (kWh or therms) | Achievable Economic RVT Potential | 0 | 0 | 0 | 0 | 0 | 0 | 0 | 0 | 0 | 0 | 0 | 0 | 0 | 0 | 0 | 0 | 0 | 0 | 0 | 0 | 0 | 0 | 0 | 0 | 0 | 0 | 0
F2_Commercial_WA - Miscellaneous_New_Space Heating_Natural Gas_Insulation - Wall Cavity_A_Achievable Economic RVT Potential | F2 | Commercial | WA - Miscellaneous | New | Space Heating | Natural Gas | Insulation - Wall Cavity | A | Integrated Unit Summer Peak Savings (kW) | Achievable Economic RVT Potential | 0 | 0 | 0 | 0 | 0 | 0 | 0 | 0 | 0 | 0 | 0 | 0 | 0 | 0 | 0 | 0 | 0 | 0 | 0 | 0 | 0 | 0 | 0 | 0 | 0 | 0 | 0
F3_Commercial_WA - Miscellaneous_New_Space Heating_Natural Gas_Insulation - Wall Cavity_A_Achievable Economic RVT Potential | F3 | Commercial | WA - Miscellaneous | New | Space Heating | Natural Gas | Insulation - Wall Cavity | A | Integrated Unit Winter Peak Savings (kW) | Achievable Economic RVT Potential | 0 | 0 | 0 | 0 | 0 | 0 | 0 | 0 | 0 | 0 | 0 | 0 | 0 | 0 | 0 | 0 | 0 | 0 | 0 | 0 | 0 | 0 | 0 | 0 | 0 | 0 | 0
F4_Commercial_WA - Miscellaneous_New_Space Heating_Natural Gas_Insulation - Wall Cavity_A_Achievable Economic RVT Potential | F4 | Commercial | WA - Miscellaneous | New | Space Heating | Natural Gas | Insulation - Wall Cavity | A | Incremental Energy Savings (MWh or mTherms) | Achievable Economic RVT Potential | 0 | 0 | 0 | 0 | 0 | 0 | 0 | 0 | 0 | 0 | 0 | 0 | 0 | 0 | 0 | 0 | 0 | 0 | 0 | 0 | 0 | 0 | 0 | 0 | 0 | 0 | 0
F5_Commercial_WA - Miscellaneous_New_Space Heating_Natural Gas_Insulation - Wall Cavity_A_Achievable Economic RVT Potential | F5 | Commercial | WA - Miscellaneous | New | Space Heating | Natural Gas | Insulation - Wall Cavity | A | Incremental Summer Peak Savings (MW) | Achievable Economic RVT Potential | 0 | 0 | 0 | 0 | 0 | 0 | 0 | 0 | 0 | 0 | 0 | 0 | 0 | 0 | 0 | 0 | 0 | 0 | 0 | 0 | 0 | 0 | 0 | 0 | 0 | 0 | 0
F6_Commercial_WA - Miscellaneous_New_Space Heating_Natural Gas_Insulation - Wall Cavity_A_Achievable Economic RVT Potential | F6 | Commercial | WA - Miscellaneous | New | Space Heating | Natural Gas | Insulation - Wall Cavity | A | Incremental Winter Peak Savings (MW) | Achievable Economic RVT Potential | 0 | 0 | 0 | 0 | 0 | 0 | 0 | 0 | 0 | 0 | 0 | 0 | 0 | 0 | 0 | 0 | 0 | 0 | 0 | 0 | 0 | 0 | 0 | 0 | 0 | 0 | 0
F7_Commercial_WA - Miscellaneous_New_Space Heating_Natural Gas_Insulation - Wall Cavity_A_Achievable Economic RVT Potential | F7 | Commercial | WA - Miscellaneous | New | Space Heating | Natural Gas | Insulation - Wall Cavity | A | Cumulative Energy Savings (MWh or mTherms) | Achievable Economic RVT Potential | 0 | 0 | 0 | 0 | 0 | 0 | 0 | 0 | 0 | 0 | 0 | 0 | 0 | 0 | 0 | 0 | 0 | 0 | 0 | 0 | 0 | 0 | 0 | 0 | 0 | 0 | 0
F8_Commercial_WA - Miscellaneous_New_Space Heating_Natural Gas_Insulation - Wall Cavity_A_Achievable Economic RVT Potential | F8 | Commercial | WA - Miscellaneous | New | Space Heating | Natural Gas | Insulation - Wall Cavity | A | Cumulative Summer Peak Savings (MW) | Achievable Economic RVT Potential | 0 | 0 | 0 | 0 | 0 | 0 | 0 | 0 | 0 | 0 | 0 | 0 | 0 | 0 | 0 | 0 | 0 | 0 | 0 | 0 | 0 | 0 | 0 | 0 | 0 | 0 | 0
F9_Commercial_WA - Miscellaneous_New_Space Heating_Natural Gas_Insulation - Wall Cavity_A_Achievable Economic RVT Potential | F9 | Commercial | WA - Miscellaneous | New | Space Heating | Natural Gas | Insulation - Wall Cavity | A | Cumulative Winter Peak Savings (MW) | Achievable Economic RVT Potential | 0 | 0 | 0 | 0 | 0 | 0 | 0 | 0 | 0 | 0 | 0 | 0 | 0 | 0 | 0 | 0 | 0 | 0 | 0 | 0 | 0 | 0 | 0 | 0 | 0 | 0 | 0
F10_Commercial_WA - Miscellaneous_New_Space Heating_Natural Gas_Insulation - Wall Cavity_A_Achievable Economic RVT Potential | F10 | Commercial | WA - Miscellaneous | New | Space Heating | Natural Gas | Insulation - Wall Cavity | A | Purchases (Incremental) | Achievable Economic RVT Potential | 0 | 0 | 0 | 0 | 0 | 0 | 0 | 0 | 0 | 0 | 0 | 0 | 0 | 0 | 0 | 0 | 0 | 0 | 0 | 0 | 0 | 0 | 0 | 0 | 0 | 0 | 0
F11_Commercial_WA - Miscellaneous_New_Space Heating_Natural Gas_Insulation - Wall Cavity_A_Achievable Economic RVT Potential | F11 | Commercial | WA - Miscellaneous | New | Space Heating | Natural Gas | Insulation - Wall Cavity | A | Purchases (Cumulative) | Achievable Economic RVT Potential | 0 | 0 | 0 | 0 | 0 | 0 | 0 | 0 | 0 | 0 | 0 | 0 | 0 | 0 | 0 | 0 | 0 | 0 | 0 | 0 | 0 | 0 | 0 | 0 | 0 | 0 | 0
F1_Commercial_WA - Miscellaneous_New_Space Heating_Natural Gas_Green Roof - Vegetated Rooftop_A_Achievable Economic RVT Potential | F1 | Commercial | WA - Miscellaneous | New | Space Heating | Natural Gas | Green Roof - Vegetated Rooftop | A | Integrated Unit Energy Savings (kWh or therms) | Achievable Economic RVT Potential | 0 | 0 | 0 | 0 | 0 | 0 | 0 | 0 | 0 | 0 | 0 | 0 | 0 | 0 | 0 | 0 | 0 | 0 | 0 | 0 | 0 | 0 | 0 | 0 | 0 | 0 | 0
F2_Commercial_WA - Miscellaneous_New_Space Heating_Natural Gas_Green Roof - Vegetated Rooftop_A_Achievable Economic RVT Potential | F2 | Commercial | WA - Miscellaneous | New | Space Heating | Natural Gas | Green Roof - Vegetated Rooftop | A | Integrated Unit Summer Peak Savings (kW) | Achievable Economic RVT Potential | 0 | 0 | 0 | 0 | 0 | 0 | 0 | 0 | 0 | 0 | 0 | 0 | 0 | 0 | 0 | 0 | 0 | 0 | 0 | 0 | 0 | 0 | 0 | 0 | 0 | 0 | 0
F3_Commercial_WA - Miscellaneous_New_Space Heating_Natural Gas_Green Roof - Vegetated Rooftop_A_Achievable Economic RVT Potential | F3 | Commercial | WA - Miscellaneous | New | Space Heating | Natural Gas | Green Roof - Vegetated Rooftop | A | Integrated Unit Winter Peak Savings (kW) | Achievable Economic RVT Potential | 0 | 0 | 0 | 0 | 0 | 0 | 0 | 0 | 0 | 0 | 0 | 0 | 0 | 0 | 0 | 0 | 0 | 0 | 0 | 0 | 0 | 0 | 0 | 0 | 0 | 0 | 0
F4_Commercial_WA - Miscellaneous_New_Space Heating_Natural Gas_Green Roof - Vegetated Rooftop_A_Achievable Economic RVT Potential | F4 | Commercial | WA - Miscellaneous | New | Space Heating | Natural Gas | Green Roof - Vegetated Rooftop | A | Incremental Energy Savings (MWh or mTherms) | Achievable Economic RVT Potential | 0 | 0 | 0 | 0 | 0 | 0 | 0 | 0 | 0 | 0 | 0 | 0 | 0 | 0 | 0 | 0 | 0 | 0 | 0 | 0 | 0 | 0 | 0 | 0 | 0 | 0 | 0
F5_Commercial_WA - Miscellaneous_New_Space Heating_Natural Gas_Green Roof - Vegetated Rooftop_A_Achievable Economic RVT Potential | F5 | Commercial | WA - Miscellaneous | New | Space Heating | Natural Gas | Green Roof - Vegetated Rooftop | A | Incremental Summer Peak Savings (MW) | Achievable Economic RVT Potential | 0 | 0 | 0 | 0 | 0 | 0 | 0 | 0 | 0 | 0 | 0 | 0 | 0 | 0 | 0 | 0 | 0 | 0 | 0 | 0 | 0 | 0 | 0 | 0 | 0 | 0 | 0
F6_Commercial_WA - Miscellaneous_New_Space Heating_Natural Gas_Green Roof - Vegetated Rooftop_A_Achievable Economic RVT Potential | F6 | Commercial | WA - Miscellaneous | New | Space Heating | Natural Gas | Green Roof - Vegetated Rooftop | A | Incremental Winter Peak Savings (MW) | Achievable Economic RVT Potential | 0 | 0 | 0 | 0 | 0 | 0 | 0 | 0 | 0 | 0 | 0 | 0 | 0 | 0 | 0 | 0 | 0 | 0 | 0 | 0 | 0 | 0 | 0 | 0 | 0 | 0 | 0
F7_Commercial_WA - Miscellaneous_New_Space Heating_Natural Gas_Green Roof - Vegetated Rooftop_A_Achievable Economic RVT Potential | F7 | Commercial | WA - Miscellaneous | New | Space Heating | Natural Gas | Green Roof - Vegetated Rooftop | A | Cumulative Energy Savings (MWh or mTherms) | Achievable Economic RVT Potential | 0 | 0 | 0 | 0 | 0 | 0 | 0 | 0 | 0 | 0 | 0 | 0 | 0 | 0 | 0 | 0 | 0 | 0 | 0 | 0 | 0 | 0 | 0 | 0 | 0 | 0 | 0
F8_Commercial_WA - Miscellaneous_New_Space Heating_Natural Gas_Green Roof - Vegetated Rooftop_A_Achievable Economic RVT Potential | F8 | Commercial | WA - Miscellaneous | New | Space Heating | Natural Gas | Green Roof - Vegetated Rooftop | A | Cumulative Summer Peak Savings (MW) | Achievable Economic RVT Potential | 0 | 0 | 0 | 0 | 0 | 0 | 0 | 0 | 0 | 0 | 0 | 0 | 0 | 0 | 0 | 0 | 0 | 0 | 0 | 0 | 0 | 0 | 0 | 0 | 0 | 0 | 0
F9_Commercial_WA - Miscellaneous_New_Space Heating_Natural Gas_Green Roof - Vegetated Rooftop_A_Achievable Economic RVT Potential | F9 | Commercial | WA - Miscellaneous | New | Space Heating | Natural Gas | Green Roof - Vegetated Rooftop | A | Cumulative Winter Peak Savings (MW) | Achievable Economic RVT Potential | 0 | 0 | 0 | 0 | 0 | 0 | 0 | 0 | 0 | 0 | 0 | 0 | 0 | 0 | 0 | 0 | 0 | 0 | 0 | 0 | 0 | 0 | 0 | 0 | 0 | 0 | 0
F10_Commercial_WA - Miscellaneous_New_Space Heating_Natural Gas_Green Roof - Vegetated Rooftop_A_Achievable Economic RVT Potential | F10 | Commercial | WA - Miscellaneous | New | Space Heating | Natural Gas | Green Roof - Vegetated Rooftop | A | Purchases (Incremental) | Achievable Economic RVT Potential | 0 | 0 | 0 | 0 | 0 | 0 | 0 | 0 | 0 | 0 | 0 | 0 | 0 | 0 | 0 | 0 | 0 | 0 | 0 | 0 | 0 | 0 | 0 | 0 | 0 | 0 | 0
F11_Commercial_WA - Miscellaneous_New_Space Heating_Natural Gas_Green Roof - Vegetated Rooftop_A_Achievable Economic RVT Potential | F11 | Commercial | WA - Miscellaneous | New | Space Heating | Natural Gas | Green Roof - Vegetated Rooftop | A | Purchases (Cumulative) | Achievable Economic RVT Potential | 0 | 0 | 0 | 0 | 0 | 0 | 0 | 0 | 0 | 0 | 0 | 0 | 0 | 0 | 0 | 0 | 0 | 0 | 0 | 0 | 0 | 0 | 0 | 0 | 0 | 0 | 0
F1_Commercial_WA - Miscellaneous_New_Space Heating_Natural Gas_Ducting - Repair and Sealing_A_Achievable Economic RVT Potential | F1 | Commercial | WA - Miscellaneous | New | Space Heating | Natural Gas | Ducting - Repair and Sealing | A | Integrated Unit Energy Savings (kWh or therms) | Achievable Economic RVT Potential | 0 | 0 | 0 | 0 | 0 | 0 | 0 | 0 | 0 | 0 | 0 | 0 | 0 | 0 | 0 | 0 | 0 | 0 | 0 | 0 | 0 | 0 | 0 | 0 | 0 | 0 | 0
F2_Commercial_WA - Miscellaneous_New_Space Heating_Natural Gas_Ducting - Repair and Sealing_A_Achievable Economic RVT Potential | F2 | Commercial | WA - Miscellaneous | New | Space Heating | Natural Gas | Ducting - Repair and Sealing | A | Integrated Unit Summer Peak Savings (kW) | Achievable Economic RVT Potential | 0 | 0 | 0 | 0 | 0 | 0 | 0 | 0 | 0 | 0 | 0 | 0 | 0 | 0 | 0 | 0 | 0 | 0 | 0 | 0 | 0 | 0 | 0 | 0 | 0 | 0 | 0
F3_Commercial_WA - Miscellaneous_New_Space Heating_Natural Gas_Ducting - Repair and Sealing_A_Achievable Economic RVT Potential | F3 | Commercial | WA - Miscellaneous | New | Space Heating | Natural Gas | Ducting - Repair and Sealing | A | Integrated Unit Winter Peak Savings (kW) | Achievable Economic RVT Potential | 0 | 0 | 0 | 0 | 0 | 0 | 0 | 0 | 0 | 0 | 0 | 0 | 0 | 0 | 0 | 0 | 0 | 0 | 0 | 0 | 0 | 0 | 0 | 0 | 0 | 0 | 0
F4_Commercial_WA - Miscellaneous_New_Space Heating_Natural Gas_Ducting - Repair and Sealing_A_Achievable Economic RVT Potential | F4 | Commercial | WA - Miscellaneous | New | Space Heating | Natural Gas | Ducting - Repair and Sealing | A | Incremental Energy Savings (MWh or mTherms) | Achievable Economic RVT Potential | 0 | 0 | 0 | 0 | 0 | 0 | 0 | 0 | 0 | 0 | 0 | 0 | 0 | 0 | 0 | 0 | 0 | 0 | 0 | 0 | 0 | 0 | 0 | 0 | 0 | 0 | 0
F5_Commercial_WA - Miscellaneous_New_Space Heating_Natural Gas_Ducting - Repair and Sealing_A_Achievable Economic RVT Potential | F5 | Commercial | WA - Miscellaneous | New | Space Heating | Natural Gas | Ducting - Repair and Sealing | A | Incremental Summer Peak Savings (MW) | Achievable Economic RVT Potential | 0 | 0 | 0 | 0 | 0 | 0 | 0 | 0 | 0 | 0 | 0 | 0 | 0 | 0 | 0 | 0 | 0 | 0 | 0 | 0 | 0 | 0 | 0 | 0 | 0 | 0 | 0
F6_Commercial_WA - Miscellaneous_New_Space Heating_Natural Gas_Ducting - Repair and Sealing_A_Achievable Economic RVT Potential | F6 | Commercial | WA - Miscellaneous | New | Space Heating | Natural Gas | Ducting - Repair and Sealing | A | Incremental Winter Peak Savings (MW) | Achievable Economic RVT Potential | 0 | 0 | 0 | 0 | 0 | 0 | 0 | 0 | 0 | 0 | 0 | 0 | 0 | 0 | 0 | 0 | 0 | 0 | 0 | 0 | 0 | 0 | 0 | 0 | 0 | 0 | 0
F7_Commercial_WA - Miscellaneous_New_Space Heating_Natural Gas_Ducting - Repair and Sealing_A_Achievable Economic RVT Potential | F7 | Commercial | WA - Miscellaneous | New | Space Heating | Natural Gas | Ducting - Repair and Sealing | A | Cumulative Energy Savings (MWh or mTherms) | Achievable Economic RVT Potential | 0 | 0 | 0 | 0 | 0 | 0 | 0 | 0 | 0 | 0 | 0 | 0 | 0 | 0 | 0 | 0 | 0 | 0 | 0 | 0 | 0 | 0 | 0 | 0 | 0 | 0 | 0
F8_Commercial_WA - Miscellaneous_New_Space Heating_Natural Gas_Ducting - Repair and Sealing_A_Achievable Economic RVT Potential | F8 | Commercial | WA - Miscellaneous | New | Space Heating | Natural Gas | Ducting - Repair and Sealing | A | Cumulative Summer Peak Savings (MW) | Achievable Economic RVT Potential | 0 | 0 | 0 | 0 | 0 | 0 | 0 | 0 | 0 | 0 | 0 | 0 | 0 | 0 | 0 | 0 | 0 | 0 | 0 | 0 | 0 | 0 | 0 | 0 | 0 | 0 | 0
F9_Commercial_WA - Miscellaneous_New_Space Heating_Natural Gas_Ducting - Repair and Sealing_A_Achievable Economic RVT Potential | F9 | Commercial | WA - Miscellaneous | New | Space Heating | Natural Gas | Ducting - Repair and Sealing | A | Cumulative Winter Peak Savings (MW) | Achievable Economic RVT Potential | 0 | 0 | 0 | 0 | 0 | 0 | 0 | 0 | 0 | 0 | 0 | 0 | 0 | 0 | 0 | 0 | 0 | 0 | 0 | 0 | 0 | 0 | 0 | 0 | 0 | 0 | 0
F10_Commercial_WA - Miscellaneous_New_Space Heating_Natural Gas_Ducting - Repair and Sealing_A_Achievable Economic RVT Potential | F10 | Commercial | WA - Miscellaneous | New | Space Heating | Natural Gas | Ducting - Repair and Sealing | A | Purchases (Incremental) | Achievable Economic RVT Potential | 0 | 0 | 0 | 0 | 0 | 0 | 0 | 0 | 0 | 0 | 0 | 0 | 0 | 0 | 0 | 0 | 0 | 0 | 0 | 0 | 0 | 0 | 0 | 0 | 0 | 0 | 0
F11_Commercial_WA - Miscellaneous_New_Space Heating_Natural Gas_Ducting - Repair and Sealing_A_Achievable Economic RVT Potential | F11 | Commercial | WA - Miscellaneous | New | Space Heating | Natural Gas | Ducting - Repair and Sealing | A | Purchases (Cumulative) | Achievable Economic RVT Potential | 0 | 0 | 0 | 0 | 0 | 0 | 0 | 0 | 0 | 0 | 0 | 0 | 0 | 0 | 0 | 0 | 0 | 0 | 0 | 0 | 0 | 0 | 0 | 0 | 0 | 0 | 0
F1_Commercial_WA - Miscellaneous_New_Space Heating_Natural Gas_Windows - High Efficiency Glazing_A_Achievable Economic RVT Potential | F1 | Commercial | WA - Miscellaneous | New | Space Heating | Natural Gas | Windows - High Efficiency Glazing | A | Integrated Unit Energy Savings (kWh or therms) | Achievable Economic RVT Potential | 0 | 0 | 0 | 0 | 0 | 0 | 0 | 0 | 0 | 0 | 0 | 0 | 0 | 0 | 0 | 0 | 0 | 0 | 0 | 0 | 0 | 0 | 0 | 0 | 0 | 0 | 0
F2_Commercial_WA - Miscellaneous_New_Space Heating_Natural Gas_Windows - High Efficiency Glazing_A_Achievable Economic RVT Potential | F2 | Commercial | WA - Miscellaneous | New | Space Heating | Natural Gas | Windows - High Efficiency Glazing | A | Integrated Unit Summer Peak Savings (kW) | Achievable Economic RVT Potential | 0 | 0 | 0 | 0 | 0 | 0 | 0 | 0 | 0 | 0 | 0 | 0 | 0 | 0 | 0 | 0 | 0 | 0 | 0 | 0 | 0 | 0 | 0 | 0 | 0 | 0 | 0
F3_Commercial_WA - Miscellaneous_New_Space Heating_Natural Gas_Windows - High Efficiency Glazing_A_Achievable Economic RVT Potential | F3 | Commercial | WA - Miscellaneous | New | Space Heating | Natural Gas | Windows - High Efficiency Glazing | A | Integrated Unit Winter Peak Savings (kW) | Achievable Economic RVT Potential | 0 | 0 | 0 | 0 | 0 | 0 | 0 | 0 | 0 | 0 | 0 | 0 | 0 | 0 | 0 | 0 | 0 | 0 | 0 | 0 | 0 | 0 | 0 | 0 | 0 | 0 | 0
F4_Commercial_WA - Miscellaneous_New_Space Heating_Natural Gas_Windows - High Efficiency Glazing_A_Achievable Economic RVT Potential | F4 | Commercial | WA - Miscellaneous | New | Space Heating | Natural Gas | Windows - High Efficiency Glazing | A | Incremental Energy Savings (MWh or mTherms) | Achievable Economic RVT Potential | 0 | 0 | 0 | 0 | 0 | 0 | 0 | 0 | 0 | 0 | 0 | 0 | 0 | 0 | 0 | 0 | 0 | 0 | 0 | 0 | 0 | 0 | 0 | 0 | 0 | 0 | 0
F5_Commercial_WA - Miscellaneous_New_Space Heating_Natural Gas_Windows - High Efficiency Glazing_A_Achievable Economic RVT Potential | F5 | Commercial | WA - Miscellaneous | New | Space Heating | Natural Gas | Windows - High Efficiency Glazing | A | Incremental Summer Peak Savings (MW) | Achievable Economic RVT Potential | 0 | 0 | 0 | 0 | 0 | 0 | 0 | 0 | 0 | 0 | 0 | 0 | 0 | 0 | 0 | 0 | 0 | 0 | 0 | 0 | 0 | 0 | 0 | 0 | 0 | 0 | 0
F6_Commercial_WA - Miscellaneous_New_Space Heating_Natural Gas_Windows - High Efficiency Glazing_A_Achievable Economic RVT Potential | F6 | Commercial | WA - Miscellaneous | New | Space Heating | Natural Gas | Windows - High Efficiency Glazing | A | Incremental Winter Peak Savings (MW) | Achievable Economic RVT Potential | 0 | 0 | 0 | 0 | 0 | 0 | 0 | 0 | 0 | 0 | 0 | 0 | 0 | 0 | 0 | 0 | 0 | 0 | 0 | 0 | 0 | 0 | 0 | 0 | 0 | 0 | 0
F7_Commercial_WA - Miscellaneous_New_Space Heating_Natural Gas_Windows - High Efficiency Glazing_A_Achievable Economic RVT Potential | F7 | Commercial | WA - Miscellaneous | New | Space Heating | Natural Gas | Windows - High Efficiency Glazing | A | Cumulative Energy Savings (MWh or mTherms) | Achievable Economic RVT Potential | 0 | 0 | 0 | 0 | 0 | 0 | 0 | 0 | 0 | 0 | 0 | 0 | 0 | 0 | 0 | 0 | 0 | 0 | 0 | 0 | 0 | 0 | 0 | 0 | 0 | 0 | 0
F8_Commercial_WA - Miscellaneous_New_Space Heating_Natural Gas_Windows - High Efficiency Glazing_A_Achievable Economic RVT Potential | F8 | Commercial | WA - Miscellaneous | New | Space Heating | Natural Gas | Windows - High Efficiency Glazing | A | Cumulative Summer Peak Savings (MW) | Achievable Economic RVT Potential | 0 | 0 | 0 | 0 | 0 | 0 | 0 | 0 | 0 | 0 | 0 | 0 | 0 | 0 | 0 | 0 | 0 | 0 | 0 | 0 | 0 | 0 | 0 | 0 | 0 | 0 | 0
F9_Commercial_WA - Miscellaneous_New_Space Heating_Natural Gas_Windows - High Efficiency Glazing_A_Achievable Economic RVT Potential | F9 | Commercial | WA - Miscellaneous | New | Space Heating | Natural Gas | Windows - High Efficiency Glazing | A | Cumulative Winter Peak Savings (MW) | Achievable Economic RVT Potential | 0 | 0 | 0 | 0 | 0 | 0 | 0 | 0 | 0 | 0 | 0 | 0 | 0 | 0 | 0 | 0 | 0 | 0 | 0 | 0 | 0 | 0 | 0 | 0 | 0 | 0 | 0
F10_Commercial_WA - Miscellaneous_New_Space Heating_Natural Gas_Windows - High Efficiency Glazing_A_Achievable Economic RVT Potential | F10 | Commercial | WA - Miscellaneous | New | Space Heating | Natural Gas | Windows - High Efficiency Glazing | A | Purchases (Incremental) | Achievable Economic RVT Potential | 0 | 0 | 0 | 0 | 0 | 0 | 0 | 0 | 0 | 0 | 0 | 0 | 0 | 0 | 0 | 0 | 0 | 0 | 0 | 0 | 0 | 0 | 0 | 0 | 0 | 0 | 0
F11_Commercial_WA - Miscellaneous_New_Space Heating_Natural Gas_Windows - High Efficiency Glazing_A_Achievable Economic RVT Potential | F11 | Commercial | WA - Miscellaneous | New | Space Heating | Natural Gas | Windows - High Efficiency Glazing | A | Purchases (Cumulative) | Achievable Economic RVT Potential | 0 | 0 | 0 | 0 | 0 | 0 | 0 | 0 | 0 | 0 | 0 | 0 | 0 | 0 | 0 | 0 | 0 | 0 | 0 | 0 | 0 | 0 | 0 | 0 | 0 | 0 | 0
F1_Commercial_WA - Miscellaneous_New_Space Heating_Natural Gas_Windows - Secondary Glazing Systems_A_Achievable Economic RVT Potential | F1 | Commercial | WA - Miscellaneous | New | Space Heating | Natural Gas | Windows - Secondary Glazing Systems | A | Integrated Unit Energy Savings (kWh or therms) | Achievable Economic RVT Potential | 0 | 0 | 0 | 0 | 0 | 0 | 0 | 0 | 0 | 0 | 0 | 0 | 0 | 0 | 0 | 0 | 0 | 0 | 0 | 0 | 0 | 0 | 0 | 0 | 0 | 0 | 0
F2_Commercial_WA - Miscellaneous_New_Space Heating_Natural Gas_Windows - Secondary Glazing Systems_A_Achievable Economic RVT Potential | F2 | Commercial | WA - Miscellaneous | New | Space Heating | Natural Gas | Windows - Secondary Glazing Systems | A | Integrated Unit Summer Peak Savings (kW) | Achievable Economic RVT Potential | 0 | 0 | 0 | 0 | 0 | 0 | 0 | 0 | 0 | 0 | 0 | 0 | 0 | 0 | 0 | 0 | 0 | 0 | 0 | 0 | 0 | 0 | 0 | 0 | 0 | 0 | 0
F3_Commercial_WA - Miscellaneous_New_Space Heating_Natural Gas_Windows - Secondary Glazing Systems_A_Achievable Economic RVT Potential | F3 | Commercial | WA - Miscellaneous | New | Space Heating | Natural Gas | Windows - Secondary Glazing Systems | A | Integrated Unit Winter Peak Savings (kW) | Achievable Economic RVT Potential | 0 | 0 | 0 | 0 | 0 | 0 | 0 | 0 | 0 | 0 | 0 | 0 | 0 | 0 | 0 | 0 | 0 | 0 | 0 | 0 | 0 | 0 | 0 | 0 | 0 | 0 | 0
F4_Commercial_WA - Miscellaneous_New_Space Heating_Natural Gas_Windows - Secondary Glazing Systems_A_Achievable Economic RVT Potential | F4 | Commercial | WA - Miscellaneous | New | Space Heating | Natural Gas | Windows - Secondary Glazing Systems | A | Incremental Energy Savings (MWh or mTherms) | Achievable Economic RVT Potential | 0 | 0 | 0 | 0 | 0 | 0 | 0 | 0 | 0 | 0 | 0 | 0 | 0 | 0 | 0 | 0 | 0 | 0 | 0 | 0 | 0 | 0 | 0 | 0 | 0 | 0 | 0
F5_Commercial_WA - Miscellaneous_New_Space Heating_Natural Gas_Windows - Secondary Glazing Systems_A_Achievable Economic RVT Potential | F5 | Commercial | WA - Miscellaneous | New | Space Heating | Natural Gas | Windows - Secondary Glazing Systems | A | Incremental Summer Peak Savings (MW) | Achievable Economic RVT Potential | 0 | 0 | 0 | 0 | 0 | 0 | 0 | 0 | 0 | 0 | 0 | 0 | 0 | 0 | 0 | 0 | 0 | 0 | 0 | 0 | 0 | 0 | 0 | 0 | 0 | 0 | 0
F6_Commercial_WA - Miscellaneous_New_Space Heating_Natural Gas_Windows - Secondary Glazing Systems_A_Achievable Economic RVT Potential | F6 | Commercial | WA - Miscellaneous | New | Space Heating | Natural Gas | Windows - Secondary Glazing Systems | A | Incremental Winter Peak Savings (MW) | Achievable Economic RVT Potential | 0 | 0 | 0 | 0 | 0 | 0 | 0 | 0 | 0 | 0 | 0 | 0 | 0 | 0 | 0 | 0 | 0 | 0 | 0 | 0 | 0 | 0 | 0 | 0 | 0 | 0 | 0
F7_Commercial_WA - Miscellaneous_New_Space Heating_Natural Gas_Windows - Secondary Glazing Systems_A_Achievable Economic RVT Potential | F7 | Commercial | WA - Miscellaneous | New | Space Heating | Natural Gas | Windows - Secondary Glazing Systems | A | Cumulative Energy Savings (MWh or mTherms) | Achievable Economic RVT Potential | 0 | 0 | 0 | 0 | 0 | 0 | 0 | 0 | 0 | 0 | 0 | 0 | 0 | 0 | 0 | 0 | 0 | 0 | 0 | 0 | 0 | 0 | 0 | 0 | 0 | 0 | 0
F8_Commercial_WA - Miscellaneous_New_Space Heating_Natural Gas_Windows - Secondary Glazing Systems_A_Achievable Economic RVT Potential | F8 | Commercial | WA - Miscellaneous | New | Space Heating | Natural Gas | Windows - Secondary Glazing Systems | A | Cumulative Summer Peak Savings (MW) | Achievable Economic RVT Potential | 0 | 0 | 0 | 0 | 0 | 0 | 0 | 0 | 0 | 0 | 0 | 0 | 0 | 0 | 0 | 0 | 0 | 0 | 0 | 0 | 0 | 0 | 0 | 0 | 0 | 0 | 0
F9_Commercial_WA - Miscellaneous_New_Space Heating_Natural Gas_Windows - Secondary Glazing Systems_A_Achievable Economic RVT Potential | F9 | Commercial | WA - Miscellaneous | New | Space Heating | Natural Gas | Windows - Secondary Glazing Systems | A | Cumulative Winter Peak Savings (MW) | Achievable Economic RVT Potential | 0 | 0 | 0 | 0 | 0 | 0 | 0 | 0 | 0 | 0 | 0 | 0 | 0 | 0 | 0 | 0 | 0 | 0 | 0 | 0 | 0 | 0 | 0 | 0 | 0 | 0 | 0
F10_Commercial_WA - Miscellaneous_New_Space Heating_Natural Gas_Windows - Secondary Glazing Systems_A_Achievable Economic RVT Potential | F10 | Commercial | WA - Miscellaneous | New | Space Heating | Natural Gas | Windows - Secondary Glazing Systems | A | Purchases (Incremental) | Achievable Economic RVT Potential | 0 | 0 | 0 | 0 | 0 | 0 | 0 | 0 | 0 | 0 | 0 | 0 | 0 | 0 | 0 | 0 | 0 | 0 | 0 | 0 | 0 | 0 | 0 | 0 | 0 | 0 | 0
F11_Commercial_WA - Miscellaneous_New_Space Heating_Natural Gas_Windows - Secondary Glazing Systems_A_Achievable Economic RVT Potential | F11 | Commercial | WA - Miscellaneous | New | Space Heating | Natural Gas | Windows - Secondary Glazing Systems | A | Purchases (Cumulative) | Achievable Economic RVT Potential | 0 | 0 | 0 | 0 | 0 | 0 | 0 | 0 | 0 | 0 | 0 | 0 | 0 | 0 | 0 | 0 | 0 | 0 | 0 | 0 | 0 | 0 | 0 | 0 | 0 | 0 | 0
F1_Commercial_WA - Miscellaneous_New_Space Heating_Natural Gas_HVAC - Energy Recovery Ventilator_A_Achievable Economic RVT Potential | F1 | Commercial | WA - Miscellaneous | New | Space Heating | Natural Gas | HVAC - Energy Recovery Ventilator | A | Integrated Unit Energy Savings (kWh or therms) | Achievable Economic RVT Potential | 0 | 0 | 0 | 0 | 0 | 0 | 0 | 0 | 0 | 0 | 0 | 0 | 0 | 0 | 0 | 0 | 0 | 0 | 0 | 0 | 0 | 0 | 0 | 0 | 0 | 0 | 0
F2_Commercial_WA - Miscellaneous_New_Space Heating_Natural Gas_HVAC - Energy Recovery Ventilator_A_Achievable Economic RVT Potential | F2 | Commercial | WA - Miscellaneous | New | Space Heating | Natural Gas | HVAC - Energy Recovery Ventilator | A | Integrated Unit Summer Peak Savings (kW) | Achievable Economic RVT Potential | 0 | 0 | 0 | 0 | 0 | 0 | 0 | 0 | 0 | 0 | 0 | 0 | 0 | 0 | 0 | 0 | 0 | 0 | 0 | 0 | 0 | 0 | 0 | 0 | 0 | 0 | 0
F3_Commercial_WA - Miscellaneous_New_Space Heating_Natural Gas_HVAC - Energy Recovery Ventilator_A_Achievable Economic RVT Potential | F3 | Commercial | WA - Miscellaneous | New | Space Heating | Natural Gas | HVAC - Energy Recovery Ventilator | A | Integrated Unit Winter Peak Savings (kW) | Achievable Economic RVT Potential | 0 | 0 | 0 | 0 | 0 | 0 | 0 | 0 | 0 | 0 | 0 | 0 | 0 | 0 | 0 | 0 | 0 | 0 | 0 | 0 | 0 | 0 | 0 | 0 | 0 | 0 | 0
F4_Commercial_WA - Miscellaneous_New_Space Heating_Natural Gas_HVAC - Energy Recovery Ventilator_A_Achievable Economic RVT Potential | F4 | Commercial | WA - Miscellaneous | New | Space Heating | Natural Gas | HVAC - Energy Recovery Ventilator | A | Incremental Energy Savings (MWh or mTherms) | Achievable Economic RVT Potential | 0 | 0 | 0 | 0 | 0 | 0 | 0 | 0 | 0 | 0 | 0 | 0 | 0 | 0 | 0 | 0 | 0 | 0 | 0 | 0 | 0 | 0 | 0 | 0 | 0 | 0 | 0
F5_Commercial_WA - Miscellaneous_New_Space Heating_Natural Gas_HVAC - Energy Recovery Ventilator_A_Achievable Economic RVT Potential | F5 | Commercial | WA - Miscellaneous | New | Space Heating | Natural Gas | HVAC - Energy Recovery Ventilator | A | Incremental Summer Peak Savings (MW) | Achievable Economic RVT Potential | 0 | 0 | 0 | 0 | 0 | 0 | 0 | 0 | 0 | 0 | 0 | 0 | 0 | 0 | 0 | 0 | 0 | 0 | 0 | 0 | 0 | 0 | 0 | 0 | 0 | 0 | 0
F6_Commercial_WA - Miscellaneous_New_Space Heating_Natural Gas_HVAC - Energy Recovery Ventilator_A_Achievable Economic RVT Potential | F6 | Commercial | WA - Miscellaneous | New | Space Heating | Natural Gas | HVAC - Energy Recovery Ventilator | A | Incremental Winter Peak Savings (MW) | Achievable Economic RVT Potential | 0 | 0 | 0 | 0 | 0 | 0 | 0 | 0 | 0 | 0 | 0 | 0 | 0 | 0 | 0 | 0 | 0 | 0 | 0 | 0 | 0 | 0 | 0 | 0 | 0 | 0 | 0
F7_Commercial_WA - Miscellaneous_New_Space Heating_Natural Gas_HVAC - Energy Recovery Ventilator_A_Achievable Economic RVT Potential | F7 | Commercial | WA - Miscellaneous | New | Space Heating | Natural Gas | HVAC - Energy Recovery Ventilator | A | Cumulative Energy Savings (MWh or mTherms) | Achievable Economic RVT Potential | 0 | 0 | 0 | 0 | 0 | 0 | 0 | 0 | 0 | 0 | 0 | 0 | 0 | 0 | 0 | 0 | 0 | 0 | 0 | 0 | 0 | 0 | 0 | 0 | 0 | 0 | 0
F8_Commercial_WA - Miscellaneous_New_Space Heating_Natural Gas_HVAC - Energy Recovery Ventilator_A_Achievable Economic RVT Potential | F8 | Commercial | WA - Miscellaneous | New | Space Heating | Natural Gas | HVAC - Energy Recovery Ventilator | A | Cumulative Summer Peak Savings (MW) | Achievable Economic RVT Potential | 0 | 0 | 0 | 0 | 0 | 0 | 0 | 0 | 0 | 0 | 0 | 0 | 0 | 0 | 0 | 0 | 0 | 0 | 0 | 0 | 0 | 0 | 0 | 0 | 0 | 0 | 0
F9_Commercial_WA - Miscellaneous_New_Space Heating_Natural Gas_HVAC - Energy Recovery Ventilator_A_Achievable Economic RVT Potential | F9 | Commercial | WA - Miscellaneous | New | Space Heating | Natural Gas | HVAC - Energy Recovery Ventilator | A | Cumulative Winter Peak Savings (MW) | Achievable Economic RVT Potential | 0 | 0 | 0 | 0 | 0 | 0 | 0 | 0 | 0 | 0 | 0 | 0 | 0 | 0 | 0 | 0 | 0 | 0 | 0 | 0 | 0 | 0 | 0 | 0 | 0 | 0 | 0
F10_Commercial_WA - Miscellaneous_New_Space Heating_Natural Gas_HVAC - Energy Recovery Ventilator_A_Achievable Economic RVT Potential | F10 | Commercial | WA - Miscellaneous | New | Space Heating | Natural Gas | HVAC - Energy Recovery Ventilator | A | Purchases (Incremental) | Achievable Economic RVT Potential | 0 | 0 | 0 | 0 | 0 | 0 | 0 | 0 | 0 | 0 | 0 | 0 | 0 | 0 | 0 | 0 | 0 | 0 | 0 | 0 | 0 | 0 | 0 | 0 | 0 | 0 | 0
F11_Commercial_WA - Miscellaneous_New_Space Heating_Natural Gas_HVAC - Energy Recovery Ventilator_A_Achievable Economic RVT Potential | F11 | Commercial | WA - Miscellaneous | New | Space Heating | Natural Gas | HVAC - Energy Recovery Ventilator | A | Purchases (Cumulative) | Achievable Economic RVT Potential | 0 | 0 | 0 | 0 | 0 | 0 | 0 | 0 | 0 | 0 | 0 | 0 | 0 | 0 | 0 | 0 | 0 | 0 | 0 | 0 | 0 | 0 | 0 | 0 | 0 | 0 | 0
F1_Commercial_WA - Miscellaneous_New_Space Heating_Natural Gas_Building Shell - Air Sealing (Infiltration Control)_A_Achievable Economic RVT Potential | F1 | Commercial | WA - Miscellaneous | New | Space Heating | Natural Gas | Building Shell - Air Sealing (Infiltration Control) | A | Integrated Unit Energy Savings (kWh or therms) | Achievable Economic RVT Potential | 0 | 0 | 0 | 0 | 0 | 0 | 0 | 0 | 0 | 0 | 0 | 0 | 0 | 0 | 0 | 0 | 0 | 0 | 0 | 0 | 0 | 0 | 0 | 0 | 0 | 0 | 0
F2_Commercial_WA - Miscellaneous_New_Space Heating_Natural Gas_Building Shell - Air Sealing (Infiltration Control)_A_Achievable Economic RVT Potential | F2 | Commercial | WA - Miscellaneous | New | Space Heating | Natural Gas | Building Shell - Air Sealing (Infiltration Control) | A | Integrated Unit Summer Peak Savings (kW) | Achievable Economic RVT Potential | 0 | 0 | 0 | 0 | 0 | 0 | 0 | 0 | 0 | 0 | 0 | 0 | 0 | 0 | 0 | 0 | 0 | 0 | 0 | 0 | 0 | 0 | 0 | 0 | 0 | 0 | 0
F3_Commercial_WA - Miscellaneous_New_Space Heating_Natural Gas_Building Shell - Air Sealing (Infiltration Control)_A_Achievable Economic RVT Potential | F3 | Commercial | WA - Miscellaneous | New | Space Heating | Natural Gas | Building Shell - Air Sealing (Infiltration Control) | A | Integrated Unit Winter Peak Savings (kW) | Achievable Economic RVT Potential | 0 | 0 | 0 | 0 | 0 | 0 | 0 | 0 | 0 | 0 | 0 | 0 | 0 | 0 | 0 | 0 | 0 | 0 | 0 | 0 | 0 | 0 | 0 | 0 | 0 | 0 | 0
F4_Commercial_WA - Miscellaneous_New_Space Heating_Natural Gas_Building Shell - Air Sealing (Infiltration Control)_A_Achievable Economic RVT Potential | F4 | Commercial | WA - Miscellaneous | New | Space Heating | Natural Gas | Building Shell - Air Sealing (Infiltration Control) | A | Incremental Energy Savings (MWh or mTherms) | Achievable Economic RVT Potential | 0 | 0 | 0 | 0 | 0 | 0 | 0 | 0 | 0 | 0 | 0 | 0 | 0 | 0 | 0 | 0 | 0 | 0 | 0 | 0 | 0 | 0 | 0 | 0 | 0 | 0 | 0
F5_Commercial_WA - Miscellaneous_New_Space Heating_Natural Gas_Building Shell - Air Sealing (Infiltration Control)_A_Achievable Economic RVT Potential | F5 | Commercial | WA - Miscellaneous | New | Space Heating | Natural Gas | Building Shell - Air Sealing (Infiltration Control) | A | Incremental Summer Peak Savings (MW) | Achievable Economic RVT Potential | 0 | 0 | 0 | 0 | 0 | 0 | 0 | 0 | 0 | 0 | 0 | 0 | 0 | 0 | 0 | 0 | 0 | 0 | 0 | 0 | 0 | 0 | 0 | 0 | 0 | 0 | 0
F6_Commercial_WA - Miscellaneous_New_Space Heating_Natural Gas_Building Shell - Air Sealing (Infiltration Control)_A_Achievable Economic RVT Potential | F6 | Commercial | WA - Miscellaneous | New | Space Heating | Natural Gas | Building Shell - Air Sealing (Infiltration Control) | A | Incremental Winter Peak Savings (MW) | Achievable Economic RVT Potential | 0 | 0 | 0 | 0 | 0 | 0 | 0 | 0 | 0 | 0 | 0 | 0 | 0 | 0 | 0 | 0 | 0 | 0 | 0 | 0 | 0 | 0 | 0 | 0 | 0 | 0 | 0
F7_Commercial_WA - Miscellaneous_New_Space Heating_Natural Gas_Building Shell - Air Sealing (Infiltration Control)_A_Achievable Economic RVT Potential | F7 | Commercial | WA - Miscellaneous | New | Space Heating | Natural Gas | Building Shell - Air Sealing (Infiltration Control) | A | Cumulative Energy Savings (MWh or mTherms) | Achievable Economic RVT Potential | 0 | 0 | 0 | 0 | 0 | 0 | 0 | 0 | 0 | 0 | 0 | 0 | 0 | 0 | 0 | 0 | 0 | 0 | 0 | 0 | 0 | 0 | 0 | 0 | 0 | 0 | 0
F8_Commercial_WA - Miscellaneous_New_Space Heating_Natural Gas_Building Shell - Air Sealing (Infiltration Control)_A_Achievable Economic RVT Potential | F8 | Commercial | WA - Miscellaneous | New | Space Heating | Natural Gas | Building Shell - Air Sealing (Infiltration Control) | A | Cumulative Summer Peak Savings (MW) | Achievable Economic RVT Potential | 0 | 0 | 0 | 0 | 0 | 0 | 0 | 0 | 0 | 0 | 0 | 0 | 0 | 0 | 0 | 0 | 0 | 0 | 0 | 0 | 0 | 0 | 0 | 0 | 0 | 0 | 0
F9_Commercial_WA - Miscellaneous_New_Space Heating_Natural Gas_Building Shell - Air Sealing (Infiltration Control)_A_Achievable Economic RVT Potential | F9 | Commercial | WA - Miscellaneous | New | Space Heating | Natural Gas | Building Shell - Air Sealing (Infiltration Control) | A | Cumulative Winter Peak Savings (MW) | Achievable Economic RVT Potential | 0 | 0 | 0 | 0 | 0 | 0 | 0 | 0 | 0 | 0 | 0 | 0 | 0 | 0 | 0 | 0 | 0 | 0 | 0 | 0 | 0 | 0 | 0 | 0 | 0 | 0 | 0
F10_Commercial_WA - Miscellaneous_New_Space Heating_Natural Gas_Building Shell - Air Sealing (Infiltration Control)_A_Achievable Economic RVT Potential | F10 | Commercial | WA - Miscellaneous | New | Space Heating | Natural Gas | Building Shell - Air Sealing (Infiltration Control) | A | Purchases (Incremental) | Achievable Economic RVT Potential | 0 | 0 | 0 | 0 | 0 | 0 | 0 | 0 | 0 | 0 | 0 | 0 | 0 | 0 | 0 | 0 | 0 | 0 | 0 | 0 | 0 | 0 | 0 | 0 | 0 | 0 | 0
F11_Commercial_WA - Miscellaneous_New_Space Heating_Natural Gas_Building Shell - Air Sealing (Infiltration Control)_A_Achievable Economic RVT Potential | F11 | Commercial | WA - Miscellaneous | New | Space Heating | Natural Gas | Building Shell - Air Sealing (Infiltration Control) | A | Purchases (Cumulative) | Achievable Economic RVT Potential | 0 | 0 | 0 | 0 | 0 | 0 | 0 | 0 | 0 | 0 | 0 | 0 | 0 | 0 | 0 | 0 | 0 | 0 | 0 | 0 | 0 | 0 | 0 | 0 | 0 | 0 | 0
F1_Commercial_WA - Miscellaneous_New_Space Heating_Natural Gas_Ventilation - Demand Controlled_A_Achievable Economic RVT Potential | F1 | Commercial | WA - Miscellaneous | New | Space Heating | Natural Gas | Ventilation - Demand Controlled | A | Integrated Unit Energy Savings (kWh or therms) | Achievable Economic RVT Potential | 0 | 0 | 0 | 0 | 0 | 0 | 0 | 0 | 0 | 0 | 0 | 0 | 0 | 0 | 0 | 0 | 0 | 0 | 0 | 0 | 0 | 0 | 0 | 0 | 0 | 0 | 0
F2_Commercial_WA - Miscellaneous_New_Space Heating_Natural Gas_Ventilation - Demand Controlled_A_Achievable Economic RVT Potential | F2 | Commercial | WA - Miscellaneous | New | Space Heating | Natural Gas | Ventilation - Demand Controlled | A | Integrated Unit Summer Peak Savings (kW) | Achievable Economic RVT Potential | 0 | 0 | 0 | 0 | 0 | 0 | 0 | 0 | 0 | 0 | 0 | 0 | 0 | 0 | 0 | 0 | 0 | 0 | 0 | 0 | 0 | 0 | 0 | 0 | 0 | 0 | 0
F3_Commercial_WA - Miscellaneous_New_Space Heating_Natural Gas_Ventilation - Demand Controlled_A_Achievable Economic RVT Potential | F3 | Commercial | WA - Miscellaneous | New | Space Heating | Natural Gas | Ventilation - Demand Controlled | A | Integrated Unit Winter Peak Savings (kW) | Achievable Economic RVT Potential | 0 | 0 | 0 | 0 | 0 | 0 | 0 | 0 | 0 | 0 | 0 | 0 | 0 | 0 | 0 | 0 | 0 | 0 | 0 | 0 | 0 | 0 | 0 | 0 | 0 | 0 | 0
F4_Commercial_WA - Miscellaneous_New_Space Heating_Natural Gas_Ventilation - Demand Controlled_A_Achievable Economic RVT Potential | F4 | Commercial | WA - Miscellaneous | New | Space Heating | Natural Gas | Ventilation - Demand Controlled | A | Incremental Energy Savings (MWh or mTherms) | Achievable Economic RVT Potential | 0 | 0 | 0 | 0 | 0 | 0 | 0 | 0 | 0 | 0 | 0 | 0 | 0 | 0 | 0 | 0 | 0 | 0 | 0 | 0 | 0 | 0 | 0 | 0 | 0 | 0 | 0
F5_Commercial_WA - Miscellaneous_New_Space Heating_Natural Gas_Ventilation - Demand Controlled_A_Achievable Economic RVT Potential | F5 | Commercial | WA - Miscellaneous | New | Space Heating | Natural Gas | Ventilation - Demand Controlled | A | Incremental Summer Peak Savings (MW) | Achievable Economic RVT Potential | 0 | 0 | 0 | 0 | 0 | 0 | 0 | 0 | 0 | 0 | 0 | 0 | 0 | 0 | 0 | 0 | 0 | 0 | 0 | 0 | 0 | 0 | 0 | 0 | 0 | 0 | 0
F6_Commercial_WA - Miscellaneous_New_Space Heating_Natural Gas_Ventilation - Demand Controlled_A_Achievable Economic RVT Potential | F6 | Commercial | WA - Miscellaneous | New | Space Heating | Natural Gas | Ventilation - Demand Controlled | A | Incremental Winter Peak Savings (MW) | Achievable Economic RVT Potential | 0 | 0 | 0 | 0 | 0 | 0 | 0 | 0 | 0 | 0 | 0 | 0 | 0 | 0 | 0 | 0 | 0 | 0 | 0 | 0 | 0 | 0 | 0 | 0 | 0 | 0 | 0
F7_Commercial_WA - Miscellaneous_New_Space Heating_Natural Gas_Ventilation - Demand Controlled_A_Achievable Economic RVT Potential | F7 | Commercial | WA - Miscellaneous | New | Space Heating | Natural Gas | Ventilation - Demand Controlled | A | Cumulative Energy Savings (MWh or mTherms) | Achievable Economic RVT Potential | 0 | 0 | 0 | 0 | 0 | 0 | 0 | 0 | 0 | 0 | 0 | 0 | 0 | 0 | 0 | 0 | 0 | 0 | 0 | 0 | 0 | 0 | 0 | 0 | 0 | 0 | 0
F8_Commercial_WA - Miscellaneous_New_Space Heating_Natural Gas_Ventilation - Demand Controlled_A_Achievable Economic RVT Potential | F8 | Commercial | WA - Miscellaneous | New | Space Heating | Natural Gas | Ventilation - Demand Controlled | A | Cumulative Summer Peak Savings (MW) | Achievable Economic RVT Potential | 0 | 0 | 0 | 0 | 0 | 0 | 0 | 0 | 0 | 0 | 0 | 0 | 0 | 0 | 0 | 0 | 0 | 0 | 0 | 0 | 0 | 0 | 0 | 0 | 0 | 0 | 0
F9_Commercial_WA - Miscellaneous_New_Space Heating_Natural Gas_Ventilation - Demand Controlled_A_Achievable Economic RVT Potential | F9 | Commercial | WA - Miscellaneous | New | Space Heating | Natural Gas | Ventilation - Demand Controlled | A | Cumulative Winter Peak Savings (MW) | Achievable Economic RVT Potential | 0 | 0 | 0 | 0 | 0 | 0 | 0 | 0 | 0 | 0 | 0 | 0 | 0 | 0 | 0 | 0 | 0 | 0 | 0 | 0 | 0 | 0 | 0 | 0 | 0 | 0 | 0
F10_Commercial_WA - Miscellaneous_New_Space Heating_Natural Gas_Ventilation - Demand Controlled_A_Achievable Economic RVT Potential | F10 | Commercial | WA - Miscellaneous | New | Space Heating | Natural Gas | Ventilation - Demand Controlled | A | Purchases (Incremental) | Achievable Economic RVT Potential | 0 | 0 | 0 | 0 | 0 | 0 | 0 | 0 | 0 | 0 | 0 | 0 | 0 | 0 | 0 | 0 | 0 | 0 | 0 | 0 | 0 | 0 | 0 | 0 | 0 | 0 | 0
F11_Commercial_WA - Miscellaneous_New_Space Heating_Natural Gas_Ventilation - Demand Controlled_A_Achievable Economic RVT Potential | F11 | Commercial | WA - Miscellaneous | New | Space Heating | Natural Gas | Ventilation - Demand Controlled | A | Purchases (Cumulative) | Achievable Economic RVT Potential | 0 | 0 | 0 | 0 | 0 | 0 | 0 | 0 | 0 | 0 | 0 | 0 | 0 | 0 | 0 | 0 | 0 | 0 | 0 | 0 | 0 | 0 | 0 | 0 | 0 | 0 | 0
F1_Commercial_WA - Miscellaneous_New_Space Heating_Natural Gas_HVAC - Dedicated Outdoor Air System (DOAS)_A_Achievable Economic RVT Potential | F1 | Commercial | WA - Miscellaneous | New | Space Heating | Natural Gas | HVAC - Dedicated Outdoor Air System (DOAS) | A | Integrated Unit Energy Savings (kWh or therms) | Achievable Economic RVT Potential | 0 | 0 | 0 | 0 | 0 | 0 | 0 | 0 | 0 | 0 | 0 | 0 | 0 | 0 | 0 | 0 | 0 | 0 | 0 | 0 | 0 | 0 | 0 | 0 | 0 | 0 | 0
F2_Commercial_WA - Miscellaneous_New_Space Heating_Natural Gas_HVAC - Dedicated Outdoor Air System (DOAS)_A_Achievable Economic RVT Potential | F2 | Commercial | WA - Miscellaneous | New | Space Heating | Natural Gas | HVAC - Dedicated Outdoor Air System (DOAS) | A | Integrated Unit Summer Peak Savings (kW) | Achievable Economic RVT Potential | 0 | 0 | 0 | 0 | 0 | 0 | 0 | 0 | 0 | 0 | 0 | 0 | 0 | 0 | 0 | 0 | 0 | 0 | 0 | 0 | 0 | 0 | 0 | 0 | 0 | 0 | 0
F3_Commercial_WA - Miscellaneous_New_Space Heating_Natural Gas_HVAC - Dedicated Outdoor Air System (DOAS)_A_Achievable Economic RVT Potential | F3 | Commercial | WA - Miscellaneous | New | Space Heating | Natural Gas | HVAC - Dedicated Outdoor Air System (DOAS) | A | Integrated Unit Winter Peak Savings (kW) | Achievable Economic RVT Potential | 0 | 0 | 0 | 0 | 0 | 0 | 0 | 0 | 0 | 0 | 0 | 0 | 0 | 0 | 0 | 0 | 0 | 0 | 0 | 0 | 0 | 0 | 0 | 0 | 0 | 0 | 0
F4_Commercial_WA - Miscellaneous_New_Space Heating_Natural Gas_HVAC - Dedicated Outdoor Air System (DOAS)_A_Achievable Economic RVT Potential | F4 | Commercial | WA - Miscellaneous | New | Space Heating | Natural Gas | HVAC - Dedicated Outdoor Air System (DOAS) | A | Incremental Energy Savings (MWh or mTherms) | Achievable Economic RVT Potential | 0 | 0 | 0 | 0 | 0 | 0 | 0 | 0 | 0 | 0 | 0 | 0 | 0 | 0 | 0 | 0 | 0 | 0 | 0 | 0 | 0 | 0 | 0 | 0 | 0 | 0 | 0
F5_Commercial_WA - Miscellaneous_New_Space Heating_Natural Gas_HVAC - Dedicated Outdoor Air System (DOAS)_A_Achievable Economic RVT Potential | F5 | Commercial | WA - Miscellaneous | New | Space Heating | Natural Gas | HVAC - Dedicated Outdoor Air System (DOAS) | A | Incremental Summer Peak Savings (MW) | Achievable Economic RVT Potential | 0 | 0 | 0 | 0 | 0 | 0 | 0 | 0 | 0 | 0 | 0 | 0 | 0 | 0 | 0 | 0 | 0 | 0 | 0 | 0 | 0 | 0 | 0 | 0 | 0 | 0 | 0
F6_Commercial_WA - Miscellaneous_New_Space Heating_Natural Gas_HVAC - Dedicated Outdoor Air System (DOAS)_A_Achievable Economic RVT Potential | F6 | Commercial | WA - Miscellaneous | New | Space Heating | Natural Gas | HVAC - Dedicated Outdoor Air System (DOAS) | A | Incremental Winter Peak Savings (MW) | Achievable Economic RVT Potential | 0 | 0 | 0 | 0 | 0 | 0 | 0 | 0 | 0 | 0 | 0 | 0 | 0 | 0 | 0 | 0 | 0 | 0 | 0 | 0 | 0 | 0 | 0 | 0 | 0 | 0 | 0
F7_Commercial_WA - Miscellaneous_New_Space Heating_Natural Gas_HVAC - Dedicated Outdoor Air System (DOAS)_A_Achievable Economic RVT Potential | F7 | Commercial | WA - Miscellaneous | New | Space Heating | Natural Gas | HVAC - Dedicated Outdoor Air System (DOAS) | A | Cumulative Energy Savings (MWh or mTherms) | Achievable Economic RVT Potential | 0 | 0 | 0 | 0 | 0 | 0 | 0 | 0 | 0 | 0 | 0 | 0 | 0 | 0 | 0 | 0 | 0 | 0 | 0 | 0 | 0 | 0 | 0 | 0 | 0 | 0 | 0
F8_Commercial_WA - Miscellaneous_New_Space Heating_Natural Gas_HVAC - Dedicated Outdoor Air System (DOAS)_A_Achievable Economic RVT Potential | F8 | Commercial | WA - Miscellaneous | New | Space Heating | Natural Gas | HVAC - Dedicated Outdoor Air System (DOAS) | A | Cumulative Summer Peak Savings (MW) | Achievable Economic RVT Potential | 0 | 0 | 0 | 0 | 0 | 0 | 0 | 0 | 0 | 0 | 0 | 0 | 0 | 0 | 0 | 0 | 0 | 0 | 0 | 0 | 0 | 0 | 0 | 0 | 0 | 0 | 0
F9_Commercial_WA - Miscellaneous_New_Space Heating_Natural Gas_HVAC - Dedicated Outdoor Air System (DOAS)_A_Achievable Economic RVT Potential | F9 | Commercial | WA - Miscellaneous | New | Space Heating | Natural Gas | HVAC - Dedicated Outdoor Air System (DOAS) | A | Cumulative Winter Peak Savings (MW) | Achievable Economic RVT Potential | 0 | 0 | 0 | 0 | 0 | 0 | 0 | 0 | 0 | 0 | 0 | 0 | 0 | 0 | 0 | 0 | 0 | 0 | 0 | 0 | 0 | 0 | 0 | 0 | 0 | 0 | 0
F10_Commercial_WA - Miscellaneous_New_Space Heating_Natural Gas_HVAC - Dedicated Outdoor Air System (DOAS)_A_Achievable Economic RVT Potential | F10 | Commercial | WA - Miscellaneous | New | Space Heating | Natural Gas | HVAC - Dedicated Outdoor Air System (DOAS) | A | Purchases (Incremental) | Achievable Economic RVT Potential | 0 | 0 | 0 | 0 | 0 | 0 | 0 | 0 | 0 | 0 | 0 | 0 | 0 | 0 | 0 | 0 | 0 | 0 | 0 | 0 | 0 | 0 | 0 | 0 | 0 | 0 | 0
F11_Commercial_WA - Miscellaneous_New_Space Heating_Natural Gas_HVAC - Dedicated Outdoor Air System (DOAS)_A_Achievable Economic RVT Potential | F11 | Commercial | WA - Miscellaneous | New | Space Heating | Natural Gas | HVAC - Dedicated Outdoor Air System (DOAS) | A | Purchases (Cumulative) | Achievable Economic RVT Potential | 0 | 0 | 0 | 0 | 0 | 0 | 0 | 0 | 0 | 0 | 0 | 0 | 0 | 0 | 0 | 0 | 0 | 0 | 0 | 0 | 0 | 0 | 0 | 0 | 0 | 0 | 0
F1_Commercial_WA - Miscellaneous_New_Space Heating_Natural Gas_Destratification Fans (HVLS)_A_Achievable Economic RVT Potential | F1 | Commercial | WA - Miscellaneous | New | Space Heating | Natural Gas | Destratification Fans (HVLS) | A | Integrated Unit Energy Savings (kWh or therms) | Achievable Economic RVT Potential | 0 | 0 | 0 | 0 | 0 | 0 | 0 | 0 | 0 | 0 | 0 | 0 | 0 | 0 | 0 | 0 | 0 | 0 | 0 | 0 | 0 | 0 | 0 | 0 | 0 | 0 | 0
F2_Commercial_WA - Miscellaneous_New_Space Heating_Natural Gas_Destratification Fans (HVLS)_A_Achievable Economic RVT Potential | F2 | Commercial | WA - Miscellaneous | New | Space Heating | Natural Gas | Destratification Fans (HVLS) | A | Integrated Unit Summer Peak Savings (kW) | Achievable Economic RVT Potential | 0 | 0 | 0 | 0 | 0 | 0 | 0 | 0 | 0 | 0 | 0 | 0 | 0 | 0 | 0 | 0 | 0 | 0 | 0 | 0 | 0 | 0 | 0 | 0 | 0 | 0 | 0
F3_Commercial_WA - Miscellaneous_New_Space Heating_Natural Gas_Destratification Fans (HVLS)_A_Achievable Economic RVT Potential | F3 | Commercial | WA - Miscellaneous | New | Space Heating | Natural Gas | Destratification Fans (HVLS) | A | Integrated Unit Winter Peak Savings (kW) | Achievable Economic RVT Potential | 0 | 0 | 0 | 0 | 0 | 0 | 0 | 0 | 0 | 0 | 0 | 0 | 0 | 0 | 0 | 0 | 0 | 0 | 0 | 0 | 0 | 0 | 0 | 0 | 0 | 0 | 0
F4_Commercial_WA - Miscellaneous_New_Space Heating_Natural Gas_Destratification Fans (HVLS)_A_Achievable Economic RVT Potential | F4 | Commercial | WA - Miscellaneous | New | Space Heating | Natural Gas | Destratification Fans (HVLS) | A | Incremental Energy Savings (MWh or mTherms) | Achievable Economic RVT Potential | 0 | 0 | 0 | 0 | 0 | 0 | 0 | 0 | 0 | 0 | 0 | 0 | 0 | 0 | 0 | 0 | 0 | 0 | 0 | 0 | 0 | 0 | 0 | 0 | 0 | 0 | 0
F5_Commercial_WA - Miscellaneous_New_Space Heating_Natural Gas_Destratification Fans (HVLS)_A_Achievable Economic RVT Potential | F5 | Commercial | WA - Miscellaneous | New | Space Heating | Natural Gas | Destratification Fans (HVLS) | A | Incremental Summer Peak Savings (MW) | Achievable Economic RVT Potential | 0 | 0 | 0 | 0 | 0 | 0 | 0 | 0 | 0 | 0 | 0 | 0 | 0 | 0 | 0 | 0 | 0 | 0 | 0 | 0 | 0 | 0 | 0 | 0 | 0 | 0 | 0
F6_Commercial_WA - Miscellaneous_New_Space Heating_Natural Gas_Destratification Fans (HVLS)_A_Achievable Economic RVT Potential | F6 | Commercial | WA - Miscellaneous | New | Space Heating | Natural Gas | Destratification Fans (HVLS) | A | Incremental Winter Peak Savings (MW) | Achievable Economic RVT Potential | 0 | 0 | 0 | 0 | 0 | 0 | 0 | 0 | 0 | 0 | 0 | 0 | 0 | 0 | 0 | 0 | 0 | 0 | 0 | 0 | 0 | 0 | 0 | 0 | 0 | 0 | 0
F7_Commercial_WA - Miscellaneous_New_Space Heating_Natural Gas_Destratification Fans (HVLS)_A_Achievable Economic RVT Potential | F7 | Commercial | WA - Miscellaneous | New | Space Heating | Natural Gas | Destratification Fans (HVLS) | A | Cumulative Energy Savings (MWh or mTherms) | Achievable Economic RVT Potential | 0 | 0 | 0 | 0 | 0 | 0 | 0 | 0 | 0 | 0 | 0 | 0 | 0 | 0 | 0 | 0 | 0 | 0 | 0 | 0 | 0 | 0 | 0 | 0 | 0 | 0 | 0
F8_Commercial_WA - Miscellaneous_New_Space Heating_Natural Gas_Destratification Fans (HVLS)_A_Achievable Economic RVT Potential | F8 | Commercial | WA - Miscellaneous | New | Space Heating | Natural Gas | Destratification Fans (HVLS) | A | Cumulative Summer Peak Savings (MW) | Achievable Economic RVT Potential | 0 | 0 | 0 | 0 | 0 | 0 | 0 | 0 | 0 | 0 | 0 | 0 | 0 | 0 | 0 | 0 | 0 | 0 | 0 | 0 | 0 | 0 | 0 | 0 | 0 | 0 | 0
F9_Commercial_WA - Miscellaneous_New_Space Heating_Natural Gas_Destratification Fans (HVLS)_A_Achievable Economic RVT Potential | F9 | Commercial | WA - Miscellaneous | New | Space Heating | Natural Gas | Destratification Fans (HVLS) | A | Cumulative Winter Peak Savings (MW) | Achievable Economic RVT Potential | 0 | 0 | 0 | 0 | 0 | 0 | 0 | 0 | 0 | 0 | 0 | 0 | 0 | 0 | 0 | 0 | 0 | 0 | 0 | 0 | 0 | 0 | 0 | 0 | 0 | 0 | 0
F10_Commercial_WA - Miscellaneous_New_Space Heating_Natural Gas_Destratification Fans (HVLS)_A_Achievable Economic RVT Potential | F10 | Commercial | WA - Miscellaneous | New | Space Heating | Natural Gas | Destratification Fans (HVLS) | A | Purchases (Incremental) | Achievable Economic RVT Potential | 0 | 0 | 0 | 0 | 0 | 0 | 0 | 0 | 0 | 0 | 0 | 0 | 0 | 0 | 0 | 0 | 0 | 0 | 0 | 0 | 0 | 0 | 0 | 0 | 0 | 0 | 0
F11_Commercial_WA - Miscellaneous_New_Space Heating_Natural Gas_Destratification Fans (HVLS)_A_Achievable Economic RVT Potential | F11 | Commercial | WA - Miscellaneous | New | Space Heating | Natural Gas | Destratification Fans (HVLS) | A | Purchases (Cumulative) | Achievable Economic RVT Potential | 0 | 0 | 0 | 0 | 0 | 0 | 0 | 0 | 0 | 0 | 0 | 0 | 0 | 0 | 0 | 0 | 0 | 0 | 0 | 0 | 0 | 0 | 0 | 0 | 0 | 0 | 0
F1_Commercial_WA - Miscellaneous_New_Space Heating_Natural Gas_Gas Boiler - Maintenance_A_Achievable Economic RVT Potential | F1 | Commercial | WA - Miscellaneous | New | Space Heating | Natural Gas | Gas Boiler - Maintenance | A | Integrated Unit Energy Savings (kWh or therms) | Achievable Economic RVT Potential | 0 | 0 | 0 | 0 | 0 | 0 | 0 | 0 | 0 | 0 | 0 | 0 | 0 | 0 | 0 | 0 | 0 | 0 | 0 | 0 | 0 | 0 | 0 | 0 | 0 | 0 | 0
F2_Commercial_WA - Miscellaneous_New_Space Heating_Natural Gas_Gas Boiler - Maintenance_A_Achievable Economic RVT Potential | F2 | Commercial | WA - Miscellaneous | New | Space Heating | Natural Gas | Gas Boiler - Maintenance | A | Integrated Unit Summer Peak Savings (kW) | Achievable Economic RVT Potential | 0 | 0 | 0 | 0 | 0 | 0 | 0 | 0 | 0 | 0 | 0 | 0 | 0 | 0 | 0 | 0 | 0 | 0 | 0 | 0 | 0 | 0 | 0 | 0 | 0 | 0 | 0
F3_Commercial_WA - Miscellaneous_New_Space Heating_Natural Gas_Gas Boiler - Maintenance_A_Achievable Economic RVT Potential | F3 | Commercial | WA - Miscellaneous | New | Space Heating | Natural Gas | Gas Boiler - Maintenance | A | Integrated Unit Winter Peak Savings (kW) | Achievable Economic RVT Potential | 0 | 0 | 0 | 0 | 0 | 0 | 0 | 0 | 0 | 0 | 0 | 0 | 0 | 0 | 0 | 0 | 0 | 0 | 0 | 0 | 0 | 0 | 0 | 0 | 0 | 0 | 0
F4_Commercial_WA - Miscellaneous_New_Space Heating_Natural Gas_Gas Boiler - Maintenance_A_Achievable Economic RVT Potential | F4 | Commercial | WA - Miscellaneous | New | Space Heating | Natural Gas | Gas Boiler - Maintenance | A | Incremental Energy Savings (MWh or mTherms) | Achievable Economic RVT Potential | 0 | 0 | 0 | 0 | 0 | 0 | 0 | 0 | 0 | 0 | 0 | 0 | 0 | 0 | 0 | 0 | 0 | 0 | 0 | 0 | 0 | 0 | 0 | 0 | 0 | 0 | 0
F5_Commercial_WA - Miscellaneous_New_Space Heating_Natural Gas_Gas Boiler - Maintenance_A_Achievable Economic RVT Potential | F5 | Commercial | WA - Miscellaneous | New | Space Heating | Natural Gas | Gas Boiler - Maintenance | A | Incremental Summer Peak Savings (MW) | Achievable Economic RVT Potential | 0 | 0 | 0 | 0 | 0 | 0 | 0 | 0 | 0 | 0 | 0 | 0 | 0 | 0 | 0 | 0 | 0 | 0 | 0 | 0 | 0 | 0 | 0 | 0 | 0 | 0 | 0
F6_Commercial_WA - Miscellaneous_New_Space Heating_Natural Gas_Gas Boiler - Maintenance_A_Achievable Economic RVT Potential | F6 | Commercial | WA - Miscellaneous | New | Space Heating | Natural Gas | Gas Boiler - Maintenance | A | Incremental Winter Peak Savings (MW) | Achievable Economic RVT Potential | 0 | 0 | 0 | 0 | 0 | 0 | 0 | 0 | 0 | 0 | 0 | 0 | 0 | 0 | 0 | 0 | 0 | 0 | 0 | 0 | 0 | 0 | 0 | 0 | 0 | 0 | 0
F7_Commercial_WA - Miscellaneous_New_Space Heating_Natural Gas_Gas Boiler - Maintenance_A_Achievable Economic RVT Potential | F7 | Commercial | WA - Miscellaneous | New | Space Heating | Natural Gas | Gas Boiler - Maintenance | A | Cumulative Energy Savings (MWh or mTherms) | Achievable Economic RVT Potential | 0 | 0 | 0 | 0 | 0 | 0 | 0 | 0 | 0 | 0 | 0 | 0 | 0 | 0 | 0 | 0 | 0 | 0 | 0 | 0 | 0 | 0 | 0 | 0 | 0 | 0 | 0
F8_Commercial_WA - Miscellaneous_New_Space Heating_Natural Gas_Gas Boiler - Maintenance_A_Achievable Economic RVT Potential | F8 | Commercial | WA - Miscellaneous | New | Space Heating | Natural Gas | Gas Boiler - Maintenance | A | Cumulative Summer Peak Savings (MW) | Achievable Economic RVT Potential | 0 | 0 | 0 | 0 | 0 | 0 | 0 | 0 | 0 | 0 | 0 | 0 | 0 | 0 | 0 | 0 | 0 | 0 | 0 | 0 | 0 | 0 | 0 | 0 | 0 | 0 | 0
F9_Commercial_WA - Miscellaneous_New_Space Heating_Natural Gas_Gas Boiler - Maintenance_A_Achievable Economic RVT Potential | F9 | Commercial | WA - Miscellaneous | New | Space Heating | Natural Gas | Gas Boiler - Maintenance | A | Cumulative Winter Peak Savings (MW) | Achievable Economic RVT Potential | 0 | 0 | 0 | 0 | 0 | 0 | 0 | 0 | 0 | 0 | 0 | 0 | 0 | 0 | 0 | 0 | 0 | 0 | 0 | 0 | 0 | 0 | 0 | 0 | 0 | 0 | 0
F10_Commercial_WA - Miscellaneous_New_Space Heating_Natural Gas_Gas Boiler - Maintenance_A_Achievable Economic RVT Potential | F10 | Commercial | WA - Miscellaneous | New | Space Heating | Natural Gas | Gas Boiler - Maintenance | A | Purchases (Incremental) | Achievable Economic RVT Potential | 0 | 0 | 0 | 0 | 0 | 0 | 0 | 0 | 0 | 0 | 0 | 0 | 0 | 0 | 0 | 0 | 0 | 0 | 0 | 0 | 0 | 0 | 0 | 0 | 0 | 0 | 0
F11_Commercial_WA - Miscellaneous_New_Space Heating_Natural Gas_Gas Boiler - Maintenance_A_Achievable Economic RVT Potential | F11 | Commercial | WA - Miscellaneous | New | Space Heating | Natural Gas | Gas Boiler - Maintenance | A | Purchases (Cumulative) | Achievable Economic RVT Potential | 0 | 0 | 0 | 0 | 0 | 0 | 0 | 0 | 0 | 0 | 0 | 0 | 0 | 0 | 0 | 0 | 0 | 0 | 0 | 0 | 0 | 0 | 0 | 0 | 0 | 0 | 0
F1_Commercial_WA - Miscellaneous_New_Space Heating_Natural Gas_Gas Furnace - Maintenance_A_Achievable Economic RVT Potential | F1 | Commercial | WA - Miscellaneous | New | Space Heating | Natural Gas | Gas Furnace - Maintenance | A | Integrated Unit Energy Savings (kWh or therms) | Achievable Economic RVT Potential | 0 | 0 | 0 | 0 | 0 | 0 | 0 | 0 | 0 | 0 | 0 | 0 | 0 | 0 | 0 | 0 | 0 | 0 | 0 | 0 | 0 | 0 | 0 | 0 | 0 | 0 | 0
F2_Commercial_WA - Miscellaneous_New_Space Heating_Natural Gas_Gas Furnace - Maintenance_A_Achievable Economic RVT Potential | F2 | Commercial | WA - Miscellaneous | New | Space Heating | Natural Gas | Gas Furnace - Maintenance | A | Integrated Unit Summer Peak Savings (kW) | Achievable Economic RVT Potential | 0 | 0 | 0 | 0 | 0 | 0 | 0 | 0 | 0 | 0 | 0 | 0 | 0 | 0 | 0 | 0 | 0 | 0 | 0 | 0 | 0 | 0 | 0 | 0 | 0 | 0 | 0
F3_Commercial_WA - Miscellaneous_New_Space Heating_Natural Gas_Gas Furnace - Maintenance_A_Achievable Economic RVT Potential | F3 | Commercial | WA - Miscellaneous | New | Space Heating | Natural Gas | Gas Furnace - Maintenance | A | Integrated Unit Winter Peak Savings (kW) | Achievable Economic RVT Potential | 0 | 0 | 0 | 0 | 0 | 0 | 0 | 0 | 0 | 0 | 0 | 0 | 0 | 0 | 0 | 0 | 0 | 0 | 0 | 0 | 0 | 0 | 0 | 0 | 0 | 0 | 0
F4_Commercial_WA - Miscellaneous_New_Space Heating_Natural Gas_Gas Furnace - Maintenance_A_Achievable Economic RVT Potential | F4 | Commercial | WA - Miscellaneous | New | Space Heating | Natural Gas | Gas Furnace - Maintenance | A | Incremental Energy Savings (MWh or mTherms) | Achievable Economic RVT Potential | 0 | 0 | 0 | 0 | 0 | 0 | 0 | 0 | 0 | 0 | 0 | 0 | 0 | 0 | 0 | 0 | 0 | 0 | 0 | 0 | 0 | 0 | 0 | 0 | 0 | 0 | 0
F5_Commercial_WA - Miscellaneous_New_Space Heating_Natural Gas_Gas Furnace - Maintenance_A_Achievable Economic RVT Potential | F5 | Commercial | WA - Miscellaneous | New | Space Heating | Natural Gas | Gas Furnace - Maintenance | A | Incremental Summer Peak Savings (MW) | Achievable Economic RVT Potential | 0 | 0 | 0 | 0 | 0 | 0 | 0 | 0 | 0 | 0 | 0 | 0 | 0 | 0 | 0 | 0 | 0 | 0 | 0 | 0 | 0 | 0 | 0 | 0 | 0 | 0 | 0
F6_Commercial_WA - Miscellaneous_New_Space Heating_Natural Gas_Gas Furnace - Maintenance_A_Achievable Economic RVT Potential | F6 | Commercial | WA - Miscellaneous | New | Space Heating | Natural Gas | Gas Furnace - Maintenance | A | Incremental Winter Peak Savings (MW) | Achievable Economic RVT Potential | 0 | 0 | 0 | 0 | 0 | 0 | 0 | 0 | 0 | 0 | 0 | 0 | 0 | 0 | 0 | 0 | 0 | 0 | 0 | 0 | 0 | 0 | 0 | 0 | 0 | 0 | 0
F7_Commercial_WA - Miscellaneous_New_Space Heating_Natural Gas_Gas Furnace - Maintenance_A_Achievable Economic RVT Potential | F7 | Commercial | WA - Miscellaneous | New | Space Heating | Natural Gas | Gas Furnace - Maintenance | A | Cumulative Energy Savings (MWh or mTherms) | Achievable Economic RVT Potential | 0 | 0 | 0 | 0 | 0 | 0 | 0 | 0 | 0 | 0 | 0 | 0 | 0 | 0 | 0 | 0 | 0 | 0 | 0 | 0 | 0 | 0 | 0 | 0 | 0 | 0 | 0
F8_Commercial_WA - Miscellaneous_New_Space Heating_Natural Gas_Gas Furnace - Maintenance_A_Achievable Economic RVT Potential | F8 | Commercial | WA - Miscellaneous | New | Space Heating | Natural Gas | Gas Furnace - Maintenance | A | Cumulative Summer Peak Savings (MW) | Achievable Economic RVT Potential | 0 | 0 | 0 | 0 | 0 | 0 | 0 | 0 | 0 | 0 | 0 | 0 | 0 | 0 | 0 | 0 | 0 | 0 | 0 | 0 | 0 | 0 | 0 | 0 | 0 | 0 | 0
F9_Commercial_WA - Miscellaneous_New_Space Heating_Natural Gas_Gas Furnace - Maintenance_A_Achievable Economic RVT Potential | F9 | Commercial | WA - Miscellaneous | New | Space Heating | Natural Gas | Gas Furnace - Maintenance | A | Cumulative Winter Peak Savings (MW) | Achievable Economic RVT Potential | 0 | 0 | 0 | 0 | 0 | 0 | 0 | 0 | 0 | 0 | 0 | 0 | 0 | 0 | 0 | 0 | 0 | 0 | 0 | 0 | 0 | 0 | 0 | 0 | 0 | 0 | 0
F10_Commercial_WA - Miscellaneous_New_Space Heating_Natural Gas_Gas Furnace - Maintenance_A_Achievable Economic RVT Potential | F10 | Commercial | WA - Miscellaneous | New | Space Heating | Natural Gas | Gas Furnace - Maintenance | A | Purchases (Incremental) | Achievable Economic RVT Potential | 0 | 0 | 0 | 0 | 0 | 0 | 0 | 0 | 0 | 0 | 0 | 0 | 0 | 0 | 0 | 0 | 0 | 0 | 0 | 0 | 0 | 0 | 0 | 0 | 0 | 0 | 0
F11_Commercial_WA - Miscellaneous_New_Space Heating_Natural Gas_Gas Furnace - Maintenance_A_Achievable Economic RVT Potential | F11 | Commercial | WA - Miscellaneous | New | Space Heating | Natural Gas | Gas Furnace - Maintenance | A | Purchases (Cumulative) | Achievable Economic RVT Potential | 0 | 0 | 0 | 0 | 0 | 0 | 0 | 0 | 0 | 0 | 0 | 0 | 0 | 0 | 0 | 0 | 0 | 0 | 0 | 0 | 0 | 0 | 0 | 0 | 0 | 0 | 0
F1_Commercial_WA - Miscellaneous_New_Space Heating_Natural Gas_Gas Boiler - Hot Water Reset_A_Achievable Economic RVT Potential | F1 | Commercial | WA - Miscellaneous | New | Space Heating | Natural Gas | Gas Boiler - Hot Water Reset | A | Integrated Unit Energy Savings (kWh or therms) | Achievable Economic RVT Potential | 0 | 0 | 0 | 0 | 0 | 0 | 0 | 0 | 0 | 0 | 0 | 0 | 0 | 0 | 0 | 0 | 0 | 0 | 0 | 0 | 0 | 0 | 0 | 0 | 0 | 0 | 0
F2_Commercial_WA - Miscellaneous_New_Space Heating_Natural Gas_Gas Boiler - Hot Water Reset_A_Achievable Economic RVT Potential | F2 | Commercial | WA - Miscellaneous | New | Space Heating | Natural Gas | Gas Boiler - Hot Water Reset | A | Integrated Unit Summer Peak Savings (kW) | Achievable Economic RVT Potential | 0 | 0 | 0 | 0 | 0 | 0 | 0 | 0 | 0 | 0 | 0 | 0 | 0 | 0 | 0 | 0 | 0 | 0 | 0 | 0 | 0 | 0 | 0 | 0 | 0 | 0 | 0
F3_Commercial_WA - Miscellaneous_New_Space Heating_Natural Gas_Gas Boiler - Hot Water Reset_A_Achievable Economic RVT Potential | F3 | Commercial | WA - Miscellaneous | New | Space Heating | Natural Gas | Gas Boiler - Hot Water Reset | A | Integrated Unit Winter Peak Savings (kW) | Achievable Economic RVT Potential | 0 | 0 | 0 | 0 | 0 | 0 | 0 | 0 | 0 | 0 | 0 | 0 | 0 | 0 | 0 | 0 | 0 | 0 | 0 | 0 | 0 | 0 | 0 | 0 | 0 | 0 | 0
F4_Commercial_WA - Miscellaneous_New_Space Heating_Natural Gas_Gas Boiler - Hot Water Reset_A_Achievable Economic RVT Potential | F4 | Commercial | WA - Miscellaneous | New | Space Heating | Natural Gas | Gas Boiler - Hot Water Reset | A | Incremental Energy Savings (MWh or mTherms) | Achievable Economic RVT Potential | 0 | 0 | 0 | 0 | 0 | 0 | 0 | 0 | 0 | 0 | 0 | 0 | 0 | 0 | 0 | 0 | 0 | 0 | 0 | 0 | 0 | 0 | 0 | 0 | 0 | 0 | 0
F5_Commercial_WA - Miscellaneous_New_Space Heating_Natural Gas_Gas Boiler - Hot Water Reset_A_Achievable Economic RVT Potential | F5 | Commercial | WA - Miscellaneous | New | Space Heating | Natural Gas | Gas Boiler - Hot Water Reset | A | Incremental Summer Peak Savings (MW) | Achievable Economic RVT Potential | 0 | 0 | 0 | 0 | 0 | 0 | 0 | 0 | 0 | 0 | 0 | 0 | 0 | 0 | 0 | 0 | 0 | 0 | 0 | 0 | 0 | 0 | 0 | 0 | 0 | 0 | 0
F6_Commercial_WA - Miscellaneous_New_Space Heating_Natural Gas_Gas Boiler - Hot Water Reset_A_Achievable Economic RVT Potential | F6 | Commercial | WA - Miscellaneous | New | Space Heating | Natural Gas | Gas Boiler - Hot Water Reset | A | Incremental Winter Peak Savings (MW) | Achievable Economic RVT Potential | 0 | 0 | 0 | 0 | 0 | 0 | 0 | 0 | 0 | 0 | 0 | 0 | 0 | 0 | 0 | 0 | 0 | 0 | 0 | 0 | 0 | 0 | 0 | 0 | 0 | 0 | 0
F7_Commercial_WA - Miscellaneous_New_Space Heating_Natural Gas_Gas Boiler - Hot Water Reset_A_Achievable Economic RVT Potential | F7 | Commercial | WA - Miscellaneous | New | Space Heating | Natural Gas | Gas Boiler - Hot Water Reset | A | Cumulative Energy Savings (MWh or mTherms) | Achievable Economic RVT Potential | 0 | 0 | 0 | 0 | 0 | 0 | 0 | 0 | 0 | 0 | 0 | 0 | 0 | 0 | 0 | 0 | 0 | 0 | 0 | 0 | 0 | 0 | 0 | 0 | 0 | 0 | 0
F8_Commercial_WA - Miscellaneous_New_Space Heating_Natural Gas_Gas Boiler - Hot Water Reset_A_Achievable Economic RVT Potential | F8 | Commercial | WA - Miscellaneous | New | Space Heating | Natural Gas | Gas Boiler - Hot Water Reset | A | Cumulative Summer Peak Savings (MW) | Achievable Economic RVT Potential | 0 | 0 | 0 | 0 | 0 | 0 | 0 | 0 | 0 | 0 | 0 | 0 | 0 | 0 | 0 | 0 | 0 | 0 | 0 | 0 | 0 | 0 | 0 | 0 | 0 | 0 | 0
F9_Commercial_WA - Miscellaneous_New_Space Heating_Natural Gas_Gas Boiler - Hot Water Reset_A_Achievable Economic RVT Potential | F9 | Commercial | WA - Miscellaneous | New | Space Heating | Natural Gas | Gas Boiler - Hot Water Reset | A | Cumulative Winter Peak Savings (MW) | Achievable Economic RVT Potential | 0 | 0 | 0 | 0 | 0 | 0 | 0 | 0 | 0 | 0 | 0 | 0 | 0 | 0 | 0 | 0 | 0 | 0 | 0 | 0 | 0 | 0 | 0 | 0 | 0 | 0 | 0
F10_Commercial_WA - Miscellaneous_New_Space Heating_Natural Gas_Gas Boiler - Hot Water Reset_A_Achievable Economic RVT Potential | F10 | Commercial | WA - Miscellaneous | New | Space Heating | Natural Gas | Gas Boiler - Hot Water Reset | A | Purchases (Incremental) | Achievable Economic RVT Potential | 0 | 0 | 0 | 0 | 0 | 0 | 0 | 0 | 0 | 0 | 0 | 0 | 0 | 0 | 0 | 0 | 0 | 0 | 0 | 0 | 0 | 0 | 0 | 0 | 0 | 0 | 0
F11_Commercial_WA - Miscellaneous_New_Space Heating_Natural Gas_Gas Boiler - Hot Water Reset_A_Achievable Economic RVT Potential | F11 | Commercial | WA - Miscellaneous | New | Space Heating | Natural Gas | Gas Boiler - Hot Water Reset | A | Purchases (Cumulative) | Achievable Economic RVT Potential | 0 | 0 | 0 | 0 | 0 | 0 | 0 | 0 | 0 | 0 | 0 | 0 | 0 | 0 | 0 | 0 | 0 | 0 | 0 | 0 | 0 | 0 | 0 | 0 | 0 | 0 | 0
F1_Commercial_WA - Miscellaneous_New_Space Heating_Natural Gas_Gas Boiler - Steam Trap Replacement_A_Achievable Economic RVT Potential | F1 | Commercial | WA - Miscellaneous | New | Space Heating | Natural Gas | Gas Boiler - Steam Trap Replacement | A | Integrated Unit Energy Savings (kWh or therms) | Achievable Economic RVT Potential | 0 | 0 | 0 | 0 | 0 | 0 | 0 | 0 | 0 | 0 | 0 | 0 | 0 | 0 | 0 | 0 | 0 | 0 | 0 | 0 | 0 | 0 | 0 | 0 | 0 | 0 | 0
F2_Commercial_WA - Miscellaneous_New_Space Heating_Natural Gas_Gas Boiler - Steam Trap Replacement_A_Achievable Economic RVT Potential | F2 | Commercial | WA - Miscellaneous | New | Space Heating | Natural Gas | Gas Boiler - Steam Trap Replacement | A | Integrated Unit Summer Peak Savings (kW) | Achievable Economic RVT Potential | 0 | 0 | 0 | 0 | 0 | 0 | 0 | 0 | 0 | 0 | 0 | 0 | 0 | 0 | 0 | 0 | 0 | 0 | 0 | 0 | 0 | 0 | 0 | 0 | 0 | 0 | 0
F3_Commercial_WA - Miscellaneous_New_Space Heating_Natural Gas_Gas Boiler - Steam Trap Replacement_A_Achievable Economic RVT Potential | F3 | Commercial | WA - Miscellaneous | New | Space Heating | Natural Gas | Gas Boiler - Steam Trap Replacement | A | Integrated Unit Winter Peak Savings (kW) | Achievable Economic RVT Potential | 0 | 0 | 0 | 0 | 0 | 0 | 0 | 0 | 0 | 0 | 0 | 0 | 0 | 0 | 0 | 0 | 0 | 0 | 0 | 0 | 0 | 0 | 0 | 0 | 0 | 0 | 0
F4_Commercial_WA - Miscellaneous_New_Space Heating_Natural Gas_Gas Boiler - Steam Trap Replacement_A_Achievable Economic RVT Potential | F4 | Commercial | WA - Miscellaneous | New | Space Heating | Natural Gas | Gas Boiler - Steam Trap Replacement | A | Incremental Energy Savings (MWh or mTherms) | Achievable Economic RVT Potential | 0 | 0 | 0 | 0 | 0 | 0 | 0 | 0 | 0 | 0 | 0 | 0 | 0 | 0 | 0 | 0 | 0 | 0 | 0 | 0 | 0 | 0 | 0 | 0 | 0 | 0 | 0
F5_Commercial_WA - Miscellaneous_New_Space Heating_Natural Gas_Gas Boiler - Steam Trap Replacement_A_Achievable Economic RVT Potential | F5 | Commercial | WA - Miscellaneous | New | Space Heating | Natural Gas | Gas Boiler - Steam Trap Replacement | A | Incremental Summer Peak Savings (MW) | Achievable Economic RVT Potential | 0 | 0 | 0 | 0 | 0 | 0 | 0 | 0 | 0 | 0 | 0 | 0 | 0 | 0 | 0 | 0 | 0 | 0 | 0 | 0 | 0 | 0 | 0 | 0 | 0 | 0 | 0
F6_Commercial_WA - Miscellaneous_New_Space Heating_Natural Gas_Gas Boiler - Steam Trap Replacement_A_Achievable Economic RVT Potential | F6 | Commercial | WA - Miscellaneous | New | Space Heating | Natural Gas | Gas Boiler - Steam Trap Replacement | A | Incremental Winter Peak Savings (MW) | Achievable Economic RVT Potential | 0 | 0 | 0 | 0 | 0 | 0 | 0 | 0 | 0 | 0 | 0 | 0 | 0 | 0 | 0 | 0 | 0 | 0 | 0 | 0 | 0 | 0 | 0 | 0 | 0 | 0 | 0
F7_Commercial_WA - Miscellaneous_New_Space Heating_Natural Gas_Gas Boiler - Steam Trap Replacement_A_Achievable Economic RVT Potential | F7 | Commercial | WA - Miscellaneous | New | Space Heating | Natural Gas | Gas Boiler - Steam Trap Replacement | A | Cumulative Energy Savings (MWh or mTherms) | Achievable Economic RVT Potential | 0 | 0 | 0 | 0 | 0 | 0 | 0 | 0 | 0 | 0 | 0 | 0 | 0 | 0 | 0 | 0 | 0 | 0 | 0 | 0 | 0 | 0 | 0 | 0 | 0 | 0 | 0
F8_Commercial_WA - Miscellaneous_New_Space Heating_Natural Gas_Gas Boiler - Steam Trap Replacement_A_Achievable Economic RVT Potential | F8 | Commercial | WA - Miscellaneous | New | Space Heating | Natural Gas | Gas Boiler - Steam Trap Replacement | A | Cumulative Summer Peak Savings (MW) | Achievable Economic RVT Potential | 0 | 0 | 0 | 0 | 0 | 0 | 0 | 0 | 0 | 0 | 0 | 0 | 0 | 0 | 0 | 0 | 0 | 0 | 0 | 0 | 0 | 0 | 0 | 0 | 0 | 0 | 0
F9_Commercial_WA - Miscellaneous_New_Space Heating_Natural Gas_Gas Boiler - Steam Trap Replacement_A_Achievable Economic RVT Potential | F9 | Commercial | WA - Miscellaneous | New | Space Heating | Natural Gas | Gas Boiler - Steam Trap Replacement | A | Cumulative Winter Peak Savings (MW) | Achievable Economic RVT Potential | 0 | 0 | 0 | 0 | 0 | 0 | 0 | 0 | 0 | 0 | 0 | 0 | 0 | 0 | 0 | 0 | 0 | 0 | 0 | 0 | 0 | 0 | 0 | 0 | 0 | 0 | 0
F10_Commercial_WA - Miscellaneous_New_Space Heating_Natural Gas_Gas Boiler - Steam Trap Replacement_A_Achievable Economic RVT Potential | F10 | Commercial | WA - Miscellaneous | New | Space Heating | Natural Gas | Gas Boiler - Steam Trap Replacement | A | Purchases (Incremental) | Achievable Economic RVT Potential | 0 | 0 | 0 | 0 | 0 | 0 | 0 | 0 | 0 | 0 | 0 | 0 | 0 | 0 | 0 | 0 | 0 | 0 | 0 | 0 | 0 | 0 | 0 | 0 | 0 | 0 | 0
F11_Commercial_WA - Miscellaneous_New_Space Heating_Natural Gas_Gas Boiler - Steam Trap Replacement_A_Achievable Economic RVT Potential | F11 | Commercial | WA - Miscellaneous | New | Space Heating | Natural Gas | Gas Boiler - Steam Trap Replacement | A | Purchases (Cumulative) | Achievable Economic RVT Potential | 0 | 0 | 0 | 0 | 0 | 0 | 0 | 0 | 0 | 0 | 0 | 0 | 0 | 0 | 0 | 0 | 0 | 0 | 0 | 0 | 0 | 0 | 0 | 0 | 0 | 0 | 0
F1_Commercial_WA - Miscellaneous_New_Space Heating_Natural Gas_Gas Boiler - High Turndown Burner_A_Achievable Economic RVT Potential | F1 | Commercial | WA - Miscellaneous | New | Space Heating | Natural Gas | Gas Boiler - High Turndown Burner | A | Integrated Unit Energy Savings (kWh or therms) | Achievable Economic RVT Potential | 0 | 0 | 0 | 0 | 0 | 0 | 0 | 0 | 0 | 0 | 0 | 0 | 0 | 0 | 0 | 0 | 0 | 0 | 0 | 0 | 0 | 0 | 0 | 0 | 0 | 0 | 0
F2_Commercial_WA - Miscellaneous_New_Space Heating_Natural Gas_Gas Boiler - High Turndown Burner_A_Achievable Economic RVT Potential | F2 | Commercial | WA - Miscellaneous | New | Space Heating | Natural Gas | Gas Boiler - High Turndown Burner | A | Integrated Unit Summer Peak Savings (kW) | Achievable Economic RVT Potential | 0 | 0 | 0 | 0 | 0 | 0 | 0 | 0 | 0 | 0 | 0 | 0 | 0 | 0 | 0 | 0 | 0 | 0 | 0 | 0 | 0 | 0 | 0 | 0 | 0 | 0 | 0
F3_Commercial_WA - Miscellaneous_New_Space Heating_Natural Gas_Gas Boiler - High Turndown Burner_A_Achievable Economic RVT Potential | F3 | Commercial | WA - Miscellaneous | New | Space Heating | Natural Gas | Gas Boiler - High Turndown Burner | A | Integrated Unit Winter Peak Savings (kW) | Achievable Economic RVT Potential | 0 | 0 | 0 | 0 | 0 | 0 | 0 | 0 | 0 | 0 | 0 | 0 | 0 | 0 | 0 | 0 | 0 | 0 | 0 | 0 | 0 | 0 | 0 | 0 | 0 | 0 | 0
F4_Commercial_WA - Miscellaneous_New_Space Heating_Natural Gas_Gas Boiler - High Turndown Burner_A_Achievable Economic RVT Potential | F4 | Commercial | WA - Miscellaneous | New | Space Heating | Natural Gas | Gas Boiler - High Turndown Burner | A | Incremental Energy Savings (MWh or mTherms) | Achievable Economic RVT Potential | 0 | 0 | 0 | 0 | 0 | 0 | 0 | 0 | 0 | 0 | 0 | 0 | 0 | 0 | 0 | 0 | 0 | 0 | 0 | 0 | 0 | 0 | 0 | 0 | 0 | 0 | 0
F5_Commercial_WA - Miscellaneous_New_Space Heating_Natural Gas_Gas Boiler - High Turndown Burner_A_Achievable Economic RVT Potential | F5 | Commercial | WA - Miscellaneous | New | Space Heating | Natural Gas | Gas Boiler - High Turndown Burner | A | Incremental Summer Peak Savings (MW) | Achievable Economic RVT Potential | 0 | 0 | 0 | 0 | 0 | 0 | 0 | 0 | 0 | 0 | 0 | 0 | 0 | 0 | 0 | 0 | 0 | 0 | 0 | 0 | 0 | 0 | 0 | 0 | 0 | 0 | 0
F6_Commercial_WA - Miscellaneous_New_Space Heating_Natural Gas_Gas Boiler - High Turndown Burner_A_Achievable Economic RVT Potential | F6 | Commercial | WA - Miscellaneous | New | Space Heating | Natural Gas | Gas Boiler - High Turndown Burner | A | Incremental Winter Peak Savings (MW) | Achievable Economic RVT Potential | 0 | 0 | 0 | 0 | 0 | 0 | 0 | 0 | 0 | 0 | 0 | 0 | 0 | 0 | 0 | 0 | 0 | 0 | 0 | 0 | 0 | 0 | 0 | 0 | 0 | 0 | 0
F7_Commercial_WA - Miscellaneous_New_Space Heating_Natural Gas_Gas Boiler - High Turndown Burner_A_Achievable Economic RVT Potential | F7 | Commercial | WA - Miscellaneous | New | Space Heating | Natural Gas | Gas Boiler - High Turndown Burner | A | Cumulative Energy Savings (MWh or mTherms) | Achievable Economic RVT Potential | 0 | 0 | 0 | 0 | 0 | 0 | 0 | 0 | 0 | 0 | 0 | 0 | 0 | 0 | 0 | 0 | 0 | 0 | 0 | 0 | 0 | 0 | 0 | 0 | 0 | 0 | 0
F8_Commercial_WA - Miscellaneous_New_Space Heating_Natural Gas_Gas Boiler - High Turndown Burner_A_Achievable Economic RVT Potential | F8 | Commercial | WA - Miscellaneous | New | Space Heating | Natural Gas | Gas Boiler - High Turndown Burner | A | Cumulative Summer Peak Savings (MW) | Achievable Economic RVT Potential | 0 | 0 | 0 | 0 | 0 | 0 | 0 | 0 | 0 | 0 | 0 | 0 | 0 | 0 | 0 | 0 | 0 | 0 | 0 | 0 | 0 | 0 | 0 | 0 | 0 | 0 | 0
F9_Commercial_WA - Miscellaneous_New_Space Heating_Natural Gas_Gas Boiler - High Turndown Burner_A_Achievable Economic RVT Potential | F9 | Commercial | WA - Miscellaneous | New | Space Heating | Natural Gas | Gas Boiler - High Turndown Burner | A | Cumulative Winter Peak Savings (MW) | Achievable Economic RVT Potential | 0 | 0 | 0 | 0 | 0 | 0 | 0 | 0 | 0 | 0 | 0 | 0 | 0 | 0 | 0 | 0 | 0 | 0 | 0 | 0 | 0 | 0 | 0 | 0 | 0 | 0 | 0
F10_Commercial_WA - Miscellaneous_New_Space Heating_Natural Gas_Gas Boiler - High Turndown Burner_A_Achievable Economic RVT Potential | F10 | Commercial | WA - Miscellaneous | New | Space Heating | Natural Gas | Gas Boiler - High Turndown Burner | A | Purchases (Incremental) | Achievable Economic RVT Potential | 0 | 0 | 0 | 0 | 0 | 0 | 0 | 0 | 0 | 0 | 0 | 0 | 0 | 0 | 0 | 0 | 0 | 0 | 0 | 0 | 0 | 0 | 0 | 0 | 0 | 0 | 0
F11_Commercial_WA - Miscellaneous_New_Space Heating_Natural Gas_Gas Boiler - High Turndown Burner_A_Achievable Economic RVT Potential | F11 | Commercial | WA - Miscellaneous | New | Space Heating | Natural Gas | Gas Boiler - High Turndown Burner | A | Purchases (Cumulative) | Achievable Economic RVT Potential | 0 | 0 | 0 | 0 | 0 | 0 | 0 | 0 | 0 | 0 | 0 | 0 | 0 | 0 | 0 | 0 | 0 | 0 | 0 | 0 | 0 | 0 | 0 | 0 | 0 | 0 | 0
F1_Commercial_WA - Miscellaneous_New_Space Heating_Natural Gas_Gas Boiler - Burner Control Optimization_A_Achievable Economic RVT Potential | F1 | Commercial | WA - Miscellaneous | New | Space Heating | Natural Gas | Gas Boiler - Burner Control Optimization | A | Integrated Unit Energy Savings (kWh or therms) | Achievable Economic RVT Potential | 0 | 0 | 0 | 0 | 0 | 0 | 0 | 0 | 0 | 0 | 0 | 0 | 0 | 0 | 0 | 0 | 0 | 0 | 0 | 0 | 0 | 0 | 0 | 0 | 0 | 0 | 0
F2_Commercial_WA - Miscellaneous_New_Space Heating_Natural Gas_Gas Boiler - Burner Control Optimization_A_Achievable Economic RVT Potential | F2 | Commercial | WA - Miscellaneous | New | Space Heating | Natural Gas | Gas Boiler - Burner Control Optimization | A | Integrated Unit Summer Peak Savings (kW) | Achievable Economic RVT Potential | 0 | 0 | 0 | 0 | 0 | 0 | 0 | 0 | 0 | 0 | 0 | 0 | 0 | 0 | 0 | 0 | 0 | 0 | 0 | 0 | 0 | 0 | 0 | 0 | 0 | 0 | 0
F3_Commercial_WA - Miscellaneous_New_Space Heating_Natural Gas_Gas Boiler - Burner Control Optimization_A_Achievable Economic RVT Potential | F3 | Commercial | WA - Miscellaneous | New | Space Heating | Natural Gas | Gas Boiler - Burner Control Optimization | A | Integrated Unit Winter Peak Savings (kW) | Achievable Economic RVT Potential | 0 | 0 | 0 | 0 | 0 | 0 | 0 | 0 | 0 | 0 | 0 | 0 | 0 | 0 | 0 | 0 | 0 | 0 | 0 | 0 | 0 | 0 | 0 | 0 | 0 | 0 | 0
F4_Commercial_WA - Miscellaneous_New_Space Heating_Natural Gas_Gas Boiler - Burner Control Optimization_A_Achievable Economic RVT Potential | F4 | Commercial | WA - Miscellaneous | New | Space Heating | Natural Gas | Gas Boiler - Burner Control Optimization | A | Incremental Energy Savings (MWh or mTherms) | Achievable Economic RVT Potential | 0 | 0 | 0 | 0 | 0 | 0 | 0 | 0 | 0 | 0 | 0 | 0 | 0 | 0 | 0 | 0 | 0 | 0 | 0 | 0 | 0 | 0 | 0 | 0 | 0 | 0 | 0
F5_Commercial_WA - Miscellaneous_New_Space Heating_Natural Gas_Gas Boiler - Burner Control Optimization_A_Achievable Economic RVT Potential | F5 | Commercial | WA - Miscellaneous | New | Space Heating | Natural Gas | Gas Boiler - Burner Control Optimization | A | Incremental Summer Peak Savings (MW) | Achievable Economic RVT Potential | 0 | 0 | 0 | 0 | 0 | 0 | 0 | 0 | 0 | 0 | 0 | 0 | 0 | 0 | 0 | 0 | 0 | 0 | 0 | 0 | 0 | 0 | 0 | 0 | 0 | 0 | 0
F6_Commercial_WA - Miscellaneous_New_Space Heating_Natural Gas_Gas Boiler - Burner Control Optimization_A_Achievable Economic RVT Potential | F6 | Commercial | WA - Miscellaneous | New | Space Heating | Natural Gas | Gas Boiler - Burner Control Optimization | A | Incremental Winter Peak Savings (MW) | Achievable Economic RVT Potential | 0 | 0 | 0 | 0 | 0 | 0 | 0 | 0 | 0 | 0 | 0 | 0 | 0 | 0 | 0 | 0 | 0 | 0 | 0 | 0 | 0 | 0 | 0 | 0 | 0 | 0 | 0
F7_Commercial_WA - Miscellaneous_New_Space Heating_Natural Gas_Gas Boiler - Burner Control Optimization_A_Achievable Economic RVT Potential | F7 | Commercial | WA - Miscellaneous | New | Space Heating | Natural Gas | Gas Boiler - Burner Control Optimization | A | Cumulative Energy Savings (MWh or mTherms) | Achievable Economic RVT Potential | 0 | 0 | 0 | 0 | 0 | 0 | 0 | 0 | 0 | 0 | 0 | 0 | 0 | 0 | 0 | 0 | 0 | 0 | 0 | 0 | 0 | 0 | 0 | 0 | 0 | 0 | 0
F8_Commercial_WA - Miscellaneous_New_Space Heating_Natural Gas_Gas Boiler - Burner Control Optimization_A_Achievable Economic RVT Potential | F8 | Commercial | WA - Miscellaneous | New | Space Heating | Natural Gas | Gas Boiler - Burner Control Optimization | A | Cumulative Summer Peak Savings (MW) | Achievable Economic RVT Potential | 0 | 0 | 0 | 0 | 0 | 0 | 0 | 0 | 0 | 0 | 0 | 0 | 0 | 0 | 0 | 0 | 0 | 0 | 0 | 0 | 0 | 0 | 0 | 0 | 0 | 0 | 0
F9_Commercial_WA - Miscellaneous_New_Space Heating_Natural Gas_Gas Boiler - Burner Control Optimization_A_Achievable Economic RVT Potential | F9 | Commercial | WA - Miscellaneous | New | Space Heating | Natural Gas | Gas Boiler - Burner Control Optimization | A | Cumulative Winter Peak Savings (MW) | Achievable Economic RVT Potential | 0 | 0 | 0 | 0 | 0 | 0 | 0 | 0 | 0 | 0 | 0 | 0 | 0 | 0 | 0 | 0 | 0 | 0 | 0 | 0 | 0 | 0 | 0 | 0 | 0 | 0 | 0
F10_Commercial_WA - Miscellaneous_New_Space Heating_Natural Gas_Gas Boiler - Burner Control Optimization_A_Achievable Economic RVT Potential | F10 | Commercial | WA - Miscellaneous | New | Space Heating | Natural Gas | Gas Boiler - Burner Control Optimization | A | Purchases (Incremental) | Achievable Economic RVT Potential | 0 | 0 | 0 | 0 | 0 | 0 | 0 | 0 | 0 | 0 | 0 | 0 | 0 | 0 | 0 | 0 | 0 | 0 | 0 | 0 | 0 | 0 | 0 | 0 | 0 | 0 | 0
F11_Commercial_WA - Miscellaneous_New_Space Heating_Natural Gas_Gas Boiler - Burner Control Optimization_A_Achievable Economic RVT Potential | F11 | Commercial | WA - Miscellaneous | New | Space Heating | Natural Gas | Gas Boiler - Burner Control Optimization | A | Purchases (Cumulative) | Achievable Economic RVT Potential | 0 | 0 | 0 | 0 | 0 | 0 | 0 | 0 | 0 | 0 | 0 | 0 | 0 | 0 | 0 | 0 | 0 | 0 | 0 | 0 | 0 | 0 | 0 | 0 | 0 | 0 | 0
F1_Commercial_WA - Miscellaneous_New_Space Heating_Natural Gas_Gas Boiler - Stack Economizer_A_Achievable Economic RVT Potential | F1 | Commercial | WA - Miscellaneous | New | Space Heating | Natural Gas | Gas Boiler - Stack Economizer | A | Integrated Unit Energy Savings (kWh or therms) | Achievable Economic RVT Potential | 0 | 0 | 0 | 0 | 0 | 0 | 0 | 0 | 0 | 0 | 0 | 0 | 0 | 0 | 0 | 0 | 0 | 0 | 0 | 0 | 0 | 0 | 0 | 0 | 0 | 0 | 0
F2_Commercial_WA - Miscellaneous_New_Space Heating_Natural Gas_Gas Boiler - Stack Economizer_A_Achievable Economic RVT Potential | F2 | Commercial | WA - Miscellaneous | New | Space Heating | Natural Gas | Gas Boiler - Stack Economizer | A | Integrated Unit Summer Peak Savings (kW) | Achievable Economic RVT Potential | 0 | 0 | 0 | 0 | 0 | 0 | 0 | 0 | 0 | 0 | 0 | 0 | 0 | 0 | 0 | 0 | 0 | 0 | 0 | 0 | 0 | 0 | 0 | 0 | 0 | 0 | 0
F3_Commercial_WA - Miscellaneous_New_Space Heating_Natural Gas_Gas Boiler - Stack Economizer_A_Achievable Economic RVT Potential | F3 | Commercial | WA - Miscellaneous | New | Space Heating | Natural Gas | Gas Boiler - Stack Economizer | A | Integrated Unit Winter Peak Savings (kW) | Achievable Economic RVT Potential | 0 | 0 | 0 | 0 | 0 | 0 | 0 | 0 | 0 | 0 | 0 | 0 | 0 | 0 | 0 | 0 | 0 | 0 | 0 | 0 | 0 | 0 | 0 | 0 | 0 | 0 | 0
F4_Commercial_WA - Miscellaneous_New_Space Heating_Natural Gas_Gas Boiler - Stack Economizer_A_Achievable Economic RVT Potential | F4 | Commercial | WA - Miscellaneous | New | Space Heating | Natural Gas | Gas Boiler - Stack Economizer | A | Incremental Energy Savings (MWh or mTherms) | Achievable Economic RVT Potential | 0 | 0 | 0 | 0 | 0 | 0 | 0 | 0 | 0 | 0 | 0 | 0 | 0 | 0 | 0 | 0 | 0 | 0 | 0 | 0 | 0 | 0 | 0 | 0 | 0 | 0 | 0
F5_Commercial_WA - Miscellaneous_New_Space Heating_Natural Gas_Gas Boiler - Stack Economizer_A_Achievable Economic RVT Potential | F5 | Commercial | WA - Miscellaneous | New | Space Heating | Natural Gas | Gas Boiler - Stack Economizer | A | Incremental Summer Peak Savings (MW) | Achievable Economic RVT Potential | 0 | 0 | 0 | 0 | 0 | 0 | 0 | 0 | 0 | 0 | 0 | 0 | 0 | 0 | 0 | 0 | 0 | 0 | 0 | 0 | 0 | 0 | 0 | 0 | 0 | 0 | 0
F6_Commercial_WA - Miscellaneous_New_Space Heating_Natural Gas_Gas Boiler - Stack Economizer_A_Achievable Economic RVT Potential | F6 | Commercial | WA - Miscellaneous | New | Space Heating | Natural Gas | Gas Boiler - Stack Economizer | A | Incremental Winter Peak Savings (MW) | Achievable Economic RVT Potential | 0 | 0 | 0 | 0 | 0 | 0 | 0 | 0 | 0 | 0 | 0 | 0 | 0 | 0 | 0 | 0 | 0 | 0 | 0 | 0 | 0 | 0 | 0 | 0 | 0 | 0 | 0
F7_Commercial_WA - Miscellaneous_New_Space Heating_Natural Gas_Gas Boiler - Stack Economizer_A_Achievable Economic RVT Potential | F7 | Commercial | WA - Miscellaneous | New | Space Heating | Natural Gas | Gas Boiler - Stack Economizer | A | Cumulative Energy Savings (MWh or mTherms) | Achievable Economic RVT Potential | 0 | 0 | 0 | 0 | 0 | 0 | 0 | 0 | 0 | 0 | 0 | 0 | 0 | 0 | 0 | 0 | 0 | 0 | 0 | 0 | 0 | 0 | 0 | 0 | 0 | 0 | 0
F8_Commercial_WA - Miscellaneous_New_Space Heating_Natural Gas_Gas Boiler - Stack Economizer_A_Achievable Economic RVT Potential | F8 | Commercial | WA - Miscellaneous | New | Space Heating | Natural Gas | Gas Boiler - Stack Economizer | A | Cumulative Summer Peak Savings (MW) | Achievable Economic RVT Potential | 0 | 0 | 0 | 0 | 0 | 0 | 0 | 0 | 0 | 0 | 0 | 0 | 0 | 0 | 0 | 0 | 0 | 0 | 0 | 0 | 0 | 0 | 0 | 0 | 0 | 0 | 0
F9_Commercial_WA - Miscellaneous_New_Space Heating_Natural Gas_Gas Boiler - Stack Economizer_A_Achievable Economic RVT Potential | F9 | Commercial | WA - Miscellaneous | New | Space Heating | Natural Gas | Gas Boiler - Stack Economizer | A | Cumulative Winter Peak Savings (MW) | Achievable Economic RVT Potential | 0 | 0 | 0 | 0 | 0 | 0 | 0 | 0 | 0 | 0 | 0 | 0 | 0 | 0 | 0 | 0 | 0 | 0 | 0 | 0 | 0 | 0 | 0 | 0 | 0 | 0 | 0
F10_Commercial_WA - Miscellaneous_New_Space Heating_Natural Gas_Gas Boiler - Stack Economizer_A_Achievable Economic RVT Potential | F10 | Commercial | WA - Miscellaneous | New | Space Heating | Natural Gas | Gas Boiler - Stack Economizer | A | Purchases (Incremental) | Achievable Economic RVT Potential | 0 | 0 | 0 | 0 | 0 | 0 | 0 | 0 | 0 | 0 | 0 | 0 | 0 | 0 | 0 | 0 | 0 | 0 | 0 | 0 | 0 | 0 | 0 | 0 | 0 | 0 | 0
F11_Commercial_WA - Miscellaneous_New_Space Heating_Natural Gas_Gas Boiler - Stack Economizer_A_Achievable Economic RVT Potential | F11 | Commercial | WA - Miscellaneous | New | Space Heating | Natural Gas | Gas Boiler - Stack Economizer | A | Purchases (Cumulative) | Achievable Economic RVT Potential | 0 | 0 | 0 | 0 | 0 | 0 | 0 | 0 | 0 | 0 | 0 | 0 | 0 | 0 | 0 | 0 | 0 | 0 | 0 | 0 | 0 | 0 | 0 | 0 | 0 | 0 | 0
F1_Commercial_WA - Miscellaneous_New_Space Heating_Natural Gas_Gas Boiler - Thermostatic Radiator Valves_A_Achievable Economic RVT Potential | F1 | Commercial | WA - Miscellaneous | New | Space Heating | Natural Gas | Gas Boiler - Thermostatic Radiator Valves | A | Integrated Unit Energy Savings (kWh or therms) | Achievable Economic RVT Potential | 0 | 0 | 0 | 0 | 0 | 0 | 0 | 0 | 0 | 0 | 0 | 0 | 0 | 0 | 0 | 0 | 0 | 0 | 0 | 0 | 0 | 0 | 0 | 0 | 0 | 0 | 0
F2_Commercial_WA - Miscellaneous_New_Space Heating_Natural Gas_Gas Boiler - Thermostatic Radiator Valves_A_Achievable Economic RVT Potential | F2 | Commercial | WA - Miscellaneous | New | Space Heating | Natural Gas | Gas Boiler - Thermostatic Radiator Valves | A | Integrated Unit Summer Peak Savings (kW) | Achievable Economic RVT Potential | 0 | 0 | 0 | 0 | 0 | 0 | 0 | 0 | 0 | 0 | 0 | 0 | 0 | 0 | 0 | 0 | 0 | 0 | 0 | 0 | 0 | 0 | 0 | 0 | 0 | 0 | 0
F3_Commercial_WA - Miscellaneous_New_Space Heating_Natural Gas_Gas Boiler - Thermostatic Radiator Valves_A_Achievable Economic RVT Potential | F3 | Commercial | WA - Miscellaneous | New | Space Heating | Natural Gas | Gas Boiler - Thermostatic Radiator Valves | A | Integrated Unit Winter Peak Savings (kW) | Achievable Economic RVT Potential | 0 | 0 | 0 | 0 | 0 | 0 | 0 | 0 | 0 | 0 | 0 | 0 | 0 | 0 | 0 | 0 | 0 | 0 | 0 | 0 | 0 | 0 | 0 | 0 | 0 | 0 | 0
F4_Commercial_WA - Miscellaneous_New_Space Heating_Natural Gas_Gas Boiler - Thermostatic Radiator Valves_A_Achievable Economic RVT Potential | F4 | Commercial | WA - Miscellaneous | New | Space Heating | Natural Gas | Gas Boiler - Thermostatic Radiator Valves | A | Incremental Energy Savings (MWh or mTherms) | Achievable Economic RVT Potential | 0 | 0 | 0 | 0 | 0 | 0 | 0 | 0 | 0 | 0 | 0 | 0 | 0 | 0 | 0 | 0 | 0 | 0 | 0 | 0 | 0 | 0 | 0 | 0 | 0 | 0 | 0
F5_Commercial_WA - Miscellaneous_New_Space Heating_Natural Gas_Gas Boiler - Thermostatic Radiator Valves_A_Achievable Economic RVT Potential | F5 | Commercial | WA - Miscellaneous | New | Space Heating | Natural Gas | Gas Boiler - Thermostatic Radiator Valves | A | Incremental Summer Peak Savings (MW) | Achievable Economic RVT Potential | 0 | 0 | 0 | 0 | 0 | 0 | 0 | 0 | 0 | 0 | 0 | 0 | 0 | 0 | 0 | 0 | 0 | 0 | 0 | 0 | 0 | 0 | 0 | 0 | 0 | 0 | 0
F6_Commercial_WA - Miscellaneous_New_Space Heating_Natural Gas_Gas Boiler - Thermostatic Radiator Valves_A_Achievable Economic RVT Potential | F6 | Commercial | WA - Miscellaneous | New | Space Heating | Natural Gas | Gas Boiler - Thermostatic Radiator Valves | A | Incremental Winter Peak Savings (MW) | Achievable Economic RVT Potential | 0 | 0 | 0 | 0 | 0 | 0 | 0 | 0 | 0 | 0 | 0 | 0 | 0 | 0 | 0 | 0 | 0 | 0 | 0 | 0 | 0 | 0 | 0 | 0 | 0 | 0 | 0
F7_Commercial_WA - Miscellaneous_New_Space Heating_Natural Gas_Gas Boiler - Thermostatic Radiator Valves_A_Achievable Economic RVT Potential | F7 | Commercial | WA - Miscellaneous | New | Space Heating | Natural Gas | Gas Boiler - Thermostatic Radiator Valves | A | Cumulative Energy Savings (MWh or mTherms) | Achievable Economic RVT Potential | 0 | 0 | 0 | 0 | 0 | 0 | 0 | 0 | 0 | 0 | 0 | 0 | 0 | 0 | 0 | 0 | 0 | 0 | 0 | 0 | 0 | 0 | 0 | 0 | 0 | 0 | 0
F8_Commercial_WA - Miscellaneous_New_Space Heating_Natural Gas_Gas Boiler - Thermostatic Radiator Valves_A_Achievable Economic RVT Potential | F8 | Commercial | WA - Miscellaneous | New | Space Heating | Natural Gas | Gas Boiler - Thermostatic Radiator Valves | A | Cumulative Summer Peak Savings (MW) | Achievable Economic RVT Potential | 0 | 0 | 0 | 0 | 0 | 0 | 0 | 0 | 0 | 0 | 0 | 0 | 0 | 0 | 0 | 0 | 0 | 0 | 0 | 0 | 0 | 0 | 0 | 0 | 0 | 0 | 0
F9_Commercial_WA - Miscellaneous_New_Space Heating_Natural Gas_Gas Boiler - Thermostatic Radiator Valves_A_Achievable Economic RVT Potential | F9 | Commercial | WA - Miscellaneous | New | Space Heating | Natural Gas | Gas Boiler - Thermostatic Radiator Valves | A | Cumulative Winter Peak Savings (MW) | Achievable Economic RVT Potential | 0 | 0 | 0 | 0 | 0 | 0 | 0 | 0 | 0 | 0 | 0 | 0 | 0 | 0 | 0 | 0 | 0 | 0 | 0 | 0 | 0 | 0 | 0 | 0 | 0 | 0 | 0
F10_Commercial_WA - Miscellaneous_New_Space Heating_Natural Gas_Gas Boiler - Thermostatic Radiator Valves_A_Achievable Economic RVT Potential | F10 | Commercial | WA - Miscellaneous | New | Space Heating | Natural Gas | Gas Boiler - Thermostatic Radiator Valves | A | Purchases (Incremental) | Achievable Economic RVT Potential | 0 | 0 | 0 | 0 | 0 | 0 | 0 | 0 | 0 | 0 | 0 | 0 | 0 | 0 | 0 | 0 | 0 | 0 | 0 | 0 | 0 | 0 | 0 | 0 | 0 | 0 | 0
F11_Commercial_WA - Miscellaneous_New_Space Heating_Natural Gas_Gas Boiler - Thermostatic Radiator Valves_A_Achievable Economic RVT Potential | F11 | Commercial | WA - Miscellaneous | New | Space Heating | Natural Gas | Gas Boiler - Thermostatic Radiator Valves | A | Purchases (Cumulative) | Achievable Economic RVT Potential | 0 | 0 | 0 | 0 | 0 | 0 | 0 | 0 | 0 | 0 | 0 | 0 | 0 | 0 | 0 | 0 | 0 | 0 | 0 | 0 | 0 | 0 | 0 | 0 | 0 | 0 | 0
F1_Commercial_WA - Miscellaneous_New_Space Heating_Natural Gas_HVAC - Shut Off Damper_A_Achievable Economic RVT Potential | F1 | Commercial | WA - Miscellaneous | New | Space Heating | Natural Gas | HVAC - Shut Off Damper | A | Integrated Unit Energy Savings (kWh or therms) | Achievable Economic RVT Potential | 0 | 0 | 0 | 0 | 0 | 0 | 0 | 0 | 0 | 0 | 0 | 0 | 0 | 0 | 0 | 0 | 0 | 0 | 0 | 0 | 0 | 0 | 0 | 0 | 0 | 0 | 0
F2_Commercial_WA - Miscellaneous_New_Space Heating_Natural Gas_HVAC - Shut Off Damper_A_Achievable Economic RVT Potential | F2 | Commercial | WA - Miscellaneous | New | Space Heating | Natural Gas | HVAC - Shut Off Damper | A | Integrated Unit Summer Peak Savings (kW) | Achievable Economic RVT Potential | 0 | 0 | 0 | 0 | 0 | 0 | 0 | 0 | 0 | 0 | 0 | 0 | 0 | 0 | 0 | 0 | 0 | 0 | 0 | 0 | 0 | 0 | 0 | 0 | 0 | 0 | 0
F3_Commercial_WA - Miscellaneous_New_Space Heating_Natural Gas_HVAC - Shut Off Damper_A_Achievable Economic RVT Potential | F3 | Commercial | WA - Miscellaneous | New | Space Heating | Natural Gas | HVAC - Shut Off Damper | A | Integrated Unit Winter Peak Savings (kW) | Achievable Economic RVT Potential | 0 | 0 | 0 | 0 | 0 | 0 | 0 | 0 | 0 | 0 | 0 | 0 | 0 | 0 | 0 | 0 | 0 | 0 | 0 | 0 | 0 | 0 | 0 | 0 | 0 | 0 | 0
F4_Commercial_WA - Miscellaneous_New_Space Heating_Natural Gas_HVAC - Shut Off Damper_A_Achievable Economic RVT Potential | F4 | Commercial | WA - Miscellaneous | New | Space Heating | Natural Gas | HVAC - Shut Off Damper | A | Incremental Energy Savings (MWh or mTherms) | Achievable Economic RVT Potential | 0 | 0 | 0 | 0 | 0 | 0 | 0 | 0 | 0 | 0 | 0 | 0 | 0 | 0 | 0 | 0 | 0 | 0 | 0 | 0 | 0 | 0 | 0 | 0 | 0 | 0 | 0
F5_Commercial_WA - Miscellaneous_New_Space Heating_Natural Gas_HVAC - Shut Off Damper_A_Achievable Economic RVT Potential | F5 | Commercial | WA - Miscellaneous | New | Space Heating | Natural Gas | HVAC - Shut Off Damper | A | Incremental Summer Peak Savings (MW) | Achievable Economic RVT Potential | 0 | 0 | 0 | 0 | 0 | 0 | 0 | 0 | 0 | 0 | 0 | 0 | 0 | 0 | 0 | 0 | 0 | 0 | 0 | 0 | 0 | 0 | 0 | 0 | 0 | 0 | 0
F6_Commercial_WA - Miscellaneous_New_Space Heating_Natural Gas_HVAC - Shut Off Damper_A_Achievable Economic RVT Potential | F6 | Commercial | WA - Miscellaneous | New | Space Heating | Natural Gas | HVAC - Shut Off Damper | A | Incremental Winter Peak Savings (MW) | Achievable Economic RVT Potential | 0 | 0 | 0 | 0 | 0 | 0 | 0 | 0 | 0 | 0 | 0 | 0 | 0 | 0 | 0 | 0 | 0 | 0 | 0 | 0 | 0 | 0 | 0 | 0 | 0 | 0 | 0
F7_Commercial_WA - Miscellaneous_New_Space Heating_Natural Gas_HVAC - Shut Off Damper_A_Achievable Economic RVT Potential | F7 | Commercial | WA - Miscellaneous | New | Space Heating | Natural Gas | HVAC - Shut Off Damper | A | Cumulative Energy Savings (MWh or mTherms) | Achievable Economic RVT Potential | 0 | 0 | 0 | 0 | 0 | 0 | 0 | 0 | 0 | 0 | 0 | 0 | 0 | 0 | 0 | 0 | 0 | 0 | 0 | 0 | 0 | 0 | 0 | 0 | 0 | 0 | 0
F8_Commercial_WA - Miscellaneous_New_Space Heating_Natural Gas_HVAC - Shut Off Damper_A_Achievable Economic RVT Potential | F8 | Commercial | WA - Miscellaneous | New | Space Heating | Natural Gas | HVAC - Shut Off Damper | A | Cumulative Summer Peak Savings (MW) | Achievable Economic RVT Potential | 0 | 0 | 0 | 0 | 0 | 0 | 0 | 0 | 0 | 0 | 0 | 0 | 0 | 0 | 0 | 0 | 0 | 0 | 0 | 0 | 0 | 0 | 0 | 0 | 0 | 0 | 0
F9_Commercial_WA - Miscellaneous_New_Space Heating_Natural Gas_HVAC - Shut Off Damper_A_Achievable Economic RVT Potential | F9 | Commercial | WA - Miscellaneous | New | Space Heating | Natural Gas | HVAC - Shut Off Damper | A | Cumulative Winter Peak Savings (MW) | Achievable Economic RVT Potential | 0 | 0 | 0 | 0 | 0 | 0 | 0 | 0 | 0 | 0 | 0 | 0 | 0 | 0 | 0 | 0 | 0 | 0 | 0 | 0 | 0 | 0 | 0 | 0 | 0 | 0 | 0
F10_Commercial_WA - Miscellaneous_New_Space Heating_Natural Gas_HVAC - Shut Off Damper_A_Achievable Economic RVT Potential | F10 | Commercial | WA - Miscellaneous | New | Space Heating | Natural Gas | HVAC - Shut Off Damper | A | Purchases (Incremental) | Achievable Economic RVT Potential | 0 | 0 | 0 | 0 | 0 | 0 | 0 | 0 | 0 | 0 | 0 | 0 | 0 | 0 | 0 | 0 | 0 | 0 | 0 | 0 | 0 | 0 | 0 | 0 | 0 | 0 | 0
F11_Commercial_WA - Miscellaneous_New_Space Heating_Natural Gas_HVAC - Shut Off Damper_A_Achievable Economic RVT Potential | F11 | Commercial | WA - Miscellaneous | New | Space Heating | Natural Gas | HVAC - Shut Off Damper | A | Purchases (Cumulative) | Achievable Economic RVT Potential | 0 | 0 | 0 | 0 | 0 | 0 | 0 | 0 | 0 | 0 | 0 | 0 | 0 | 0 | 0 | 0 | 0 | 0 | 0 | 0 | 0 | 0 | 0 | 0 | 0 | 0 | 0
F1_Commercial_WA - Miscellaneous_New_Space Heating_Natural Gas_Gas Furnace - Tube Inserts_A_Achievable Economic RVT Potential | F1 | Commercial | WA - Miscellaneous | New | Space Heating | Natural Gas | Gas Furnace - Tube Inserts | A | Integrated Unit Energy Savings (kWh or therms) | Achievable Economic RVT Potential | 0 | 0 | 0 | 0 | 0 | 0 | 0 | 0 | 0 | 0 | 0 | 0 | 0 | 0 | 0 | 0 | 0 | 0 | 0 | 0 | 0 | 0 | 0 | 0 | 0 | 0 | 0
F2_Commercial_WA - Miscellaneous_New_Space Heating_Natural Gas_Gas Furnace - Tube Inserts_A_Achievable Economic RVT Potential | F2 | Commercial | WA - Miscellaneous | New | Space Heating | Natural Gas | Gas Furnace - Tube Inserts | A | Integrated Unit Summer Peak Savings (kW) | Achievable Economic RVT Potential | 0 | 0 | 0 | 0 | 0 | 0 | 0 | 0 | 0 | 0 | 0 | 0 | 0 | 0 | 0 | 0 | 0 | 0 | 0 | 0 | 0 | 0 | 0 | 0 | 0 | 0 | 0
F3_Commercial_WA - Miscellaneous_New_Space Heating_Natural Gas_Gas Furnace - Tube Inserts_A_Achievable Economic RVT Potential | F3 | Commercial | WA - Miscellaneous | New | Space Heating | Natural Gas | Gas Furnace - Tube Inserts | A | Integrated Unit Winter Peak Savings (kW) | Achievable Economic RVT Potential | 0 | 0 | 0 | 0 | 0 | 0 | 0 | 0 | 0 | 0 | 0 | 0 | 0 | 0 | 0 | 0 | 0 | 0 | 0 | 0 | 0 | 0 | 0 | 0 | 0 | 0 | 0
F4_Commercial_WA - Miscellaneous_New_Space Heating_Natural Gas_Gas Furnace - Tube Inserts_A_Achievable Economic RVT Potential | F4 | Commercial | WA - Miscellaneous | New | Space Heating | Natural Gas | Gas Furnace - Tube Inserts | A | Incremental Energy Savings (MWh or mTherms) | Achievable Economic RVT Potential | 0 | 0 | 0 | 0 | 0 | 0 | 0 | 0 | 0 | 0 | 0 | 0 | 0 | 0 | 0 | 0 | 0 | 0 | 0 | 0 | 0 | 0 | 0 | 0 | 0 | 0 | 0
F5_Commercial_WA - Miscellaneous_New_Space Heating_Natural Gas_Gas Furnace - Tube Inserts_A_Achievable Economic RVT Potential | F5 | Commercial | WA - Miscellaneous | New | Space Heating | Natural Gas | Gas Furnace - Tube Inserts | A | Incremental Summer Peak Savings (MW) | Achievable Economic RVT Potential | 0 | 0 | 0 | 0 | 0 | 0 | 0 | 0 | 0 | 0 | 0 | 0 | 0 | 0 | 0 | 0 | 0 | 0 | 0 | 0 | 0 | 0 | 0 | 0 | 0 | 0 | 0
F6_Commercial_WA - Miscellaneous_New_Space Heating_Natural Gas_Gas Furnace - Tube Inserts_A_Achievable Economic RVT Potential | F6 | Commercial | WA - Miscellaneous | New | Space Heating | Natural Gas | Gas Furnace - Tube Inserts | A | Incremental Winter Peak Savings (MW) | Achievable Economic RVT Potential | 0 | 0 | 0 | 0 | 0 | 0 | 0 | 0 | 0 | 0 | 0 | 0 | 0 | 0 | 0 | 0 | 0 | 0 | 0 | 0 | 0 | 0 | 0 | 0 | 0 | 0 | 0
F7_Commercial_WA - Miscellaneous_New_Space Heating_Natural Gas_Gas Furnace - Tube Inserts_A_Achievable Economic RVT Potential | F7 | Commercial | WA - Miscellaneous | New | Space Heating | Natural Gas | Gas Furnace - Tube Inserts | A | Cumulative Energy Savings (MWh or mTherms) | Achievable Economic RVT Potential | 0 | 0 | 0 | 0 | 0 | 0 | 0 | 0 | 0 | 0 | 0 | 0 | 0 | 0 | 0 | 0 | 0 | 0 | 0 | 0 | 0 | 0 | 0 | 0 | 0 | 0 | 0
F8_Commercial_WA - Miscellaneous_New_Space Heating_Natural Gas_Gas Furnace - Tube Inserts_A_Achievable Economic RVT Potential | F8 | Commercial | WA - Miscellaneous | New | Space Heating | Natural Gas | Gas Furnace - Tube Inserts | A | Cumulative Summer Peak Savings (MW) | Achievable Economic RVT Potential | 0 | 0 | 0 | 0 | 0 | 0 | 0 | 0 | 0 | 0 | 0 | 0 | 0 | 0 | 0 | 0 | 0 | 0 | 0 | 0 | 0 | 0 | 0 | 0 | 0 | 0 | 0
F9_Commercial_WA - Miscellaneous_New_Space Heating_Natural Gas_Gas Furnace - Tube Inserts_A_Achievable Economic RVT Potential | F9 | Commercial | WA - Miscellaneous | New | Space Heating | Natural Gas | Gas Furnace - Tube Inserts | A | Cumulative Winter Peak Savings (MW) | Achievable Economic RVT Potential | 0 | 0 | 0 | 0 | 0 | 0 | 0 | 0 | 0 | 0 | 0 | 0 | 0 | 0 | 0 | 0 | 0 | 0 | 0 | 0 | 0 | 0 | 0 | 0 | 0 | 0 | 0
F10_Commercial_WA - Miscellaneous_New_Space Heating_Natural Gas_Gas Furnace - Tube Inserts_A_Achievable Economic RVT Potential | F10 | Commercial | WA - Miscellaneous | New | Space Heating | Natural Gas | Gas Furnace - Tube Inserts | A | Purchases (Incremental) | Achievable Economic RVT Potential | 0 | 0 | 0 | 0 | 0 | 0 | 0 | 0 | 0 | 0 | 0 | 0 | 0 | 0 | 0 | 0 | 0 | 0 | 0 | 0 | 0 | 0 | 0 | 0 | 0 | 0 | 0
F11_Commercial_WA - Miscellaneous_New_Space Heating_Natural Gas_Gas Furnace - Tube Inserts_A_Achievable Economic RVT Potential | F11 | Commercial | WA - Miscellaneous | New | Space Heating | Natural Gas | Gas Furnace - Tube Inserts | A | Purchases (Cumulative) | Achievable Economic RVT Potential | 0 | 0 | 0 | 0 | 0 | 0 | 0 | 0 | 0 | 0 | 0 | 0 | 0 | 0 | 0 | 0 | 0 | 0 | 0 | 0 | 0 | 0 | 0 | 0 | 0 | 0 | 0
F1_Commercial_WA - Miscellaneous_New_Space Heating_Natural Gas_Gas Boiler - Insulate Steam Lines/Condensate Tank_A_Achievable Economic RVT Potential | F1 | Commercial | WA - Miscellaneous | New | Space Heating | Natural Gas | Gas Boiler - Insulate Steam Lines/Condensate Tank | A | Integrated Unit Energy Savings (kWh or therms) | Achievable Economic RVT Potential | 0 | 0 | 0 | 0 | 0 | 0 | 0 | 0 | 0 | 0 | 0 | 0 | 0 | 0 | 0 | 0 | 0 | 0 | 0 | 0 | 0 | 0 | 0 | 0 | 0 | 0 | 0
F2_Commercial_WA - Miscellaneous_New_Space Heating_Natural Gas_Gas Boiler - Insulate Steam Lines/Condensate Tank_A_Achievable Economic RVT Potential | F2 | Commercial | WA - Miscellaneous | New | Space Heating | Natural Gas | Gas Boiler - Insulate Steam Lines/Condensate Tank | A | Integrated Unit Summer Peak Savings (kW) | Achievable Economic RVT Potential | 0 | 0 | 0 | 0 | 0 | 0 | 0 | 0 | 0 | 0 | 0 | 0 | 0 | 0 | 0 | 0 | 0 | 0 | 0 | 0 | 0 | 0 | 0 | 0 | 0 | 0 | 0
F3_Commercial_WA - Miscellaneous_New_Space Heating_Natural Gas_Gas Boiler - Insulate Steam Lines/Condensate Tank_A_Achievable Economic RVT Potential | F3 | Commercial | WA - Miscellaneous | New | Space Heating | Natural Gas | Gas Boiler - Insulate Steam Lines/Condensate Tank | A | Integrated Unit Winter Peak Savings (kW) | Achievable Economic RVT Potential | 0 | 0 | 0 | 0 | 0 | 0 | 0 | 0 | 0 | 0 | 0 | 0 | 0 | 0 | 0 | 0 | 0 | 0 | 0 | 0 | 0 | 0 | 0 | 0 | 0 | 0 | 0
F4_Commercial_WA - Miscellaneous_New_Space Heating_Natural Gas_Gas Boiler - Insulate Steam Lines/Condensate Tank_A_Achievable Economic RVT Potential | F4 | Commercial | WA - Miscellaneous | New | Space Heating | Natural Gas | Gas Boiler - Insulate Steam Lines/Condensate Tank | A | Incremental Energy Savings (MWh or mTherms) | Achievable Economic RVT Potential | 0 | 0 | 0 | 0 | 0 | 0 | 0 | 0 | 0 | 0 | 0 | 0 | 0 | 0 | 0 | 0 | 0 | 0 | 0 | 0 | 0 | 0 | 0 | 0 | 0 | 0 | 0
F5_Commercial_WA - Miscellaneous_New_Space Heating_Natural Gas_Gas Boiler - Insulate Steam Lines/Condensate Tank_A_Achievable Economic RVT Potential | F5 | Commercial | WA - Miscellaneous | New | Space Heating | Natural Gas | Gas Boiler - Insulate Steam Lines/Condensate Tank | A | Incremental Summer Peak Savings (MW) | Achievable Economic RVT Potential | 0 | 0 | 0 | 0 | 0 | 0 | 0 | 0 | 0 | 0 | 0 | 0 | 0 | 0 | 0 | 0 | 0 | 0 | 0 | 0 | 0 | 0 | 0 | 0 | 0 | 0 | 0
F6_Commercial_WA - Miscellaneous_New_Space Heating_Natural Gas_Gas Boiler - Insulate Steam Lines/Condensate Tank_A_Achievable Economic RVT Potential | F6 | Commercial | WA - Miscellaneous | New | Space Heating | Natural Gas | Gas Boiler - Insulate Steam Lines/Condensate Tank | A | Incremental Winter Peak Savings (MW) | Achievable Economic RVT Potential | 0 | 0 | 0 | 0 | 0 | 0 | 0 | 0 | 0 | 0 | 0 | 0 | 0 | 0 | 0 | 0 | 0 | 0 | 0 | 0 | 0 | 0 | 0 | 0 | 0 | 0 | 0
F7_Commercial_WA - Miscellaneous_New_Space Heating_Natural Gas_Gas Boiler - Insulate Steam Lines/Condensate Tank_A_Achievable Economic RVT Potential | F7 | Commercial | WA - Miscellaneous | New | Space Heating | Natural Gas | Gas Boiler - Insulate Steam Lines/Condensate Tank | A | Cumulative Energy Savings (MWh or mTherms) | Achievable Economic RVT Potential | 0 | 0 | 0 | 0 | 0 | 0 | 0 | 0 | 0 | 0 | 0 | 0 | 0 | 0 | 0 | 0 | 0 | 0 | 0 | 0 | 0 | 0 | 0 | 0 | 0 | 0 | 0
F8_Commercial_WA - Miscellaneous_New_Space Heating_Natural Gas_Gas Boiler - Insulate Steam Lines/Condensate Tank_A_Achievable Economic RVT Potential | F8 | Commercial | WA - Miscellaneous | New | Space Heating | Natural Gas | Gas Boiler - Insulate Steam Lines/Condensate Tank | A | Cumulative Summer Peak Savings (MW) | Achievable Economic RVT Potential | 0 | 0 | 0 | 0 | 0 | 0 | 0 | 0 | 0 | 0 | 0 | 0 | 0 | 0 | 0 | 0 | 0 | 0 | 0 | 0 | 0 | 0 | 0 | 0 | 0 | 0 | 0
F9_Commercial_WA - Miscellaneous_New_Space Heating_Natural Gas_Gas Boiler - Insulate Steam Lines/Condensate Tank_A_Achievable Economic RVT Potential | F9 | Commercial | WA - Miscellaneous | New | Space Heating | Natural Gas | Gas Boiler - Insulate Steam Lines/Condensate Tank | A | Cumulative Winter Peak Savings (MW) | Achievable Economic RVT Potential | 0 | 0 | 0 | 0 | 0 | 0 | 0 | 0 | 0 | 0 | 0 | 0 | 0 | 0 | 0 | 0 | 0 | 0 | 0 | 0 | 0 | 0 | 0 | 0 | 0 | 0 | 0
F10_Commercial_WA - Miscellaneous_New_Space Heating_Natural Gas_Gas Boiler - Insulate Steam Lines/Condensate Tank_A_Achievable Economic RVT Potential | F10 | Commercial | WA - Miscellaneous | New | Space Heating | Natural Gas | Gas Boiler - Insulate Steam Lines/Condensate Tank | A | Purchases (Incremental) | Achievable Economic RVT Potential | 0 | 0 | 0 | 0 | 0 | 0 | 0 | 0 | 0 | 0 | 0 | 0 | 0 | 0 | 0 | 0 | 0 | 0 | 0 | 0 | 0 | 0 | 0 | 0 | 0 | 0 | 0
F11_Commercial_WA - Miscellaneous_New_Space Heating_Natural Gas_Gas Boiler - Insulate Steam Lines/Condensate Tank_A_Achievable Economic RVT Potential | F11 | Commercial | WA - Miscellaneous | New | Space Heating | Natural Gas | Gas Boiler - Insulate Steam Lines/Condensate Tank | A | Purchases (Cumulative) | Achievable Economic RVT Potential | 0 | 0 | 0 | 0 | 0 | 0 | 0 | 0 | 0 | 0 | 0 | 0 | 0 | 0 | 0 | 0 | 0 | 0 | 0 | 0 | 0 | 0 | 0 | 0 | 0 | 0 | 0
F1_Commercial_WA - Miscellaneous_New_Space Heating_Natural Gas_Gas Boiler - Insulate Hot Water Lines_A_Achievable Economic RVT Potential | F1 | Commercial | WA - Miscellaneous | New | Space Heating | Natural Gas | Gas Boiler - Insulate Hot Water Lines | A | Integrated Unit Energy Savings (kWh or therms) | Achievable Economic RVT Potential | 0 | 0 | 0 | 0 | 0 | 0 | 0 | 0 | 0 | 0 | 0 | 0 | 0 | 0 | 0 | 0 | 0 | 0 | 0 | 0 | 0 | 0 | 0 | 0 | 0 | 0 | 0
F2_Commercial_WA - Miscellaneous_New_Space Heating_Natural Gas_Gas Boiler - Insulate Hot Water Lines_A_Achievable Economic RVT Potential | F2 | Commercial | WA - Miscellaneous | New | Space Heating | Natural Gas | Gas Boiler - Insulate Hot Water Lines | A | Integrated Unit Summer Peak Savings (kW) | Achievable Economic RVT Potential | 0 | 0 | 0 | 0 | 0 | 0 | 0 | 0 | 0 | 0 | 0 | 0 | 0 | 0 | 0 | 0 | 0 | 0 | 0 | 0 | 0 | 0 | 0 | 0 | 0 | 0 | 0
F3_Commercial_WA - Miscellaneous_New_Space Heating_Natural Gas_Gas Boiler - Insulate Hot Water Lines_A_Achievable Economic RVT Potential | F3 | Commercial | WA - Miscellaneous | New | Space Heating | Natural Gas | Gas Boiler - Insulate Hot Water Lines | A | Integrated Unit Winter Peak Savings (kW) | Achievable Economic RVT Potential | 0 | 0 | 0 | 0 | 0 | 0 | 0 | 0 | 0 | 0 | 0 | 0 | 0 | 0 | 0 | 0 | 0 | 0 | 0 | 0 | 0 | 0 | 0 | 0 | 0 | 0 | 0
F4_Commercial_WA - Miscellaneous_New_Space Heating_Natural Gas_Gas Boiler - Insulate Hot Water Lines_A_Achievable Economic RVT Potential | F4 | Commercial | WA - Miscellaneous | New | Space Heating | Natural Gas | Gas Boiler - Insulate Hot Water Lines | A | Incremental Energy Savings (MWh or mTherms) | Achievable Economic RVT Potential | 0 | 0 | 0 | 0 | 0 | 0 | 0 | 0 | 0 | 0 | 0 | 0 | 0 | 0 | 0 | 0 | 0 | 0 | 0 | 0 | 0 | 0 | 0 | 0 | 0 | 0 | 0
F5_Commercial_WA - Miscellaneous_New_Space Heating_Natural Gas_Gas Boiler - Insulate Hot Water Lines_A_Achievable Economic RVT Potential | F5 | Commercial | WA - Miscellaneous | New | Space Heating | Natural Gas | Gas Boiler - Insulate Hot Water Lines | A | Incremental Summer Peak Savings (MW) | Achievable Economic RVT Potential | 0 | 0 | 0 | 0 | 0 | 0 | 0 | 0 | 0 | 0 | 0 | 0 | 0 | 0 | 0 | 0 | 0 | 0 | 0 | 0 | 0 | 0 | 0 | 0 | 0 | 0 | 0
F6_Commercial_WA - Miscellaneous_New_Space Heating_Natural Gas_Gas Boiler - Insulate Hot Water Lines_A_Achievable Economic RVT Potential | F6 | Commercial | WA - Miscellaneous | New | Space Heating | Natural Gas | Gas Boiler - Insulate Hot Water Lines | A | Incremental Winter Peak Savings (MW) | Achievable Economic RVT Potential | 0 | 0 | 0 | 0 | 0 | 0 | 0 | 0 | 0 | 0 | 0 | 0 | 0 | 0 | 0 | 0 | 0 | 0 | 0 | 0 | 0 | 0 | 0 | 0 | 0 | 0 | 0
F7_Commercial_WA - Miscellaneous_New_Space Heating_Natural Gas_Gas Boiler - Insulate Hot Water Lines_A_Achievable Economic RVT Potential | F7 | Commercial | WA - Miscellaneous | New | Space Heating | Natural Gas | Gas Boiler - Insulate Hot Water Lines | A | Cumulative Energy Savings (MWh or mTherms) | Achievable Economic RVT Potential | 0 | 0 | 0 | 0 | 0 | 0 | 0 | 0 | 0 | 0 | 0 | 0 | 0 | 0 | 0 | 0 | 0 | 0 | 0 | 0 | 0 | 0 | 0 | 0 | 0 | 0 | 0
F8_Commercial_WA - Miscellaneous_New_Space Heating_Natural Gas_Gas Boiler - Insulate Hot Water Lines_A_Achievable Economic RVT Potential | F8 | Commercial | WA - Miscellaneous | New | Space Heating | Natural Gas | Gas Boiler - Insulate Hot Water Lines | A | Cumulative Summer Peak Savings (MW) | Achievable Economic RVT Potential | 0 | 0 | 0 | 0 | 0 | 0 | 0 | 0 | 0 | 0 | 0 | 0 | 0 | 0 | 0 | 0 | 0 | 0 | 0 | 0 | 0 | 0 | 0 | 0 | 0 | 0 | 0
F9_Commercial_WA - Miscellaneous_New_Space Heating_Natural Gas_Gas Boiler - Insulate Hot Water Lines_A_Achievable Economic RVT Potential | F9 | Commercial | WA - Miscellaneous | New | Space Heating | Natural Gas | Gas Boiler - Insulate Hot Water Lines | A | Cumulative Winter Peak Savings (MW) | Achievable Economic RVT Potential | 0 | 0 | 0 | 0 | 0 | 0 | 0 | 0 | 0 | 0 | 0 | 0 | 0 | 0 | 0 | 0 | 0 | 0 | 0 | 0 | 0 | 0 | 0 | 0 | 0 | 0 | 0
F10_Commercial_WA - Miscellaneous_New_Space Heating_Natural Gas_Gas Boiler - Insulate Hot Water Lines_A_Achievable Economic RVT Potential | F10 | Commercial | WA - Miscellaneous | New | Space Heating | Natural Gas | Gas Boiler - Insulate Hot Water Lines | A | Purchases (Incremental) | Achievable Economic RVT Potential | 0 | 0 | 0 | 0 | 0 | 0 | 0 | 0 | 0 | 0 | 0 | 0 | 0 | 0 | 0 | 0 | 0 | 0 | 0 | 0 | 0 | 0 | 0 | 0 | 0 | 0 | 0
F11_Commercial_WA - Miscellaneous_New_Space Heating_Natural Gas_Gas Boiler - Insulate Hot Water Lines_A_Achievable Economic RVT Potential | F11 | Commercial | WA - Miscellaneous | New | Space Heating | Natural Gas | Gas Boiler - Insulate Hot Water Lines | A | Purchases (Cumulative) | Achievable Economic RVT Potential | 0 | 0 | 0 | 0 | 0 | 0 | 0 | 0 | 0 | 0 | 0 | 0 | 0 | 0 | 0 | 0 | 0 | 0 | 0 | 0 | 0 | 0 | 0 | 0 | 0 | 0 | 0
F1_Commercial_WA - Miscellaneous_New_Space Heating_Natural Gas_Condensing RTU_A_Achievable Economic RVT Potential | F1 | Commercial | WA - Miscellaneous | New | Space Heating | Natural Gas | Condensing RTU | A | Integrated Unit Energy Savings (kWh or therms) | Achievable Economic RVT Potential | 0 | 0 | 0 | 0 | 0 | 0 | 0 | 0 | 0 | 0 | 0 | 0 | 0 | 0 | 0 | 0 | 0 | 0 | 0 | 0 | 0 | 0 | 0 | 0 | 0 | 0 | 0
F2_Commercial_WA - Miscellaneous_New_Space Heating_Natural Gas_Condensing RTU_A_Achievable Economic RVT Potential | F2 | Commercial | WA - Miscellaneous | New | Space Heating | Natural Gas | Condensing RTU | A | Integrated Unit Summer Peak Savings (kW) | Achievable Economic RVT Potential | 0 | 0 | 0 | 0 | 0 | 0 | 0 | 0 | 0 | 0 | 0 | 0 | 0 | 0 | 0 | 0 | 0 | 0 | 0 | 0 | 0 | 0 | 0 | 0 | 0 | 0 | 0
F3_Commercial_WA - Miscellaneous_New_Space Heating_Natural Gas_Condensing RTU_A_Achievable Economic RVT Potential | F3 | Commercial | WA - Miscellaneous | New | Space Heating | Natural Gas | Condensing RTU | A | Integrated Unit Winter Peak Savings (kW) | Achievable Economic RVT Potential | 0 | 0 | 0 | 0 | 0 | 0 | 0 | 0 | 0 | 0 | 0 | 0 | 0 | 0 | 0 | 0 | 0 | 0 | 0 | 0 | 0 | 0 | 0 | 0 | 0 | 0 | 0
F4_Commercial_WA - Miscellaneous_New_Space Heating_Natural Gas_Condensing RTU_A_Achievable Economic RVT Potential | F4 | Commercial | WA - Miscellaneous | New | Space Heating | Natural Gas | Condensing RTU | A | Incremental Energy Savings (MWh or mTherms) | Achievable Economic RVT Potential | 0 | 0 | 0 | 0 | 0 | 0 | 0 | 0 | 0 | 0 | 0 | 0 | 0 | 0 | 0 | 0 | 0 | 0 | 0 | 0 | 0 | 0 | 0 | 0 | 0 | 0 | 0
F5_Commercial_WA - Miscellaneous_New_Space Heating_Natural Gas_Condensing RTU_A_Achievable Economic RVT Potential | F5 | Commercial | WA - Miscellaneous | New | Space Heating | Natural Gas | Condensing RTU | A | Incremental Summer Peak Savings (MW) | Achievable Economic RVT Potential | 0 | 0 | 0 | 0 | 0 | 0 | 0 | 0 | 0 | 0 | 0 | 0 | 0 | 0 | 0 | 0 | 0 | 0 | 0 | 0 | 0 | 0 | 0 | 0 | 0 | 0 | 0
F6_Commercial_WA - Miscellaneous_New_Space Heating_Natural Gas_Condensing RTU_A_Achievable Economic RVT Potential | F6 | Commercial | WA - Miscellaneous | New | Space Heating | Natural Gas | Condensing RTU | A | Incremental Winter Peak Savings (MW) | Achievable Economic RVT Potential | 0 | 0 | 0 | 0 | 0 | 0 | 0 | 0 | 0 | 0 | 0 | 0 | 0 | 0 | 0 | 0 | 0 | 0 | 0 | 0 | 0 | 0 | 0 | 0 | 0 | 0 | 0
F7_Commercial_WA - Miscellaneous_New_Space Heating_Natural Gas_Condensing RTU_A_Achievable Economic RVT Potential | F7 | Commercial | WA - Miscellaneous | New | Space Heating | Natural Gas | Condensing RTU | A | Cumulative Energy Savings (MWh or mTherms) | Achievable Economic RVT Potential | 0 | 0 | 0 | 0 | 0 | 0 | 0 | 0 | 0 | 0 | 0 | 0 | 0 | 0 | 0 | 0 | 0 | 0 | 0 | 0 | 0 | 0 | 0 | 0 | 0 | 0 | 0
F8_Commercial_WA - Miscellaneous_New_Space Heating_Natural Gas_Condensing RTU_A_Achievable Economic RVT Potential | F8 | Commercial | WA - Miscellaneous | New | Space Heating | Natural Gas | Condensing RTU | A | Cumulative Summer Peak Savings (MW) | Achievable Economic RVT Potential | 0 | 0 | 0 | 0 | 0 | 0 | 0 | 0 | 0 | 0 | 0 | 0 | 0 | 0 | 0 | 0 | 0 | 0 | 0 | 0 | 0 | 0 | 0 | 0 | 0 | 0 | 0
F9_Commercial_WA - Miscellaneous_New_Space Heating_Natural Gas_Condensing RTU_A_Achievable Economic RVT Potential | F9 | Commercial | WA - Miscellaneous | New | Space Heating | Natural Gas | Condensing RTU | A | Cumulative Winter Peak Savings (MW) | Achievable Economic RVT Potential | 0 | 0 | 0 | 0 | 0 | 0 | 0 | 0 | 0 | 0 | 0 | 0 | 0 | 0 | 0 | 0 | 0 | 0 | 0 | 0 | 0 | 0 | 0 | 0 | 0 | 0 | 0
F10_Commercial_WA - Miscellaneous_New_Space Heating_Natural Gas_Condensing RTU_A_Achievable Economic RVT Potential | F10 | Commercial | WA - Miscellaneous | New | Space Heating | Natural Gas | Condensing RTU | A | Purchases (Incremental) | Achievable Economic RVT Potential | 0 | 0 | 0 | 0 | 0 | 0 | 0 | 0 | 0 | 0 | 0 | 0 | 0 | 0 | 0 | 0 | 0 | 0 | 0 | 0 | 0 | 0 | 0 | 0 | 0 | 0 | 0
F11_Commercial_WA - Miscellaneous_New_Space Heating_Natural Gas_Condensing RTU_A_Achievable Economic RVT Potential | F11 | Commercial | WA - Miscellaneous | New | Space Heating | Natural Gas | Condensing RTU | A | Purchases (Cumulative) | Achievable Economic RVT Potential | 0 | 0 | 0 | 0 | 0 | 0 | 0 | 0 | 0 | 0 | 0 | 0 | 0 | 0 | 0 | 0 | 0 | 0 | 0 | 0 | 0 | 0 | 0 | 0 | 0 | 0 | 0
F1_Commercial_WA - Miscellaneous_New_Space Heating_Natural Gas_Hydronic Heating Radiator Replacement_A_Achievable Economic RVT Potential | F1 | Commercial | WA - Miscellaneous | New | Space Heating | Natural Gas | Hydronic Heating Radiator Replacement | A | Integrated Unit Energy Savings (kWh or therms) | Achievable Economic RVT Potential | 0 | 0 | 0 | 0 | 0 | 0 | 0 | 0 | 0 | 0 | 0 | 0 | 0 | 0 | 0 | 0 | 0 | 0 | 0 | 0 | 0 | 0 | 0 | 0 | 0 | 0 | 0
F2_Commercial_WA - Miscellaneous_New_Space Heating_Natural Gas_Hydronic Heating Radiator Replacement_A_Achievable Economic RVT Potential | F2 | Commercial | WA - Miscellaneous | New | Space Heating | Natural Gas | Hydronic Heating Radiator Replacement | A | Integrated Unit Summer Peak Savings (kW) | Achievable Economic RVT Potential | 0 | 0 | 0 | 0 | 0 | 0 | 0 | 0 | 0 | 0 | 0 | 0 | 0 | 0 | 0 | 0 | 0 | 0 | 0 | 0 | 0 | 0 | 0 | 0 | 0 | 0 | 0
F3_Commercial_WA - Miscellaneous_New_Space Heating_Natural Gas_Hydronic Heating Radiator Replacement_A_Achievable Economic RVT Potential | F3 | Commercial | WA - Miscellaneous | New | Space Heating | Natural Gas | Hydronic Heating Radiator Replacement | A | Integrated Unit Winter Peak Savings (kW) | Achievable Economic RVT Potential | 0 | 0 | 0 | 0 | 0 | 0 | 0 | 0 | 0 | 0 | 0 | 0 | 0 | 0 | 0 | 0 | 0 | 0 | 0 | 0 | 0 | 0 | 0 | 0 | 0 | 0 | 0
F4_Commercial_WA - Miscellaneous_New_Space Heating_Natural Gas_Hydronic Heating Radiator Replacement_A_Achievable Economic RVT Potential | F4 | Commercial | WA - Miscellaneous | New | Space Heating | Natural Gas | Hydronic Heating Radiator Replacement | A | Incremental Energy Savings (MWh or mTherms) | Achievable Economic RVT Potential | 0 | 0 | 0 | 0 | 0 | 0 | 0 | 0 | 0 | 0 | 0 | 0 | 0 | 0 | 0 | 0 | 0 | 0 | 0 | 0 | 0 | 0 | 0 | 0 | 0 | 0 | 0
F5_Commercial_WA - Miscellaneous_New_Space Heating_Natural Gas_Hydronic Heating Radiator Replacement_A_Achievable Economic RVT Potential | F5 | Commercial | WA - Miscellaneous | New | Space Heating | Natural Gas | Hydronic Heating Radiator Replacement | A | Incremental Summer Peak Savings (MW) | Achievable Economic RVT Potential | 0 | 0 | 0 | 0 | 0 | 0 | 0 | 0 | 0 | 0 | 0 | 0 | 0 | 0 | 0 | 0 | 0 | 0 | 0 | 0 | 0 | 0 | 0 | 0 | 0 | 0 | 0
F6_Commercial_WA - Miscellaneous_New_Space Heating_Natural Gas_Hydronic Heating Radiator Replacement_A_Achievable Economic RVT Potential | F6 | Commercial | WA - Miscellaneous | New | Space Heating | Natural Gas | Hydronic Heating Radiator Replacement | A | Incremental Winter Peak Savings (MW) | Achievable Economic RVT Potential | 0 | 0 | 0 | 0 | 0 | 0 | 0 | 0 | 0 | 0 | 0 | 0 | 0 | 0 | 0 | 0 | 0 | 0 | 0 | 0 | 0 | 0 | 0 | 0 | 0 | 0 | 0
F7_Commercial_WA - Miscellaneous_New_Space Heating_Natural Gas_Hydronic Heating Radiator Replacement_A_Achievable Economic RVT Potential | F7 | Commercial | WA - Miscellaneous | New | Space Heating | Natural Gas | Hydronic Heating Radiator Replacement | A | Cumulative Energy Savings (MWh or mTherms) | Achievable Economic RVT Potential | 0 | 0 | 0 | 0 | 0 | 0 | 0 | 0 | 0 | 0 | 0 | 0 | 0 | 0 | 0 | 0 | 0 | 0 | 0 | 0 | 0 | 0 | 0 | 0 | 0 | 0 | 0
F8_Commercial_WA - Miscellaneous_New_Space Heating_Natural Gas_Hydronic Heating Radiator Replacement_A_Achievable Economic RVT Potential | F8 | Commercial | WA - Miscellaneous | New | Space Heating | Natural Gas | Hydronic Heating Radiator Replacement | A | Cumulative Summer Peak Savings (MW) | Achievable Economic RVT Potential | 0 | 0 | 0 | 0 | 0 | 0 | 0 | 0 | 0 | 0 | 0 | 0 | 0 | 0 | 0 | 0 | 0 | 0 | 0 | 0 | 0 | 0 | 0 | 0 | 0 | 0 | 0
F9_Commercial_WA - Miscellaneous_New_Space Heating_Natural Gas_Hydronic Heating Radiator Replacement_A_Achievable Economic RVT Potential | F9 | Commercial | WA - Miscellaneous | New | Space Heating | Natural Gas | Hydronic Heating Radiator Replacement | A | Cumulative Winter Peak Savings (MW) | Achievable Economic RVT Potential | 0 | 0 | 0 | 0 | 0 | 0 | 0 | 0 | 0 | 0 | 0 | 0 | 0 | 0 | 0 | 0 | 0 | 0 | 0 | 0 | 0 | 0 | 0 | 0 | 0 | 0 | 0
F10_Commercial_WA - Miscellaneous_New_Space Heating_Natural Gas_Hydronic Heating Radiator Replacement_A_Achievable Economic RVT Potential | F10 | Commercial | WA - Miscellaneous | New | Space Heating | Natural Gas | Hydronic Heating Radiator Replacement | A | Purchases (Incremental) | Achievable Economic RVT Potential | 0 | 0 | 0 | 0 | 0 | 0 | 0 | 0 | 0 | 0 | 0 | 0 | 0 | 0 | 0 | 0 | 0 | 0 | 0 | 0 | 0 | 0 | 0 | 0 | 0 | 0 | 0
F11_Commercial_WA - Miscellaneous_New_Space Heating_Natural Gas_Hydronic Heating Radiator Replacement_A_Achievable Economic RVT Potential | F11 | Commercial | WA - Miscellaneous | New | Space Heating | Natural Gas | Hydronic Heating Radiator Replacement | A | Purchases (Cumulative) | Achievable Economic RVT Potential | 0 | 0 | 0 | 0 | 0 | 0 | 0 | 0 | 0 | 0 | 0 | 0 | 0 | 0 | 0 | 0 | 0 | 0 | 0 | 0 | 0 | 0 | 0 | 0 | 0 | 0 | 0
F1_Commercial_WA - Miscellaneous_New_Space Heating_Natural Gas_Thermostat - Connected_A_Achievable Economic RVT Potential | F1 | Commercial | WA - Miscellaneous | New | Space Heating | Natural Gas | Thermostat - Connected | A | Integrated Unit Energy Savings (kWh or therms) | Achievable Economic RVT Potential | 0 | 0 | 0 | 0 | 0 | 0 | 0 | 0 | 0 | 0 | 0 | 0 | 0 | 0 | 0 | 0 | 0 | 0 | 0 | 0 | 0 | 0 | 0 | 0 | 0 | 0 | 0
F2_Commercial_WA - Miscellaneous_New_Space Heating_Natural Gas_Thermostat - Connected_A_Achievable Economic RVT Potential | F2 | Commercial | WA - Miscellaneous | New | Space Heating | Natural Gas | Thermostat - Connected | A | Integrated Unit Summer Peak Savings (kW) | Achievable Economic RVT Potential | 0 | 0 | 0 | 0 | 0 | 0 | 0 | 0 | 0 | 0 | 0 | 0 | 0 | 0 | 0 | 0 | 0 | 0 | 0 | 0 | 0 | 0 | 0 | 0 | 0 | 0 | 0
F3_Commercial_WA - Miscellaneous_New_Space Heating_Natural Gas_Thermostat - Connected_A_Achievable Economic RVT Potential | F3 | Commercial | WA - Miscellaneous | New | Space Heating | Natural Gas | Thermostat - Connected | A | Integrated Unit Winter Peak Savings (kW) | Achievable Economic RVT Potential | 0 | 0 | 0 | 0 | 0 | 0 | 0 | 0 | 0 | 0 | 0 | 0 | 0 | 0 | 0 | 0 | 0 | 0 | 0 | 0 | 0 | 0 | 0 | 0 | 0 | 0 | 0
F4_Commercial_WA - Miscellaneous_New_Space Heating_Natural Gas_Thermostat - Connected_A_Achievable Economic RVT Potential | F4 | Commercial | WA - Miscellaneous | New | Space Heating | Natural Gas | Thermostat - Connected | A | Incremental Energy Savings (MWh or mTherms) | Achievable Economic RVT Potential | 0 | 0 | 0 | 0 | 0 | 0 | 0 | 0 | 0 | 0 | 0 | 0 | 0 | 0 | 0 | 0 | 0 | 0 | 0 | 0 | 0 | 0 | 0 | 0 | 0 | 0 | 0
F5_Commercial_WA - Miscellaneous_New_Space Heating_Natural Gas_Thermostat - Connected_A_Achievable Economic RVT Potential | F5 | Commercial | WA - Miscellaneous | New | Space Heating | Natural Gas | Thermostat - Connected | A | Incremental Summer Peak Savings (MW) | Achievable Economic RVT Potential | 0 | 0 | 0 | 0 | 0 | 0 | 0 | 0 | 0 | 0 | 0 | 0 | 0 | 0 | 0 | 0 | 0 | 0 | 0 | 0 | 0 | 0 | 0 | 0 | 0 | 0 | 0
F6_Commercial_WA - Miscellaneous_New_Space Heating_Natural Gas_Thermostat - Connected_A_Achievable Economic RVT Potential | F6 | Commercial | WA - Miscellaneous | New | Space Heating | Natural Gas | Thermostat - Connected | A | Incremental Winter Peak Savings (MW) | Achievable Economic RVT Potential | 0 | 0 | 0 | 0 | 0 | 0 | 0 | 0 | 0 | 0 | 0 | 0 | 0 | 0 | 0 | 0 | 0 | 0 | 0 | 0 | 0 | 0 | 0 | 0 | 0 | 0 | 0
F7_Commercial_WA - Miscellaneous_New_Space Heating_Natural Gas_Thermostat - Connected_A_Achievable Economic RVT Potential | F7 | Commercial | WA - Miscellaneous | New | Space Heating | Natural Gas | Thermostat - Connected | A | Cumulative Energy Savings (MWh or mTherms) | Achievable Economic RVT Potential | 0 | 0 | 0 | 0 | 0 | 0 | 0 | 0 | 0 | 0 | 0 | 0 | 0 | 0 | 0 | 0 | 0 | 0 | 0 | 0 | 0 | 0 | 0 | 0 | 0 | 0 | 0
F8_Commercial_WA - Miscellaneous_New_Space Heating_Natural Gas_Thermostat - Connected_A_Achievable Economic RVT Potential | F8 | Commercial | WA - Miscellaneous | New | Space Heating | Natural Gas | Thermostat - Connected | A | Cumulative Summer Peak Savings (MW) | Achievable Economic RVT Potential | 0 | 0 | 0 | 0 | 0 | 0 | 0 | 0 | 0 | 0 | 0 | 0 | 0 | 0 | 0 | 0 | 0 | 0 | 0 | 0 | 0 | 0 | 0 | 0 | 0 | 0 | 0
F9_Commercial_WA - Miscellaneous_New_Space Heating_Natural Gas_Thermostat - Connected_A_Achievable Economic RVT Potential | F9 | Commercial | WA - Miscellaneous | New | Space Heating | Natural Gas | Thermostat - Connected | A | Cumulative Winter Peak Savings (MW) | Achievable Economic RVT Potential | 0 | 0 | 0 | 0 | 0 | 0 | 0 | 0 | 0 | 0 | 0 | 0 | 0 | 0 | 0 | 0 | 0 | 0 | 0 | 0 | 0 | 0 | 0 | 0 | 0 | 0 | 0
F10_Commercial_WA - Miscellaneous_New_Space Heating_Natural Gas_Thermostat - Connected_A_Achievable Economic RVT Potential | F10 | Commercial | WA - Miscellaneous | New | Space Heating | Natural Gas | Thermostat - Connected | A | Purchases (Incremental) | Achievable Economic RVT Potential | 0 | 0 | 0 | 0 | 0 | 0 | 0 | 0 | 0 | 0 | 0 | 0 | 0 | 0 | 0 | 0 | 0 | 0 | 0 | 0 | 0 | 0 | 0 | 0 | 0 | 0 | 0
F11_Commercial_WA - Miscellaneous_New_Space Heating_Natural Gas_Thermostat - Connected_A_Achievable Economic RVT Potential | F11 | Commercial | WA - Miscellaneous | New | Space Heating | Natural Gas | Thermostat - Connected | A | Purchases (Cumulative) | Achievable Economic RVT Potential | 0 | 0 | 0 | 0 | 0 | 0 | 0 | 0 | 0 | 0 | 0 | 0 | 0 | 0 | 0 | 0 | 0 | 0 | 0 | 0 | 0 | 0 | 0 | 0 | 0 | 0 | 0
F1_Commercial_WA - Miscellaneous_New_Water Heating_Natural Gas_Water Heater - Thermostatic Shower Restriction Valve_A_Achievable Economic RVT Potential | F1 | Commercial | WA - Miscellaneous | New | Water Heating | Natural Gas | Water Heater - Thermostatic Shower Restriction Valve | A | Integrated Unit Energy Savings (kWh or therms) | Achievable Economic RVT Potential | 0 | 0 | 0 | 0 | 0 | 0 | 0 | 0 | 0 | 0 | 0 | 0 | 0 | 0 | 0 | 0 | 0 | 0 | 0 | 0 | 0 | 0 | 0 | 0 | 0 | 0 | 0
F2_Commercial_WA - Miscellaneous_New_Water Heating_Natural Gas_Water Heater - Thermostatic Shower Restriction Valve_A_Achievable Economic RVT Potential | F2 | Commercial | WA - Miscellaneous | New | Water Heating | Natural Gas | Water Heater - Thermostatic Shower Restriction Valve | A | Integrated Unit Summer Peak Savings (kW) | Achievable Economic RVT Potential | 0 | 0 | 0 | 0 | 0 | 0 | 0 | 0 | 0 | 0 | 0 | 0 | 0 | 0 | 0 | 0 | 0 | 0 | 0 | 0 | 0 | 0 | 0 | 0 | 0 | 0 | 0
F3_Commercial_WA - Miscellaneous_New_Water Heating_Natural Gas_Water Heater - Thermostatic Shower Restriction Valve_A_Achievable Economic RVT Potential | F3 | Commercial | WA - Miscellaneous | New | Water Heating | Natural Gas | Water Heater - Thermostatic Shower Restriction Valve | A | Integrated Unit Winter Peak Savings (kW) | Achievable Economic RVT Potential | 0 | 0 | 0 | 0 | 0 | 0 | 0 | 0 | 0 | 0 | 0 | 0 | 0 | 0 | 0 | 0 | 0 | 0 | 0 | 0 | 0 | 0 | 0 | 0 | 0 | 0 | 0
F4_Commercial_WA - Miscellaneous_New_Water Heating_Natural Gas_Water Heater - Thermostatic Shower Restriction Valve_A_Achievable Economic RVT Potential | F4 | Commercial | WA - Miscellaneous | New | Water Heating | Natural Gas | Water Heater - Thermostatic Shower Restriction Valve | A | Incremental Energy Savings (MWh or mTherms) | Achievable Economic RVT Potential | 0 | 0 | 0 | 0 | 0 | 0 | 0 | 0 | 0 | 0 | 0 | 0 | 0 | 0 | 0 | 0 | 0 | 0 | 0 | 0 | 0 | 0 | 0 | 0 | 0 | 0 | 0
F5_Commercial_WA - Miscellaneous_New_Water Heating_Natural Gas_Water Heater - Thermostatic Shower Restriction Valve_A_Achievable Economic RVT Potential | F5 | Commercial | WA - Miscellaneous | New | Water Heating | Natural Gas | Water Heater - Thermostatic Shower Restriction Valve | A | Incremental Summer Peak Savings (MW) | Achievable Economic RVT Potential | 0 | 0 | 0 | 0 | 0 | 0 | 0 | 0 | 0 | 0 | 0 | 0 | 0 | 0 | 0 | 0 | 0 | 0 | 0 | 0 | 0 | 0 | 0 | 0 | 0 | 0 | 0
F6_Commercial_WA - Miscellaneous_New_Water Heating_Natural Gas_Water Heater - Thermostatic Shower Restriction Valve_A_Achievable Economic RVT Potential | F6 | Commercial | WA - Miscellaneous | New | Water Heating | Natural Gas | Water Heater - Thermostatic Shower Restriction Valve | A | Incremental Winter Peak Savings (MW) | Achievable Economic RVT Potential | 0 | 0 | 0 | 0 | 0 | 0 | 0 | 0 | 0 | 0 | 0 | 0 | 0 | 0 | 0 | 0 | 0 | 0 | 0 | 0 | 0 | 0 | 0 | 0 | 0 | 0 | 0
F7_Commercial_WA - Miscellaneous_New_Water Heating_Natural Gas_Water Heater - Thermostatic Shower Restriction Valve_A_Achievable Economic RVT Potential | F7 | Commercial | WA - Miscellaneous | New | Water Heating | Natural Gas | Water Heater - Thermostatic Shower Restriction Valve | A | Cumulative Energy Savings (MWh or mTherms) | Achievable Economic RVT Potential | 0 | 0 | 0 | 0 | 0 | 0 | 0 | 0 | 0 | 0 | 0 | 0 | 0 | 0 | 0 | 0 | 0 | 0 | 0 | 0 | 0 | 0 | 0 | 0 | 0 | 0 | 0
F8_Commercial_WA - Miscellaneous_New_Water Heating_Natural Gas_Water Heater - Thermostatic Shower Restriction Valve_A_Achievable Economic RVT Potential | F8 | Commercial | WA - Miscellaneous | New | Water Heating | Natural Gas | Water Heater - Thermostatic Shower Restriction Valve | A | Cumulative Summer Peak Savings (MW) | Achievable Economic RVT Potential | 0 | 0 | 0 | 0 | 0 | 0 | 0 | 0 | 0 | 0 | 0 | 0 | 0 | 0 | 0 | 0 | 0 | 0 | 0 | 0 | 0 | 0 | 0 | 0 | 0 | 0 | 0
F9_Commercial_WA - Miscellaneous_New_Water Heating_Natural Gas_Water Heater - Thermostatic Shower Restriction Valve_A_Achievable Economic RVT Potential | F9 | Commercial | WA - Miscellaneous | New | Water Heating | Natural Gas | Water Heater - Thermostatic Shower Restriction Valve | A | Cumulative Winter Peak Savings (MW) | Achievable Economic RVT Potential | 0 | 0 | 0 | 0 | 0 | 0 | 0 | 0 | 0 | 0 | 0 | 0 | 0 | 0 | 0 | 0 | 0 | 0 | 0 | 0 | 0 | 0 | 0 | 0 | 0 | 0 | 0
F10_Commercial_WA - Miscellaneous_New_Water Heating_Natural Gas_Water Heater - Thermostatic Shower Restriction Valve_A_Achievable Economic RVT Potential | F10 | Commercial | WA - Miscellaneous | New | Water Heating | Natural Gas | Water Heater - Thermostatic Shower Restriction Valve | A | Purchases (Incremental) | Achievable Economic RVT Potential | 0 | 0 | 0 | 0 | 0 | 0 | 0 | 0 | 0 | 0 | 0 | 0 | 0 | 0 | 0 | 0 | 0 | 0 | 0 | 0 | 0 | 0 | 0 | 0 | 0 | 0 | 0
F11_Commercial_WA - Miscellaneous_New_Water Heating_Natural Gas_Water Heater - Thermostatic Shower Restriction Valve_A_Achievable Economic RVT Potential | F11 | Commercial | WA - Miscellaneous | New | Water Heating | Natural Gas | Water Heater - Thermostatic Shower Restriction Valve | A | Purchases (Cumulative) | Achievable Economic RVT Potential | 0 | 0 | 0 | 0 | 0 | 0 | 0 | 0 | 0 | 0 | 0 | 0 | 0 | 0 | 0 | 0 | 0 | 0 | 0 | 0 | 0 | 0 | 0 | 0 | 0 | 0 | 0
F1_Commercial_WA - Miscellaneous_New_Water Heating_Natural Gas_Water Heater - Pre-Rinse Spray Valve_A_Achievable Economic RVT Potential | F1 | Commercial | WA - Miscellaneous | New | Water Heating | Natural Gas | Water Heater - Pre-Rinse Spray Valve | A | Integrated Unit Energy Savings (kWh or therms) | Achievable Economic RVT Potential | 0 | 0 | 0 | 0 | 0 | 0 | 0 | 0 | 0 | 0 | 0 | 0 | 0 | 0 | 0 | 0 | 0 | 0 | 0 | 0 | 0 | 0 | 0 | 0 | 0 | 0 | 0
F2_Commercial_WA - Miscellaneous_New_Water Heating_Natural Gas_Water Heater - Pre-Rinse Spray Valve_A_Achievable Economic RVT Potential | F2 | Commercial | WA - Miscellaneous | New | Water Heating | Natural Gas | Water Heater - Pre-Rinse Spray Valve | A | Integrated Unit Summer Peak Savings (kW) | Achievable Economic RVT Potential | 0 | 0 | 0 | 0 | 0 | 0 | 0 | 0 | 0 | 0 | 0 | 0 | 0 | 0 | 0 | 0 | 0 | 0 | 0 | 0 | 0 | 0 | 0 | 0 | 0 | 0 | 0
F3_Commercial_WA - Miscellaneous_New_Water Heating_Natural Gas_Water Heater - Pre-Rinse Spray Valve_A_Achievable Economic RVT Potential | F3 | Commercial | WA - Miscellaneous | New | Water Heating | Natural Gas | Water Heater - Pre-Rinse Spray Valve | A | Integrated Unit Winter Peak Savings (kW) | Achievable Economic RVT Potential | 0 | 0 | 0 | 0 | 0 | 0 | 0 | 0 | 0 | 0 | 0 | 0 | 0 | 0 | 0 | 0 | 0 | 0 | 0 | 0 | 0 | 0 | 0 | 0 | 0 | 0 | 0
F4_Commercial_WA - Miscellaneous_New_Water Heating_Natural Gas_Water Heater - Pre-Rinse Spray Valve_A_Achievable Economic RVT Potential | F4 | Commercial | WA - Miscellaneous | New | Water Heating | Natural Gas | Water Heater - Pre-Rinse Spray Valve | A | Incremental Energy Savings (MWh or mTherms) | Achievable Economic RVT Potential | 0 | 0 | 0 | 0 | 0 | 0 | 0 | 0 | 0 | 0 | 0 | 0 | 0 | 0 | 0 | 0 | 0 | 0 | 0 | 0 | 0 | 0 | 0 | 0 | 0 | 0 | 0
F5_Commercial_WA - Miscellaneous_New_Water Heating_Natural Gas_Water Heater - Pre-Rinse Spray Valve_A_Achievable Economic RVT Potential | F5 | Commercial | WA - Miscellaneous | New | Water Heating | Natural Gas | Water Heater - Pre-Rinse Spray Valve | A | Incremental Summer Peak Savings (MW) | Achievable Economic RVT Potential | 0 | 0 | 0 | 0 | 0 | 0 | 0 | 0 | 0 | 0 | 0 | 0 | 0 | 0 | 0 | 0 | 0 | 0 | 0 | 0 | 0 | 0 | 0 | 0 | 0 | 0 | 0
F6_Commercial_WA - Miscellaneous_New_Water Heating_Natural Gas_Water Heater - Pre-Rinse Spray Valve_A_Achievable Economic RVT Potential | F6 | Commercial | WA - Miscellaneous | New | Water Heating | Natural Gas | Water Heater - Pre-Rinse Spray Valve | A | Incremental Winter Peak Savings (MW) | Achievable Economic RVT Potential | 0 | 0 | 0 | 0 | 0 | 0 | 0 | 0 | 0 | 0 | 0 | 0 | 0 | 0 | 0 | 0 | 0 | 0 | 0 | 0 | 0 | 0 | 0 | 0 | 0 | 0 | 0
F7_Commercial_WA - Miscellaneous_New_Water Heating_Natural Gas_Water Heater - Pre-Rinse Spray Valve_A_Achievable Economic RVT Potential | F7 | Commercial | WA - Miscellaneous | New | Water Heating | Natural Gas | Water Heater - Pre-Rinse Spray Valve | A | Cumulative Energy Savings (MWh or mTherms) | Achievable Economic RVT Potential | 0 | 0 | 0 | 0 | 0 | 0 | 0 | 0 | 0 | 0 | 0 | 0 | 0 | 0 | 0 | 0 | 0 | 0 | 0 | 0 | 0 | 0 | 0 | 0 | 0 | 0 | 0
F8_Commercial_WA - Miscellaneous_New_Water Heating_Natural Gas_Water Heater - Pre-Rinse Spray Valve_A_Achievable Economic RVT Potential | F8 | Commercial | WA - Miscellaneous | New | Water Heating | Natural Gas | Water Heater - Pre-Rinse Spray Valve | A | Cumulative Summer Peak Savings (MW) | Achievable Economic RVT Potential | 0 | 0 | 0 | 0 | 0 | 0 | 0 | 0 | 0 | 0 | 0 | 0 | 0 | 0 | 0 | 0 | 0 | 0 | 0 | 0 | 0 | 0 | 0 | 0 | 0 | 0 | 0
F9_Commercial_WA - Miscellaneous_New_Water Heating_Natural Gas_Water Heater - Pre-Rinse Spray Valve_A_Achievable Economic RVT Potential | F9 | Commercial | WA - Miscellaneous | New | Water Heating | Natural Gas | Water Heater - Pre-Rinse Spray Valve | A | Cumulative Winter Peak Savings (MW) | Achievable Economic RVT Potential | 0 | 0 | 0 | 0 | 0 | 0 | 0 | 0 | 0 | 0 | 0 | 0 | 0 | 0 | 0 | 0 | 0 | 0 | 0 | 0 | 0 | 0 | 0 | 0 | 0 | 0 | 0
F10_Commercial_WA - Miscellaneous_New_Water Heating_Natural Gas_Water Heater - Pre-Rinse Spray Valve_A_Achievable Economic RVT Potential | F10 | Commercial | WA - Miscellaneous | New | Water Heating | Natural Gas | Water Heater - Pre-Rinse Spray Valve | A | Purchases (Incremental) | Achievable Economic RVT Potential | 0 | 0 | 0 | 0 | 0 | 0 | 0 | 0 | 0 | 0 | 0 | 0 | 0 | 0 | 0 | 0 | 0 | 0 | 0 | 0 | 0 | 0 | 0 | 0 | 0 | 0 | 0
F11_Commercial_WA - Miscellaneous_New_Water Heating_Natural Gas_Water Heater - Pre-Rinse Spray Valve_A_Achievable Economic RVT Potential | F11 | Commercial | WA - Miscellaneous | New | Water Heating | Natural Gas | Water Heater - Pre-Rinse Spray Valve | A | Purchases (Cumulative) | Achievable Economic RVT Potential | 0 | 0 | 0 | 0 | 0 | 0 | 0 | 0 | 0 | 0 | 0 | 0 | 0 | 0 | 0 | 0 | 0 | 0 | 0 | 0 | 0 | 0 | 0 | 0 | 0 | 0 | 0
F1_Commercial_WA - Miscellaneous_New_Water Heating_Natural Gas_Water Heater - Temperature Setback_A_Achievable Economic RVT Potential | F1 | Commercial | WA - Miscellaneous | New | Water Heating | Natural Gas | Water Heater - Temperature Setback | A | Integrated Unit Energy Savings (kWh or therms) | Achievable Economic RVT Potential | 0 | 0 | 0 | 0 | 0 | 0 | 0 | 0 | 0 | 0 | 0 | 0 | 0 | 0 | 0 | 0 | 0 | 0 | 0 | 0 | 0 | 0 | 0 | 0 | 0 | 0 | 0
F2_Commercial_WA - Miscellaneous_New_Water Heating_Natural Gas_Water Heater - Temperature Setback_A_Achievable Economic RVT Potential | F2 | Commercial | WA - Miscellaneous | New | Water Heating | Natural Gas | Water Heater - Temperature Setback | A | Integrated Unit Summer Peak Savings (kW) | Achievable Economic RVT Potential | 0 | 0 | 0 | 0 | 0 | 0 | 0 | 0 | 0 | 0 | 0 | 0 | 0 | 0 | 0 | 0 | 0 | 0 | 0 | 0 | 0 | 0 | 0 | 0 | 0 | 0 | 0
F3_Commercial_WA - Miscellaneous_New_Water Heating_Natural Gas_Water Heater - Temperature Setback_A_Achievable Economic RVT Potential | F3 | Commercial | WA - Miscellaneous | New | Water Heating | Natural Gas | Water Heater - Temperature Setback | A | Integrated Unit Winter Peak Savings (kW) | Achievable Economic RVT Potential | 0 | 0 | 0 | 0 | 0 | 0 | 0 | 0 | 0 | 0 | 0 | 0 | 0 | 0 | 0 | 0 | 0 | 0 | 0 | 0 | 0 | 0 | 0 | 0 | 0 | 0 | 0
F4_Commercial_WA - Miscellaneous_New_Water Heating_Natural Gas_Water Heater - Temperature Setback_A_Achievable Economic RVT Potential | F4 | Commercial | WA - Miscellaneous | New | Water Heating | Natural Gas | Water Heater - Temperature Setback | A | Incremental Energy Savings (MWh or mTherms) | Achievable Economic RVT Potential | 0 | 0 | 0 | 0 | 0 | 0 | 0 | 0 | 0 | 0 | 0 | 0 | 0 | 0 | 0 | 0 | 0 | 0 | 0 | 0 | 0 | 0 | 0 | 0 | 0 | 0 | 0
F5_Commercial_WA - Miscellaneous_New_Water Heating_Natural Gas_Water Heater - Temperature Setback_A_Achievable Economic RVT Potential | F5 | Commercial | WA - Miscellaneous | New | Water Heating | Natural Gas | Water Heater - Temperature Setback | A | Incremental Summer Peak Savings (MW) | Achievable Economic RVT Potential | 0 | 0 | 0 | 0 | 0 | 0 | 0 | 0 | 0 | 0 | 0 | 0 | 0 | 0 | 0 | 0 | 0 | 0 | 0 | 0 | 0 | 0 | 0 | 0 | 0 | 0 | 0
F6_Commercial_WA - Miscellaneous_New_Water Heating_Natural Gas_Water Heater - Temperature Setback_A_Achievable Economic RVT Potential | F6 | Commercial | WA - Miscellaneous | New | Water Heating | Natural Gas | Water Heater - Temperature Setback | A | Incremental Winter Peak Savings (MW) | Achievable Economic RVT Potential | 0 | 0 | 0 | 0 | 0 | 0 | 0 | 0 | 0 | 0 | 0 | 0 | 0 | 0 | 0 | 0 | 0 | 0 | 0 | 0 | 0 | 0 | 0 | 0 | 0 | 0 | 0
F7_Commercial_WA - Miscellaneous_New_Water Heating_Natural Gas_Water Heater - Temperature Setback_A_Achievable Economic RVT Potential | F7 | Commercial | WA - Miscellaneous | New | Water Heating | Natural Gas | Water Heater - Temperature Setback | A | Cumulative Energy Savings (MWh or mTherms) | Achievable Economic RVT Potential | 0 | 0 | 0 | 0 | 0 | 0 | 0 | 0 | 0 | 0 | 0 | 0 | 0 | 0 | 0 | 0 | 0 | 0 | 0 | 0 | 0 | 0 | 0 | 0 | 0 | 0 | 0
F8_Commercial_WA - Miscellaneous_New_Water Heating_Natural Gas_Water Heater - Temperature Setback_A_Achievable Economic RVT Potential | F8 | Commercial | WA - Miscellaneous | New | Water Heating | Natural Gas | Water Heater - Temperature Setback | A | Cumulative Summer Peak Savings (MW) | Achievable Economic RVT Potential | 0 | 0 | 0 | 0 | 0 | 0 | 0 | 0 | 0 | 0 | 0 | 0 | 0 | 0 | 0 | 0 | 0 | 0 | 0 | 0 | 0 | 0 | 0 | 0 | 0 | 0 | 0
F9_Commercial_WA - Miscellaneous_New_Water Heating_Natural Gas_Water Heater - Temperature Setback_A_Achievable Economic RVT Potential | F9 | Commercial | WA - Miscellaneous | New | Water Heating | Natural Gas | Water Heater - Temperature Setback | A | Cumulative Winter Peak Savings (MW) | Achievable Economic RVT Potential | 0 | 0 | 0 | 0 | 0 | 0 | 0 | 0 | 0 | 0 | 0 | 0 | 0 | 0 | 0 | 0 | 0 | 0 | 0 | 0 | 0 | 0 | 0 | 0 | 0 | 0 | 0
F10_Commercial_WA - Miscellaneous_New_Water Heating_Natural Gas_Water Heater - Temperature Setback_A_Achievable Economic RVT Potential | F10 | Commercial | WA - Miscellaneous | New | Water Heating | Natural Gas | Water Heater - Temperature Setback | A | Purchases (Incremental) | Achievable Economic RVT Potential | 0 | 0 | 0 | 0 | 0 | 0 | 0 | 0 | 0 | 0 | 0 | 0 | 0 | 0 | 0 | 0 | 0 | 0 | 0 | 0 | 0 | 0 | 0 | 0 | 0 | 0 | 0
F11_Commercial_WA - Miscellaneous_New_Water Heating_Natural Gas_Water Heater - Temperature Setback_A_Achievable Economic RVT Potential | F11 | Commercial | WA - Miscellaneous | New | Water Heating | Natural Gas | Water Heater - Temperature Setback | A | Purchases (Cumulative) | Achievable Economic RVT Potential | 0 | 0 | 0 | 0 | 0 | 0 | 0 | 0 | 0 | 0 | 0 | 0 | 0 | 0 | 0 | 0 | 0 | 0 | 0 | 0 | 0 | 0 | 0 | 0 | 0 | 0 | 0
F1_Commercial_WA - Miscellaneous_New_Water Heating_Natural Gas_Water Heater - Faucet Aerators_A_Achievable Economic RVT Potential | F1 | Commercial | WA - Miscellaneous | New | Water Heating | Natural Gas | Water Heater - Faucet Aerators | A | Integrated Unit Energy Savings (kWh or therms) | Achievable Economic RVT Potential | 0 | 0 | 0 | 0 | 0 | 0 | 0 | 0 | 0 | 0 | 0 | 0 | 0 | 0 | 0 | 0 | 0 | 0 | 0 | 0 | 0 | 0 | 0 | 0 | 0 | 0 | 0
F2_Commercial_WA - Miscellaneous_New_Water Heating_Natural Gas_Water Heater - Faucet Aerators_A_Achievable Economic RVT Potential | F2 | Commercial | WA - Miscellaneous | New | Water Heating | Natural Gas | Water Heater - Faucet Aerators | A | Integrated Unit Summer Peak Savings (kW) | Achievable Economic RVT Potential | 0 | 0 | 0 | 0 | 0 | 0 | 0 | 0 | 0 | 0 | 0 | 0 | 0 | 0 | 0 | 0 | 0 | 0 | 0 | 0 | 0 | 0 | 0 | 0 | 0 | 0 | 0
F3_Commercial_WA - Miscellaneous_New_Water Heating_Natural Gas_Water Heater - Faucet Aerators_A_Achievable Economic RVT Potential | F3 | Commercial | WA - Miscellaneous | New | Water Heating | Natural Gas | Water Heater - Faucet Aerators | A | Integrated Unit Winter Peak Savings (kW) | Achievable Economic RVT Potential | 0 | 0 | 0 | 0 | 0 | 0 | 0 | 0 | 0 | 0 | 0 | 0 | 0 | 0 | 0 | 0 | 0 | 0 | 0 | 0 | 0 | 0 | 0 | 0 | 0 | 0 | 0
F4_Commercial_WA - Miscellaneous_New_Water Heating_Natural Gas_Water Heater - Faucet Aerators_A_Achievable Economic RVT Potential | F4 | Commercial | WA - Miscellaneous | New | Water Heating | Natural Gas | Water Heater - Faucet Aerators | A | Incremental Energy Savings (MWh or mTherms) | Achievable Economic RVT Potential | 0 | 0 | 0 | 0 | 0 | 0 | 0 | 0 | 0 | 0 | 0 | 0 | 0 | 0 | 0 | 0 | 0 | 0 | 0 | 0 | 0 | 0 | 0 | 0 | 0 | 0 | 0
F5_Commercial_WA - Miscellaneous_New_Water Heating_Natural Gas_Water Heater - Faucet Aerators_A_Achievable Economic RVT Potential | F5 | Commercial | WA - Miscellaneous | New | Water Heating | Natural Gas | Water Heater - Faucet Aerators | A | Incremental Summer Peak Savings (MW) | Achievable Economic RVT Potential | 0 | 0 | 0 | 0 | 0 | 0 | 0 | 0 | 0 | 0 | 0 | 0 | 0 | 0 | 0 | 0 | 0 | 0 | 0 | 0 | 0 | 0 | 0 | 0 | 0 | 0 | 0
F6_Commercial_WA - Miscellaneous_New_Water Heating_Natural Gas_Water Heater - Faucet Aerators_A_Achievable Economic RVT Potential | F6 | Commercial | WA - Miscellaneous | New | Water Heating | Natural Gas | Water Heater - Faucet Aerators | A | Incremental Winter Peak Savings (MW) | Achievable Economic RVT Potential | 0 | 0 | 0 | 0 | 0 | 0 | 0 | 0 | 0 | 0 | 0 | 0 | 0 | 0 | 0 | 0 | 0 | 0 | 0 | 0 | 0 | 0 | 0 | 0 | 0 | 0 | 0
F7_Commercial_WA - Miscellaneous_New_Water Heating_Natural Gas_Water Heater - Faucet Aerators_A_Achievable Economic RVT Potential | F7 | Commercial | WA - Miscellaneous | New | Water Heating | Natural Gas | Water Heater - Faucet Aerators | A | Cumulative Energy Savings (MWh or mTherms) | Achievable Economic RVT Potential | 0 | 0 | 0 | 0 | 0 | 0 | 0 | 0 | 0 | 0 | 0 | 0 | 0 | 0 | 0 | 0 | 0 | 0 | 0 | 0 | 0 | 0 | 0 | 0 | 0 | 0 | 0
F8_Commercial_WA - Miscellaneous_New_Water Heating_Natural Gas_Water Heater - Faucet Aerators_A_Achievable Economic RVT Potential | F8 | Commercial | WA - Miscellaneous | New | Water Heating | Natural Gas | Water Heater - Faucet Aerators | A | Cumulative Summer Peak Savings (MW) | Achievable Economic RVT Potential | 0 | 0 | 0 | 0 | 0 | 0 | 0 | 0 | 0 | 0 | 0 | 0 | 0 | 0 | 0 | 0 | 0 | 0 | 0 | 0 | 0 | 0 | 0 | 0 | 0 | 0 | 0
F9_Commercial_WA - Miscellaneous_New_Water Heating_Natural Gas_Water Heater - Faucet Aerators_A_Achievable Economic RVT Potential | F9 | Commercial | WA - Miscellaneous | New | Water Heating | Natural Gas | Water Heater - Faucet Aerators | A | Cumulative Winter Peak Savings (MW) | Achievable Economic RVT Potential | 0 | 0 | 0 | 0 | 0 | 0 | 0 | 0 | 0 | 0 | 0 | 0 | 0 | 0 | 0 | 0 | 0 | 0 | 0 | 0 | 0 | 0 | 0 | 0 | 0 | 0 | 0
F10_Commercial_WA - Miscellaneous_New_Water Heating_Natural Gas_Water Heater - Faucet Aerators_A_Achievable Economic RVT Potential | F10 | Commercial | WA - Miscellaneous | New | Water Heating | Natural Gas | Water Heater - Faucet Aerators | A | Purchases (Incremental) | Achievable Economic RVT Potential | 0 | 0 | 0 | 0 | 0 | 0 | 0 | 0 | 0 | 0 | 0 | 0 | 0 | 0 | 0 | 0 | 0 | 0 | 0 | 0 | 0 | 0 | 0 | 0 | 0 | 0 | 0
F11_Commercial_WA - Miscellaneous_New_Water Heating_Natural Gas_Water Heater - Faucet Aerators_A_Achievable Economic RVT Potential | F11 | Commercial | WA - Miscellaneous | New | Water Heating | Natural Gas | Water Heater - Faucet Aerators | A | Purchases (Cumulative) | Achievable Economic RVT Potential | 0 | 0 | 0 | 0 | 0 | 0 | 0 | 0 | 0 | 0 | 0 | 0 | 0 | 0 | 0 | 0 | 0 | 0 | 0 | 0 | 0 | 0 | 0 | 0 | 0 | 0 | 0
F1_Commercial_WA - Miscellaneous_New_Water Heating_Natural Gas_Water Heater - Low-Flow Showerheads_A_Achievable Economic RVT Potential | F1 | Commercial | WA - Miscellaneous | New | Water Heating | Natural Gas | Water Heater - Low-Flow Showerheads | A | Integrated Unit Energy Savings (kWh or therms) | Achievable Economic RVT Potential | 0 | 0 | 0 | 0 | 0 | 0 | 0 | 0 | 0 | 0 | 0 | 0 | 0 | 0 | 0 | 0 | 0 | 0 | 0 | 0 | 0 | 0 | 0 | 0 | 0 | 0 | 0
F2_Commercial_WA - Miscellaneous_New_Water Heating_Natural Gas_Water Heater - Low-Flow Showerheads_A_Achievable Economic RVT Potential | F2 | Commercial | WA - Miscellaneous | New | Water Heating | Natural Gas | Water Heater - Low-Flow Showerheads | A | Integrated Unit Summer Peak Savings (kW) | Achievable Economic RVT Potential | 0 | 0 | 0 | 0 | 0 | 0 | 0 | 0 | 0 | 0 | 0 | 0 | 0 | 0 | 0 | 0 | 0 | 0 | 0 | 0 | 0 | 0 | 0 | 0 | 0 | 0 | 0
F3_Commercial_WA - Miscellaneous_New_Water Heating_Natural Gas_Water Heater - Low-Flow Showerheads_A_Achievable Economic RVT Potential | F3 | Commercial | WA - Miscellaneous | New | Water Heating | Natural Gas | Water Heater - Low-Flow Showerheads | A | Integrated Unit Winter Peak Savings (kW) | Achievable Economic RVT Potential | 0 | 0 | 0 | 0 | 0 | 0 | 0 | 0 | 0 | 0 | 0 | 0 | 0 | 0 | 0 | 0 | 0 | 0 | 0 | 0 | 0 | 0 | 0 | 0 | 0 | 0 | 0
F4_Commercial_WA - Miscellaneous_New_Water Heating_Natural Gas_Water Heater - Low-Flow Showerheads_A_Achievable Economic RVT Potential | F4 | Commercial | WA - Miscellaneous | New | Water Heating | Natural Gas | Water Heater - Low-Flow Showerheads | A | Incremental Energy Savings (MWh or mTherms) | Achievable Economic RVT Potential | 0 | 0 | 0 | 0 | 0 | 0 | 0 | 0 | 0 | 0 | 0 | 0 | 0 | 0 | 0 | 0 | 0 | 0 | 0 | 0 | 0 | 0 | 0 | 0 | 0 | 0 | 0
F5_Commercial_WA - Miscellaneous_New_Water Heating_Natural Gas_Water Heater - Low-Flow Showerheads_A_Achievable Economic RVT Potential | F5 | Commercial | WA - Miscellaneous | New | Water Heating | Natural Gas | Water Heater - Low-Flow Showerheads | A | Incremental Summer Peak Savings (MW) | Achievable Economic RVT Potential | 0 | 0 | 0 | 0 | 0 | 0 | 0 | 0 | 0 | 0 | 0 | 0 | 0 | 0 | 0 | 0 | 0 | 0 | 0 | 0 | 0 | 0 | 0 | 0 | 0 | 0 | 0
F6_Commercial_WA - Miscellaneous_New_Water Heating_Natural Gas_Water Heater - Low-Flow Showerheads_A_Achievable Economic RVT Potential | F6 | Commercial | WA - Miscellaneous | New | Water Heating | Natural Gas | Water Heater - Low-Flow Showerheads | A | Incremental Winter Peak Savings (MW) | Achievable Economic RVT Potential | 0 | 0 | 0 | 0 | 0 | 0 | 0 | 0 | 0 | 0 | 0 | 0 | 0 | 0 | 0 | 0 | 0 | 0 | 0 | 0 | 0 | 0 | 0 | 0 | 0 | 0 | 0
F7_Commercial_WA - Miscellaneous_New_Water Heating_Natural Gas_Water Heater - Low-Flow Showerheads_A_Achievable Economic RVT Potential | F7 | Commercial | WA - Miscellaneous | New | Water Heating | Natural Gas | Water Heater - Low-Flow Showerheads | A | Cumulative Energy Savings (MWh or mTherms) | Achievable Economic RVT Potential | 0 | 0 | 0 | 0 | 0 | 0 | 0 | 0 | 0 | 0 | 0 | 0 | 0 | 0 | 0 | 0 | 0 | 0 | 0 | 0 | 0 | 0 | 0 | 0 | 0 | 0 | 0
F8_Commercial_WA - Miscellaneous_New_Water Heating_Natural Gas_Water Heater - Low-Flow Showerheads_A_Achievable Economic RVT Potential | F8 | Commercial | WA - Miscellaneous | New | Water Heating | Natural Gas | Water Heater - Low-Flow Showerheads | A | Cumulative Summer Peak Savings (MW) | Achievable Economic RVT Potential | 0 | 0 | 0 | 0 | 0 | 0 | 0 | 0 | 0 | 0 | 0 | 0 | 0 | 0 | 0 | 0 | 0 | 0 | 0 | 0 | 0 | 0 | 0 | 0 | 0 | 0 | 0
F9_Commercial_WA - Miscellaneous_New_Water Heating_Natural Gas_Water Heater - Low-Flow Showerheads_A_Achievable Economic RVT Potential | F9 | Commercial | WA - Miscellaneous | New | Water Heating | Natural Gas | Water Heater - Low-Flow Showerheads | A | Cumulative Winter Peak Savings (MW) | Achievable Economic RVT Potential | 0 | 0 | 0 | 0 | 0 | 0 | 0 | 0 | 0 | 0 | 0 | 0 | 0 | 0 | 0 | 0 | 0 | 0 | 0 | 0 | 0 | 0 | 0 | 0 | 0 | 0 | 0
F10_Commercial_WA - Miscellaneous_New_Water Heating_Natural Gas_Water Heater - Low-Flow Showerheads_A_Achievable Economic RVT Potential | F10 | Commercial | WA - Miscellaneous | New | Water Heating | Natural Gas | Water Heater - Low-Flow Showerheads | A | Purchases (Incremental) | Achievable Economic RVT Potential | 0 | 0 | 0 | 0 | 0 | 0 | 0 | 0 | 0 | 0 | 0 | 0 | 0 | 0 | 0 | 0 | 0 | 0 | 0 | 0 | 0 | 0 | 0 | 0 | 0 | 0 | 0
F11_Commercial_WA - Miscellaneous_New_Water Heating_Natural Gas_Water Heater - Low-Flow Showerheads_A_Achievable Economic RVT Potential | F11 | Commercial | WA - Miscellaneous | New | Water Heating | Natural Gas | Water Heater - Low-Flow Showerheads | A | Purchases (Cumulative) | Achievable Economic RVT Potential | 0 | 0 | 0 | 0 | 0 | 0 | 0 | 0 | 0 | 0 | 0 | 0 | 0 | 0 | 0 | 0 | 0 | 0 | 0 | 0 | 0 | 0 | 0 | 0 | 0 | 0 | 0
F1_Commercial_WA - Miscellaneous_New_Water Heating_Natural Gas_Water Heater - Tank Blanket/Insulation_A_Achievable Economic RVT Potential | F1 | Commercial | WA - Miscellaneous | New | Water Heating | Natural Gas | Water Heater - Tank Blanket/Insulation | A | Integrated Unit Energy Savings (kWh or therms) | Achievable Economic RVT Potential | 0 | 0 | 0 | 0 | 0 | 0 | 0 | 0 | 0 | 0 | 0 | 0 | 0 | 0 | 0 | 0 | 0 | 0 | 0 | 0 | 0 | 0 | 0 | 0 | 0 | 0 | 0
F2_Commercial_WA - Miscellaneous_New_Water Heating_Natural Gas_Water Heater - Tank Blanket/Insulation_A_Achievable Economic RVT Potential | F2 | Commercial | WA - Miscellaneous | New | Water Heating | Natural Gas | Water Heater - Tank Blanket/Insulation | A | Integrated Unit Summer Peak Savings (kW) | Achievable Economic RVT Potential | 0 | 0 | 0 | 0 | 0 | 0 | 0 | 0 | 0 | 0 | 0 | 0 | 0 | 0 | 0 | 0 | 0 | 0 | 0 | 0 | 0 | 0 | 0 | 0 | 0 | 0 | 0
F3_Commercial_WA - Miscellaneous_New_Water Heating_Natural Gas_Water Heater - Tank Blanket/Insulation_A_Achievable Economic RVT Potential | F3 | Commercial | WA - Miscellaneous | New | Water Heating | Natural Gas | Water Heater - Tank Blanket/Insulation | A | Integrated Unit Winter Peak Savings (kW) | Achievable Economic RVT Potential | 0 | 0 | 0 | 0 | 0 | 0 | 0 | 0 | 0 | 0 | 0 | 0 | 0 | 0 | 0 | 0 | 0 | 0 | 0 | 0 | 0 | 0 | 0 | 0 | 0 | 0 | 0
F4_Commercial_WA - Miscellaneous_New_Water Heating_Natural Gas_Water Heater - Tank Blanket/Insulation_A_Achievable Economic RVT Potential | F4 | Commercial | WA - Miscellaneous | New | Water Heating | Natural Gas | Water Heater - Tank Blanket/Insulation | A | Incremental Energy Savings (MWh or mTherms) | Achievable Economic RVT Potential | 0 | 0 | 0 | 0 | 0 | 0 | 0 | 0 | 0 | 0 | 0 | 0 | 0 | 0 | 0 | 0 | 0 | 0 | 0 | 0 | 0 | 0 | 0 | 0 | 0 | 0 | 0
F5_Commercial_WA - Miscellaneous_New_Water Heating_Natural Gas_Water Heater - Tank Blanket/Insulation_A_Achievable Economic RVT Potential | F5 | Commercial | WA - Miscellaneous | New | Water Heating | Natural Gas | Water Heater - Tank Blanket/Insulation | A | Incremental Summer Peak Savings (MW) | Achievable Economic RVT Potential | 0 | 0 | 0 | 0 | 0 | 0 | 0 | 0 | 0 | 0 | 0 | 0 | 0 | 0 | 0 | 0 | 0 | 0 | 0 | 0 | 0 | 0 | 0 | 0 | 0 | 0 | 0
F6_Commercial_WA - Miscellaneous_New_Water Heating_Natural Gas_Water Heater - Tank Blanket/Insulation_A_Achievable Economic RVT Potential | F6 | Commercial | WA - Miscellaneous | New | Water Heating | Natural Gas | Water Heater - Tank Blanket/Insulation | A | Incremental Winter Peak Savings (MW) | Achievable Economic RVT Potential | 0 | 0 | 0 | 0 | 0 | 0 | 0 | 0 | 0 | 0 | 0 | 0 | 0 | 0 | 0 | 0 | 0 | 0 | 0 | 0 | 0 | 0 | 0 | 0 | 0 | 0 | 0
F7_Commercial_WA - Miscellaneous_New_Water Heating_Natural Gas_Water Heater - Tank Blanket/Insulation_A_Achievable Economic RVT Potential | F7 | Commercial | WA - Miscellaneous | New | Water Heating | Natural Gas | Water Heater - Tank Blanket/Insulation | A | Cumulative Energy Savings (MWh or mTherms) | Achievable Economic RVT Potential | 0 | 0 | 0 | 0 | 0 | 0 | 0 | 0 | 0 | 0 | 0 | 0 | 0 | 0 | 0 | 0 | 0 | 0 | 0 | 0 | 0 | 0 | 0 | 0 | 0 | 0 | 0
F8_Commercial_WA - Miscellaneous_New_Water Heating_Natural Gas_Water Heater - Tank Blanket/Insulation_A_Achievable Economic RVT Potential | F8 | Commercial | WA - Miscellaneous | New | Water Heating | Natural Gas | Water Heater - Tank Blanket/Insulation | A | Cumulative Summer Peak Savings (MW) | Achievable Economic RVT Potential | 0 | 0 | 0 | 0 | 0 | 0 | 0 | 0 | 0 | 0 | 0 | 0 | 0 | 0 | 0 | 0 | 0 | 0 | 0 | 0 | 0 | 0 | 0 | 0 | 0 | 0 | 0
F9_Commercial_WA - Miscellaneous_New_Water Heating_Natural Gas_Water Heater - Tank Blanket/Insulation_A_Achievable Economic RVT Potential | F9 | Commercial | WA - Miscellaneous | New | Water Heating | Natural Gas | Water Heater - Tank Blanket/Insulation | A | Cumulative Winter Peak Savings (MW) | Achievable Economic RVT Potential | 0 | 0 | 0 | 0 | 0 | 0 | 0 | 0 | 0 | 0 | 0 | 0 | 0 | 0 | 0 | 0 | 0 | 0 | 0 | 0 | 0 | 0 | 0 | 0 | 0 | 0 | 0
F10_Commercial_WA - Miscellaneous_New_Water Heating_Natural Gas_Water Heater - Tank Blanket/Insulation_A_Achievable Economic RVT Potential | F10 | Commercial | WA - Miscellaneous | New | Water Heating | Natural Gas | Water Heater - Tank Blanket/Insulation | A | Purchases (Incremental) | Achievable Economic RVT Potential | 0 | 0 | 0 | 0 | 0 | 0 | 0 | 0 | 0 | 0 | 0 | 0 | 0 | 0 | 0 | 0 | 0 | 0 | 0 | 0 | 0 | 0 | 0 | 0 | 0 | 0 | 0
F11_Commercial_WA - Miscellaneous_New_Water Heating_Natural Gas_Water Heater - Tank Blanket/Insulation_A_Achievable Economic RVT Potential | F11 | Commercial | WA - Miscellaneous | New | Water Heating | Natural Gas | Water Heater - Tank Blanket/Insulation | A | Purchases (Cumulative) | Achievable Economic RVT Potential | 0 | 0 | 0 | 0 | 0 | 0 | 0 | 0 | 0 | 0 | 0 | 0 | 0 | 0 | 0 | 0 | 0 | 0 | 0 | 0 | 0 | 0 | 0 | 0 | 0 | 0 | 0
F1_Commercial_WA - Miscellaneous_New_Water Heating_Natural Gas_Water Heater - Drainwater Heat Recovery_A_Achievable Economic RVT Potential | F1 | Commercial | WA - Miscellaneous | New | Water Heating | Natural Gas | Water Heater - Drainwater Heat Recovery | A | Integrated Unit Energy Savings (kWh or therms) | Achievable Economic RVT Potential | 0 | 0 | 0 | 0 | 0 | 0 | 0 | 0 | 0 | 0 | 0 | 0 | 0 | 0 | 0 | 0 | 0 | 0 | 0 | 0 | 0 | 0 | 0 | 0 | 0 | 0 | 0
F2_Commercial_WA - Miscellaneous_New_Water Heating_Natural Gas_Water Heater - Drainwater Heat Recovery_A_Achievable Economic RVT Potential | F2 | Commercial | WA - Miscellaneous | New | Water Heating | Natural Gas | Water Heater - Drainwater Heat Recovery | A | Integrated Unit Summer Peak Savings (kW) | Achievable Economic RVT Potential | 0 | 0 | 0 | 0 | 0 | 0 | 0 | 0 | 0 | 0 | 0 | 0 | 0 | 0 | 0 | 0 | 0 | 0 | 0 | 0 | 0 | 0 | 0 | 0 | 0 | 0 | 0
F3_Commercial_WA - Miscellaneous_New_Water Heating_Natural Gas_Water Heater - Drainwater Heat Recovery_A_Achievable Economic RVT Potential | F3 | Commercial | WA - Miscellaneous | New | Water Heating | Natural Gas | Water Heater - Drainwater Heat Recovery | A | Integrated Unit Winter Peak Savings (kW) | Achievable Economic RVT Potential | 0 | 0 | 0 | 0 | 0 | 0 | 0 | 0 | 0 | 0 | 0 | 0 | 0 | 0 | 0 | 0 | 0 | 0 | 0 | 0 | 0 | 0 | 0 | 0 | 0 | 0 | 0
F4_Commercial_WA - Miscellaneous_New_Water Heating_Natural Gas_Water Heater - Drainwater Heat Recovery_A_Achievable Economic RVT Potential | F4 | Commercial | WA - Miscellaneous | New | Water Heating | Natural Gas | Water Heater - Drainwater Heat Recovery | A | Incremental Energy Savings (MWh or mTherms) | Achievable Economic RVT Potential | 0 | 0 | 0 | 0 | 0 | 0 | 0 | 0 | 0 | 0 | 0 | 0 | 0 | 0 | 0 | 0 | 0 | 0 | 0 | 0 | 0 | 0 | 0 | 0 | 0 | 0 | 0
F5_Commercial_WA - Miscellaneous_New_Water Heating_Natural Gas_Water Heater - Drainwater Heat Recovery_A_Achievable Economic RVT Potential | F5 | Commercial | WA - Miscellaneous | New | Water Heating | Natural Gas | Water Heater - Drainwater Heat Recovery | A | Incremental Summer Peak Savings (MW) | Achievable Economic RVT Potential | 0 | 0 | 0 | 0 | 0 | 0 | 0 | 0 | 0 | 0 | 0 | 0 | 0 | 0 | 0 | 0 | 0 | 0 | 0 | 0 | 0 | 0 | 0 | 0 | 0 | 0 | 0
F6_Commercial_WA - Miscellaneous_New_Water Heating_Natural Gas_Water Heater - Drainwater Heat Recovery_A_Achievable Economic RVT Potential | F6 | Commercial | WA - Miscellaneous | New | Water Heating | Natural Gas | Water Heater - Drainwater Heat Recovery | A | Incremental Winter Peak Savings (MW) | Achievable Economic RVT Potential | 0 | 0 | 0 | 0 | 0 | 0 | 0 | 0 | 0 | 0 | 0 | 0 | 0 | 0 | 0 | 0 | 0 | 0 | 0 | 0 | 0 | 0 | 0 | 0 | 0 | 0 | 0
F7_Commercial_WA - Miscellaneous_New_Water Heating_Natural Gas_Water Heater - Drainwater Heat Recovery_A_Achievable Economic RVT Potential | F7 | Commercial | WA - Miscellaneous | New | Water Heating | Natural Gas | Water Heater - Drainwater Heat Recovery | A | Cumulative Energy Savings (MWh or mTherms) | Achievable Economic RVT Potential | 0 | 0 | 0 | 0 | 0 | 0 | 0 | 0 | 0 | 0 | 0 | 0 | 0 | 0 | 0 | 0 | 0 | 0 | 0 | 0 | 0 | 0 | 0 | 0 | 0 | 0 | 0
F8_Commercial_WA - Miscellaneous_New_Water Heating_Natural Gas_Water Heater - Drainwater Heat Recovery_A_Achievable Economic RVT Potential | F8 | Commercial | WA - Miscellaneous | New | Water Heating | Natural Gas | Water Heater - Drainwater Heat Recovery | A | Cumulative Summer Peak Savings (MW) | Achievable Economic RVT Potential | 0 | 0 | 0 | 0 | 0 | 0 | 0 | 0 | 0 | 0 | 0 | 0 | 0 | 0 | 0 | 0 | 0 | 0 | 0 | 0 | 0 | 0 | 0 | 0 | 0 | 0 | 0
F9_Commercial_WA - Miscellaneous_New_Water Heating_Natural Gas_Water Heater - Drainwater Heat Recovery_A_Achievable Economic RVT Potential | F9 | Commercial | WA - Miscellaneous | New | Water Heating | Natural Gas | Water Heater - Drainwater Heat Recovery | A | Cumulative Winter Peak Savings (MW) | Achievable Economic RVT Potential | 0 | 0 | 0 | 0 | 0 | 0 | 0 | 0 | 0 | 0 | 0 | 0 | 0 | 0 | 0 | 0 | 0 | 0 | 0 | 0 | 0 | 0 | 0 | 0 | 0 | 0 | 0
F10_Commercial_WA - Miscellaneous_New_Water Heating_Natural Gas_Water Heater - Drainwater Heat Recovery_A_Achievable Economic RVT Potential | F10 | Commercial | WA - Miscellaneous | New | Water Heating | Natural Gas | Water Heater - Drainwater Heat Recovery | A | Purchases (Incremental) | Achievable Economic RVT Potential | 0 | 0 | 0 | 0 | 0 | 0 | 0 | 0 | 0 | 0 | 0 | 0 | 0 | 0 | 0 | 0 | 0 | 0 | 0 | 0 | 0 | 0 | 0 | 0 | 0 | 0 | 0
F11_Commercial_WA - Miscellaneous_New_Water Heating_Natural Gas_Water Heater - Drainwater Heat Recovery_A_Achievable Economic RVT Potential | F11 | Commercial | WA - Miscellaneous | New | Water Heating | Natural Gas | Water Heater - Drainwater Heat Recovery | A | Purchases (Cumulative) | Achievable Economic RVT Potential | 0 | 0 | 0 | 0 | 0 | 0 | 0 | 0 | 0 | 0 | 0 | 0 | 0 | 0 | 0 | 0 | 0 | 0 | 0 | 0 | 0 | 0 | 0 | 0 | 0 | 0 | 0
F1_Commercial_WA - Miscellaneous_New_Water Heating_Natural Gas_Water Heater - Circulation Pump Controls_A_Achievable Economic RVT Potential | F1 | Commercial | WA - Miscellaneous | New | Water Heating | Natural Gas | Water Heater - Circulation Pump Controls | A | Integrated Unit Energy Savings (kWh or therms) | Achievable Economic RVT Potential | 0 | 0 | 0 | 0 | 0 | 0 | 0 | 0 | 0 | 0 | 0 | 0 | 0 | 0 | 0 | 0 | 0 | 0 | 0 | 0 | 0 | 0 | 0 | 0 | 0 | 0 | 0
F2_Commercial_WA - Miscellaneous_New_Water Heating_Natural Gas_Water Heater - Circulation Pump Controls_A_Achievable Economic RVT Potential | F2 | Commercial | WA - Miscellaneous | New | Water Heating | Natural Gas | Water Heater - Circulation Pump Controls | A | Integrated Unit Summer Peak Savings (kW) | Achievable Economic RVT Potential | 0 | 0 | 0 | 0 | 0 | 0 | 0 | 0 | 0 | 0 | 0 | 0 | 0 | 0 | 0 | 0 | 0 | 0 | 0 | 0 | 0 | 0 | 0 | 0 | 0 | 0 | 0
F3_Commercial_WA - Miscellaneous_New_Water Heating_Natural Gas_Water Heater - Circulation Pump Controls_A_Achievable Economic RVT Potential | F3 | Commercial | WA - Miscellaneous | New | Water Heating | Natural Gas | Water Heater - Circulation Pump Controls | A | Integrated Unit Winter Peak Savings (kW) | Achievable Economic RVT Potential | 0 | 0 | 0 | 0 | 0 | 0 | 0 | 0 | 0 | 0 | 0 | 0 | 0 | 0 | 0 | 0 | 0 | 0 | 0 | 0 | 0 | 0 | 0 | 0 | 0 | 0 | 0
F4_Commercial_WA - Miscellaneous_New_Water Heating_Natural Gas_Water Heater - Circulation Pump Controls_A_Achievable Economic RVT Potential | F4 | Commercial | WA - Miscellaneous | New | Water Heating | Natural Gas | Water Heater - Circulation Pump Controls | A | Incremental Energy Savings (MWh or mTherms) | Achievable Economic RVT Potential | 0 | 0 | 0 | 0 | 0 | 0 | 0 | 0 | 0 | 0 | 0 | 0 | 0 | 0 | 0 | 0 | 0 | 0 | 0 | 0 | 0 | 0 | 0 | 0 | 0 | 0 | 0
F5_Commercial_WA - Miscellaneous_New_Water Heating_Natural Gas_Water Heater - Circulation Pump Controls_A_Achievable Economic RVT Potential | F5 | Commercial | WA - Miscellaneous | New | Water Heating | Natural Gas | Water Heater - Circulation Pump Controls | A | Incremental Summer Peak Savings (MW) | Achievable Economic RVT Potential | 0 | 0 | 0 | 0 | 0 | 0 | 0 | 0 | 0 | 0 | 0 | 0 | 0 | 0 | 0 | 0 | 0 | 0 | 0 | 0 | 0 | 0 | 0 | 0 | 0 | 0 | 0
F6_Commercial_WA - Miscellaneous_New_Water Heating_Natural Gas_Water Heater - Circulation Pump Controls_A_Achievable Economic RVT Potential | F6 | Commercial | WA - Miscellaneous | New | Water Heating | Natural Gas | Water Heater - Circulation Pump Controls | A | Incremental Winter Peak Savings (MW) | Achievable Economic RVT Potential | 0 | 0 | 0 | 0 | 0 | 0 | 0 | 0 | 0 | 0 | 0 | 0 | 0 | 0 | 0 | 0 | 0 | 0 | 0 | 0 | 0 | 0 | 0 | 0 | 0 | 0 | 0
F7_Commercial_WA - Miscellaneous_New_Water Heating_Natural Gas_Water Heater - Circulation Pump Controls_A_Achievable Economic RVT Potential | F7 | Commercial | WA - Miscellaneous | New | Water Heating | Natural Gas | Water Heater - Circulation Pump Controls | A | Cumulative Energy Savings (MWh or mTherms) | Achievable Economic RVT Potential | 0 | 0 | 0 | 0 | 0 | 0 | 0 | 0 | 0 | 0 | 0 | 0 | 0 | 0 | 0 | 0 | 0 | 0 | 0 | 0 | 0 | 0 | 0 | 0 | 0 | 0 | 0
F8_Commercial_WA - Miscellaneous_New_Water Heating_Natural Gas_Water Heater - Circulation Pump Controls_A_Achievable Economic RVT Potential | F8 | Commercial | WA - Miscellaneous | New | Water Heating | Natural Gas | Water Heater - Circulation Pump Controls | A | Cumulative Summer Peak Savings (MW) | Achievable Economic RVT Potential | 0 | 0 | 0 | 0 | 0 | 0 | 0 | 0 | 0 | 0 | 0 | 0 | 0 | 0 | 0 | 0 | 0 | 0 | 0 | 0 | 0 | 0 | 0 | 0 | 0 | 0 | 0
F9_Commercial_WA - Miscellaneous_New_Water Heating_Natural Gas_Water Heater - Circulation Pump Controls_A_Achievable Economic RVT Potential | F9 | Commercial | WA - Miscellaneous | New | Water Heating | Natural Gas | Water Heater - Circulation Pump Controls | A | Cumulative Winter Peak Savings (MW) | Achievable Economic RVT Potential | 0 | 0 | 0 | 0 | 0 | 0 | 0 | 0 | 0 | 0 | 0 | 0 | 0 | 0 | 0 | 0 | 0 | 0 | 0 | 0 | 0 | 0 | 0 | 0 | 0 | 0 | 0
F10_Commercial_WA - Miscellaneous_New_Water Heating_Natural Gas_Water Heater - Circulation Pump Controls_A_Achievable Economic RVT Potential | F10 | Commercial | WA - Miscellaneous | New | Water Heating | Natural Gas | Water Heater - Circulation Pump Controls | A | Purchases (Incremental) | Achievable Economic RVT Potential | 0 | 0 | 0 | 0 | 0 | 0 | 0 | 0 | 0 | 0 | 0 | 0 | 0 | 0 | 0 | 0 | 0 | 0 | 0 | 0 | 0 | 0 | 0 | 0 | 0 | 0 | 0
F11_Commercial_WA - Miscellaneous_New_Water Heating_Natural Gas_Water Heater - Circulation Pump Controls_A_Achievable Economic RVT Potential | F11 | Commercial | WA - Miscellaneous | New | Water Heating | Natural Gas | Water Heater - Circulation Pump Controls | A | Purchases (Cumulative) | Achievable Economic RVT Potential | 0 | 0 | 0 | 0 | 0 | 0 | 0 | 0 | 0 | 0 | 0 | 0 | 0 | 0 | 0 | 0 | 0 | 0 | 0 | 0 | 0 | 0 | 0 | 0 | 0 | 0 | 0
F1_Commercial_WA - Miscellaneous_New_Water Heating_Natural Gas_Water Heater - Pipe Insulation_A_Achievable Economic RVT Potential | F1 | Commercial | WA - Miscellaneous | New | Water Heating | Natural Gas | Water Heater - Pipe Insulation | A | Integrated Unit Energy Savings (kWh or therms) | Achievable Economic RVT Potential | 0 | 0 | 0 | 0 | 0 | 0 | 0 | 0 | 0 | 0 | 0 | 0 | 0 | 0 | 0 | 0 | 0 | 0 | 0 | 0 | 0 | 0 | 0 | 0 | 0 | 0 | 0
F2_Commercial_WA - Miscellaneous_New_Water Heating_Natural Gas_Water Heater - Pipe Insulation_A_Achievable Economic RVT Potential | F2 | Commercial | WA - Miscellaneous | New | Water Heating | Natural Gas | Water Heater - Pipe Insulation | A | Integrated Unit Summer Peak Savings (kW) | Achievable Economic RVT Potential | 0 | 0 | 0 | 0 | 0 | 0 | 0 | 0 | 0 | 0 | 0 | 0 | 0 | 0 | 0 | 0 | 0 | 0 | 0 | 0 | 0 | 0 | 0 | 0 | 0 | 0 | 0
F3_Commercial_WA - Miscellaneous_New_Water Heating_Natural Gas_Water Heater - Pipe Insulation_A_Achievable Economic RVT Potential | F3 | Commercial | WA - Miscellaneous | New | Water Heating | Natural Gas | Water Heater - Pipe Insulation | A | Integrated Unit Winter Peak Savings (kW) | Achievable Economic RVT Potential | 0 | 0 | 0 | 0 | 0 | 0 | 0 | 0 | 0 | 0 | 0 | 0 | 0 | 0 | 0 | 0 | 0 | 0 | 0 | 0 | 0 | 0 | 0 | 0 | 0 | 0 | 0
F4_Commercial_WA - Miscellaneous_New_Water Heating_Natural Gas_Water Heater - Pipe Insulation_A_Achievable Economic RVT Potential | F4 | Commercial | WA - Miscellaneous | New | Water Heating | Natural Gas | Water Heater - Pipe Insulation | A | Incremental Energy Savings (MWh or mTherms) | Achievable Economic RVT Potential | 0 | 0 | 0 | 0 | 0 | 0 | 0 | 0 | 0 | 0 | 0 | 0 | 0 | 0 | 0 | 0 | 0 | 0 | 0 | 0 | 0 | 0 | 0 | 0 | 0 | 0 | 0
F5_Commercial_WA - Miscellaneous_New_Water Heating_Natural Gas_Water Heater - Pipe Insulation_A_Achievable Economic RVT Potential | F5 | Commercial | WA - Miscellaneous | New | Water Heating | Natural Gas | Water Heater - Pipe Insulation | A | Incremental Summer Peak Savings (MW) | Achievable Economic RVT Potential | 0 | 0 | 0 | 0 | 0 | 0 | 0 | 0 | 0 | 0 | 0 | 0 | 0 | 0 | 0 | 0 | 0 | 0 | 0 | 0 | 0 | 0 | 0 | 0 | 0 | 0 | 0
F6_Commercial_WA - Miscellaneous_New_Water Heating_Natural Gas_Water Heater - Pipe Insulation_A_Achievable Economic RVT Potential | F6 | Commercial | WA - Miscellaneous | New | Water Heating | Natural Gas | Water Heater - Pipe Insulation | A | Incremental Winter Peak Savings (MW) | Achievable Economic RVT Potential | 0 | 0 | 0 | 0 | 0 | 0 | 0 | 0 | 0 | 0 | 0 | 0 | 0 | 0 | 0 | 0 | 0 | 0 | 0 | 0 | 0 | 0 | 0 | 0 | 0 | 0 | 0
F7_Commercial_WA - Miscellaneous_New_Water Heating_Natural Gas_Water Heater - Pipe Insulation_A_Achievable Economic RVT Potential | F7 | Commercial | WA - Miscellaneous | New | Water Heating | Natural Gas | Water Heater - Pipe Insulation | A | Cumulative Energy Savings (MWh or mTherms) | Achievable Economic RVT Potential | 0 | 0 | 0 | 0 | 0 | 0 | 0 | 0 | 0 | 0 | 0 | 0 | 0 | 0 | 0 | 0 | 0 | 0 | 0 | 0 | 0 | 0 | 0 | 0 | 0 | 0 | 0
F8_Commercial_WA - Miscellaneous_New_Water Heating_Natural Gas_Water Heater - Pipe Insulation_A_Achievable Economic RVT Potential | F8 | Commercial | WA - Miscellaneous | New | Water Heating | Natural Gas | Water Heater - Pipe Insulation | A | Cumulative Summer Peak Savings (MW) | Achievable Economic RVT Potential | 0 | 0 | 0 | 0 | 0 | 0 | 0 | 0 | 0 | 0 | 0 | 0 | 0 | 0 | 0 | 0 | 0 | 0 | 0 | 0 | 0 | 0 | 0 | 0 | 0 | 0 | 0
F9_Commercial_WA - Miscellaneous_New_Water Heating_Natural Gas_Water Heater - Pipe Insulation_A_Achievable Economic RVT Potential | F9 | Commercial | WA - Miscellaneous | New | Water Heating | Natural Gas | Water Heater - Pipe Insulation | A | Cumulative Winter Peak Savings (MW) | Achievable Economic RVT Potential | 0 | 0 | 0 | 0 | 0 | 0 | 0 | 0 | 0 | 0 | 0 | 0 | 0 | 0 | 0 | 0 | 0 | 0 | 0 | 0 | 0 | 0 | 0 | 0 | 0 | 0 | 0
F10_Commercial_WA - Miscellaneous_New_Water Heating_Natural Gas_Water Heater - Pipe Insulation_A_Achievable Economic RVT Potential | F10 | Commercial | WA - Miscellaneous | New | Water Heating | Natural Gas | Water Heater - Pipe Insulation | A | Purchases (Incremental) | Achievable Economic RVT Potential | 0 | 0 | 0 | 0 | 0 | 0 | 0 | 0 | 0 | 0 | 0 | 0 | 0 | 0 | 0 | 0 | 0 | 0 | 0 | 0 | 0 | 0 | 0 | 0 | 0 | 0 | 0
F11_Commercial_WA - Miscellaneous_New_Water Heating_Natural Gas_Water Heater - Pipe Insulation_A_Achievable Economic RVT Potential | F11 | Commercial | WA - Miscellaneous | New | Water Heating | Natural Gas | Water Heater - Pipe Insulation | A | Purchases (Cumulative) | Achievable Economic RVT Potential | 0 | 0 | 0 | 0 | 0 | 0 | 0 | 0 | 0 | 0 | 0 | 0 | 0 | 0 | 0 | 0 | 0 | 0 | 0 | 0 | 0 | 0 | 0 | 0 | 0 | 0 | 0
F1_Commercial_WA - Miscellaneous_New_Water Heating_Natural Gas_Water Heater - Motion Control Faucet_A_Achievable Economic RVT Potential | F1 | Commercial | WA - Miscellaneous | New | Water Heating | Natural Gas | Water Heater - Motion Control Faucet | A | Integrated Unit Energy Savings (kWh or therms) | Achievable Economic RVT Potential | 0 | 0 | 0 | 0 | 0 | 0 | 0 | 0 | 0 | 0 | 0 | 0 | 0 | 0 | 0 | 0 | 0 | 0 | 0 | 0 | 0 | 0 | 0 | 0 | 0 | 0 | 0
F2_Commercial_WA - Miscellaneous_New_Water Heating_Natural Gas_Water Heater - Motion Control Faucet_A_Achievable Economic RVT Potential | F2 | Commercial | WA - Miscellaneous | New | Water Heating | Natural Gas | Water Heater - Motion Control Faucet | A | Integrated Unit Summer Peak Savings (kW) | Achievable Economic RVT Potential | 0 | 0 | 0 | 0 | 0 | 0 | 0 | 0 | 0 | 0 | 0 | 0 | 0 | 0 | 0 | 0 | 0 | 0 | 0 | 0 | 0 | 0 | 0 | 0 | 0 | 0 | 0
F3_Commercial_WA - Miscellaneous_New_Water Heating_Natural Gas_Water Heater - Motion Control Faucet_A_Achievable Economic RVT Potential | F3 | Commercial | WA - Miscellaneous | New | Water Heating | Natural Gas | Water Heater - Motion Control Faucet | A | Integrated Unit Winter Peak Savings (kW) | Achievable Economic RVT Potential | 0 | 0 | 0 | 0 | 0 | 0 | 0 | 0 | 0 | 0 | 0 | 0 | 0 | 0 | 0 | 0 | 0 | 0 | 0 | 0 | 0 | 0 | 0 | 0 | 0 | 0 | 0
F4_Commercial_WA - Miscellaneous_New_Water Heating_Natural Gas_Water Heater - Motion Control Faucet_A_Achievable Economic RVT Potential | F4 | Commercial | WA - Miscellaneous | New | Water Heating | Natural Gas | Water Heater - Motion Control Faucet | A | Incremental Energy Savings (MWh or mTherms) | Achievable Economic RVT Potential | 0 | 0 | 0 | 0 | 0 | 0 | 0 | 0 | 0 | 0 | 0 | 0 | 0 | 0 | 0 | 0 | 0 | 0 | 0 | 0 | 0 | 0 | 0 | 0 | 0 | 0 | 0
F5_Commercial_WA - Miscellaneous_New_Water Heating_Natural Gas_Water Heater - Motion Control Faucet_A_Achievable Economic RVT Potential | F5 | Commercial | WA - Miscellaneous | New | Water Heating | Natural Gas | Water Heater - Motion Control Faucet | A | Incremental Summer Peak Savings (MW) | Achievable Economic RVT Potential | 0 | 0 | 0 | 0 | 0 | 0 | 0 | 0 | 0 | 0 | 0 | 0 | 0 | 0 | 0 | 0 | 0 | 0 | 0 | 0 | 0 | 0 | 0 | 0 | 0 | 0 | 0
F6_Commercial_WA - Miscellaneous_New_Water Heating_Natural Gas_Water Heater - Motion Control Faucet_A_Achievable Economic RVT Potential | F6 | Commercial | WA - Miscellaneous | New | Water Heating | Natural Gas | Water Heater - Motion Control Faucet | A | Incremental Winter Peak Savings (MW) | Achievable Economic RVT Potential | 0 | 0 | 0 | 0 | 0 | 0 | 0 | 0 | 0 | 0 | 0 | 0 | 0 | 0 | 0 | 0 | 0 | 0 | 0 | 0 | 0 | 0 | 0 | 0 | 0 | 0 | 0
F7_Commercial_WA - Miscellaneous_New_Water Heating_Natural Gas_Water Heater - Motion Control Faucet_A_Achievable Economic RVT Potential | F7 | Commercial | WA - Miscellaneous | New | Water Heating | Natural Gas | Water Heater - Motion Control Faucet | A | Cumulative Energy Savings (MWh or mTherms) | Achievable Economic RVT Potential | 0 | 0 | 0 | 0 | 0 | 0 | 0 | 0 | 0 | 0 | 0 | 0 | 0 | 0 | 0 | 0 | 0 | 0 | 0 | 0 | 0 | 0 | 0 | 0 | 0 | 0 | 0
F8_Commercial_WA - Miscellaneous_New_Water Heating_Natural Gas_Water Heater - Motion Control Faucet_A_Achievable Economic RVT Potential | F8 | Commercial | WA - Miscellaneous | New | Water Heating | Natural Gas | Water Heater - Motion Control Faucet | A | Cumulative Summer Peak Savings (MW) | Achievable Economic RVT Potential | 0 | 0 | 0 | 0 | 0 | 0 | 0 | 0 | 0 | 0 | 0 | 0 | 0 | 0 | 0 | 0 | 0 | 0 | 0 | 0 | 0 | 0 | 0 | 0 | 0 | 0 | 0
F9_Commercial_WA - Miscellaneous_New_Water Heating_Natural Gas_Water Heater - Motion Control Faucet_A_Achievable Economic RVT Potential | F9 | Commercial | WA - Miscellaneous | New | Water Heating | Natural Gas | Water Heater - Motion Control Faucet | A | Cumulative Winter Peak Savings (MW) | Achievable Economic RVT Potential | 0 | 0 | 0 | 0 | 0 | 0 | 0 | 0 | 0 | 0 | 0 | 0 | 0 | 0 | 0 | 0 | 0 | 0 | 0 | 0 | 0 | 0 | 0 | 0 | 0 | 0 | 0
F10_Commercial_WA - Miscellaneous_New_Water Heating_Natural Gas_Water Heater - Motion Control Faucet_A_Achievable Economic RVT Potential | F10 | Commercial | WA - Miscellaneous | New | Water Heating | Natural Gas | Water Heater - Motion Control Faucet | A | Purchases (Incremental) | Achievable Economic RVT Potential | 0 | 0 | 0 | 0 | 0 | 0 | 0 | 0 | 0 | 0 | 0 | 0 | 0 | 0 | 0 | 0 | 0 | 0 | 0 | 0 | 0 | 0 | 0 | 0 | 0 | 0 | 0
F11_Commercial_WA - Miscellaneous_New_Water Heating_Natural Gas_Water Heater - Motion Control Faucet_A_Achievable Economic RVT Potential | F11 | Commercial | WA - Miscellaneous | New | Water Heating | Natural Gas | Water Heater - Motion Control Faucet | A | Purchases (Cumulative) | Achievable Economic RVT Potential | 0 | 0 | 0 | 0 | 0 | 0 | 0 | 0 | 0 | 0 | 0 | 0 | 0 | 0 | 0 | 0 | 0 | 0 | 0 | 0 | 0 | 0 | 0 | 0 | 0 | 0 | 0
F1_Commercial_WA - Miscellaneous_New_Water Heating_Natural Gas_Water Heater - Solar System_A_Achievable Economic RVT Potential | F1 | Commercial | WA - Miscellaneous | New | Water Heating | Natural Gas | Water Heater - Solar System | A | Integrated Unit Energy Savings (kWh or therms) | Achievable Economic RVT Potential | 0 | 0 | 0 | 0 | 0 | 0 | 0 | 0 | 0 | 0 | 0 | 0 | 0 | 0 | 0 | 0 | 0 | 0 | 0 | 0 | 0 | 0 | 0 | 0 | 0 | 0 | 0
F2_Commercial_WA - Miscellaneous_New_Water Heating_Natural Gas_Water Heater - Solar System_A_Achievable Economic RVT Potential | F2 | Commercial | WA - Miscellaneous | New | Water Heating | Natural Gas | Water Heater - Solar System | A | Integrated Unit Summer Peak Savings (kW) | Achievable Economic RVT Potential | 0 | 0 | 0 | 0 | 0 | 0 | 0 | 0 | 0 | 0 | 0 | 0 | 0 | 0 | 0 | 0 | 0 | 0 | 0 | 0 | 0 | 0 | 0 | 0 | 0 | 0 | 0
F3_Commercial_WA - Miscellaneous_New_Water Heating_Natural Gas_Water Heater - Solar System_A_Achievable Economic RVT Potential | F3 | Commercial | WA - Miscellaneous | New | Water Heating | Natural Gas | Water Heater - Solar System | A | Integrated Unit Winter Peak Savings (kW) | Achievable Economic RVT Potential | 0 | 0 | 0 | 0 | 0 | 0 | 0 | 0 | 0 | 0 | 0 | 0 | 0 | 0 | 0 | 0 | 0 | 0 | 0 | 0 | 0 | 0 | 0 | 0 | 0 | 0 | 0
F4_Commercial_WA - Miscellaneous_New_Water Heating_Natural Gas_Water Heater - Solar System_A_Achievable Economic RVT Potential | F4 | Commercial | WA - Miscellaneous | New | Water Heating | Natural Gas | Water Heater - Solar System | A | Incremental Energy Savings (MWh or mTherms) | Achievable Economic RVT Potential | 0 | 0 | 0 | 0 | 0 | 0 | 0 | 0 | 0 | 0 | 0 | 0 | 0 | 0 | 0 | 0 | 0 | 0 | 0 | 0 | 0 | 0 | 0 | 0 | 0 | 0 | 0
F5_Commercial_WA - Miscellaneous_New_Water Heating_Natural Gas_Water Heater - Solar System_A_Achievable Economic RVT Potential | F5 | Commercial | WA - Miscellaneous | New | Water Heating | Natural Gas | Water Heater - Solar System | A | Incremental Summer Peak Savings (MW) | Achievable Economic RVT Potential | 0 | 0 | 0 | 0 | 0 | 0 | 0 | 0 | 0 | 0 | 0 | 0 | 0 | 0 | 0 | 0 | 0 | 0 | 0 | 0 | 0 | 0 | 0 | 0 | 0 | 0 | 0
F6_Commercial_WA - Miscellaneous_New_Water Heating_Natural Gas_Water Heater - Solar System_A_Achievable Economic RVT Potential | F6 | Commercial | WA - Miscellaneous | New | Water Heating | Natural Gas | Water Heater - Solar System | A | Incremental Winter Peak Savings (MW) | Achievable Economic RVT Potential | 0 | 0 | 0 | 0 | 0 | 0 | 0 | 0 | 0 | 0 | 0 | 0 | 0 | 0 | 0 | 0 | 0 | 0 | 0 | 0 | 0 | 0 | 0 | 0 | 0 | 0 | 0
F7_Commercial_WA - Miscellaneous_New_Water Heating_Natural Gas_Water Heater - Solar System_A_Achievable Economic RVT Potential | F7 | Commercial | WA - Miscellaneous | New | Water Heating | Natural Gas | Water Heater - Solar System | A | Cumulative Energy Savings (MWh or mTherms) | Achievable Economic RVT Potential | 0 | 0 | 0 | 0 | 0 | 0 | 0 | 0 | 0 | 0 | 0 | 0 | 0 | 0 | 0 | 0 | 0 | 0 | 0 | 0 | 0 | 0 | 0 | 0 | 0 | 0 | 0
F8_Commercial_WA - Miscellaneous_New_Water Heating_Natural Gas_Water Heater - Solar System_A_Achievable Economic RVT Potential | F8 | Commercial | WA - Miscellaneous | New | Water Heating | Natural Gas | Water Heater - Solar System | A | Cumulative Summer Peak Savings (MW) | Achievable Economic RVT Potential | 0 | 0 | 0 | 0 | 0 | 0 | 0 | 0 | 0 | 0 | 0 | 0 | 0 | 0 | 0 | 0 | 0 | 0 | 0 | 0 | 0 | 0 | 0 | 0 | 0 | 0 | 0
F9_Commercial_WA - Miscellaneous_New_Water Heating_Natural Gas_Water Heater - Solar System_A_Achievable Economic RVT Potential | F9 | Commercial | WA - Miscellaneous | New | Water Heating | Natural Gas | Water Heater - Solar System | A | Cumulative Winter Peak Savings (MW) | Achievable Economic RVT Potential | 0 | 0 | 0 | 0 | 0 | 0 | 0 | 0 | 0 | 0 | 0 | 0 | 0 | 0 | 0 | 0 | 0 | 0 | 0 | 0 | 0 | 0 | 0 | 0 | 0 | 0 | 0
F10_Commercial_WA - Miscellaneous_New_Water Heating_Natural Gas_Water Heater - Solar System_A_Achievable Economic RVT Potential | F10 | Commercial | WA - Miscellaneous | New | Water Heating | Natural Gas | Water Heater - Solar System | A | Purchases (Incremental) | Achievable Economic RVT Potential | 0 | 0 | 0 | 0 | 0 | 0 | 0 | 0 | 0 | 0 | 0 | 0 | 0 | 0 | 0 | 0 | 0 | 0 | 0 | 0 | 0 | 0 | 0 | 0 | 0 | 0 | 0
F11_Commercial_WA - Miscellaneous_New_Water Heating_Natural Gas_Water Heater - Solar System_A_Achievable Economic RVT Potential | F11 | Commercial | WA - Miscellaneous | New | Water Heating | Natural Gas | Water Heater - Solar System | A | Purchases (Cumulative) | Achievable Economic RVT Potential | 0 | 0 | 0 | 0 | 0 | 0 | 0 | 0 | 0 | 0 | 0 | 0 | 0 | 0 | 0 | 0 | 0 | 0 | 0 | 0 | 0 | 0 | 0 | 0 | 0 | 0 | 0
F1_Commercial_WA - Miscellaneous_New_Water Heating_Natural Gas_Commercial Laundry - Ozone Treatment_A_Achievable Economic RVT Potential | F1 | Commercial | WA - Miscellaneous | New | Water Heating | Natural Gas | Commercial Laundry - Ozone Treatment | A | Integrated Unit Energy Savings (kWh or therms) | Achievable Economic RVT Potential | 0 | 0 | 0 | 0 | 0 | 0 | 0 | 0 | 0 | 0 | 0 | 0 | 0 | 0 | 0 | 0 | 0 | 0 | 0 | 0 | 0 | 0 | 0 | 0 | 0 | 0 | 0
F2_Commercial_WA - Miscellaneous_New_Water Heating_Natural Gas_Commercial Laundry - Ozone Treatment_A_Achievable Economic RVT Potential | F2 | Commercial | WA - Miscellaneous | New | Water Heating | Natural Gas | Commercial Laundry - Ozone Treatment | A | Integrated Unit Summer Peak Savings (kW) | Achievable Economic RVT Potential | 0 | 0 | 0 | 0 | 0 | 0 | 0 | 0 | 0 | 0 | 0 | 0 | 0 | 0 | 0 | 0 | 0 | 0 | 0 | 0 | 0 | 0 | 0 | 0 | 0 | 0 | 0
F3_Commercial_WA - Miscellaneous_New_Water Heating_Natural Gas_Commercial Laundry - Ozone Treatment_A_Achievable Economic RVT Potential | F3 | Commercial | WA - Miscellaneous | New | Water Heating | Natural Gas | Commercial Laundry - Ozone Treatment | A | Integrated Unit Winter Peak Savings (kW) | Achievable Economic RVT Potential | 0 | 0 | 0 | 0 | 0 | 0 | 0 | 0 | 0 | 0 | 0 | 0 | 0 | 0 | 0 | 0 | 0 | 0 | 0 | 0 | 0 | 0 | 0 | 0 | 0 | 0 | 0
F4_Commercial_WA - Miscellaneous_New_Water Heating_Natural Gas_Commercial Laundry - Ozone Treatment_A_Achievable Economic RVT Potential | F4 | Commercial | WA - Miscellaneous | New | Water Heating | Natural Gas | Commercial Laundry - Ozone Treatment | A | Incremental Energy Savings (MWh or mTherms) | Achievable Economic RVT Potential | 0 | 0 | 0 | 0 | 0 | 0 | 0 | 0 | 0 | 0 | 0 | 0 | 0 | 0 | 0 | 0 | 0 | 0 | 0 | 0 | 0 | 0 | 0 | 0 | 0 | 0 | 0
F5_Commercial_WA - Miscellaneous_New_Water Heating_Natural Gas_Commercial Laundry - Ozone Treatment_A_Achievable Economic RVT Potential | F5 | Commercial | WA - Miscellaneous | New | Water Heating | Natural Gas | Commercial Laundry - Ozone Treatment | A | Incremental Summer Peak Savings (MW) | Achievable Economic RVT Potential | 0 | 0 | 0 | 0 | 0 | 0 | 0 | 0 | 0 | 0 | 0 | 0 | 0 | 0 | 0 | 0 | 0 | 0 | 0 | 0 | 0 | 0 | 0 | 0 | 0 | 0 | 0
F6_Commercial_WA - Miscellaneous_New_Water Heating_Natural Gas_Commercial Laundry - Ozone Treatment_A_Achievable Economic RVT Potential | F6 | Commercial | WA - Miscellaneous | New | Water Heating | Natural Gas | Commercial Laundry - Ozone Treatment | A | Incremental Winter Peak Savings (MW) | Achievable Economic RVT Potential | 0 | 0 | 0 | 0 | 0 | 0 | 0 | 0 | 0 | 0 | 0 | 0 | 0 | 0 | 0 | 0 | 0 | 0 | 0 | 0 | 0 | 0 | 0 | 0 | 0 | 0 | 0
F7_Commercial_WA - Miscellaneous_New_Water Heating_Natural Gas_Commercial Laundry - Ozone Treatment_A_Achievable Economic RVT Potential | F7 | Commercial | WA - Miscellaneous | New | Water Heating | Natural Gas | Commercial Laundry - Ozone Treatment | A | Cumulative Energy Savings (MWh or mTherms) | Achievable Economic RVT Potential | 0 | 0 | 0 | 0 | 0 | 0 | 0 | 0 | 0 | 0 | 0 | 0 | 0 | 0 | 0 | 0 | 0 | 0 | 0 | 0 | 0 | 0 | 0 | 0 | 0 | 0 | 0
F8_Commercial_WA - Miscellaneous_New_Water Heating_Natural Gas_Commercial Laundry - Ozone Treatment_A_Achievable Economic RVT Potential | F8 | Commercial | WA - Miscellaneous | New | Water Heating | Natural Gas | Commercial Laundry - Ozone Treatment | A | Cumulative Summer Peak Savings (MW) | Achievable Economic RVT Potential | 0 | 0 | 0 | 0 | 0 | 0 | 0 | 0 | 0 | 0 | 0 | 0 | 0 | 0 | 0 | 0 | 0 | 0 | 0 | 0 | 0 | 0 | 0 | 0 | 0 | 0 | 0
F9_Commercial_WA - Miscellaneous_New_Water Heating_Natural Gas_Commercial Laundry - Ozone Treatment_A_Achievable Economic RVT Potential | F9 | Commercial | WA - Miscellaneous | New | Water Heating | Natural Gas | Commercial Laundry - Ozone Treatment | A | Cumulative Winter Peak Savings (MW) | Achievable Economic RVT Potential | 0 | 0 | 0 | 0 | 0 | 0 | 0 | 0 | 0 | 0 | 0 | 0 | 0 | 0 | 0 | 0 | 0 | 0 | 0 | 0 | 0 | 0 | 0 | 0 | 0 | 0 | 0
F10_Commercial_WA - Miscellaneous_New_Water Heating_Natural Gas_Commercial Laundry - Ozone Treatment_A_Achievable Economic RVT Potential | F10 | Commercial | WA - Miscellaneous | New | Water Heating | Natural Gas | Commercial Laundry - Ozone Treatment | A | Purchases (Incremental) | Achievable Economic RVT Potential | 0 | 0 | 0 | 0 | 0 | 0 | 0 | 0 | 0 | 0 | 0 | 0 | 0 | 0 | 0 | 0 | 0 | 0 | 0 | 0 | 0 | 0 | 0 | 0 | 0 | 0 | 0
F11_Commercial_WA - Miscellaneous_New_Water Heating_Natural Gas_Commercial Laundry - Ozone Treatment_A_Achievable Economic RVT Potential | F11 | Commercial | WA - Miscellaneous | New | Water Heating | Natural Gas | Commercial Laundry - Ozone Treatment | A | Purchases (Cumulative) | Achievable Economic RVT Potential | 0 | 0 | 0 | 0 | 0 | 0 | 0 | 0 | 0 | 0 | 0 | 0 | 0 | 0 | 0 | 0 | 0 | 0 | 0 | 0 | 0 | 0 | 0 | 0 | 0 | 0 | 0
F1_Commercial_WA - Miscellaneous_New_Water Heating_Natural Gas_Commercial Laundry - ENERGY STAR Washer_A_Achievable Economic RVT Potential | F1 | Commercial | WA - Miscellaneous | New | Water Heating | Natural Gas | Commercial Laundry - ENERGY STAR Washer | A | Integrated Unit Energy Savings (kWh or therms) | Achievable Economic RVT Potential | 0 | 0 | 0 | 0 | 0 | 0 | 0 | 0 | 0 | 0 | 0 | 0 | 0 | 0 | 0 | 0 | 0 | 0 | 0 | 0 | 0 | 0 | 0 | 0 | 0 | 0 | 0
F2_Commercial_WA - Miscellaneous_New_Water Heating_Natural Gas_Commercial Laundry - ENERGY STAR Washer_A_Achievable Economic RVT Potential | F2 | Commercial | WA - Miscellaneous | New | Water Heating | Natural Gas | Commercial Laundry - ENERGY STAR Washer | A | Integrated Unit Summer Peak Savings (kW) | Achievable Economic RVT Potential | 0 | 0 | 0 | 0 | 0 | 0 | 0 | 0 | 0 | 0 | 0 | 0 | 0 | 0 | 0 | 0 | 0 | 0 | 0 | 0 | 0 | 0 | 0 | 0 | 0 | 0 | 0
F3_Commercial_WA - Miscellaneous_New_Water Heating_Natural Gas_Commercial Laundry - ENERGY STAR Washer_A_Achievable Economic RVT Potential | F3 | Commercial | WA - Miscellaneous | New | Water Heating | Natural Gas | Commercial Laundry - ENERGY STAR Washer | A | Integrated Unit Winter Peak Savings (kW) | Achievable Economic RVT Potential | 0 | 0 | 0 | 0 | 0 | 0 | 0 | 0 | 0 | 0 | 0 | 0 | 0 | 0 | 0 | 0 | 0 | 0 | 0 | 0 | 0 | 0 | 0 | 0 | 0 | 0 | 0
F4_Commercial_WA - Miscellaneous_New_Water Heating_Natural Gas_Commercial Laundry - ENERGY STAR Washer_A_Achievable Economic RVT Potential | F4 | Commercial | WA - Miscellaneous | New | Water Heating | Natural Gas | Commercial Laundry - ENERGY STAR Washer | A | Incremental Energy Savings (MWh or mTherms) | Achievable Economic RVT Potential | 0 | 0 | 0 | 0 | 0 | 0 | 0 | 0 | 0 | 0 | 0 | 0 | 0 | 0 | 0 | 0 | 0 | 0 | 0 | 0 | 0 | 0 | 0 | 0 | 0 | 0 | 0
F5_Commercial_WA - Miscellaneous_New_Water Heating_Natural Gas_Commercial Laundry - ENERGY STAR Washer_A_Achievable Economic RVT Potential | F5 | Commercial | WA - Miscellaneous | New | Water Heating | Natural Gas | Commercial Laundry - ENERGY STAR Washer | A | Incremental Summer Peak Savings (MW) | Achievable Economic RVT Potential | 0 | 0 | 0 | 0 | 0 | 0 | 0 | 0 | 0 | 0 | 0 | 0 | 0 | 0 | 0 | 0 | 0 | 0 | 0 | 0 | 0 | 0 | 0 | 0 | 0 | 0 | 0
F6_Commercial_WA - Miscellaneous_New_Water Heating_Natural Gas_Commercial Laundry - ENERGY STAR Washer_A_Achievable Economic RVT Potential | F6 | Commercial | WA - Miscellaneous | New | Water Heating | Natural Gas | Commercial Laundry - ENERGY STAR Washer | A | Incremental Winter Peak Savings (MW) | Achievable Economic RVT Potential | 0 | 0 | 0 | 0 | 0 | 0 | 0 | 0 | 0 | 0 | 0 | 0 | 0 | 0 | 0 | 0 | 0 | 0 | 0 | 0 | 0 | 0 | 0 | 0 | 0 | 0 | 0
F7_Commercial_WA - Miscellaneous_New_Water Heating_Natural Gas_Commercial Laundry - ENERGY STAR Washer_A_Achievable Economic RVT Potential | F7 | Commercial | WA - Miscellaneous | New | Water Heating | Natural Gas | Commercial Laundry - ENERGY STAR Washer | A | Cumulative Energy Savings (MWh or mTherms) | Achievable Economic RVT Potential | 0 | 0 | 0 | 0 | 0 | 0 | 0 | 0 | 0 | 0 | 0 | 0 | 0 | 0 | 0 | 0 | 0 | 0 | 0 | 0 | 0 | 0 | 0 | 0 | 0 | 0 | 0
F8_Commercial_WA - Miscellaneous_New_Water Heating_Natural Gas_Commercial Laundry - ENERGY STAR Washer_A_Achievable Economic RVT Potential | F8 | Commercial | WA - Miscellaneous | New | Water Heating | Natural Gas | Commercial Laundry - ENERGY STAR Washer | A | Cumulative Summer Peak Savings (MW) | Achievable Economic RVT Potential | 0 | 0 | 0 | 0 | 0 | 0 | 0 | 0 | 0 | 0 | 0 | 0 | 0 | 0 | 0 | 0 | 0 | 0 | 0 | 0 | 0 | 0 | 0 | 0 | 0 | 0 | 0
F9_Commercial_WA - Miscellaneous_New_Water Heating_Natural Gas_Commercial Laundry - ENERGY STAR Washer_A_Achievable Economic RVT Potential | F9 | Commercial | WA - Miscellaneous | New | Water Heating | Natural Gas | Commercial Laundry - ENERGY STAR Washer | A | Cumulative Winter Peak Savings (MW) | Achievable Economic RVT Potential | 0 | 0 | 0 | 0 | 0 | 0 | 0 | 0 | 0 | 0 | 0 | 0 | 0 | 0 | 0 | 0 | 0 | 0 | 0 | 0 | 0 | 0 | 0 | 0 | 0 | 0 | 0
F10_Commercial_WA - Miscellaneous_New_Water Heating_Natural Gas_Commercial Laundry - ENERGY STAR Washer_A_Achievable Economic RVT Potential | F10 | Commercial | WA - Miscellaneous | New | Water Heating | Natural Gas | Commercial Laundry - ENERGY STAR Washer | A | Purchases (Incremental) | Achievable Economic RVT Potential | 0 | 0 | 0 | 0 | 0 | 0 | 0 | 0 | 0 | 0 | 0 | 0 | 0 | 0 | 0 | 0 | 0 | 0 | 0 | 0 | 0 | 0 | 0 | 0 | 0 | 0 | 0
F11_Commercial_WA - Miscellaneous_New_Water Heating_Natural Gas_Commercial Laundry - ENERGY STAR Washer_A_Achievable Economic RVT Potential | F11 | Commercial | WA - Miscellaneous | New | Water Heating | Natural Gas | Commercial Laundry - ENERGY STAR Washer | A | Purchases (Cumulative) | Achievable Economic RVT Potential | 0 | 0 | 0 | 0 | 0 | 0 | 0 | 0 | 0 | 0 | 0 | 0 | 0 | 0 | 0 | 0 | 0 | 0 | 0 | 0 | 0 | 0 | 0 | 0 | 0 | 0 | 0
F1_Commercial_WA - Miscellaneous_New_Water Heating_Natural Gas_Water Heater - Efficient Dishwasher_A_Achievable Economic RVT Potential | F1 | Commercial | WA - Miscellaneous | New | Water Heating | Natural Gas | Water Heater - Efficient Dishwasher | A | Integrated Unit Energy Savings (kWh or therms) | Achievable Economic RVT Potential | 0 | 0 | 0 | 0 | 0 | 0 | 0 | 0 | 0 | 0 | 0 | 0 | 0 | 0 | 0 | 0 | 0 | 0 | 0 | 0 | 0 | 0 | 0 | 0 | 0 | 0 | 0
F2_Commercial_WA - Miscellaneous_New_Water Heating_Natural Gas_Water Heater - Efficient Dishwasher_A_Achievable Economic RVT Potential | F2 | Commercial | WA - Miscellaneous | New | Water Heating | Natural Gas | Water Heater - Efficient Dishwasher | A | Integrated Unit Summer Peak Savings (kW) | Achievable Economic RVT Potential | 0 | 0 | 0 | 0 | 0 | 0 | 0 | 0 | 0 | 0 | 0 | 0 | 0 | 0 | 0 | 0 | 0 | 0 | 0 | 0 | 0 | 0 | 0 | 0 | 0 | 0 | 0
F3_Commercial_WA - Miscellaneous_New_Water Heating_Natural Gas_Water Heater - Efficient Dishwasher_A_Achievable Economic RVT Potential | F3 | Commercial | WA - Miscellaneous | New | Water Heating | Natural Gas | Water Heater - Efficient Dishwasher | A | Integrated Unit Winter Peak Savings (kW) | Achievable Economic RVT Potential | 0 | 0 | 0 | 0 | 0 | 0 | 0 | 0 | 0 | 0 | 0 | 0 | 0 | 0 | 0 | 0 | 0 | 0 | 0 | 0 | 0 | 0 | 0 | 0 | 0 | 0 | 0
F4_Commercial_WA - Miscellaneous_New_Water Heating_Natural Gas_Water Heater - Efficient Dishwasher_A_Achievable Economic RVT Potential | F4 | Commercial | WA - Miscellaneous | New | Water Heating | Natural Gas | Water Heater - Efficient Dishwasher | A | Incremental Energy Savings (MWh or mTherms) | Achievable Economic RVT Potential | 0 | 0 | 0 | 0 | 0 | 0 | 0 | 0 | 0 | 0 | 0 | 0 | 0 | 0 | 0 | 0 | 0 | 0 | 0 | 0 | 0 | 0 | 0 | 0 | 0 | 0 | 0
F5_Commercial_WA - Miscellaneous_New_Water Heating_Natural Gas_Water Heater - Efficient Dishwasher_A_Achievable Economic RVT Potential | F5 | Commercial | WA - Miscellaneous | New | Water Heating | Natural Gas | Water Heater - Efficient Dishwasher | A | Incremental Summer Peak Savings (MW) | Achievable Economic RVT Potential | 0 | 0 | 0 | 0 | 0 | 0 | 0 | 0 | 0 | 0 | 0 | 0 | 0 | 0 | 0 | 0 | 0 | 0 | 0 | 0 | 0 | 0 | 0 | 0 | 0 | 0 | 0
F6_Commercial_WA - Miscellaneous_New_Water Heating_Natural Gas_Water Heater - Efficient Dishwasher_A_Achievable Economic RVT Potential | F6 | Commercial | WA - Miscellaneous | New | Water Heating | Natural Gas | Water Heater - Efficient Dishwasher | A | Incremental Winter Peak Savings (MW) | Achievable Economic RVT Potential | 0 | 0 | 0 | 0 | 0 | 0 | 0 | 0 | 0 | 0 | 0 | 0 | 0 | 0 | 0 | 0 | 0 | 0 | 0 | 0 | 0 | 0 | 0 | 0 | 0 | 0 | 0
F7_Commercial_WA - Miscellaneous_New_Water Heating_Natural Gas_Water Heater - Efficient Dishwasher_A_Achievable Economic RVT Potential | F7 | Commercial | WA - Miscellaneous | New | Water Heating | Natural Gas | Water Heater - Efficient Dishwasher | A | Cumulative Energy Savings (MWh or mTherms) | Achievable Economic RVT Potential | 0 | 0 | 0 | 0 | 0 | 0 | 0 | 0 | 0 | 0 | 0 | 0 | 0 | 0 | 0 | 0 | 0 | 0 | 0 | 0 | 0 | 0 | 0 | 0 | 0 | 0 | 0
F8_Commercial_WA - Miscellaneous_New_Water Heating_Natural Gas_Water Heater - Efficient Dishwasher_A_Achievable Economic RVT Potential | F8 | Commercial | WA - Miscellaneous | New | Water Heating | Natural Gas | Water Heater - Efficient Dishwasher | A | Cumulative Summer Peak Savings (MW) | Achievable Economic RVT Potential | 0 | 0 | 0 | 0 | 0 | 0 | 0 | 0 | 0 | 0 | 0 | 0 | 0 | 0 | 0 | 0 | 0 | 0 | 0 | 0 | 0 | 0 | 0 | 0 | 0 | 0 | 0
F9_Commercial_WA - Miscellaneous_New_Water Heating_Natural Gas_Water Heater - Efficient Dishwasher_A_Achievable Economic RVT Potential | F9 | Commercial | WA - Miscellaneous | New | Water Heating | Natural Gas | Water Heater - Efficient Dishwasher | A | Cumulative Winter Peak Savings (MW) | Achievable Economic RVT Potential | 0 | 0 | 0 | 0 | 0 | 0 | 0 | 0 | 0 | 0 | 0 | 0 | 0 | 0 | 0 | 0 | 0 | 0 | 0 | 0 | 0 | 0 | 0 | 0 | 0 | 0 | 0
F10_Commercial_WA - Miscellaneous_New_Water Heating_Natural Gas_Water Heater - Efficient Dishwasher_A_Achievable Economic RVT Potential | F10 | Commercial | WA - Miscellaneous | New | Water Heating | Natural Gas | Water Heater - Efficient Dishwasher | A | Purchases (Incremental) | Achievable Economic RVT Potential | 0 | 0 | 0 | 0 | 0 | 0 | 0 | 0 | 0 | 0 | 0 | 0 | 0 | 0 | 0 | 0 | 0 | 0 | 0 | 0 | 0 | 0 | 0 | 0 | 0 | 0 | 0
F11_Commercial_WA - Miscellaneous_New_Water Heating_Natural Gas_Water Heater - Efficient Dishwasher_A_Achievable Economic RVT Potential | F11 | Commercial | WA - Miscellaneous | New | Water Heating | Natural Gas | Water Heater - Efficient Dishwasher | A | Purchases (Cumulative) | Achievable Economic RVT Potential | 0 | 0 | 0 | 0 | 0 | 0 | 0 | 0 | 0 | 0 | 0 | 0 | 0 | 0 | 0 | 0 | 0 | 0 | 0 | 0 | 0 | 0 | 0 | 0 | 0 | 0 | 0
F1_Commercial_WA - Miscellaneous_New_Water Heating_Natural Gas_Commercial Laundry - Alternative Dry-Cleaning Methods_A_Achievable Economic RVT Potential | F1 | Commercial | WA - Miscellaneous | New | Water Heating | Natural Gas | Commercial Laundry - Alternative Dry-Cleaning Methods | A | Integrated Unit Energy Savings (kWh or therms) | Achievable Economic RVT Potential | 0 | 0 | 0 | 0 | 0 | 0 | 0 | 0 | 0 | 0 | 0 | 0 | 0 | 0 | 0 | 0 | 0 | 0 | 0 | 0 | 0 | 0 | 0 | 0 | 0 | 0 | 0
F2_Commercial_WA - Miscellaneous_New_Water Heating_Natural Gas_Commercial Laundry - Alternative Dry-Cleaning Methods_A_Achievable Economic RVT Potential | F2 | Commercial | WA - Miscellaneous | New | Water Heating | Natural Gas | Commercial Laundry - Alternative Dry-Cleaning Methods | A | Integrated Unit Summer Peak Savings (kW) | Achievable Economic RVT Potential | 0 | 0 | 0 | 0 | 0 | 0 | 0 | 0 | 0 | 0 | 0 | 0 | 0 | 0 | 0 | 0 | 0 | 0 | 0 | 0 | 0 | 0 | 0 | 0 | 0 | 0 | 0
F3_Commercial_WA - Miscellaneous_New_Water Heating_Natural Gas_Commercial Laundry - Alternative Dry-Cleaning Methods_A_Achievable Economic RVT Potential | F3 | Commercial | WA - Miscellaneous | New | Water Heating | Natural Gas | Commercial Laundry - Alternative Dry-Cleaning Methods | A | Integrated Unit Winter Peak Savings (kW) | Achievable Economic RVT Potential | 0 | 0 | 0 | 0 | 0 | 0 | 0 | 0 | 0 | 0 | 0 | 0 | 0 | 0 | 0 | 0 | 0 | 0 | 0 | 0 | 0 | 0 | 0 | 0 | 0 | 0 | 0
F4_Commercial_WA - Miscellaneous_New_Water Heating_Natural Gas_Commercial Laundry - Alternative Dry-Cleaning Methods_A_Achievable Economic RVT Potential | F4 | Commercial | WA - Miscellaneous | New | Water Heating | Natural Gas | Commercial Laundry - Alternative Dry-Cleaning Methods | A | Incremental Energy Savings (MWh or mTherms) | Achievable Economic RVT Potential | 0 | 0 | 0 | 0 | 0 | 0 | 0 | 0 | 0 | 0 | 0 | 0 | 0 | 0 | 0 | 0 | 0 | 0 | 0 | 0 | 0 | 0 | 0 | 0 | 0 | 0 | 0
F5_Commercial_WA - Miscellaneous_New_Water Heating_Natural Gas_Commercial Laundry - Alternative Dry-Cleaning Methods_A_Achievable Economic RVT Potential | F5 | Commercial | WA - Miscellaneous | New | Water Heating | Natural Gas | Commercial Laundry - Alternative Dry-Cleaning Methods | A | Incremental Summer Peak Savings (MW) | Achievable Economic RVT Potential | 0 | 0 | 0 | 0 | 0 | 0 | 0 | 0 | 0 | 0 | 0 | 0 | 0 | 0 | 0 | 0 | 0 | 0 | 0 | 0 | 0 | 0 | 0 | 0 | 0 | 0 | 0
F6_Commercial_WA - Miscellaneous_New_Water Heating_Natural Gas_Commercial Laundry - Alternative Dry-Cleaning Methods_A_Achievable Economic RVT Potential | F6 | Commercial | WA - Miscellaneous | New | Water Heating | Natural Gas | Commercial Laundry - Alternative Dry-Cleaning Methods | A | Incremental Winter Peak Savings (MW) | Achievable Economic RVT Potential | 0 | 0 | 0 | 0 | 0 | 0 | 0 | 0 | 0 | 0 | 0 | 0 | 0 | 0 | 0 | 0 | 0 | 0 | 0 | 0 | 0 | 0 | 0 | 0 | 0 | 0 | 0
F7_Commercial_WA - Miscellaneous_New_Water Heating_Natural Gas_Commercial Laundry - Alternative Dry-Cleaning Methods_A_Achievable Economic RVT Potential | F7 | Commercial | WA - Miscellaneous | New | Water Heating | Natural Gas | Commercial Laundry - Alternative Dry-Cleaning Methods | A | Cumulative Energy Savings (MWh or mTherms) | Achievable Economic RVT Potential | 0 | 0 | 0 | 0 | 0 | 0 | 0 | 0 | 0 | 0 | 0 | 0 | 0 | 0 | 0 | 0 | 0 | 0 | 0 | 0 | 0 | 0 | 0 | 0 | 0 | 0 | 0
F8_Commercial_WA - Miscellaneous_New_Water Heating_Natural Gas_Commercial Laundry - Alternative Dry-Cleaning Methods_A_Achievable Economic RVT Potential | F8 | Commercial | WA - Miscellaneous | New | Water Heating | Natural Gas | Commercial Laundry - Alternative Dry-Cleaning Methods | A | Cumulative Summer Peak Savings (MW) | Achievable Economic RVT Potential | 0 | 0 | 0 | 0 | 0 | 0 | 0 | 0 | 0 | 0 | 0 | 0 | 0 | 0 | 0 | 0 | 0 | 0 | 0 | 0 | 0 | 0 | 0 | 0 | 0 | 0 | 0
F9_Commercial_WA - Miscellaneous_New_Water Heating_Natural Gas_Commercial Laundry - Alternative Dry-Cleaning Methods_A_Achievable Economic RVT Potential | F9 | Commercial | WA - Miscellaneous | New | Water Heating | Natural Gas | Commercial Laundry - Alternative Dry-Cleaning Methods | A | Cumulative Winter Peak Savings (MW) | Achievable Economic RVT Potential | 0 | 0 | 0 | 0 | 0 | 0 | 0 | 0 | 0 | 0 | 0 | 0 | 0 | 0 | 0 | 0 | 0 | 0 | 0 | 0 | 0 | 0 | 0 | 0 | 0 | 0 | 0
F10_Commercial_WA - Miscellaneous_New_Water Heating_Natural Gas_Commercial Laundry - Alternative Dry-Cleaning Methods_A_Achievable Economic RVT Potential | F10 | Commercial | WA - Miscellaneous | New | Water Heating | Natural Gas | Commercial Laundry - Alternative Dry-Cleaning Methods | A | Purchases (Incremental) | Achievable Economic RVT Potential | 0 | 0 | 0 | 0 | 0 | 0 | 0 | 0 | 0 | 0 | 0 | 0 | 0 | 0 | 0 | 0 | 0 | 0 | 0 | 0 | 0 | 0 | 0 | 0 | 0 | 0 | 0
F11_Commercial_WA - Miscellaneous_New_Water Heating_Natural Gas_Commercial Laundry - Alternative Dry-Cleaning Methods_A_Achievable Economic RVT Potential | F11 | Commercial | WA - Miscellaneous | New | Water Heating | Natural Gas | Commercial Laundry - Alternative Dry-Cleaning Methods | A | Purchases (Cumulative) | Achievable Economic RVT Potential | 0 | 0 | 0 | 0 | 0 | 0 | 0 | 0 | 0 | 0 | 0 | 0 | 0 | 0 | 0 | 0 | 0 | 0 | 0 | 0 | 0 | 0 | 0 | 0 | 0 | 0 | 0
F1_Commercial_WA - Miscellaneous_New_Space Heating_Natural Gas_Advanced Kitchen Ventilation Controls_A_Achievable Economic RVT Potential | F1 | Commercial | WA - Miscellaneous | New | Space Heating | Natural Gas | Advanced Kitchen Ventilation Controls | A | Integrated Unit Energy Savings (kWh or therms) | Achievable Economic RVT Potential | 0 | 0 | 0 | 0 | 0 | 0 | 0 | 0 | 0 | 0 | 0 | 0 | 0 | 0 | 0 | 0 | 0 | 0 | 0 | 0 | 0 | 0 | 0 | 0 | 0 | 0 | 0
F2_Commercial_WA - Miscellaneous_New_Space Heating_Natural Gas_Advanced Kitchen Ventilation Controls_A_Achievable Economic RVT Potential | F2 | Commercial | WA - Miscellaneous | New | Space Heating | Natural Gas | Advanced Kitchen Ventilation Controls | A | Integrated Unit Summer Peak Savings (kW) | Achievable Economic RVT Potential | 0 | 0 | 0 | 0 | 0 | 0 | 0 | 0 | 0 | 0 | 0 | 0 | 0 | 0 | 0 | 0 | 0 | 0 | 0 | 0 | 0 | 0 | 0 | 0 | 0 | 0 | 0
F3_Commercial_WA - Miscellaneous_New_Space Heating_Natural Gas_Advanced Kitchen Ventilation Controls_A_Achievable Economic RVT Potential | F3 | Commercial | WA - Miscellaneous | New | Space Heating | Natural Gas | Advanced Kitchen Ventilation Controls | A | Integrated Unit Winter Peak Savings (kW) | Achievable Economic RVT Potential | 0 | 0 | 0 | 0 | 0 | 0 | 0 | 0 | 0 | 0 | 0 | 0 | 0 | 0 | 0 | 0 | 0 | 0 | 0 | 0 | 0 | 0 | 0 | 0 | 0 | 0 | 0
F4_Commercial_WA - Miscellaneous_New_Space Heating_Natural Gas_Advanced Kitchen Ventilation Controls_A_Achievable Economic RVT Potential | F4 | Commercial | WA - Miscellaneous | New | Space Heating | Natural Gas | Advanced Kitchen Ventilation Controls | A | Incremental Energy Savings (MWh or mTherms) | Achievable Economic RVT Potential | 0 | 0 | 0 | 0 | 0 | 0 | 0 | 0 | 0 | 0 | 0 | 0 | 0 | 0 | 0 | 0 | 0 | 0 | 0 | 0 | 0 | 0 | 0 | 0 | 0 | 0 | 0
F5_Commercial_WA - Miscellaneous_New_Space Heating_Natural Gas_Advanced Kitchen Ventilation Controls_A_Achievable Economic RVT Potential | F5 | Commercial | WA - Miscellaneous | New | Space Heating | Natural Gas | Advanced Kitchen Ventilation Controls | A | Incremental Summer Peak Savings (MW) | Achievable Economic RVT Potential | 0 | 0 | 0 | 0 | 0 | 0 | 0 | 0 | 0 | 0 | 0 | 0 | 0 | 0 | 0 | 0 | 0 | 0 | 0 | 0 | 0 | 0 | 0 | 0 | 0 | 0 | 0
F6_Commercial_WA - Miscellaneous_New_Space Heating_Natural Gas_Advanced Kitchen Ventilation Controls_A_Achievable Economic RVT Potential | F6 | Commercial | WA - Miscellaneous | New | Space Heating | Natural Gas | Advanced Kitchen Ventilation Controls | A | Incremental Winter Peak Savings (MW) | Achievable Economic RVT Potential | 0 | 0 | 0 | 0 | 0 | 0 | 0 | 0 | 0 | 0 | 0 | 0 | 0 | 0 | 0 | 0 | 0 | 0 | 0 | 0 | 0 | 0 | 0 | 0 | 0 | 0 | 0
F7_Commercial_WA - Miscellaneous_New_Space Heating_Natural Gas_Advanced Kitchen Ventilation Controls_A_Achievable Economic RVT Potential | F7 | Commercial | WA - Miscellaneous | New | Space Heating | Natural Gas | Advanced Kitchen Ventilation Controls | A | Cumulative Energy Savings (MWh or mTherms) | Achievable Economic RVT Potential | 0 | 0 | 0 | 0 | 0 | 0 | 0 | 0 | 0 | 0 | 0 | 0 | 0 | 0 | 0 | 0 | 0 | 0 | 0 | 0 | 0 | 0 | 0 | 0 | 0 | 0 | 0
F8_Commercial_WA - Miscellaneous_New_Space Heating_Natural Gas_Advanced Kitchen Ventilation Controls_A_Achievable Economic RVT Potential | F8 | Commercial | WA - Miscellaneous | New | Space Heating | Natural Gas | Advanced Kitchen Ventilation Controls | A | Cumulative Summer Peak Savings (MW) | Achievable Economic RVT Potential | 0 | 0 | 0 | 0 | 0 | 0 | 0 | 0 | 0 | 0 | 0 | 0 | 0 | 0 | 0 | 0 | 0 | 0 | 0 | 0 | 0 | 0 | 0 | 0 | 0 | 0 | 0
F9_Commercial_WA - Miscellaneous_New_Space Heating_Natural Gas_Advanced Kitchen Ventilation Controls_A_Achievable Economic RVT Potential | F9 | Commercial | WA - Miscellaneous | New | Space Heating | Natural Gas | Advanced Kitchen Ventilation Controls | A | Cumulative Winter Peak Savings (MW) | Achievable Economic RVT Potential | 0 | 0 | 0 | 0 | 0 | 0 | 0 | 0 | 0 | 0 | 0 | 0 | 0 | 0 | 0 | 0 | 0 | 0 | 0 | 0 | 0 | 0 | 0 | 0 | 0 | 0 | 0
F10_Commercial_WA - Miscellaneous_New_Space Heating_Natural Gas_Advanced Kitchen Ventilation Controls_A_Achievable Economic RVT Potential | F10 | Commercial | WA - Miscellaneous | New | Space Heating | Natural Gas | Advanced Kitchen Ventilation Controls | A | Purchases (Incremental) | Achievable Economic RVT Potential | 0 | 0 | 0 | 0 | 0 | 0 | 0 | 0 | 0 | 0 | 0 | 0 | 0 | 0 | 0 | 0 | 0 | 0 | 0 | 0 | 0 | 0 | 0 | 0 | 0 | 0 | 0
F11_Commercial_WA - Miscellaneous_New_Space Heating_Natural Gas_Advanced Kitchen Ventilation Controls_A_Achievable Economic RVT Potential | F11 | Commercial | WA - Miscellaneous | New | Space Heating | Natural Gas | Advanced Kitchen Ventilation Controls | A | Purchases (Cumulative) | Achievable Economic RVT Potential | 0 | 0 | 0 | 0 | 0 | 0 | 0 | 0 | 0 | 0 | 0 | 0 | 0 | 0 | 0 | 0 | 0 | 0 | 0 | 0 | 0 | 0 | 0 | 0 | 0 | 0 | 0
F1_Commercial_WA - Miscellaneous_New_Space Heating_Natural Gas_Infiltration Control - Loading Dock Sealing_A_Achievable Economic RVT Potential | F1 | Commercial | WA - Miscellaneous | New | Space Heating | Natural Gas | Infiltration Control - Loading Dock Sealing | A | Integrated Unit Energy Savings (kWh or therms) | Achievable Economic RVT Potential | 0 | 0 | 0 | 0 | 0 | 0 | 0 | 0 | 0 | 0 | 0 | 0 | 0 | 0 | 0 | 0 | 0 | 0 | 0 | 0 | 0 | 0 | 0 | 0 | 0 | 0 | 0
F2_Commercial_WA - Miscellaneous_New_Space Heating_Natural Gas_Infiltration Control - Loading Dock Sealing_A_Achievable Economic RVT Potential | F2 | Commercial | WA - Miscellaneous | New | Space Heating | Natural Gas | Infiltration Control - Loading Dock Sealing | A | Integrated Unit Summer Peak Savings (kW) | Achievable Economic RVT Potential | 0 | 0 | 0 | 0 | 0 | 0 | 0 | 0 | 0 | 0 | 0 | 0 | 0 | 0 | 0 | 0 | 0 | 0 | 0 | 0 | 0 | 0 | 0 | 0 | 0 | 0 | 0
F3_Commercial_WA - Miscellaneous_New_Space Heating_Natural Gas_Infiltration Control - Loading Dock Sealing_A_Achievable Economic RVT Potential | F3 | Commercial | WA - Miscellaneous | New | Space Heating | Natural Gas | Infiltration Control - Loading Dock Sealing | A | Integrated Unit Winter Peak Savings (kW) | Achievable Economic RVT Potential | 0 | 0 | 0 | 0 | 0 | 0 | 0 | 0 | 0 | 0 | 0 | 0 | 0 | 0 | 0 | 0 | 0 | 0 | 0 | 0 | 0 | 0 | 0 | 0 | 0 | 0 | 0
F4_Commercial_WA - Miscellaneous_New_Space Heating_Natural Gas_Infiltration Control - Loading Dock Sealing_A_Achievable Economic RVT Potential | F4 | Commercial | WA - Miscellaneous | New | Space Heating | Natural Gas | Infiltration Control - Loading Dock Sealing | A | Incremental Energy Savings (MWh or mTherms) | Achievable Economic RVT Potential | 0 | 0 | 0 | 0 | 0 | 0 | 0 | 0 | 0 | 0 | 0 | 0 | 0 | 0 | 0 | 0 | 0 | 0 | 0 | 0 | 0 | 0 | 0 | 0 | 0 | 0 | 0
F5_Commercial_WA - Miscellaneous_New_Space Heating_Natural Gas_Infiltration Control - Loading Dock Sealing_A_Achievable Economic RVT Potential | F5 | Commercial | WA - Miscellaneous | New | Space Heating | Natural Gas | Infiltration Control - Loading Dock Sealing | A | Incremental Summer Peak Savings (MW) | Achievable Economic RVT Potential | 0 | 0 | 0 | 0 | 0 | 0 | 0 | 0 | 0 | 0 | 0 | 0 | 0 | 0 | 0 | 0 | 0 | 0 | 0 | 0 | 0 | 0 | 0 | 0 | 0 | 0 | 0
F6_Commercial_WA - Miscellaneous_New_Space Heating_Natural Gas_Infiltration Control - Loading Dock Sealing_A_Achievable Economic RVT Potential | F6 | Commercial | WA - Miscellaneous | New | Space Heating | Natural Gas | Infiltration Control - Loading Dock Sealing | A | Incremental Winter Peak Savings (MW) | Achievable Economic RVT Potential | 0 | 0 | 0 | 0 | 0 | 0 | 0 | 0 | 0 | 0 | 0 | 0 | 0 | 0 | 0 | 0 | 0 | 0 | 0 | 0 | 0 | 0 | 0 | 0 | 0 | 0 | 0
F7_Commercial_WA - Miscellaneous_New_Space Heating_Natural Gas_Infiltration Control - Loading Dock Sealing_A_Achievable Economic RVT Potential | F7 | Commercial | WA - Miscellaneous | New | Space Heating | Natural Gas | Infiltration Control - Loading Dock Sealing | A | Cumulative Energy Savings (MWh or mTherms) | Achievable Economic RVT Potential | 0 | 0 | 0 | 0 | 0 | 0 | 0 | 0 | 0 | 0 | 0 | 0 | 0 | 0 | 0 | 0 | 0 | 0 | 0 | 0 | 0 | 0 | 0 | 0 | 0 | 0 | 0
F8_Commercial_WA - Miscellaneous_New_Space Heating_Natural Gas_Infiltration Control - Loading Dock Sealing_A_Achievable Economic RVT Potential | F8 | Commercial | WA - Miscellaneous | New | Space Heating | Natural Gas | Infiltration Control - Loading Dock Sealing | A | Cumulative Summer Peak Savings (MW) | Achievable Economic RVT Potential | 0 | 0 | 0 | 0 | 0 | 0 | 0 | 0 | 0 | 0 | 0 | 0 | 0 | 0 | 0 | 0 | 0 | 0 | 0 | 0 | 0 | 0 | 0 | 0 | 0 | 0 | 0
F9_Commercial_WA - Miscellaneous_New_Space Heating_Natural Gas_Infiltration Control - Loading Dock Sealing_A_Achievable Economic RVT Potential | F9 | Commercial | WA - Miscellaneous | New | Space Heating | Natural Gas | Infiltration Control - Loading Dock Sealing | A | Cumulative Winter Peak Savings (MW) | Achievable Economic RVT Potential | 0 | 0 | 0 | 0 | 0 | 0 | 0 | 0 | 0 | 0 | 0 | 0 | 0 | 0 | 0 | 0 | 0 | 0 | 0 | 0 | 0 | 0 | 0 | 0 | 0 | 0 | 0
F10_Commercial_WA - Miscellaneous_New_Space Heating_Natural Gas_Infiltration Control - Loading Dock Sealing_A_Achievable Economic RVT Potential | F10 | Commercial | WA - Miscellaneous | New | Space Heating | Natural Gas | Infiltration Control - Loading Dock Sealing | A | Purchases (Incremental) | Achievable Economic RVT Potential | 0 | 0 | 0 | 0 | 0 | 0 | 0 | 0 | 0 | 0 | 0 | 0 | 0 | 0 | 0 | 0 | 0 | 0 | 0 | 0 | 0 | 0 | 0 | 0 | 0 | 0 | 0
F11_Commercial_WA - Miscellaneous_New_Space Heating_Natural Gas_Infiltration Control - Loading Dock Sealing_A_Achievable Economic RVT Potential | F11 | Commercial | WA - Miscellaneous | New | Space Heating | Natural Gas | Infiltration Control - Loading Dock Sealing | A | Purchases (Cumulative) | Achievable Economic RVT Potential | 0 | 0 | 0 | 0 | 0 | 0 | 0 | 0 | 0 | 0 | 0 | 0 | 0 | 0 | 0 | 0 | 0 | 0 | 0 | 0 | 0 | 0 | 0 | 0 | 0 | 0 | 0
F1_Commercial_WA - Miscellaneous_New_Space Heating_Natural Gas_Greenhouse Heat Curtain_A_Achievable Economic RVT Potential | F1 | Commercial | WA - Miscellaneous | New | Space Heating | Natural Gas | Greenhouse Heat Curtain | A | Integrated Unit Energy Savings (kWh or therms) | Achievable Economic RVT Potential | 0 | 0 | 0 | 0 | 0 | 0 | 0 | 0 | 0 | 0 | 0 | 0 | 0 | 0 | 0 | 0 | 0 | 0 | 0 | 0 | 0 | 0 | 0 | 0 | 0 | 0 | 0
F2_Commercial_WA - Miscellaneous_New_Space Heating_Natural Gas_Greenhouse Heat Curtain_A_Achievable Economic RVT Potential | F2 | Commercial | WA - Miscellaneous | New | Space Heating | Natural Gas | Greenhouse Heat Curtain | A | Integrated Unit Summer Peak Savings (kW) | Achievable Economic RVT Potential | 0 | 0 | 0 | 0 | 0 | 0 | 0 | 0 | 0 | 0 | 0 | 0 | 0 | 0 | 0 | 0 | 0 | 0 | 0 | 0 | 0 | 0 | 0 | 0 | 0 | 0 | 0
F3_Commercial_WA - Miscellaneous_New_Space Heating_Natural Gas_Greenhouse Heat Curtain_A_Achievable Economic RVT Potential | F3 | Commercial | WA - Miscellaneous | New | Space Heating | Natural Gas | Greenhouse Heat Curtain | A | Integrated Unit Winter Peak Savings (kW) | Achievable Economic RVT Potential | 0 | 0 | 0 | 0 | 0 | 0 | 0 | 0 | 0 | 0 | 0 | 0 | 0 | 0 | 0 | 0 | 0 | 0 | 0 | 0 | 0 | 0 | 0 | 0 | 0 | 0 | 0
F4_Commercial_WA - Miscellaneous_New_Space Heating_Natural Gas_Greenhouse Heat Curtain_A_Achievable Economic RVT Potential | F4 | Commercial | WA - Miscellaneous | New | Space Heating | Natural Gas | Greenhouse Heat Curtain | A | Incremental Energy Savings (MWh or mTherms) | Achievable Economic RVT Potential | 0 | 0 | 0 | 0 | 0 | 0 | 0 | 0 | 0 | 0 | 0 | 0 | 0 | 0 | 0 | 0 | 0 | 0 | 0 | 0 | 0 | 0 | 0 | 0 | 0 | 0 | 0
F5_Commercial_WA - Miscellaneous_New_Space Heating_Natural Gas_Greenhouse Heat Curtain_A_Achievable Economic RVT Potential | F5 | Commercial | WA - Miscellaneous | New | Space Heating | Natural Gas | Greenhouse Heat Curtain | A | Incremental Summer Peak Savings (MW) | Achievable Economic RVT Potential | 0 | 0 | 0 | 0 | 0 | 0 | 0 | 0 | 0 | 0 | 0 | 0 | 0 | 0 | 0 | 0 | 0 | 0 | 0 | 0 | 0 | 0 | 0 | 0 | 0 | 0 | 0
F6_Commercial_WA - Miscellaneous_New_Space Heating_Natural Gas_Greenhouse Heat Curtain_A_Achievable Economic RVT Potential | F6 | Commercial | WA - Miscellaneous | New | Space Heating | Natural Gas | Greenhouse Heat Curtain | A | Incremental Winter Peak Savings (MW) | Achievable Economic RVT Potential | 0 | 0 | 0 | 0 | 0 | 0 | 0 | 0 | 0 | 0 | 0 | 0 | 0 | 0 | 0 | 0 | 0 | 0 | 0 | 0 | 0 | 0 | 0 | 0 | 0 | 0 | 0
F7_Commercial_WA - Miscellaneous_New_Space Heating_Natural Gas_Greenhouse Heat Curtain_A_Achievable Economic RVT Potential | F7 | Commercial | WA - Miscellaneous | New | Space Heating | Natural Gas | Greenhouse Heat Curtain | A | Cumulative Energy Savings (MWh or mTherms) | Achievable Economic RVT Potential | 0 | 0 | 0 | 0 | 0 | 0 | 0 | 0 | 0 | 0 | 0 | 0 | 0 | 0 | 0 | 0 | 0 | 0 | 0 | 0 | 0 | 0 | 0 | 0 | 0 | 0 | 0
F8_Commercial_WA - Miscellaneous_New_Space Heating_Natural Gas_Greenhouse Heat Curtain_A_Achievable Economic RVT Potential | F8 | Commercial | WA - Miscellaneous | New | Space Heating | Natural Gas | Greenhouse Heat Curtain | A | Cumulative Summer Peak Savings (MW) | Achievable Economic RVT Potential | 0 | 0 | 0 | 0 | 0 | 0 | 0 | 0 | 0 | 0 | 0 | 0 | 0 | 0 | 0 | 0 | 0 | 0 | 0 | 0 | 0 | 0 | 0 | 0 | 0 | 0 | 0
F9_Commercial_WA - Miscellaneous_New_Space Heating_Natural Gas_Greenhouse Heat Curtain_A_Achievable Economic RVT Potential | F9 | Commercial | WA - Miscellaneous | New | Space Heating | Natural Gas | Greenhouse Heat Curtain | A | Cumulative Winter Peak Savings (MW) | Achievable Economic RVT Potential | 0 | 0 | 0 | 0 | 0 | 0 | 0 | 0 | 0 | 0 | 0 | 0 | 0 | 0 | 0 | 0 | 0 | 0 | 0 | 0 | 0 | 0 | 0 | 0 | 0 | 0 | 0
F10_Commercial_WA - Miscellaneous_New_Space Heating_Natural Gas_Greenhouse Heat Curtain_A_Achievable Economic RVT Potential | F10 | Commercial | WA - Miscellaneous | New | Space Heating | Natural Gas | Greenhouse Heat Curtain | A | Purchases (Incremental) | Achievable Economic RVT Potential | 0 | 0 | 0 | 0 | 0 | 0 | 0 | 0 | 0 | 0 | 0 | 0 | 0 | 0 | 0 | 0 | 0 | 0 | 0 | 0 | 0 | 0 | 0 | 0 | 0 | 0 | 0
F11_Commercial_WA - Miscellaneous_New_Space Heating_Natural Gas_Greenhouse Heat Curtain_A_Achievable Economic RVT Potential | F11 | Commercial | WA - Miscellaneous | New | Space Heating | Natural Gas | Greenhouse Heat Curtain | A | Purchases (Cumulative) | Achievable Economic RVT Potential | 0 | 0 | 0 | 0 | 0 | 0 | 0 | 0 | 0 | 0 | 0 | 0 | 0 | 0 | 0 | 0 | 0 | 0 | 0 | 0 | 0 | 0 | 0 | 0 | 0 | 0 | 0
F1_Commercial_WA - Miscellaneous_New_Space Heating_Natural Gas_Ventilation - Parking Garages, Demand Controlled_A_Achievable Economic RVT Potential | F1 | Commercial | WA - Miscellaneous | New | Space Heating | Natural Gas | Ventilation - Parking Garages, Demand Controlled | A | Integrated Unit Energy Savings (kWh or therms) | Achievable Economic RVT Potential | 0 | 0 | 0 | 0 | 0 | 0 | 0 | 0 | 0 | 0 | 0 | 0 | 0 | 0 | 0 | 0 | 0 | 0 | 0 | 0 | 0 | 0 | 0 | 0 | 0 | 0 | 0
F2_Commercial_WA - Miscellaneous_New_Space Heating_Natural Gas_Ventilation - Parking Garages, Demand Controlled_A_Achievable Economic RVT Potential | F2 | Commercial | WA - Miscellaneous | New | Space Heating | Natural Gas | Ventilation - Parking Garages, Demand Controlled | A | Integrated Unit Summer Peak Savings (kW) | Achievable Economic RVT Potential | 0 | 0 | 0 | 0 | 0 | 0 | 0 | 0 | 0 | 0 | 0 | 0 | 0 | 0 | 0 | 0 | 0 | 0 | 0 | 0 | 0 | 0 | 0 | 0 | 0 | 0 | 0
F3_Commercial_WA - Miscellaneous_New_Space Heating_Natural Gas_Ventilation - Parking Garages, Demand Controlled_A_Achievable Economic RVT Potential | F3 | Commercial | WA - Miscellaneous | New | Space Heating | Natural Gas | Ventilation - Parking Garages, Demand Controlled | A | Integrated Unit Winter Peak Savings (kW) | Achievable Economic RVT Potential | 0 | 0 | 0 | 0 | 0 | 0 | 0 | 0 | 0 | 0 | 0 | 0 | 0 | 0 | 0 | 0 | 0 | 0 | 0 | 0 | 0 | 0 | 0 | 0 | 0 | 0 | 0
F4_Commercial_WA - Miscellaneous_New_Space Heating_Natural Gas_Ventilation - Parking Garages, Demand Controlled_A_Achievable Economic RVT Potential | F4 | Commercial | WA - Miscellaneous | New | Space Heating | Natural Gas | Ventilation - Parking Garages, Demand Controlled | A | Incremental Energy Savings (MWh or mTherms) | Achievable Economic RVT Potential | 0 | 0 | 0 | 0 | 0 | 0 | 0 | 0 | 0 | 0 | 0 | 0 | 0 | 0 | 0 | 0 | 0 | 0 | 0 | 0 | 0 | 0 | 0 | 0 | 0 | 0 | 0
F5_Commercial_WA - Miscellaneous_New_Space Heating_Natural Gas_Ventilation - Parking Garages, Demand Controlled_A_Achievable Economic RVT Potential | F5 | Commercial | WA - Miscellaneous | New | Space Heating | Natural Gas | Ventilation - Parking Garages, Demand Controlled | A | Incremental Summer Peak Savings (MW) | Achievable Economic RVT Potential | 0 | 0 | 0 | 0 | 0 | 0 | 0 | 0 | 0 | 0 | 0 | 0 | 0 | 0 | 0 | 0 | 0 | 0 | 0 | 0 | 0 | 0 | 0 | 0 | 0 | 0 | 0
F6_Commercial_WA - Miscellaneous_New_Space Heating_Natural Gas_Ventilation - Parking Garages, Demand Controlled_A_Achievable Economic RVT Potential | F6 | Commercial | WA - Miscellaneous | New | Space Heating | Natural Gas | Ventilation - Parking Garages, Demand Controlled | A | Incremental Winter Peak Savings (MW) | Achievable Economic RVT Potential | 0 | 0 | 0 | 0 | 0 | 0 | 0 | 0 | 0 | 0 | 0 | 0 | 0 | 0 | 0 | 0 | 0 | 0 | 0 | 0 | 0 | 0 | 0 | 0 | 0 | 0 | 0
F7_Commercial_WA - Miscellaneous_New_Space Heating_Natural Gas_Ventilation - Parking Garages, Demand Controlled_A_Achievable Economic RVT Potential | F7 | Commercial | WA - Miscellaneous | New | Space Heating | Natural Gas | Ventilation - Parking Garages, Demand Controlled | A | Cumulative Energy Savings (MWh or mTherms) | Achievable Economic RVT Potential | 0 | 0 | 0 | 0 | 0 | 0 | 0 | 0 | 0 | 0 | 0 | 0 | 0 | 0 | 0 | 0 | 0 | 0 | 0 | 0 | 0 | 0 | 0 | 0 | 0 | 0 | 0
F8_Commercial_WA - Miscellaneous_New_Space Heating_Natural Gas_Ventilation - Parking Garages, Demand Controlled_A_Achievable Economic RVT Potential | F8 | Commercial | WA - Miscellaneous | New | Space Heating | Natural Gas | Ventilation - Parking Garages, Demand Controlled | A | Cumulative Summer Peak Savings (MW) | Achievable Economic RVT Potential | 0 | 0 | 0 | 0 | 0 | 0 | 0 | 0 | 0 | 0 | 0 | 0 | 0 | 0 | 0 | 0 | 0 | 0 | 0 | 0 | 0 | 0 | 0 | 0 | 0 | 0 | 0
F9_Commercial_WA - Miscellaneous_New_Space Heating_Natural Gas_Ventilation - Parking Garages, Demand Controlled_A_Achievable Economic RVT Potential | F9 | Commercial | WA - Miscellaneous | New | Space Heating | Natural Gas | Ventilation - Parking Garages, Demand Controlled | A | Cumulative Winter Peak Savings (MW) | Achievable Economic RVT Potential | 0 | 0 | 0 | 0 | 0 | 0 | 0 | 0 | 0 | 0 | 0 | 0 | 0 | 0 | 0 | 0 | 0 | 0 | 0 | 0 | 0 | 0 | 0 | 0 | 0 | 0 | 0
F10_Commercial_WA - Miscellaneous_New_Space Heating_Natural Gas_Ventilation - Parking Garages, Demand Controlled_A_Achievable Economic RVT Potential | F10 | Commercial | WA - Miscellaneous | New | Space Heating | Natural Gas | Ventilation - Parking Garages, Demand Controlled | A | Purchases (Incremental) | Achievable Economic RVT Potential | 0 | 0 | 0 | 0 | 0 | 0 | 0 | 0 | 0 | 0 | 0 | 0 | 0 | 0 | 0 | 0 | 0 | 0 | 0 | 0 | 0 | 0 | 0 | 0 | 0 | 0 | 0
F11_Commercial_WA - Miscellaneous_New_Space Heating_Natural Gas_Ventilation - Parking Garages, Demand Controlled_A_Achievable Economic RVT Potential | F11 | Commercial | WA - Miscellaneous | New | Space Heating | Natural Gas | Ventilation - Parking Garages, Demand Controlled | A | Purchases (Cumulative) | Achievable Economic RVT Potential | 0 | 0 | 0 | 0 | 0 | 0 | 0 | 0 | 0 | 0 | 0 | 0 | 0 | 0 | 0 | 0 | 0 | 0 | 0 | 0 | 0 | 0 | 0 | 0 | 0 | 0 | 0
F1_Commercial_WA - Miscellaneous_New_Miscellaneous_Natural Gas_Pool Heater - Night Covers_A_Achievable Economic RVT Potential | F1 | Commercial | WA - Miscellaneous | New | Miscellaneous | Natural Gas | Pool Heater - Night Covers | A | Integrated Unit Energy Savings (kWh or therms) | Achievable Economic RVT Potential | 0 | 0 | 0 | 0 | 0 | 0 | 0 | 0 | 0 | 0 | 0 | 0 | 0 | 0 | 0 | 0 | 0 | 0 | 0 | 0 | 0 | 0 | 0 | 0 | 0 | 0 | 0
F2_Commercial_WA - Miscellaneous_New_Miscellaneous_Natural Gas_Pool Heater - Night Covers_A_Achievable Economic RVT Potential | F2 | Commercial | WA - Miscellaneous | New | Miscellaneous | Natural Gas | Pool Heater - Night Covers | A | Integrated Unit Summer Peak Savings (kW) | Achievable Economic RVT Potential | 0 | 0 | 0 | 0 | 0 | 0 | 0 | 0 | 0 | 0 | 0 | 0 | 0 | 0 | 0 | 0 | 0 | 0 | 0 | 0 | 0 | 0 | 0 | 0 | 0 | 0 | 0
F3_Commercial_WA - Miscellaneous_New_Miscellaneous_Natural Gas_Pool Heater - Night Covers_A_Achievable Economic RVT Potential | F3 | Commercial | WA - Miscellaneous | New | Miscellaneous | Natural Gas | Pool Heater - Night Covers | A | Integrated Unit Winter Peak Savings (kW) | Achievable Economic RVT Potential | 0 | 0 | 0 | 0 | 0 | 0 | 0 | 0 | 0 | 0 | 0 | 0 | 0 | 0 | 0 | 0 | 0 | 0 | 0 | 0 | 0 | 0 | 0 | 0 | 0 | 0 | 0
F4_Commercial_WA - Miscellaneous_New_Miscellaneous_Natural Gas_Pool Heater - Night Covers_A_Achievable Economic RVT Potential | F4 | Commercial | WA - Miscellaneous | New | Miscellaneous | Natural Gas | Pool Heater - Night Covers | A | Incremental Energy Savings (MWh or mTherms) | Achievable Economic RVT Potential | 0 | 0 | 0 | 0 | 0 | 0 | 0 | 0 | 0 | 0 | 0 | 0 | 0 | 0 | 0 | 0 | 0 | 0 | 0 | 0 | 0 | 0 | 0 | 0 | 0 | 0 | 0
F5_Commercial_WA - Miscellaneous_New_Miscellaneous_Natural Gas_Pool Heater - Night Covers_A_Achievable Economic RVT Potential | F5 | Commercial | WA - Miscellaneous | New | Miscellaneous | Natural Gas | Pool Heater - Night Covers | A | Incremental Summer Peak Savings (MW) | Achievable Economic RVT Potential | 0 | 0 | 0 | 0 | 0 | 0 | 0 | 0 | 0 | 0 | 0 | 0 | 0 | 0 | 0 | 0 | 0 | 0 | 0 | 0 | 0 | 0 | 0 | 0 | 0 | 0 | 0
F6_Commercial_WA - Miscellaneous_New_Miscellaneous_Natural Gas_Pool Heater - Night Covers_A_Achievable Economic RVT Potential | F6 | Commercial | WA - Miscellaneous | New | Miscellaneous | Natural Gas | Pool Heater - Night Covers | A | Incremental Winter Peak Savings (MW) | Achievable Economic RVT Potential | 0 | 0 | 0 | 0 | 0 | 0 | 0 | 0 | 0 | 0 | 0 | 0 | 0 | 0 | 0 | 0 | 0 | 0 | 0 | 0 | 0 | 0 | 0 | 0 | 0 | 0 | 0
F7_Commercial_WA - Miscellaneous_New_Miscellaneous_Natural Gas_Pool Heater - Night Covers_A_Achievable Economic RVT Potential | F7 | Commercial | WA - Miscellaneous | New | Miscellaneous | Natural Gas | Pool Heater - Night Covers | A | Cumulative Energy Savings (MWh or mTherms) | Achievable Economic RVT Potential | 0 | 0 | 0 | 0 | 0 | 0 | 0 | 0 | 0 | 0 | 0 | 0 | 0 | 0 | 0 | 0 | 0 | 0 | 0 | 0 | 0 | 0 | 0 | 0 | 0 | 0 | 0
F8_Commercial_WA - Miscellaneous_New_Miscellaneous_Natural Gas_Pool Heater - Night Covers_A_Achievable Economic RVT Potential | F8 | Commercial | WA - Miscellaneous | New | Miscellaneous | Natural Gas | Pool Heater - Night Covers | A | Cumulative Summer Peak Savings (MW) | Achievable Economic RVT Potential | 0 | 0 | 0 | 0 | 0 | 0 | 0 | 0 | 0 | 0 | 0 | 0 | 0 | 0 | 0 | 0 | 0 | 0 | 0 | 0 | 0 | 0 | 0 | 0 | 0 | 0 | 0
F9_Commercial_WA - Miscellaneous_New_Miscellaneous_Natural Gas_Pool Heater - Night Covers_A_Achievable Economic RVT Potential | F9 | Commercial | WA - Miscellaneous | New | Miscellaneous | Natural Gas | Pool Heater - Night Covers | A | Cumulative Winter Peak Savings (MW) | Achievable Economic RVT Potential | 0 | 0 | 0 | 0 | 0 | 0 | 0 | 0 | 0 | 0 | 0 | 0 | 0 | 0 | 0 | 0 | 0 | 0 | 0 | 0 | 0 | 0 | 0 | 0 | 0 | 0 | 0
F10_Commercial_WA - Miscellaneous_New_Miscellaneous_Natural Gas_Pool Heater - Night Covers_A_Achievable Economic RVT Potential | F10 | Commercial | WA - Miscellaneous | New | Miscellaneous | Natural Gas | Pool Heater - Night Covers | A | Purchases (Incremental) | Achievable Economic RVT Potential | 0 | 0 | 0 | 0 | 0 | 0 | 0 | 0 | 0 | 0 | 0 | 0 | 0 | 0 | 0 | 0 | 0 | 0 | 0 | 0 | 0 | 0 | 0 | 0 | 0 | 0 | 0
F11_Commercial_WA - Miscellaneous_New_Miscellaneous_Natural Gas_Pool Heater - Night Covers_A_Achievable Economic RVT Potential | F11 | Commercial | WA - Miscellaneous | New | Miscellaneous | Natural Gas | Pool Heater - Night Covers | A | Purchases (Cumulative) | Achievable Economic RVT Potential | 0 | 0 | 0 | 0 | 0 | 0 | 0 | 0 | 0 | 0 | 0 | 0 | 0 | 0 | 0 | 0 | 0 | 0 | 0 | 0 | 0 | 0 | 0 | 0 | 0 | 0 | 0
F1_Commercial_WA - Miscellaneous_New_Space Heating_Natural Gas_Advanced New Construction Designs_A_Achievable Economic RVT Potential | F1 | Commercial | WA - Miscellaneous | New | Space Heating | Natural Gas | Advanced New Construction Designs | A | Integrated Unit Energy Savings (kWh or therms) | Achievable Economic RVT Potential | 0 | 0 | 0 | 0 | 0 | 0 | 0 | 0 | 0 | 0 | 0 | 0 | 0 | 0 | 0 | 0 | 0 | 0 | 0 | 0 | 0 | 0 | 0 | 0 | 0 | 0 | 0
F2_Commercial_WA - Miscellaneous_New_Space Heating_Natural Gas_Advanced New Construction Designs_A_Achievable Economic RVT Potential | F2 | Commercial | WA - Miscellaneous | New | Space Heating | Natural Gas | Advanced New Construction Designs | A | Integrated Unit Summer Peak Savings (kW) | Achievable Economic RVT Potential | 0 | 0 | 0 | 0 | 0 | 0 | 0 | 0 | 0 | 0 | 0 | 0 | 0 | 0 | 0 | 0 | 0 | 0 | 0 | 0 | 0 | 0 | 0 | 0 | 0 | 0 | 0
F3_Commercial_WA - Miscellaneous_New_Space Heating_Natural Gas_Advanced New Construction Designs_A_Achievable Economic RVT Potential | F3 | Commercial | WA - Miscellaneous | New | Space Heating | Natural Gas | Advanced New Construction Designs | A | Integrated Unit Winter Peak Savings (kW) | Achievable Economic RVT Potential | 0 | 0 | 0 | 0 | 0 | 0 | 0 | 0 | 0 | 0 | 0 | 0 | 0 | 0 | 0 | 0 | 0 | 0 | 0 | 0 | 0 | 0 | 0 | 0 | 0 | 0 | 0
F4_Commercial_WA - Miscellaneous_New_Space Heating_Natural Gas_Advanced New Construction Designs_A_Achievable Economic RVT Potential | F4 | Commercial | WA - Miscellaneous | New | Space Heating | Natural Gas | Advanced New Construction Designs | A | Incremental Energy Savings (MWh or mTherms) | Achievable Economic RVT Potential | 0 | 0 | 0 | 0 | 0 | 0 | 0 | 0 | 0 | 0 | 0 | 0 | 0 | 0 | 0 | 0 | 0 | 0 | 0 | 0 | 0 | 0 | 0 | 0 | 0 | 0 | 0
F5_Commercial_WA - Miscellaneous_New_Space Heating_Natural Gas_Advanced New Construction Designs_A_Achievable Economic RVT Potential | F5 | Commercial | WA - Miscellaneous | New | Space Heating | Natural Gas | Advanced New Construction Designs | A | Incremental Summer Peak Savings (MW) | Achievable Economic RVT Potential | 0 | 0 | 0 | 0 | 0 | 0 | 0 | 0 | 0 | 0 | 0 | 0 | 0 | 0 | 0 | 0 | 0 | 0 | 0 | 0 | 0 | 0 | 0 | 0 | 0 | 0 | 0
F6_Commercial_WA - Miscellaneous_New_Space Heating_Natural Gas_Advanced New Construction Designs_A_Achievable Economic RVT Potential | F6 | Commercial | WA - Miscellaneous | New | Space Heating | Natural Gas | Advanced New Construction Designs | A | Incremental Winter Peak Savings (MW) | Achievable Economic RVT Potential | 0 | 0 | 0 | 0 | 0 | 0 | 0 | 0 | 0 | 0 | 0 | 0 | 0 | 0 | 0 | 0 | 0 | 0 | 0 | 0 | 0 | 0 | 0 | 0 | 0 | 0 | 0
F7_Commercial_WA - Miscellaneous_New_Space Heating_Natural Gas_Advanced New Construction Designs_A_Achievable Economic RVT Potential | F7 | Commercial | WA - Miscellaneous | New | Space Heating | Natural Gas | Advanced New Construction Designs | A | Cumulative Energy Savings (MWh or mTherms) | Achievable Economic RVT Potential | 0 | 0 | 0 | 0 | 0 | 0 | 0 | 0 | 0 | 0 | 0 | 0 | 0 | 0 | 0 | 0 | 0 | 0 | 0 | 0 | 0 | 0 | 0 | 0 | 0 | 0 | 0
F8_Commercial_WA - Miscellaneous_New_Space Heating_Natural Gas_Advanced New Construction Designs_A_Achievable Economic RVT Potential | F8 | Commercial | WA - Miscellaneous | New | Space Heating | Natural Gas | Advanced New Construction Designs | A | Cumulative Summer Peak Savings (MW) | Achievable Economic RVT Potential | 0 | 0 | 0 | 0 | 0 | 0 | 0 | 0 | 0 | 0 | 0 | 0 | 0 | 0 | 0 | 0 | 0 | 0 | 0 | 0 | 0 | 0 | 0 | 0 | 0 | 0 | 0
F9_Commercial_WA - Miscellaneous_New_Space Heating_Natural Gas_Advanced New Construction Designs_A_Achievable Economic RVT Potential | F9 | Commercial | WA - Miscellaneous | New | Space Heating | Natural Gas | Advanced New Construction Designs | A | Cumulative Winter Peak Savings (MW) | Achievable Economic RVT Potential | 0 | 0 | 0 | 0 | 0 | 0 | 0 | 0 | 0 | 0 | 0 | 0 | 0 | 0 | 0 | 0 | 0 | 0 | 0 | 0 | 0 | 0 | 0 | 0 | 0 | 0 | 0
F10_Commercial_WA - Miscellaneous_New_Space Heating_Natural Gas_Advanced New Construction Designs_A_Achievable Economic RVT Potential | F10 | Commercial | WA - Miscellaneous | New | Space Heating | Natural Gas | Advanced New Construction Designs | A | Purchases (Incremental) | Achievable Economic RVT Potential | 0 | 0 | 0 | 0 | 0 | 0 | 0 | 0 | 0 | 0 | 0 | 0 | 0 | 0 | 0 | 0 | 0 | 0 | 0 | 0 | 0 | 0 | 0 | 0 | 0 | 0 | 0
F11_Commercial_WA - Miscellaneous_New_Space Heating_Natural Gas_Advanced New Construction Designs_A_Achievable Economic RVT Potential | F11 | Commercial | WA - Miscellaneous | New | Space Heating | Natural Gas | Advanced New Construction Designs | A | Purchases (Cumulative) | Achievable Economic RVT Potential | 0 | 0 | 0 | 0 | 0 | 0 | 0 | 0 | 0 | 0 | 0 | 0 | 0 | 0 | 0 | 0 | 0 | 0 | 0 | 0 | 0 | 0 | 0 | 0 | 0 | 0 | 0
F1_Commercial_WA - Miscellaneous_New_Water Heating_Natural Gas_Advanced New Construction Designs_A_Achievable Economic RVT Potential | F1 | Commercial | WA - Miscellaneous | New | Water Heating | Natural Gas | Advanced New Construction Designs | A | Integrated Unit Energy Savings (kWh or therms) | Achievable Economic RVT Potential | 0 | 0 | 0 | 0 | 0 | 0 | 0 | 0 | 0 | 0 | 0 | 0 | 0 | 0 | 0 | 0 | 0 | 0 | 0 | 0 | 0 | 0 | 0 | 0 | 0 | 0 | 0
F2_Commercial_WA - Miscellaneous_New_Water Heating_Natural Gas_Advanced New Construction Designs_A_Achievable Economic RVT Potential | F2 | Commercial | WA - Miscellaneous | New | Water Heating | Natural Gas | Advanced New Construction Designs | A | Integrated Unit Summer Peak Savings (kW) | Achievable Economic RVT Potential | 0 | 0 | 0 | 0 | 0 | 0 | 0 | 0 | 0 | 0 | 0 | 0 | 0 | 0 | 0 | 0 | 0 | 0 | 0 | 0 | 0 | 0 | 0 | 0 | 0 | 0 | 0
F3_Commercial_WA - Miscellaneous_New_Water Heating_Natural Gas_Advanced New Construction Designs_A_Achievable Economic RVT Potential | F3 | Commercial | WA - Miscellaneous | New | Water Heating | Natural Gas | Advanced New Construction Designs | A | Integrated Unit Winter Peak Savings (kW) | Achievable Economic RVT Potential | 0 | 0 | 0 | 0 | 0 | 0 | 0 | 0 | 0 | 0 | 0 | 0 | 0 | 0 | 0 | 0 | 0 | 0 | 0 | 0 | 0 | 0 | 0 | 0 | 0 | 0 | 0
F4_Commercial_WA - Miscellaneous_New_Water Heating_Natural Gas_Advanced New Construction Designs_A_Achievable Economic RVT Potential | F4 | Commercial | WA - Miscellaneous | New | Water Heating | Natural Gas | Advanced New Construction Designs | A | Incremental Energy Savings (MWh or mTherms) | Achievable Economic RVT Potential | 0 | 0 | 0 | 0 | 0 | 0 | 0 | 0 | 0 | 0 | 0 | 0 | 0 | 0 | 0 | 0 | 0 | 0 | 0 | 0 | 0 | 0 | 0 | 0 | 0 | 0 | 0
F5_Commercial_WA - Miscellaneous_New_Water Heating_Natural Gas_Advanced New Construction Designs_A_Achievable Economic RVT Potential | F5 | Commercial | WA - Miscellaneous | New | Water Heating | Natural Gas | Advanced New Construction Designs | A | Incremental Summer Peak Savings (MW) | Achievable Economic RVT Potential | 0 | 0 | 0 | 0 | 0 | 0 | 0 | 0 | 0 | 0 | 0 | 0 | 0 | 0 | 0 | 0 | 0 | 0 | 0 | 0 | 0 | 0 | 0 | 0 | 0 | 0 | 0
F6_Commercial_WA - Miscellaneous_New_Water Heating_Natural Gas_Advanced New Construction Designs_A_Achievable Economic RVT Potential | F6 | Commercial | WA - Miscellaneous | New | Water Heating | Natural Gas | Advanced New Construction Designs | A | Incremental Winter Peak Savings (MW) | Achievable Economic RVT Potential | 0 | 0 | 0 | 0 | 0 | 0 | 0 | 0 | 0 | 0 | 0 | 0 | 0 | 0 | 0 | 0 | 0 | 0 | 0 | 0 | 0 | 0 | 0 | 0 | 0 | 0 | 0
F7_Commercial_WA - Miscellaneous_New_Water Heating_Natural Gas_Advanced New Construction Designs_A_Achievable Economic RVT Potential | F7 | Commercial | WA - Miscellaneous | New | Water Heating | Natural Gas | Advanced New Construction Designs | A | Cumulative Energy Savings (MWh or mTherms) | Achievable Economic RVT Potential | 0 | 0 | 0 | 0 | 0 | 0 | 0 | 0 | 0 | 0 | 0 | 0 | 0 | 0 | 0 | 0 | 0 | 0 | 0 | 0 | 0 | 0 | 0 | 0 | 0 | 0 | 0
F8_Commercial_WA - Miscellaneous_New_Water Heating_Natural Gas_Advanced New Construction Designs_A_Achievable Economic RVT Potential | F8 | Commercial | WA - Miscellaneous | New | Water Heating | Natural Gas | Advanced New Construction Designs | A | Cumulative Summer Peak Savings (MW) | Achievable Economic RVT Potential | 0 | 0 | 0 | 0 | 0 | 0 | 0 | 0 | 0 | 0 | 0 | 0 | 0 | 0 | 0 | 0 | 0 | 0 | 0 | 0 | 0 | 0 | 0 | 0 | 0 | 0 | 0
F9_Commercial_WA - Miscellaneous_New_Water Heating_Natural Gas_Advanced New Construction Designs_A_Achievable Economic RVT Potential | F9 | Commercial | WA - Miscellaneous | New | Water Heating | Natural Gas | Advanced New Construction Designs | A | Cumulative Winter Peak Savings (MW) | Achievable Economic RVT Potential | 0 | 0 | 0 | 0 | 0 | 0 | 0 | 0 | 0 | 0 | 0 | 0 | 0 | 0 | 0 | 0 | 0 | 0 | 0 | 0 | 0 | 0 | 0 | 0 | 0 | 0 | 0
F10_Commercial_WA - Miscellaneous_New_Water Heating_Natural Gas_Advanced New Construction Designs_A_Achievable Economic RVT Potential | F10 | Commercial | WA - Miscellaneous | New | Water Heating | Natural Gas | Advanced New Construction Designs | A | Purchases (Incremental) | Achievable Economic RVT Potential | 0 | 0 | 0 | 0 | 0 | 0 | 0 | 0 | 0 | 0 | 0 | 0 | 0 | 0 | 0 | 0 | 0 | 0 | 0 | 0 | 0 | 0 | 0 | 0 | 0 | 0 | 0
F11_Commercial_WA - Miscellaneous_New_Water Heating_Natural Gas_Advanced New Construction Designs_A_Achievable Economic RVT Potential | F11 | Commercial | WA - Miscellaneous | New | Water Heating | Natural Gas | Advanced New Construction Designs | A | Purchases (Cumulative) | Achievable Economic RVT Potential | 0 | 0 | 0 | 0 | 0 | 0 | 0 | 0 | 0 | 0 | 0 | 0 | 0 | 0 | 0 | 0 | 0 | 0 | 0 | 0 | 0 | 0 | 0 | 0 | 0 | 0 | 0
F1_Commercial_WA - Miscellaneous_New_Space Heating_Natural Gas_Strategic Energy Management_A_Achievable Economic RVT Potential | F1 | Commercial | WA - Miscellaneous | New | Space Heating | Natural Gas | Strategic Energy Management | A | Integrated Unit Energy Savings (kWh or therms) | Achievable Economic RVT Potential | 0 | 0 | 0 | 0 | 0 | 0 | 0 | 0 | 0 | 0 | 0 | 0 | 0 | 0 | 0 | 0 | 0 | 0 | 0 | 0 | 0 | 0 | 0 | 0 | 0 | 0 | 0
F2_Commercial_WA - Miscellaneous_New_Space Heating_Natural Gas_Strategic Energy Management_A_Achievable Economic RVT Potential | F2 | Commercial | WA - Miscellaneous | New | Space Heating | Natural Gas | Strategic Energy Management | A | Integrated Unit Summer Peak Savings (kW) | Achievable Economic RVT Potential | 0 | 0 | 0 | 0 | 0 | 0 | 0 | 0 | 0 | 0 | 0 | 0 | 0 | 0 | 0 | 0 | 0 | 0 | 0 | 0 | 0 | 0 | 0 | 0 | 0 | 0 | 0
F3_Commercial_WA - Miscellaneous_New_Space Heating_Natural Gas_Strategic Energy Management_A_Achievable Economic RVT Potential | F3 | Commercial | WA - Miscellaneous | New | Space Heating | Natural Gas | Strategic Energy Management | A | Integrated Unit Winter Peak Savings (kW) | Achievable Economic RVT Potential | 0 | 0 | 0 | 0 | 0 | 0 | 0 | 0 | 0 | 0 | 0 | 0 | 0 | 0 | 0 | 0 | 0 | 0 | 0 | 0 | 0 | 0 | 0 | 0 | 0 | 0 | 0
F4_Commercial_WA - Miscellaneous_New_Space Heating_Natural Gas_Strategic Energy Management_A_Achievable Economic RVT Potential | F4 | Commercial | WA - Miscellaneous | New | Space Heating | Natural Gas | Strategic Energy Management | A | Incremental Energy Savings (MWh or mTherms) | Achievable Economic RVT Potential | 0 | 0 | 0 | 0 | 0 | 0 | 0 | 0 | 0 | 0 | 0 | 0 | 0 | 0 | 0 | 0 | 0 | 0 | 0 | 0 | 0 | 0 | 0 | 0 | 0 | 0 | 0
F5_Commercial_WA - Miscellaneous_New_Space Heating_Natural Gas_Strategic Energy Management_A_Achievable Economic RVT Potential | F5 | Commercial | WA - Miscellaneous | New | Space Heating | Natural Gas | Strategic Energy Management | A | Incremental Summer Peak Savings (MW) | Achievable Economic RVT Potential | 0 | 0 | 0 | 0 | 0 | 0 | 0 | 0 | 0 | 0 | 0 | 0 | 0 | 0 | 0 | 0 | 0 | 0 | 0 | 0 | 0 | 0 | 0 | 0 | 0 | 0 | 0
F6_Commercial_WA - Miscellaneous_New_Space Heating_Natural Gas_Strategic Energy Management_A_Achievable Economic RVT Potential | F6 | Commercial | WA - Miscellaneous | New | Space Heating | Natural Gas | Strategic Energy Management | A | Incremental Winter Peak Savings (MW) | Achievable Economic RVT Potential | 0 | 0 | 0 | 0 | 0 | 0 | 0 | 0 | 0 | 0 | 0 | 0 | 0 | 0 | 0 | 0 | 0 | 0 | 0 | 0 | 0 | 0 | 0 | 0 | 0 | 0 | 0
F7_Commercial_WA - Miscellaneous_New_Space Heating_Natural Gas_Strategic Energy Management_A_Achievable Economic RVT Potential | F7 | Commercial | WA - Miscellaneous | New | Space Heating | Natural Gas | Strategic Energy Management | A | Cumulative Energy Savings (MWh or mTherms) | Achievable Economic RVT Potential | 0 | 0 | 0 | 0 | 0 | 0 | 0 | 0 | 0 | 0 | 0 | 0 | 0 | 0 | 0 | 0 | 0 | 0 | 0 | 0 | 0 | 0 | 0 | 0 | 0 | 0 | 0
F8_Commercial_WA - Miscellaneous_New_Space Heating_Natural Gas_Strategic Energy Management_A_Achievable Economic RVT Potential | F8 | Commercial | WA - Miscellaneous | New | Space Heating | Natural Gas | Strategic Energy Management | A | Cumulative Summer Peak Savings (MW) | Achievable Economic RVT Potential | 0 | 0 | 0 | 0 | 0 | 0 | 0 | 0 | 0 | 0 | 0 | 0 | 0 | 0 | 0 | 0 | 0 | 0 | 0 | 0 | 0 | 0 | 0 | 0 | 0 | 0 | 0
F9_Commercial_WA - Miscellaneous_New_Space Heating_Natural Gas_Strategic Energy Management_A_Achievable Economic RVT Potential | F9 | Commercial | WA - Miscellaneous | New | Space Heating | Natural Gas | Strategic Energy Management | A | Cumulative Winter Peak Savings (MW) | Achievable Economic RVT Potential | 0 | 0 | 0 | 0 | 0 | 0 | 0 | 0 | 0 | 0 | 0 | 0 | 0 | 0 | 0 | 0 | 0 | 0 | 0 | 0 | 0 | 0 | 0 | 0 | 0 | 0 | 0
F10_Commercial_WA - Miscellaneous_New_Space Heating_Natural Gas_Strategic Energy Management_A_Achievable Economic RVT Potential | F10 | Commercial | WA - Miscellaneous | New | Space Heating | Natural Gas | Strategic Energy Management | A | Purchases (Incremental) | Achievable Economic RVT Potential | 0 | 0 | 0 | 0 | 0 | 0 | 0 | 0 | 0 | 0 | 0 | 0 | 0 | 0 | 0 | 0 | 0 | 0 | 0 | 0 | 0 | 0 | 0 | 0 | 0 | 0 | 0
F11_Commercial_WA - Miscellaneous_New_Space Heating_Natural Gas_Strategic Energy Management_A_Achievable Economic RVT Potential | F11 | Commercial | WA - Miscellaneous | New | Space Heating | Natural Gas | Strategic Energy Management | A | Purchases (Cumulative) | Achievable Economic RVT Potential | 0 | 0 | 0 | 0 | 0 | 0 | 0 | 0 | 0 | 0 | 0 | 0 | 0 | 0 | 0 | 0 | 0 | 0 | 0 | 0 | 0 | 0 | 0 | 0 | 0 | 0 | 0
F1_Commercial_WA - Miscellaneous_New_Water Heating_Natural Gas_Strategic Energy Management_A_Achievable Economic RVT Potential | F1 | Commercial | WA - Miscellaneous | New | Water Heating | Natural Gas | Strategic Energy Management | A | Integrated Unit Energy Savings (kWh or therms) | Achievable Economic RVT Potential | 0 | 0 | 0 | 0 | 0 | 0 | 0 | 0 | 0 | 0 | 0 | 0 | 0 | 0 | 0 | 0 | 0 | 0 | 0 | 0 | 0 | 0 | 0 | 0 | 0 | 0 | 0
F2_Commercial_WA - Miscellaneous_New_Water Heating_Natural Gas_Strategic Energy Management_A_Achievable Economic RVT Potential | F2 | Commercial | WA - Miscellaneous | New | Water Heating | Natural Gas | Strategic Energy Management | A | Integrated Unit Summer Peak Savings (kW) | Achievable Economic RVT Potential | 0 | 0 | 0 | 0 | 0 | 0 | 0 | 0 | 0 | 0 | 0 | 0 | 0 | 0 | 0 | 0 | 0 | 0 | 0 | 0 | 0 | 0 | 0 | 0 | 0 | 0 | 0
F3_Commercial_WA - Miscellaneous_New_Water Heating_Natural Gas_Strategic Energy Management_A_Achievable Economic RVT Potential | F3 | Commercial | WA - Miscellaneous | New | Water Heating | Natural Gas | Strategic Energy Management | A | Integrated Unit Winter Peak Savings (kW) | Achievable Economic RVT Potential | 0 | 0 | 0 | 0 | 0 | 0 | 0 | 0 | 0 | 0 | 0 | 0 | 0 | 0 | 0 | 0 | 0 | 0 | 0 | 0 | 0 | 0 | 0 | 0 | 0 | 0 | 0
F4_Commercial_WA - Miscellaneous_New_Water Heating_Natural Gas_Strategic Energy Management_A_Achievable Economic RVT Potential | F4 | Commercial | WA - Miscellaneous | New | Water Heating | Natural Gas | Strategic Energy Management | A | Incremental Energy Savings (MWh or mTherms) | Achievable Economic RVT Potential | 0 | 0 | 0 | 0 | 0 | 0 | 0 | 0 | 0 | 0 | 0 | 0 | 0 | 0 | 0 | 0 | 0 | 0 | 0 | 0 | 0 | 0 | 0 | 0 | 0 | 0 | 0
F5_Commercial_WA - Miscellaneous_New_Water Heating_Natural Gas_Strategic Energy Management_A_Achievable Economic RVT Potential | F5 | Commercial | WA - Miscellaneous | New | Water Heating | Natural Gas | Strategic Energy Management | A | Incremental Summer Peak Savings (MW) | Achievable Economic RVT Potential | 0 | 0 | 0 | 0 | 0 | 0 | 0 | 0 | 0 | 0 | 0 | 0 | 0 | 0 | 0 | 0 | 0 | 0 | 0 | 0 | 0 | 0 | 0 | 0 | 0 | 0 | 0
F6_Commercial_WA - Miscellaneous_New_Water Heating_Natural Gas_Strategic Energy Management_A_Achievable Economic RVT Potential | F6 | Commercial | WA - Miscellaneous | New | Water Heating | Natural Gas | Strategic Energy Management | A | Incremental Winter Peak Savings (MW) | Achievable Economic RVT Potential | 0 | 0 | 0 | 0 | 0 | 0 | 0 | 0 | 0 | 0 | 0 | 0 | 0 | 0 | 0 | 0 | 0 | 0 | 0 | 0 | 0 | 0 | 0 | 0 | 0 | 0 | 0
F7_Commercial_WA - Miscellaneous_New_Water Heating_Natural Gas_Strategic Energy Management_A_Achievable Economic RVT Potential | F7 | Commercial | WA - Miscellaneous | New | Water Heating | Natural Gas | Strategic Energy Management | A | Cumulative Energy Savings (MWh or mTherms) | Achievable Economic RVT Potential | 0 | 0 | 0 | 0 | 0 | 0 | 0 | 0 | 0 | 0 | 0 | 0 | 0 | 0 | 0 | 0 | 0 | 0 | 0 | 0 | 0 | 0 | 0 | 0 | 0 | 0 | 0
F8_Commercial_WA - Miscellaneous_New_Water Heating_Natural Gas_Strategic Energy Management_A_Achievable Economic RVT Potential | F8 | Commercial | WA - Miscellaneous | New | Water Heating | Natural Gas | Strategic Energy Management | A | Cumulative Summer Peak Savings (MW) | Achievable Economic RVT Potential | 0 | 0 | 0 | 0 | 0 | 0 | 0 | 0 | 0 | 0 | 0 | 0 | 0 | 0 | 0 | 0 | 0 | 0 | 0 | 0 | 0 | 0 | 0 | 0 | 0 | 0 | 0
F9_Commercial_WA - Miscellaneous_New_Water Heating_Natural Gas_Strategic Energy Management_A_Achievable Economic RVT Potential | F9 | Commercial | WA - Miscellaneous | New | Water Heating | Natural Gas | Strategic Energy Management | A | Cumulative Winter Peak Savings (MW) | Achievable Economic RVT Potential | 0 | 0 | 0 | 0 | 0 | 0 | 0 | 0 | 0 | 0 | 0 | 0 | 0 | 0 | 0 | 0 | 0 | 0 | 0 | 0 | 0 | 0 | 0 | 0 | 0 | 0 | 0
F10_Commercial_WA - Miscellaneous_New_Water Heating_Natural Gas_Strategic Energy Management_A_Achievable Economic RVT Potential | F10 | Commercial | WA - Miscellaneous | New | Water Heating | Natural Gas | Strategic Energy Management | A | Purchases (Incremental) | Achievable Economic RVT Potential | 0 | 0 | 0 | 0 | 0 | 0 | 0 | 0 | 0 | 0 | 0 | 0 | 0 | 0 | 0 | 0 | 0 | 0 | 0 | 0 | 0 | 0 | 0 | 0 | 0 | 0 | 0
F11_Commercial_WA - Miscellaneous_New_Water Heating_Natural Gas_Strategic Energy Management_A_Achievable Economic RVT Potential | F11 | Commercial | WA - Miscellaneous | New | Water Heating | Natural Gas | Strategic Energy Management | A | Purchases (Cumulative) | Achievable Economic RVT Potential | 0 | 0 | 0 | 0 | 0 | 0 | 0 | 0 | 0 | 0 | 0 | 0 | 0 | 0 | 0 | 0 | 0 | 0 | 0 | 0 | 0 | 0 | 0 | 0 | 0 | 0 | 0
F1_Commercial_WA - Miscellaneous_New_Space Heating_Natural Gas_Retrocommissioning_A_Achievable Economic RVT Potential | F1 | Commercial | WA - Miscellaneous | New | Space Heating | Natural Gas | Retrocommissioning | A | Integrated Unit Energy Savings (kWh or therms) | Achievable Economic RVT Potential | 0 | 0 | 0 | 0 | 0 | 0 | 0 | 0 | 0 | 0 | 0 | 0 | 0 | 0 | 0 | 0 | 0 | 0 | 0 | 0 | 0 | 0 | 0 | 0 | 0 | 0 | 0
F2_Commercial_WA - Miscellaneous_New_Space Heating_Natural Gas_Retrocommissioning_A_Achievable Economic RVT Potential | F2 | Commercial | WA - Miscellaneous | New | Space Heating | Natural Gas | Retrocommissioning | A | Integrated Unit Summer Peak Savings (kW) | Achievable Economic RVT Potential | 0 | 0 | 0 | 0 | 0 | 0 | 0 | 0 | 0 | 0 | 0 | 0 | 0 | 0 | 0 | 0 | 0 | 0 | 0 | 0 | 0 | 0 | 0 | 0 | 0 | 0 | 0
F3_Commercial_WA - Miscellaneous_New_Space Heating_Natural Gas_Retrocommissioning_A_Achievable Economic RVT Potential | F3 | Commercial | WA - Miscellaneous | New | Space Heating | Natural Gas | Retrocommissioning | A | Integrated Unit Winter Peak Savings (kW) | Achievable Economic RVT Potential | 0 | 0 | 0 | 0 | 0 | 0 | 0 | 0 | 0 | 0 | 0 | 0 | 0 | 0 | 0 | 0 | 0 | 0 | 0 | 0 | 0 | 0 | 0 | 0 | 0 | 0 | 0
F4_Commercial_WA - Miscellaneous_New_Space Heating_Natural Gas_Retrocommissioning_A_Achievable Economic RVT Potential | F4 | Commercial | WA - Miscellaneous | New | Space Heating | Natural Gas | Retrocommissioning | A | Incremental Energy Savings (MWh or mTherms) | Achievable Economic RVT Potential | 0 | 0 | 0 | 0 | 0 | 0 | 0 | 0 | 0 | 0 | 0 | 0 | 0 | 0 | 0 | 0 | 0 | 0 | 0 | 0 | 0 | 0 | 0 | 0 | 0 | 0 | 0
F5_Commercial_WA - Miscellaneous_New_Space Heating_Natural Gas_Retrocommissioning_A_Achievable Economic RVT Potential | F5 | Commercial | WA - Miscellaneous | New | Space Heating | Natural Gas | Retrocommissioning | A | Incremental Summer Peak Savings (MW) | Achievable Economic RVT Potential | 0 | 0 | 0 | 0 | 0 | 0 | 0 | 0 | 0 | 0 | 0 | 0 | 0 | 0 | 0 | 0 | 0 | 0 | 0 | 0 | 0 | 0 | 0 | 0 | 0 | 0 | 0
F6_Commercial_WA - Miscellaneous_New_Space Heating_Natural Gas_Retrocommissioning_A_Achievable Economic RVT Potential | F6 | Commercial | WA - Miscellaneous | New | Space Heating | Natural Gas | Retrocommissioning | A | Incremental Winter Peak Savings (MW) | Achievable Economic RVT Potential | 0 | 0 | 0 | 0 | 0 | 0 | 0 | 0 | 0 | 0 | 0 | 0 | 0 | 0 | 0 | 0 | 0 | 0 | 0 | 0 | 0 | 0 | 0 | 0 | 0 | 0 | 0
F7_Commercial_WA - Miscellaneous_New_Space Heating_Natural Gas_Retrocommissioning_A_Achievable Economic RVT Potential | F7 | Commercial | WA - Miscellaneous | New | Space Heating | Natural Gas | Retrocommissioning | A | Cumulative Energy Savings (MWh or mTherms) | Achievable Economic RVT Potential | 0 | 0 | 0 | 0 | 0 | 0 | 0 | 0 | 0 | 0 | 0 | 0 | 0 | 0 | 0 | 0 | 0 | 0 | 0 | 0 | 0 | 0 | 0 | 0 | 0 | 0 | 0
F8_Commercial_WA - Miscellaneous_New_Space Heating_Natural Gas_Retrocommissioning_A_Achievable Economic RVT Potential | F8 | Commercial | WA - Miscellaneous | New | Space Heating | Natural Gas | Retrocommissioning | A | Cumulative Summer Peak Savings (MW) | Achievable Economic RVT Potential | 0 | 0 | 0 | 0 | 0 | 0 | 0 | 0 | 0 | 0 | 0 | 0 | 0 | 0 | 0 | 0 | 0 | 0 | 0 | 0 | 0 | 0 | 0 | 0 | 0 | 0 | 0
F9_Commercial_WA - Miscellaneous_New_Space Heating_Natural Gas_Retrocommissioning_A_Achievable Economic RVT Potential | F9 | Commercial | WA - Miscellaneous | New | Space Heating | Natural Gas | Retrocommissioning | A | Cumulative Winter Peak Savings (MW) | Achievable Economic RVT Potential | 0 | 0 | 0 | 0 | 0 | 0 | 0 | 0 | 0 | 0 | 0 | 0 | 0 | 0 | 0 | 0 | 0 | 0 | 0 | 0 | 0 | 0 | 0 | 0 | 0 | 0 | 0
F10_Commercial_WA - Miscellaneous_New_Space Heating_Natural Gas_Retrocommissioning_A_Achievable Economic RVT Potential | F10 | Commercial | WA - Miscellaneous | New | Space Heating | Natural Gas | Retrocommissioning | A | Purchases (Incremental) | Achievable Economic RVT Potential | 0 | 0 | 0 | 0 | 0 | 0 | 0 | 0 | 0 | 0 | 0 | 0 | 0 | 0 | 0 | 0 | 0 | 0 | 0 | 0 | 0 | 0 | 0 | 0 | 0 | 0 | 0
F11_Commercial_WA - Miscellaneous_New_Space Heating_Natural Gas_Retrocommissioning_A_Achievable Economic RVT Potential | F11 | Commercial | WA - Miscellaneous | New | Space Heating | Natural Gas | Retrocommissioning | A | Purchases (Cumulative) | Achievable Economic RVT Potential | 0 | 0 | 0 | 0 | 0 | 0 | 0 | 0 | 0 | 0 | 0 | 0 | 0 | 0 | 0 | 0 | 0 | 0 | 0 | 0 | 0 | 0 | 0 | 0 | 0 | 0 | 0
F1_Commercial_WA - Miscellaneous_New_Water Heating_Natural Gas_Retrocommissioning_A_Achievable Economic RVT Potential | F1 | Commercial | WA - Miscellaneous | New | Water Heating | Natural Gas | Retrocommissioning | A | Integrated Unit Energy Savings (kWh or therms) | Achievable Economic RVT Potential | 0 | 0 | 0 | 0 | 0 | 0 | 0 | 0 | 0 | 0 | 0 | 0 | 0 | 0 | 0 | 0 | 0 | 0 | 0 | 0 | 0 | 0 | 0 | 0 | 0 | 0 | 0
F2_Commercial_WA - Miscellaneous_New_Water Heating_Natural Gas_Retrocommissioning_A_Achievable Economic RVT Potential | F2 | Commercial | WA - Miscellaneous | New | Water Heating | Natural Gas | Retrocommissioning | A | Integrated Unit Summer Peak Savings (kW) | Achievable Economic RVT Potential | 0 | 0 | 0 | 0 | 0 | 0 | 0 | 0 | 0 | 0 | 0 | 0 | 0 | 0 | 0 | 0 | 0 | 0 | 0 | 0 | 0 | 0 | 0 | 0 | 0 | 0 | 0
F3_Commercial_WA - Miscellaneous_New_Water Heating_Natural Gas_Retrocommissioning_A_Achievable Economic RVT Potential | F3 | Commercial | WA - Miscellaneous | New | Water Heating | Natural Gas | Retrocommissioning | A | Integrated Unit Winter Peak Savings (kW) | Achievable Economic RVT Potential | 0 | 0 | 0 | 0 | 0 | 0 | 0 | 0 | 0 | 0 | 0 | 0 | 0 | 0 | 0 | 0 | 0 | 0 | 0 | 0 | 0 | 0 | 0 | 0 | 0 | 0 | 0
F4_Commercial_WA - Miscellaneous_New_Water Heating_Natural Gas_Retrocommissioning_A_Achievable Economic RVT Potential | F4 | Commercial | WA - Miscellaneous | New | Water Heating | Natural Gas | Retrocommissioning | A | Incremental Energy Savings (MWh or mTherms) | Achievable Economic RVT Potential | 0 | 0 | 0 | 0 | 0 | 0 | 0 | 0 | 0 | 0 | 0 | 0 | 0 | 0 | 0 | 0 | 0 | 0 | 0 | 0 | 0 | 0 | 0 | 0 | 0 | 0 | 0
F5_Commercial_WA - Miscellaneous_New_Water Heating_Natural Gas_Retrocommissioning_A_Achievable Economic RVT Potential | F5 | Commercial | WA - Miscellaneous | New | Water Heating | Natural Gas | Retrocommissioning | A | Incremental Summer Peak Savings (MW) | Achievable Economic RVT Potential | 0 | 0 | 0 | 0 | 0 | 0 | 0 | 0 | 0 | 0 | 0 | 0 | 0 | 0 | 0 | 0 | 0 | 0 | 0 | 0 | 0 | 0 | 0 | 0 | 0 | 0 | 0
F6_Commercial_WA - Miscellaneous_New_Water Heating_Natural Gas_Retrocommissioning_A_Achievable Economic RVT Potential | F6 | Commercial | WA - Miscellaneous | New | Water Heating | Natural Gas | Retrocommissioning | A | Incremental Winter Peak Savings (MW) | Achievable Economic RVT Potential | 0 | 0 | 0 | 0 | 0 | 0 | 0 | 0 | 0 | 0 | 0 | 0 | 0 | 0 | 0 | 0 | 0 | 0 | 0 | 0 | 0 | 0 | 0 | 0 | 0 | 0 | 0
F7_Commercial_WA - Miscellaneous_New_Water Heating_Natural Gas_Retrocommissioning_A_Achievable Economic RVT Potential | F7 | Commercial | WA - Miscellaneous | New | Water Heating | Natural Gas | Retrocommissioning | A | Cumulative Energy Savings (MWh or mTherms) | Achievable Economic RVT Potential | 0 | 0 | 0 | 0 | 0 | 0 | 0 | 0 | 0 | 0 | 0 | 0 | 0 | 0 | 0 | 0 | 0 | 0 | 0 | 0 | 0 | 0 | 0 | 0 | 0 | 0 | 0
F8_Commercial_WA - Miscellaneous_New_Water Heating_Natural Gas_Retrocommissioning_A_Achievable Economic RVT Potential | F8 | Commercial | WA - Miscellaneous | New | Water Heating | Natural Gas | Retrocommissioning | A | Cumulative Summer Peak Savings (MW) | Achievable Economic RVT Potential | 0 | 0 | 0 | 0 | 0 | 0 | 0 | 0 | 0 | 0 | 0 | 0 | 0 | 0 | 0 | 0 | 0 | 0 | 0 | 0 | 0 | 0 | 0 | 0 | 0 | 0 | 0
F9_Commercial_WA - Miscellaneous_New_Water Heating_Natural Gas_Retrocommissioning_A_Achievable Economic RVT Potential | F9 | Commercial | WA - Miscellaneous | New | Water Heating | Natural Gas | Retrocommissioning | A | Cumulative Winter Peak Savings (MW) | Achievable Economic RVT Potential | 0 | 0 | 0 | 0 | 0 | 0 | 0 | 0 | 0 | 0 | 0 | 0 | 0 | 0 | 0 | 0 | 0 | 0 | 0 | 0 | 0 | 0 | 0 | 0 | 0 | 0 | 0
F10_Commercial_WA - Miscellaneous_New_Water Heating_Natural Gas_Retrocommissioning_A_Achievable Economic RVT Potential | F10 | Commercial | WA - Miscellaneous | New | Water Heating | Natural Gas | Retrocommissioning | A | Purchases (Incremental) | Achievable Economic RVT Potential | 0 | 0 | 0 | 0 | 0 | 0 | 0 | 0 | 0 | 0 | 0 | 0 | 0 | 0 | 0 | 0 | 0 | 0 | 0 | 0 | 0 | 0 | 0 | 0 | 0 | 0 | 0
F11_Commercial_WA - Miscellaneous_New_Water Heating_Natural Gas_Retrocommissioning_A_Achievable Economic RVT Potential | F11 | Commercial | WA - Miscellaneous | New | Water Heating | Natural Gas | Retrocommissioning | A | Purchases (Cumulative) | Achievable Economic RVT Potential | 0 | 0 | 0 | 0 | 0 | 0 | 0 | 0 | 0 | 0 | 0 | 0 | 0 | 0 | 0 | 0 | 0 | 0 | 0 | 0 | 0 | 0 | 0 | 0 | 0 | 0 | 0
F1_Commercial_WA - Health_Existing_Space Heating_Natural Gas_Insulation - Ceiling_A_Achievable Economic RVT Potential | F1 | Commercial | WA - Health | Existing | Space Heating | Natural Gas | Insulation - Ceiling | A | Integrated Unit Energy Savings (kWh or therms) | Achievable Economic RVT Potential | 0 | 0 | 0.12135 | 0.12054 | 0.11942 | 0.1181 | 0.11661 | 0.11488 | 0.11288 | 0.11058 | 0.10796 | 0.105 | 0.10176 | 0.098343 | 0.094857 | 0.091464 | 0.08831 | 0.085518 | 0.083344 | 0.081819 | 0.080631 | 0.079867 | 0.079203 | 0.078986 | 0.078786 | 0.078602 | 0.078433
F2_Commercial_WA - Health_Existing_Space Heating_Natural Gas_Insulation - Ceiling_A_Achievable Economic RVT Potential | F2 | Commercial | WA - Health | Existing | Space Heating | Natural Gas | Insulation - Ceiling | A | Integrated Unit Summer Peak Savings (kW) | Achievable Economic RVT Potential | 0 | 0 | 0 | 0 | 0 | 0 | 0 | 0 | 0 | 0 | 0 | 0 | 0 | 0 | 0 | 0 | 0 | 0 | 0 | 0 | 0 | 0 | 0 | 0 | 0 | 0 | 0
F3_Commercial_WA - Health_Existing_Space Heating_Natural Gas_Insulation - Ceiling_A_Achievable Economic RVT Potential | F3 | Commercial | WA - Health | Existing | Space Heating | Natural Gas | Insulation - Ceiling | A | Integrated Unit Winter Peak Savings (kW) | Achievable Economic RVT Potential | 0 | 0 | 0 | 0 | 0 | 0 | 0 | 0 | 0 | 0 | 0 | 0 | 0 | 0 | 0 | 0 | 0 | 0 | 0 | 0 | 0 | 0 | 0 | 0 | 0 | 0 | 0
F4_Commercial_WA - Health_Existing_Space Heating_Natural Gas_Insulation - Ceiling_A_Achievable Economic RVT Potential | F4 | Commercial | WA - Health | Existing | Space Heating | Natural Gas | Insulation - Ceiling | A | Incremental Energy Savings (MWh or mTherms) | Achievable Economic RVT Potential | 0 | 0 | 0 | 0 | 0 | 0 | 0 | 0 | 0 | 0 | 0 | 0 | 0 | 0 | 0 | 0 | 0 | 0 | 0 | 0 | 0 | 0 | 0 | 0 | 0 | 0 | 0
F5_Commercial_WA - Health_Existing_Space Heating_Natural Gas_Insulation - Ceiling_A_Achievable Economic RVT Potential | F5 | Commercial | WA - Health | Existing | Space Heating | Natural Gas | Insulation - Ceiling | A | Incremental Summer Peak Savings (MW) | Achievable Economic RVT Potential | 0 | 0 | 0 | 0 | 0 | 0 | 0 | 0 | 0 | 0 | 0 | 0 | 0 | 0 | 0 | 0 | 0 | 0 | 0 | 0 | 0 | 0 | 0 | 0 | 0 | 0 | 0
F6_Commercial_WA - Health_Existing_Space Heating_Natural Gas_Insulation - Ceiling_A_Achievable Economic RVT Potential | F6 | Commercial | WA - Health | Existing | Space Heating | Natural Gas | Insulation - Ceiling | A | Incremental Winter Peak Savings (MW) | Achievable Economic RVT Potential | 0 | 0 | 0 | 0 | 0 | 0 | 0 | 0 | 0 | 0 | 0 | 0 | 0 | 0 | 0 | 0 | 0 | 0 | 0 | 0 | 0 | 0 | 0 | 0 | 0 | 0 | 0
F7_Commercial_WA - Health_Existing_Space Heating_Natural Gas_Insulation - Ceiling_A_Achievable Economic RVT Potential | F7 | Commercial | WA - Health | Existing | Space Heating | Natural Gas | Insulation - Ceiling | A | Cumulative Energy Savings (MWh or mTherms) | Achievable Economic RVT Potential | 0 | 0 | 0 | 0 | 0 | 0 | 0 | 0 | 0 | 0 | 0 | 0 | 0 | 0 | 0 | 0 | 0 | 0 | 0 | 0 | 0 | 0 | 0 | 0 | 0 | 0 | 0
F8_Commercial_WA - Health_Existing_Space Heating_Natural Gas_Insulation - Ceiling_A_Achievable Economic RVT Potential | F8 | Commercial | WA - Health | Existing | Space Heating | Natural Gas | Insulation - Ceiling | A | Cumulative Summer Peak Savings (MW) | Achievable Economic RVT Potential | 0 | 0 | 0 | 0 | 0 | 0 | 0 | 0 | 0 | 0 | 0 | 0 | 0 | 0 | 0 | 0 | 0 | 0 | 0 | 0 | 0 | 0 | 0 | 0 | 0 | 0 | 0
F9_Commercial_WA - Health_Existing_Space Heating_Natural Gas_Insulation - Ceiling_A_Achievable Economic RVT Potential | F9 | Commercial | WA - Health | Existing | Space Heating | Natural Gas | Insulation - Ceiling | A | Cumulative Winter Peak Savings (MW) | Achievable Economic RVT Potential | 0 | 0 | 0 | 0 | 0 | 0 | 0 | 0 | 0 | 0 | 0 | 0 | 0 | 0 | 0 | 0 | 0 | 0 | 0 | 0 | 0 | 0 | 0 | 0 | 0 | 0 | 0
F10_Commercial_WA - Health_Existing_Space Heating_Natural Gas_Insulation - Ceiling_A_Achievable Economic RVT Potential | F10 | Commercial | WA - Health | Existing | Space Heating | Natural Gas | Insulation - Ceiling | A | Purchases (Incremental) | Achievable Economic RVT Potential | 0 | 0 | 0 | 0 | 0 | 0 | 0 | 0 | 0 | 0 | 0 | 0 | 0 | 0 | 0 | 0 | 0 | 0 | 0 | 0 | 0 | 0 | 0 | 0 | 0 | 0 | 0
F11_Commercial_WA - Health_Existing_Space Heating_Natural Gas_Insulation - Ceiling_A_Achievable Economic RVT Potential | F11 | Commercial | WA - Health | Existing | Space Heating | Natural Gas | Insulation - Ceiling | A | Purchases (Cumulative) | Achievable Economic RVT Potential | 0 | 0 | 0 | 0 | 0 | 0 | 0 | 0 | 0 | 0 | 0 | 0 | 0 | 0 | 0 | 0 | 0 | 0 | 0 | 0 | 0 | 0 | 0 | 0 | 0 | 0 | 0
F1_Commercial_WA - Health_Existing_Space Heating_Natural Gas_Insulation - Ducting_A_Achievable Economic RVT Potential | F1 | Commercial | WA - Health | Existing | Space Heating | Natural Gas | Insulation - Ducting | A | Integrated Unit Energy Savings (kWh or therms) | Achievable Economic RVT Potential | 0 | 0 | 0 | 0 | 0 | 0 | 0 | 0 | 0 | 0 | 0 | 0 | 0 | 0 | 0 | 0 | 0 | 0 | 0 | 0 | 0 | 0 | 0 | 0 | 0 | 0 | 0
F2_Commercial_WA - Health_Existing_Space Heating_Natural Gas_Insulation - Ducting_A_Achievable Economic RVT Potential | F2 | Commercial | WA - Health | Existing | Space Heating | Natural Gas | Insulation - Ducting | A | Integrated Unit Summer Peak Savings (kW) | Achievable Economic RVT Potential | 0 | 0 | 0 | 0 | 0 | 0 | 0 | 0 | 0 | 0 | 0 | 0 | 0 | 0 | 0 | 0 | 0 | 0 | 0 | 0 | 0 | 0 | 0 | 0 | 0 | 0 | 0
F3_Commercial_WA - Health_Existing_Space Heating_Natural Gas_Insulation - Ducting_A_Achievable Economic RVT Potential | F3 | Commercial | WA - Health | Existing | Space Heating | Natural Gas | Insulation - Ducting | A | Integrated Unit Winter Peak Savings (kW) | Achievable Economic RVT Potential | 0 | 0 | 0 | 0 | 0 | 0 | 0 | 0 | 0 | 0 | 0 | 0 | 0 | 0 | 0 | 0 | 0 | 0 | 0 | 0 | 0 | 0 | 0 | 0 | 0 | 0 | 0
F4_Commercial_WA - Health_Existing_Space Heating_Natural Gas_Insulation - Ducting_A_Achievable Economic RVT Potential | F4 | Commercial | WA - Health | Existing | Space Heating | Natural Gas | Insulation - Ducting | A | Incremental Energy Savings (MWh or mTherms) | Achievable Economic RVT Potential | 0 | 0 | 0 | 0 | 0 | 0 | 0 | 0 | 0 | 0 | 0 | 0 | 0 | 0 | 0 | 0 | 0 | 0 | 0 | 0 | 0 | 0 | 0 | 0 | 0 | 0 | 0
F5_Commercial_WA - Health_Existing_Space Heating_Natural Gas_Insulation - Ducting_A_Achievable Economic RVT Potential | F5 | Commercial | WA - Health | Existing | Space Heating | Natural Gas | Insulation - Ducting | A | Incremental Summer Peak Savings (MW) | Achievable Economic RVT Potential | 0 | 0 | 0 | 0 | 0 | 0 | 0 | 0 | 0 | 0 | 0 | 0 | 0 | 0 | 0 | 0 | 0 | 0 | 0 | 0 | 0 | 0 | 0 | 0 | 0 | 0 | 0
F6_Commercial_WA - Health_Existing_Space Heating_Natural Gas_Insulation - Ducting_A_Achievable Economic RVT Potential | F6 | Commercial | WA - Health | Existing | Space Heating | Natural Gas | Insulation - Ducting | A | Incremental Winter Peak Savings (MW) | Achievable Economic RVT Potential | 0 | 0 | 0 | 0 | 0 | 0 | 0 | 0 | 0 | 0 | 0 | 0 | 0 | 0 | 0 | 0 | 0 | 0 | 0 | 0 | 0 | 0 | 0 | 0 | 0 | 0 | 0
F7_Commercial_WA - Health_Existing_Space Heating_Natural Gas_Insulation - Ducting_A_Achievable Economic RVT Potential | F7 | Commercial | WA - Health | Existing | Space Heating | Natural Gas | Insulation - Ducting | A | Cumulative Energy Savings (MWh or mTherms) | Achievable Economic RVT Potential | 0 | 0 | 0 | 0 | 0 | 0 | 0 | 0 | 0 | 0 | 0 | 0 | 0 | 0 | 0 | 0 | 0 | 0 | 0 | 0 | 0 | 0 | 0 | 0 | 0 | 0 | 0
F8_Commercial_WA - Health_Existing_Space Heating_Natural Gas_Insulation - Ducting_A_Achievable Economic RVT Potential | F8 | Commercial | WA - Health | Existing | Space Heating | Natural Gas | Insulation - Ducting | A | Cumulative Summer Peak Savings (MW) | Achievable Economic RVT Potential | 0 | 0 | 0 | 0 | 0 | 0 | 0 | 0 | 0 | 0 | 0 | 0 | 0 | 0 | 0 | 0 | 0 | 0 | 0 | 0 | 0 | 0 | 0 | 0 | 0 | 0 | 0
F9_Commercial_WA - Health_Existing_Space Heating_Natural Gas_Insulation - Ducting_A_Achievable Economic RVT Potential | F9 | Commercial | WA - Health | Existing | Space Heating | Natural Gas | Insulation - Ducting | A | Cumulative Winter Peak Savings (MW) | Achievable Economic RVT Potential | 0 | 0 | 0 | 0 | 0 | 0 | 0 | 0 | 0 | 0 | 0 | 0 | 0 | 0 | 0 | 0 | 0 | 0 | 0 | 0 | 0 | 0 | 0 | 0 | 0 | 0 | 0
F10_Commercial_WA - Health_Existing_Space Heating_Natural Gas_Insulation - Ducting_A_Achievable Economic RVT Potential | F10 | Commercial | WA - Health | Existing | Space Heating | Natural Gas | Insulation - Ducting | A | Purchases (Incremental) | Achievable Economic RVT Potential | 0 | 0 | 0 | 0 | 0 | 0 | 0 | 0 | 0 | 0 | 0 | 0 | 0 | 0 | 0 | 0 | 0 | 0 | 0 | 0 | 0 | 0 | 0 | 0 | 0 | 0 | 0
F11_Commercial_WA - Health_Existing_Space Heating_Natural Gas_Insulation - Ducting_A_Achievable Economic RVT Potential | F11 | Commercial | WA - Health | Existing | Space Heating | Natural Gas | Insulation - Ducting | A | Purchases (Cumulative) | Achievable Economic RVT Potential | 0 | 0 | 0 | 0 | 0 | 0 | 0 | 0 | 0 | 0 | 0 | 0 | 0 | 0 | 0 | 0 | 0 | 0 | 0 | 0 | 0 | 0 | 0 | 0 | 0 | 0 | 0
F1_Commercial_WA - Health_Existing_Space Heating_Natural Gas_Insulation - Wall Cavity_A_Achievable Economic RVT Potential | F1 | Commercial | WA - Health | Existing | Space Heating | Natural Gas | Insulation - Wall Cavity | A | Integrated Unit Energy Savings (kWh or therms) | Achievable Economic RVT Potential | 0 | 0 | 0.48541 | 0.48405 | 0.48256 | 0.48098 | 0.47931 | 0.47756 | 0.4757 | 0.47381 | 0.4719 | 0.46989 | 0.4678 | 0.46567 | 0.46349 | 0.46133 | 0.45922 | 0.45719 | 0.45526 | 0.45357 | 0.452 | 0.45055 | 0.44922 | 0.44799 | 0.44687 | 0.44583 | 0.44487
F2_Commercial_WA - Health_Existing_Space Heating_Natural Gas_Insulation - Wall Cavity_A_Achievable Economic RVT Potential | F2 | Commercial | WA - Health | Existing | Space Heating | Natural Gas | Insulation - Wall Cavity | A | Integrated Unit Summer Peak Savings (kW) | Achievable Economic RVT Potential | 0 | 0 | 0 | 0 | 0 | 0 | 0 | 0 | 0 | 0 | 0 | 0 | 0 | 0 | 0 | 0 | 0 | 0 | 0 | 0 | 0 | 0 | 0 | 0 | 0 | 0 | 0
F3_Commercial_WA - Health_Existing_Space Heating_Natural Gas_Insulation - Wall Cavity_A_Achievable Economic RVT Potential | F3 | Commercial | WA - Health | Existing | Space Heating | Natural Gas | Insulation - Wall Cavity | A | Integrated Unit Winter Peak Savings (kW) | Achievable Economic RVT Potential | 0 | 0 | 0 | 0 | 0 | 0 | 0 | 0 | 0 | 0 | 0 | 0 | 0 | 0 | 0 | 0 | 0 | 0 | 0 | 0 | 0 | 0 | 0 | 0 | 0 | 0 | 0
F4_Commercial_WA - Health_Existing_Space Heating_Natural Gas_Insulation - Wall Cavity_A_Achievable Economic RVT Potential | F4 | Commercial | WA - Health | Existing | Space Heating | Natural Gas | Insulation - Wall Cavity | A | Incremental Energy Savings (MWh or mTherms) | Achievable Economic RVT Potential | 0 | 0 | 0 | 0 | 0 | 0 | 0 | 0 | 0 | 0 | 0 | 0 | 0 | 0 | 0 | 0 | 0 | 0 | 0 | 0 | 0 | 0 | 0 | 0 | 0 | 0 | 0
F5_Commercial_WA - Health_Existing_Space Heating_Natural Gas_Insulation - Wall Cavity_A_Achievable Economic RVT Potential | F5 | Commercial | WA - Health | Existing | Space Heating | Natural Gas | Insulation - Wall Cavity | A | Incremental Summer Peak Savings (MW) | Achievable Economic RVT Potential | 0 | 0 | 0 | 0 | 0 | 0 | 0 | 0 | 0 | 0 | 0 | 0 | 0 | 0 | 0 | 0 | 0 | 0 | 0 | 0 | 0 | 0 | 0 | 0 | 0 | 0 | 0
F6_Commercial_WA - Health_Existing_Space Heating_Natural Gas_Insulation - Wall Cavity_A_Achievable Economic RVT Potential | F6 | Commercial | WA - Health | Existing | Space Heating | Natural Gas | Insulation - Wall Cavity | A | Incremental Winter Peak Savings (MW) | Achievable Economic RVT Potential | 0 | 0 | 0 | 0 | 0 | 0 | 0 | 0 | 0 | 0 | 0 | 0 | 0 | 0 | 0 | 0 | 0 | 0 | 0 | 0 | 0 | 0 | 0 | 0 | 0 | 0 | 0
F7_Commercial_WA - Health_Existing_Space Heating_Natural Gas_Insulation - Wall Cavity_A_Achievable Economic RVT Potential | F7 | Commercial | WA - Health | Existing | Space Heating | Natural Gas | Insulation - Wall Cavity | A | Cumulative Energy Savings (MWh or mTherms) | Achievable Economic RVT Potential | 0 | 0 | 0 | 0 | 0 | 0 | 0 | 0 | 0 | 0 | 0 | 0 | 0 | 0 | 0 | 0 | 0 | 0 | 0 | 0 | 0 | 0 | 0 | 0 | 0 | 0 | 0
F8_Commercial_WA - Health_Existing_Space Heating_Natural Gas_Insulation - Wall Cavity_A_Achievable Economic RVT Potential | F8 | Commercial | WA - Health | Existing | Space Heating | Natural Gas | Insulation - Wall Cavity | A | Cumulative Summer Peak Savings (MW) | Achievable Economic RVT Potential | 0 | 0 | 0 | 0 | 0 | 0 | 0 | 0 | 0 | 0 | 0 | 0 | 0 | 0 | 0 | 0 | 0 | 0 | 0 | 0 | 0 | 0 | 0 | 0 | 0 | 0 | 0
F9_Commercial_WA - Health_Existing_Space Heating_Natural Gas_Insulation - Wall Cavity_A_Achievable Economic RVT Potential | F9 | Commercial | WA - Health | Existing | Space Heating | Natural Gas | Insulation - Wall Cavity | A | Cumulative Winter Peak Savings (MW) | Achievable Economic RVT Potential | 0 | 0 | 0 | 0 | 0 | 0 | 0 | 0 | 0 | 0 | 0 | 0 | 0 | 0 | 0 | 0 | 0 | 0 | 0 | 0 | 0 | 0 | 0 | 0 | 0 | 0 | 0
F10_Commercial_WA - Health_Existing_Space Heating_Natural Gas_Insulation - Wall Cavity_A_Achievable Economic RVT Potential | F10 | Commercial | WA - Health | Existing | Space Heating | Natural Gas | Insulation - Wall Cavity | A | Purchases (Incremental) | Achievable Economic RVT Potential | 0 | 0 | 0 | 0 | 0 | 0 | 0 | 0 | 0 | 0 | 0 | 0 | 0 | 0 | 0 | 0 | 0 | 0 | 0 | 0 | 0 | 0 | 0 | 0 | 0 | 0 | 0
F11_Commercial_WA - Health_Existing_Space Heating_Natural Gas_Insulation - Wall Cavity_A_Achievable Economic RVT Potential | F11 | Commercial | WA - Health | Existing | Space Heating | Natural Gas | Insulation - Wall Cavity | A | Purchases (Cumulative) | Achievable Economic RVT Potential | 0 | 0 | 0 | 0 | 0 | 0 | 0 | 0 | 0 | 0 | 0 | 0 | 0 | 0 | 0 | 0 | 0 | 0 | 0 | 0 | 0 | 0 | 0 | 0 | 0 | 0 | 0
F1_Commercial_WA - Health_Existing_Space Heating_Natural Gas_Green Roof - Vegetated Rooftop_A_Achievable Economic RVT Potential | F1 | Commercial | WA - Health | Existing | Space Heating | Natural Gas | Green Roof - Vegetated Rooftop | A | Integrated Unit Energy Savings (kWh or therms) | Achievable Economic RVT Potential | 0 | 0 | 0.0066305 | 0.0065371 | 0.0063992 | 0.0062448 | 0.0060862 | 0.0059185 | 0.0057347 | 0.0055319 | 0.0053128 | 0.0050808 | 0.0048423 | 0.0046062 | 0.0043783 | 0.0041645 | 0.0039698 | 0.0038003 | 0.0036663 | 0.0035683 | 0.0034902 | 0.0034361 | 0.0033879 | 0.0033786 | 0.00337 | 0.0033621 | 0.0033548
F2_Commercial_WA - Health_Existing_Space Heating_Natural Gas_Green Roof - Vegetated Rooftop_A_Achievable Economic RVT Potential | F2 | Commercial | WA - Health | Existing | Space Heating | Natural Gas | Green Roof - Vegetated Rooftop | A | Integrated Unit Summer Peak Savings (kW) | Achievable Economic RVT Potential | 0 | 0 | 0 | 0 | 0 | 0 | 0 | 0 | 0 | 0 | 0 | 0 | 0 | 0 | 0 | 0 | 0 | 0 | 0 | 0 | 0 | 0 | 0 | 0 | 0 | 0 | 0
F3_Commercial_WA - Health_Existing_Space Heating_Natural Gas_Green Roof - Vegetated Rooftop_A_Achievable Economic RVT Potential | F3 | Commercial | WA - Health | Existing | Space Heating | Natural Gas | Green Roof - Vegetated Rooftop | A | Integrated Unit Winter Peak Savings (kW) | Achievable Economic RVT Potential | 0 | 0 | 0 | 0 | 0 | 0 | 0 | 0 | 0 | 0 | 0 | 0 | 0 | 0 | 0 | 0 | 0 | 0 | 0 | 0 | 0 | 0 | 0 | 0 | 0 | 0 | 0
F4_Commercial_WA - Health_Existing_Space Heating_Natural Gas_Green Roof - Vegetated Rooftop_A_Achievable Economic RVT Potential | F4 | Commercial | WA - Health | Existing | Space Heating | Natural Gas | Green Roof - Vegetated Rooftop | A | Incremental Energy Savings (MWh or mTherms) | Achievable Economic RVT Potential | 0 | 0 | 0 | 0 | 0 | 0 | 0 | 0 | 0 | 0 | 0 | 0 | 0 | 0 | 0 | 0 | 0 | 0 | 0 | 0 | 0 | 0 | 0 | 0 | 0 | 0 | 0
F5_Commercial_WA - Health_Existing_Space Heating_Natural Gas_Green Roof - Vegetated Rooftop_A_Achievable Economic RVT Potential | F5 | Commercial | WA - Health | Existing | Space Heating | Natural Gas | Green Roof - Vegetated Rooftop | A | Incremental Summer Peak Savings (MW) | Achievable Economic RVT Potential | 0 | 0 | 0 | 0 | 0 | 0 | 0 | 0 | 0 | 0 | 0 | 0 | 0 | 0 | 0 | 0 | 0 | 0 | 0 | 0 | 0 | 0 | 0 | 0 | 0 | 0 | 0
F6_Commercial_WA - Health_Existing_Space Heating_Natural Gas_Green Roof - Vegetated Rooftop_A_Achievable Economic RVT Potential | F6 | Commercial | WA - Health | Existing | Space Heating | Natural Gas | Green Roof - Vegetated Rooftop | A | Incremental Winter Peak Savings (MW) | Achievable Economic RVT Potential | 0 | 0 | 0 | 0 | 0 | 0 | 0 | 0 | 0 | 0 | 0 | 0 | 0 | 0 | 0 | 0 | 0 | 0 | 0 | 0 | 0 | 0 | 0 | 0 | 0 | 0 | 0
F7_Commercial_WA - Health_Existing_Space Heating_Natural Gas_Green Roof - Vegetated Rooftop_A_Achievable Economic RVT Potential | F7 | Commercial | WA - Health | Existing | Space Heating | Natural Gas | Green Roof - Vegetated Rooftop | A | Cumulative Energy Savings (MWh or mTherms) | Achievable Economic RVT Potential | 0 | 0 | 0 | 0 | 0 | 0 | 0 | 0 | 0 | 0 | 0 | 0 | 0 | 0 | 0 | 0 | 0 | 0 | 0 | 0 | 0 | 0 | 0 | 0 | 0 | 0 | 0
F8_Commercial_WA - Health_Existing_Space Heating_Natural Gas_Green Roof - Vegetated Rooftop_A_Achievable Economic RVT Potential | F8 | Commercial | WA - Health | Existing | Space Heating | Natural Gas | Green Roof - Vegetated Rooftop | A | Cumulative Summer Peak Savings (MW) | Achievable Economic RVT Potential | 0 | 0 | 0 | 0 | 0 | 0 | 0 | 0 | 0 | 0 | 0 | 0 | 0 | 0 | 0 | 0 | 0 | 0 | 0 | 0 | 0 | 0 | 0 | 0 | 0 | 0 | 0
F9_Commercial_WA - Health_Existing_Space Heating_Natural Gas_Green Roof - Vegetated Rooftop_A_Achievable Economic RVT Potential | F9 | Commercial | WA - Health | Existing | Space Heating | Natural Gas | Green Roof - Vegetated Rooftop | A | Cumulative Winter Peak Savings (MW) | Achievable Economic RVT Potential | 0 | 0 | 0 | 0 | 0 | 0 | 0 | 0 | 0 | 0 | 0 | 0 | 0 | 0 | 0 | 0 | 0 | 0 | 0 | 0 | 0 | 0 | 0 | 0 | 0 | 0 | 0
F10_Commercial_WA - Health_Existing_Space Heating_Natural Gas_Green Roof - Vegetated Rooftop_A_Achievable Economic RVT Potential | F10 | Commercial | WA - Health | Existing | Space Heating | Natural Gas | Green Roof - Vegetated Rooftop | A | Purchases (Incremental) | Achievable Economic RVT Potential | 0 | 0 | 0 | 0 | 0 | 0 | 0 | 0 | 0 | 0 | 0 | 0 | 0 | 0 | 0 | 0 | 0 | 0 | 0 | 0 | 0 | 0 | 0 | 0 | 0 | 0 | 0
F11_Commercial_WA - Health_Existing_Space Heating_Natural Gas_Green Roof - Vegetated Rooftop_A_Achievable Economic RVT Potential | F11 | Commercial | WA - Health | Existing | Space Heating | Natural Gas | Green Roof - Vegetated Rooftop | A | Purchases (Cumulative) | Achievable Economic RVT Potential | 0 | 0 | 0 | 0 | 0 | 0 | 0 | 0 | 0 | 0 | 0 | 0 | 0 | 0 | 0 | 0 | 0 | 0 | 0 | 0 | 0 | 0 | 0 | 0 | 0 | 0 | 0
F1_Commercial_WA - Health_Existing_Space Heating_Natural Gas_Ducting - Repair and Sealing_A_Achievable Economic RVT Potential | F1 | Commercial | WA - Health | Existing | Space Heating | Natural Gas | Ducting - Repair and Sealing | A | Integrated Unit Energy Savings (kWh or therms) | Achievable Economic RVT Potential | 0 | 0 | 0.1901 | 0.18913 | 0.18793 | 0.18647 | 0.1848 | 0.18284 | 0.18053 | 0.17784 | 0.17475 | 0.17123 | 0.16733 | 0.16316 | 0.15886 | 0.15464 | 0.15068 | 0.14715 | 0.14428 | 0.14212 | 0.14041 | 0.13923 | 0.1382 | 0.13782 | 0.13747 | 0.13715 | 0.13686
F2_Commercial_WA - Health_Existing_Space Heating_Natural Gas_Ducting - Repair and Sealing_A_Achievable Economic RVT Potential | F2 | Commercial | WA - Health | Existing | Space Heating | Natural Gas | Ducting - Repair and Sealing | A | Integrated Unit Summer Peak Savings (kW) | Achievable Economic RVT Potential | 0 | 0 | 0 | 0 | 0 | 0 | 0 | 0 | 0 | 0 | 0 | 0 | 0 | 0 | 0 | 0 | 0 | 0 | 0 | 0 | 0 | 0 | 0 | 0 | 0 | 0 | 0
F3_Commercial_WA - Health_Existing_Space Heating_Natural Gas_Ducting - Repair and Sealing_A_Achievable Economic RVT Potential | F3 | Commercial | WA - Health | Existing | Space Heating | Natural Gas | Ducting - Repair and Sealing | A | Integrated Unit Winter Peak Savings (kW) | Achievable Economic RVT Potential | 0 | 0 | 0 | 0 | 0 | 0 | 0 | 0 | 0 | 0 | 0 | 0 | 0 | 0 | 0 | 0 | 0 | 0 | 0 | 0 | 0 | 0 | 0 | 0 | 0 | 0 | 0
F4_Commercial_WA - Health_Existing_Space Heating_Natural Gas_Ducting - Repair and Sealing_A_Achievable Economic RVT Potential | F4 | Commercial | WA - Health | Existing | Space Heating | Natural Gas | Ducting - Repair and Sealing | A | Incremental Energy Savings (MWh or mTherms) | Achievable Economic RVT Potential | 0 | 0 | 0 | 0 | 0 | 0 | 0 | 0 | 0 | 0 | 0 | 0 | 0 | 0 | 0 | 0 | 0 | 0 | 0 | 0 | 0 | 0 | 0 | 0 | 0 | 0 | 0
F5_Commercial_WA - Health_Existing_Space Heating_Natural Gas_Ducting - Repair and Sealing_A_Achievable Economic RVT Potential | F5 | Commercial | WA - Health | Existing | Space Heating | Natural Gas | Ducting - Repair and Sealing | A | Incremental Summer Peak Savings (MW) | Achievable Economic RVT Potential | 0 | 0 | 0 | 0 | 0 | 0 | 0 | 0 | 0 | 0 | 0 | 0 | 0 | 0 | 0 | 0 | 0 | 0 | 0 | 0 | 0 | 0 | 0 | 0 | 0 | 0 | 0
F6_Commercial_WA - Health_Existing_Space Heating_Natural Gas_Ducting - Repair and Sealing_A_Achievable Economic RVT Potential | F6 | Commercial | WA - Health | Existing | Space Heating | Natural Gas | Ducting - Repair and Sealing | A | Incremental Winter Peak Savings (MW) | Achievable Economic RVT Potential | 0 | 0 | 0 | 0 | 0 | 0 | 0 | 0 | 0 | 0 | 0 | 0 | 0 | 0 | 0 | 0 | 0 | 0 | 0 | 0 | 0 | 0 | 0 | 0 | 0 | 0 | 0
F7_Commercial_WA - Health_Existing_Space Heating_Natural Gas_Ducting - Repair and Sealing_A_Achievable Economic RVT Potential | F7 | Commercial | WA - Health | Existing | Space Heating | Natural Gas | Ducting - Repair and Sealing | A | Cumulative Energy Savings (MWh or mTherms) | Achievable Economic RVT Potential | 0 | 0 | 0 | 0 | 0 | 0 | 0 | 0 | 0 | 0 | 0 | 0 | 0 | 0 | 0 | 0 | 0 | 0 | 0 | 0 | 0 | 0 | 0 | 0 | 0 | 0 | 0
F8_Commercial_WA - Health_Existing_Space Heating_Natural Gas_Ducting - Repair and Sealing_A_Achievable Economic RVT Potential | F8 | Commercial | WA - Health | Existing | Space Heating | Natural Gas | Ducting - Repair and Sealing | A | Cumulative Summer Peak Savings (MW) | Achievable Economic RVT Potential | 0 | 0 | 0 | 0 | 0 | 0 | 0 | 0 | 0 | 0 | 0 | 0 | 0 | 0 | 0 | 0 | 0 | 0 | 0 | 0 | 0 | 0 | 0 | 0 | 0 | 0 | 0
F9_Commercial_WA - Health_Existing_Space Heating_Natural Gas_Ducting - Repair and Sealing_A_Achievable Economic RVT Potential | F9 | Commercial | WA - Health | Existing | Space Heating | Natural Gas | Ducting - Repair and Sealing | A | Cumulative Winter Peak Savings (MW) | Achievable Economic RVT Potential | 0 | 0 | 0 | 0 | 0 | 0 | 0 | 0 | 0 | 0 | 0 | 0 | 0 | 0 | 0 | 0 | 0 | 0 | 0 | 0 | 0 | 0 | 0 | 0 | 0 | 0 | 0
F10_Commercial_WA - Health_Existing_Space Heating_Natural Gas_Ducting - Repair and Sealing_A_Achievable Economic RVT Potential | F10 | Commercial | WA - Health | Existing | Space Heating | Natural Gas | Ducting - Repair and Sealing | A | Purchases (Incremental) | Achievable Economic RVT Potential | 0 | 0 | 0 | 0 | 0 | 0 | 0 | 0 | 0 | 0 | 0 | 0 | 0 | 0 | 0 | 0 | 0 | 0 | 0 | 0 | 0 | 0 | 0 | 0 | 0 | 0 | 0
F11_Commercial_WA - Health_Existing_Space Heating_Natural Gas_Ducting - Repair and Sealing_A_Achievable Economic RVT Potential | F11 | Commercial | WA - Health | Existing | Space Heating | Natural Gas | Ducting - Repair and Sealing | A | Purchases (Cumulative) | Achievable Economic RVT Potential | 0 | 0 | 0 | 0 | 0 | 0 | 0 | 0 | 0 | 0 | 0 | 0 | 0 | 0 | 0 | 0 | 0 | 0 | 0 | 0 | 0 | 0 | 0 | 0 | 0 | 0 | 0
F1_Commercial_WA - Health_Existing_Space Heating_Natural Gas_Windows - High Efficiency Glazing_A_Achievable Economic RVT Potential | F1 | Commercial | WA - Health | Existing | Space Heating | Natural Gas | Windows - High Efficiency Glazing | A | Integrated Unit Energy Savings (kWh or therms) | Achievable Economic RVT Potential | 0 | 0 | 0.36881 | 0.36624 | 0.36279 | 0.35862 | 0.35382 | 0.3482 | 0.34158 | 0.33387 | 0.325 | 0.31498 | 0.30398 | 0.29236 | 0.28056 | 0.26913 | 0.25859 | 0.24933 | 0.24214 | 0.23708 | 0.23318 | 0.23073 | 0.22862 | 0.22799 | 0.22742 | 0.22688 | 0.2264
F2_Commercial_WA - Health_Existing_Space Heating_Natural Gas_Windows - High Efficiency Glazing_A_Achievable Economic RVT Potential | F2 | Commercial | WA - Health | Existing | Space Heating | Natural Gas | Windows - High Efficiency Glazing | A | Integrated Unit Summer Peak Savings (kW) | Achievable Economic RVT Potential | 0 | 0 | 0 | 0 | 0 | 0 | 0 | 0 | 0 | 0 | 0 | 0 | 0 | 0 | 0 | 0 | 0 | 0 | 0 | 0 | 0 | 0 | 0 | 0 | 0 | 0 | 0
F3_Commercial_WA - Health_Existing_Space Heating_Natural Gas_Windows - High Efficiency Glazing_A_Achievable Economic RVT Potential | F3 | Commercial | WA - Health | Existing | Space Heating | Natural Gas | Windows - High Efficiency Glazing | A | Integrated Unit Winter Peak Savings (kW) | Achievable Economic RVT Potential | 0 | 0 | 0 | 0 | 0 | 0 | 0 | 0 | 0 | 0 | 0 | 0 | 0 | 0 | 0 | 0 | 0 | 0 | 0 | 0 | 0 | 0 | 0 | 0 | 0 | 0 | 0
F4_Commercial_WA - Health_Existing_Space Heating_Natural Gas_Windows - High Efficiency Glazing_A_Achievable Economic RVT Potential | F4 | Commercial | WA - Health | Existing | Space Heating | Natural Gas | Windows - High Efficiency Glazing | A | Incremental Energy Savings (MWh or mTherms) | Achievable Economic RVT Potential | 0 | 0 | 0 | 0 | 0 | 0 | 0 | 0 | 0 | 0 | 0 | 0 | 0 | 0 | 0 | 0 | 0 | 0 | 0 | 0 | 0 | 0 | 0 | 0 | 0 | 0 | 0
F5_Commercial_WA - Health_Existing_Space Heating_Natural Gas_Windows - High Efficiency Glazing_A_Achievable Economic RVT Potential | F5 | Commercial | WA - Health | Existing | Space Heating | Natural Gas | Windows - High Efficiency Glazing | A | Incremental Summer Peak Savings (MW) | Achievable Economic RVT Potential | 0 | 0 | 0 | 0 | 0 | 0 | 0 | 0 | 0 | 0 | 0 | 0 | 0 | 0 | 0 | 0 | 0 | 0 | 0 | 0 | 0 | 0 | 0 | 0 | 0 | 0 | 0
F6_Commercial_WA - Health_Existing_Space Heating_Natural Gas_Windows - High Efficiency Glazing_A_Achievable Economic RVT Potential | F6 | Commercial | WA - Health | Existing | Space Heating | Natural Gas | Windows - High Efficiency Glazing | A | Incremental Winter Peak Savings (MW) | Achievable Economic RVT Potential | 0 | 0 | 0 | 0 | 0 | 0 | 0 | 0 | 0 | 0 | 0 | 0 | 0 | 0 | 0 | 0 | 0 | 0 | 0 | 0 | 0 | 0 | 0 | 0 | 0 | 0 | 0
F7_Commercial_WA - Health_Existing_Space Heating_Natural Gas_Windows - High Efficiency Glazing_A_Achievable Economic RVT Potential | F7 | Commercial | WA - Health | Existing | Space Heating | Natural Gas | Windows - High Efficiency Glazing | A | Cumulative Energy Savings (MWh or mTherms) | Achievable Economic RVT Potential | 0 | 0 | 0 | 0 | 0 | 0 | 0 | 0 | 0 | 0 | 0 | 0 | 0 | 0 | 0 | 0 | 0 | 0 | 0 | 0 | 0 | 0 | 0 | 0 | 0 | 0 | 0
F8_Commercial_WA - Health_Existing_Space Heating_Natural Gas_Windows - High Efficiency Glazing_A_Achievable Economic RVT Potential | F8 | Commercial | WA - Health | Existing | Space Heating | Natural Gas | Windows - High Efficiency Glazing | A | Cumulative Summer Peak Savings (MW) | Achievable Economic RVT Potential | 0 | 0 | 0 | 0 | 0 | 0 | 0 | 0 | 0 | 0 | 0 | 0 | 0 | 0 | 0 | 0 | 0 | 0 | 0 | 0 | 0 | 0 | 0 | 0 | 0 | 0 | 0
F9_Commercial_WA - Health_Existing_Space Heating_Natural Gas_Windows - High Efficiency Glazing_A_Achievable Economic RVT Potential | F9 | Commercial | WA - Health | Existing | Space Heating | Natural Gas | Windows - High Efficiency Glazing | A | Cumulative Winter Peak Savings (MW) | Achievable Economic RVT Potential | 0 | 0 | 0 | 0 | 0 | 0 | 0 | 0 | 0 | 0 | 0 | 0 | 0 | 0 | 0 | 0 | 0 | 0 | 0 | 0 | 0 | 0 | 0 | 0 | 0 | 0 | 0
F10_Commercial_WA - Health_Existing_Space Heating_Natural Gas_Windows - High Efficiency Glazing_A_Achievable Economic RVT Potential | F10 | Commercial | WA - Health | Existing | Space Heating | Natural Gas | Windows - High Efficiency Glazing | A | Purchases (Incremental) | Achievable Economic RVT Potential | 0 | 0 | 0 | 0 | 0 | 0 | 0 | 0 | 0 | 0 | 0 | 0 | 0 | 0 | 0 | 0 | 0 | 0 | 0 | 0 | 0 | 0 | 0 | 0 | 0 | 0 | 0
F11_Commercial_WA - Health_Existing_Space Heating_Natural Gas_Windows - High Efficiency Glazing_A_Achievable Economic RVT Potential | F11 | Commercial | WA - Health | Existing | Space Heating | Natural Gas | Windows - High Efficiency Glazing | A | Purchases (Cumulative) | Achievable Economic RVT Potential | 0 | 0 | 0 | 0 | 0 | 0 | 0 | 0 | 0 | 0 | 0 | 0 | 0 | 0 | 0 | 0 | 0 | 0 | 0 | 0 | 0 | 0 | 0 | 0 | 0 | 0 | 0
F1_Commercial_WA - Health_Existing_Space Heating_Natural Gas_Windows - Secondary Glazing Systems_A_Achievable Economic RVT Potential | F1 | Commercial | WA - Health | Existing | Space Heating | Natural Gas | Windows - Secondary Glazing Systems | A | Integrated Unit Energy Savings (kWh or therms) | Achievable Economic RVT Potential | 0 | 0 | 1.4733 | 1.4663 | 1.4573 | 1.4471 | 1.4358 | 1.4231 | 1.4088 | 1.3928 | 1.3749 | 1.3549 | 1.333 | 1.3098 | 1.2859 | 1.2622 | 1.2396 | 1.2191 | 1.2022 | 1.1894 | 1.1788 | 1.1709 | 1.1639 | 1.1607 | 1.1577 | 1.155 | 1.1526
F2_Commercial_WA - Health_Existing_Space Heating_Natural Gas_Windows - Secondary Glazing Systems_A_Achievable Economic RVT Potential | F2 | Commercial | WA - Health | Existing | Space Heating | Natural Gas | Windows - Secondary Glazing Systems | A | Integrated Unit Summer Peak Savings (kW) | Achievable Economic RVT Potential | 0 | 0 | 0 | 0 | 0 | 0 | 0 | 0 | 0 | 0 | 0 | 0 | 0 | 0 | 0 | 0 | 0 | 0 | 0 | 0 | 0 | 0 | 0 | 0 | 0 | 0 | 0
F3_Commercial_WA - Health_Existing_Space Heating_Natural Gas_Windows - Secondary Glazing Systems_A_Achievable Economic RVT Potential | F3 | Commercial | WA - Health | Existing | Space Heating | Natural Gas | Windows - Secondary Glazing Systems | A | Integrated Unit Winter Peak Savings (kW) | Achievable Economic RVT Potential | 0 | 0 | 0 | 0 | 0 | 0 | 0 | 0 | 0 | 0 | 0 | 0 | 0 | 0 | 0 | 0 | 0 | 0 | 0 | 0 | 0 | 0 | 0 | 0 | 0 | 0 | 0
F4_Commercial_WA - Health_Existing_Space Heating_Natural Gas_Windows - Secondary Glazing Systems_A_Achievable Economic RVT Potential | F4 | Commercial | WA - Health | Existing | Space Heating | Natural Gas | Windows - Secondary Glazing Systems | A | Incremental Energy Savings (MWh or mTherms) | Achievable Economic RVT Potential | 0 | 0 | 0 | 0.007818 | 0.0022497 | 0.025565 | 0.067116 | 0.15327 | 0.31122 | 0.56931 | 0.94445 | 1.4238 | 1.948 | 2.4093 | 2.6767 | 2.6493 | 2.3122 | 1.7579 | 1.1487 | 0.63489 | 0.33778 | 0.099885 | 0.063542 | 0 | 0 | 0 | 0
F5_Commercial_WA - Health_Existing_Space Heating_Natural Gas_Windows - Secondary Glazing Systems_A_Achievable Economic RVT Potential | F5 | Commercial | WA - Health | Existing | Space Heating | Natural Gas | Windows - Secondary Glazing Systems | A | Incremental Summer Peak Savings (MW) | Achievable Economic RVT Potential | 0 | 0 | 0 | 0 | 0 | 0 | 0 | 0 | 0 | 0 | 0 | 0 | 0 | 0 | 0 | 0 | 0 | 0 | 0 | 0 | 0 | 0 | 0 | 0 | 0 | 0 | 0
F6_Commercial_WA - Health_Existing_Space Heating_Natural Gas_Windows - Secondary Glazing Systems_A_Achievable Economic RVT Potential | F6 | Commercial | WA - Health | Existing | Space Heating | Natural Gas | Windows - Secondary Glazing Systems | A | Incremental Winter Peak Savings (MW) | Achievable Economic RVT Potential | 0 | 0 | 0 | 0 | 0 | 0 | 0 | 0 | 0 | 0 | 0 | 0 | 0 | 0 | 0 | 0 | 0 | 0 | 0 | 0 | 0 | 0 | 0 | 0 | 0 | 0 | 0
F7_Commercial_WA - Health_Existing_Space Heating_Natural Gas_Windows - Secondary Glazing Systems_A_Achievable Economic RVT Potential | F7 | Commercial | WA - Health | Existing | Space Heating | Natural Gas | Windows - Secondary Glazing Systems | A | Cumulative Energy Savings (MWh or mTherms) | Achievable Economic RVT Potential | 0 | 0 | 0 | 0.007818 | 0.01002 | 0.035514 | 0.10235 | 0.25472 | 0.56337 | 1.1263 | 2.0562 | 3.4501 | 5.3424 | 7.6587 | 10.1954 | 12.6567 | 14.743 | 16.2569 | 17.1801 | 17.6318 | 17.8128 | 17.793 | 17.7495 | 17.701 | 17.6563 | 17.6151 | 17.5772
F8_Commercial_WA - Health_Existing_Space Heating_Natural Gas_Windows - Secondary Glazing Systems_A_Achievable Economic RVT Potential | F8 | Commercial | WA - Health | Existing | Space Heating | Natural Gas | Windows - Secondary Glazing Systems | A | Cumulative Summer Peak Savings (MW) | Achievable Economic RVT Potential | 0 | 0 | 0 | 0 | 0 | 0 | 0 | 0 | 0 | 0 | 0 | 0 | 0 | 0 | 0 | 0 | 0 | 0 | 0 | 0 | 0 | 0 | 0 | 0 | 0 | 0 | 0
F9_Commercial_WA - Health_Existing_Space Heating_Natural Gas_Windows - Secondary Glazing Systems_A_Achievable Economic RVT Potential | F9 | Commercial | WA - Health | Existing | Space Heating | Natural Gas | Windows - Secondary Glazing Systems | A | Cumulative Winter Peak Savings (MW) | Achievable Economic RVT Potential | 0 | 0 | 0 | 0 | 0 | 0 | 0 | 0 | 0 | 0 | 0 | 0 | 0 | 0 | 0 | 0 | 0 | 0 | 0 | 0 | 0 | 0 | 0 | 0 | 0 | 0 | 0
F10_Commercial_WA - Health_Existing_Space Heating_Natural Gas_Windows - Secondary Glazing Systems_A_Achievable Economic RVT Potential | F10 | Commercial | WA - Health | Existing | Space Heating | Natural Gas | Windows - Secondary Glazing Systems | A | Purchases (Incremental) | Achievable Economic RVT Potential | 0 | 0 | 0 | 5.3317 | 1.5437 | 17.6666 | 46.7449 | 107.6956 | 220.909 | 408.7584 | 686.9398 | 1050.8411 | 1461.301 | 1839.3953 | 2081.6352 | 2099.0525 | 1865.2688 | 1441.9167 | 955.4538 | 533.7959 | 286.5394 | 85.3064 | 54.5961 | 0 | 0 | 0 | 0
F11_Commercial_WA - Health_Existing_Space Heating_Natural Gas_Windows - Secondary Glazing Systems_A_Achievable Economic RVT Potential | F11 | Commercial | WA - Health | Existing | Space Heating | Natural Gas | Windows - Secondary Glazing Systems | A | Purchases (Cumulative) | Achievable Economic RVT Potential | 0 | 0 | 0 | 5.3317 | 6.8754 | 24.542 | 71.2869 | 178.9825 | 399.8915 | 808.6499 | 1495.5897 | 2546.4308 | 4007.7318 | 5847.1271 | 7928.7623 | 10027.8148 | 11893.0837 | 13335.0003 | 14290.4541 | 14824.25 | 15110.7894 | 15196.0958 | 15250.6919 | 15250.6919 | 15250.6919 | 15250.6919 | 15250.6919
F1_Commercial_WA - Health_Existing_Space Heating_Natural Gas_HVAC - Energy Recovery Ventilator_A_Achievable Economic RVT Potential | F1 | Commercial | WA - Health | Existing | Space Heating | Natural Gas | HVAC - Energy Recovery Ventilator | A | Integrated Unit Energy Savings (kWh or therms) | Achievable Economic RVT Potential | 0 | 0 | 0.28417 | 0.28215 | 0.27948 | 0.27622 | 0.27244 | 0.26799 | 0.26273 | 0.25657 | 0.24947 | 0.24143 | 0.23261 | 0.2233 | 0.21386 | 0.20474 | 0.19634 | 0.189 | 0.1833 | 0.17929 | 0.17621 | 0.17428 | 0.17263 | 0.17216 | 0.17172 | 0.17132 | 0.17095
F2_Commercial_WA - Health_Existing_Space Heating_Natural Gas_HVAC - Energy Recovery Ventilator_A_Achievable Economic RVT Potential | F2 | Commercial | WA - Health | Existing | Space Heating | Natural Gas | HVAC - Energy Recovery Ventilator | A | Integrated Unit Summer Peak Savings (kW) | Achievable Economic RVT Potential | 0 | 0 | 0 | 0 | 0 | 0 | 0 | 0 | 0 | 0 | 0 | 0 | 0 | 0 | 0 | 0 | 0 | 0 | 0 | 0 | 0 | 0 | 0 | 0 | 0 | 0 | 0
F3_Commercial_WA - Health_Existing_Space Heating_Natural Gas_HVAC - Energy Recovery Ventilator_A_Achievable Economic RVT Potential | F3 | Commercial | WA - Health | Existing | Space Heating | Natural Gas | HVAC - Energy Recovery Ventilator | A | Integrated Unit Winter Peak Savings (kW) | Achievable Economic RVT Potential | 0 | 0 | 0 | 0 | 0 | 0 | 0 | 0 | 0 | 0 | 0 | 0 | 0 | 0 | 0 | 0 | 0 | 0 | 0 | 0 | 0 | 0 | 0 | 0 | 0 | 0 | 0
F4_Commercial_WA - Health_Existing_Space Heating_Natural Gas_HVAC - Energy Recovery Ventilator_A_Achievable Economic RVT Potential | F4 | Commercial | WA - Health | Existing | Space Heating | Natural Gas | HVAC - Energy Recovery Ventilator | A | Incremental Energy Savings (MWh or mTherms) | Achievable Economic RVT Potential | 0 | 0 | 0 | 0 | 0 | 0 | 0 | 0 | 0 | 0 | 0 | 0 | 0 | 0 | 0 | 0 | 0 | 0 | 0 | 0 | 0 | 0 | 0 | 0 | 0 | 0 | 0
F5_Commercial_WA - Health_Existing_Space Heating_Natural Gas_HVAC - Energy Recovery Ventilator_A_Achievable Economic RVT Potential | F5 | Commercial | WA - Health | Existing | Space Heating | Natural Gas | HVAC - Energy Recovery Ventilator | A | Incremental Summer Peak Savings (MW) | Achievable Economic RVT Potential | 0 | 0 | 0 | 0 | 0 | 0 | 0 | 0 | 0 | 0 | 0 | 0 | 0 | 0 | 0 | 0 | 0 | 0 | 0 | 0 | 0 | 0 | 0 | 0 | 0 | 0 | 0
F6_Commercial_WA - Health_Existing_Space Heating_Natural Gas_HVAC - Energy Recovery Ventilator_A_Achievable Economic RVT Potential | F6 | Commercial | WA - Health | Existing | Space Heating | Natural Gas | HVAC - Energy Recovery Ventilator | A | Incremental Winter Peak Savings (MW) | Achievable Economic RVT Potential | 0 | 0 | 0 | 0 | 0 | 0 | 0 | 0 | 0 | 0 | 0 | 0 | 0 | 0 | 0 | 0 | 0 | 0 | 0 | 0 | 0 | 0 | 0 | 0 | 0 | 0 | 0
F7_Commercial_WA - Health_Existing_Space Heating_Natural Gas_HVAC - Energy Recovery Ventilator_A_Achievable Economic RVT Potential | F7 | Commercial | WA - Health | Existing | Space Heating | Natural Gas | HVAC - Energy Recovery Ventilator | A | Cumulative Energy Savings (MWh or mTherms) | Achievable Economic RVT Potential | 0 | 0 | 0 | 0 | 0 | 0 | 0 | 0 | 0 | 0 | 0 | 0 | 0 | 0 | 0 | 0 | 0 | 0 | 0 | 0 | 0 | 0 | 0 | 0 | 0 | 0 | 0
F8_Commercial_WA - Health_Existing_Space Heating_Natural Gas_HVAC - Energy Recovery Ventilator_A_Achievable Economic RVT Potential | F8 | Commercial | WA - Health | Existing | Space Heating | Natural Gas | HVAC - Energy Recovery Ventilator | A | Cumulative Summer Peak Savings (MW) | Achievable Economic RVT Potential | 0 | 0 | 0 | 0 | 0 | 0 | 0 | 0 | 0 | 0 | 0 | 0 | 0 | 0 | 0 | 0 | 0 | 0 | 0 | 0 | 0 | 0 | 0 | 0 | 0 | 0 | 0
F9_Commercial_WA - Health_Existing_Space Heating_Natural Gas_HVAC - Energy Recovery Ventilator_A_Achievable Economic RVT Potential | F9 | Commercial | WA - Health | Existing | Space Heating | Natural Gas | HVAC - Energy Recovery Ventilator | A | Cumulative Winter Peak Savings (MW) | Achievable Economic RVT Potential | 0 | 0 | 0 | 0 | 0 | 0 | 0 | 0 | 0 | 0 | 0 | 0 | 0 | 0 | 0 | 0 | 0 | 0 | 0 | 0 | 0 | 0 | 0 | 0 | 0 | 0 | 0
F10_Commercial_WA - Health_Existing_Space Heating_Natural Gas_HVAC - Energy Recovery Ventilator_A_Achievable Economic RVT Potential | F10 | Commercial | WA - Health | Existing | Space Heating | Natural Gas | HVAC - Energy Recovery Ventilator | A | Purchases (Incremental) | Achievable Economic RVT Potential | 0 | 0 | 0 | 0 | 0 | 0 | 0 | 0 | 0 | 0 | 0 | 0 | 0 | 0 | 0 | 0 | 0 | 0 | 0 | 0 | 0 | 0 | 0 | 0 | 0 | 0 | 0
F11_Commercial_WA - Health_Existing_Space Heating_Natural Gas_HVAC - Energy Recovery Ventilator_A_Achievable Economic RVT Potential | F11 | Commercial | WA - Health | Existing | Space Heating | Natural Gas | HVAC - Energy Recovery Ventilator | A | Purchases (Cumulative) | Achievable Economic RVT Potential | 0 | 0 | 0 | 0 | 0 | 0 | 0 | 0 | 0 | 0 | 0 | 0 | 0 | 0 | 0 | 0 | 0 | 0 | 0 | 0 | 0 | 0 | 0 | 0 | 0 | 0 | 0
F1_Commercial_WA - Health_Existing_Space Heating_Natural Gas_Building Shell - Air Sealing (Infiltration Control)_A_Achievable Economic RVT Potential | F1 | Commercial | WA - Health | Existing | Space Heating | Natural Gas | Building Shell - Air Sealing (Infiltration Control) | A | Integrated Unit Energy Savings (kWh or therms) | Achievable Economic RVT Potential | 0 | 0 | 5.5225 | 5.508 | 5.4929 | 5.4771 | 5.4605 | 5.4433 | 5.4254 | 5.4068 | 5.3877 | 5.3681 | 5.3481 | 5.3279 | 5.3074 | 5.2869 | 5.2663 | 5.2458 | 5.2254 | 5.2062 | 5.1882 | 5.1716 | 5.1563 | 5.1422 | 5.1293 | 5.1174 | 5.1064
F2_Commercial_WA - Health_Existing_Space Heating_Natural Gas_Building Shell - Air Sealing (Infiltration Control)_A_Achievable Economic RVT Potential | F2 | Commercial | WA - Health | Existing | Space Heating | Natural Gas | Building Shell - Air Sealing (Infiltration Control) | A | Integrated Unit Summer Peak Savings (kW) | Achievable Economic RVT Potential | 0 | 0 | 0 | 0 | 0 | 0 | 0 | 0 | 0 | 0 | 0 | 0 | 0 | 0 | 0 | 0 | 0 | 0 | 0 | 0 | 0 | 0 | 0 | 0 | 0 | 0 | 0
F3_Commercial_WA - Health_Existing_Space Heating_Natural Gas_Building Shell - Air Sealing (Infiltration Control)_A_Achievable Economic RVT Potential | F3 | Commercial | WA - Health | Existing | Space Heating | Natural Gas | Building Shell - Air Sealing (Infiltration Control) | A | Integrated Unit Winter Peak Savings (kW) | Achievable Economic RVT Potential | 0 | 0 | 0 | 0 | 0 | 0 | 0 | 0 | 0 | 0 | 0 | 0 | 0 | 0 | 0 | 0 | 0 | 0 | 0 | 0 | 0 | 0 | 0 | 0 | 0 | 0 | 0
F4_Commercial_WA - Health_Existing_Space Heating_Natural Gas_Building Shell - Air Sealing (Infiltration Control)_A_Achievable Economic RVT Potential | F4 | Commercial | WA - Health | Existing | Space Heating | Natural Gas | Building Shell - Air Sealing (Infiltration Control) | A | Incremental Energy Savings (MWh or mTherms) | Achievable Economic RVT Potential | 0 | 0 | 0 | 0.00086015 | 0.00024836 | 0.0028341 | 0.0074762 | 0.01717 | 0.035104 | 0.064732 | 0.1084 | 0.16522 | 0.2289 | 0.28621 | 0.32336 | 0.32231 | 0.28051 | 0.205 | 0.11242 | 0.019067 | 0 | 0 | 0 | 0 | 0 | 0 | 0
F5_Commercial_WA - Health_Existing_Space Heating_Natural Gas_Building Shell - Air Sealing (Infiltration Control)_A_Achievable Economic RVT Potential | F5 | Commercial | WA - Health | Existing | Space Heating | Natural Gas | Building Shell - Air Sealing (Infiltration Control) | A | Incremental Summer Peak Savings (MW) | Achievable Economic RVT Potential | 0 | 0 | 0 | 0 | 0 | 0 | 0 | 0 | 0 | 0 | 0 | 0 | 0 | 0 | 0 | 0 | 0 | 0 | 0 | 0 | 0 | 0 | 0 | 0 | 0 | 0 | 0
F6_Commercial_WA - Health_Existing_Space Heating_Natural Gas_Building Shell - Air Sealing (Infiltration Control)_A_Achievable Economic RVT Potential | F6 | Commercial | WA - Health | Existing | Space Heating | Natural Gas | Building Shell - Air Sealing (Infiltration Control) | A | Incremental Winter Peak Savings (MW) | Achievable Economic RVT Potential | 0 | 0 | 0 | 0 | 0 | 0 | 0 | 0 | 0 | 0 | 0 | 0 | 0 | 0 | 0 | 0 | 0 | 0 | 0 | 0 | 0 | 0 | 0 | 0 | 0 | 0 | 0
F7_Commercial_WA - Health_Existing_Space Heating_Natural Gas_Building Shell - Air Sealing (Infiltration Control)_A_Achievable Economic RVT Potential | F7 | Commercial | WA - Health | Existing | Space Heating | Natural Gas | Building Shell - Air Sealing (Infiltration Control) | A | Cumulative Energy Savings (MWh or mTherms) | Achievable Economic RVT Potential | 0 | 0 | 0 | 0.00086015 | 0.0011061 | 0.003937 | 0.011401 | 0.028536 | 0.063546 | 0.12806 | 0.23601 | 0.40037 | 0.62778 | 0.91162 | 1.2315 | 1.549 | 1.8235 | 2.0214 | 2.1259 | 2.1372 | 2.1298 | 2.123 | 2.1167 | 2.1109 | 2.1056 | 2.1007 | 2.0962
F8_Commercial_WA - Health_Existing_Space Heating_Natural Gas_Building Shell - Air Sealing (Infiltration Control)_A_Achievable Economic RVT Potential | F8 | Commercial | WA - Health | Existing | Space Heating | Natural Gas | Building Shell - Air Sealing (Infiltration Control) | A | Cumulative Summer Peak Savings (MW) | Achievable Economic RVT Potential | 0 | 0 | 0 | 0 | 0 | 0 | 0 | 0 | 0 | 0 | 0 | 0 | 0 | 0 | 0 | 0 | 0 | 0 | 0 | 0 | 0 | 0 | 0 | 0 | 0 | 0 | 0
F9_Commercial_WA - Health_Existing_Space Heating_Natural Gas_Building Shell - Air Sealing (Infiltration Control)_A_Achievable Economic RVT Potential | F9 | Commercial | WA - Health | Existing | Space Heating | Natural Gas | Building Shell - Air Sealing (Infiltration Control) | A | Cumulative Winter Peak Savings (MW) | Achievable Economic RVT Potential | 0 | 0 | 0 | 0 | 0 | 0 | 0 | 0 | 0 | 0 | 0 | 0 | 0 | 0 | 0 | 0 | 0 | 0 | 0 | 0 | 0 | 0 | 0 | 0 | 0 | 0 | 0
F10_Commercial_WA - Health_Existing_Space Heating_Natural Gas_Building Shell - Air Sealing (Infiltration Control)_A_Achievable Economic RVT Potential | F10 | Commercial | WA - Health | Existing | Space Heating | Natural Gas | Building Shell - Air Sealing (Infiltration Control) | A | Purchases (Incremental) | Achievable Economic RVT Potential | 0 | 0 | 0 | 0.15616 | 0.045216 | 0.51745 | 1.3691 | 3.1544 | 6.4703 | 11.9724 | 20.1202 | 30.7787 | 42.8009 | 53.719 | 60.925 | 60.9629 | 53.2638 | 39.0788 | 21.5145 | 3.6623 | 0 | 0 | 0 | 0 | 0 | 0 | 0
F11_Commercial_WA - Health_Existing_Space Heating_Natural Gas_Building Shell - Air Sealing (Infiltration Control)_A_Achievable Economic RVT Potential | F11 | Commercial | WA - Health | Existing | Space Heating | Natural Gas | Building Shell - Air Sealing (Infiltration Control) | A | Purchases (Cumulative) | Achievable Economic RVT Potential | 0 | 0 | 0 | 0.15616 | 0.20138 | 0.71882 | 2.088 | 5.2423 | 11.7127 | 23.685 | 43.8052 | 74.5839 | 117.3848 | 171.1038 | 232.0288 | 292.9917 | 346.2555 | 385.3343 | 406.8488 | 410.5111 | 410.5111 | 410.5111 | 410.5111 | 410.5111 | 410.5111 | 410.5111 | 410.5111
F1_Commercial_WA - Health_Existing_Space Heating_Natural Gas_Ventilation - Demand Controlled_A_Achievable Economic RVT Potential | F1 | Commercial | WA - Health | Existing | Space Heating | Natural Gas | Ventilation - Demand Controlled | A | Integrated Unit Energy Savings (kWh or therms) | Achievable Economic RVT Potential | 0 | 0 | 0.070174 | 0.069539 | 0.068634 | 0.067575 | 0.066386 | 0.06503 | 0.063472 | 0.061697 | 0.059702 | 0.057497 | 0.055128 | 0.052671 | 0.050241 | 0.047942 | 0.045836 | 0.043998 | 0.042558 | 0.041523 | 0.040714 | 0.040184 | 0.039718 | 0.039609 | 0.039509 | 0.039416 | 0.039331
F2_Commercial_WA - Health_Existing_Space Heating_Natural Gas_Ventilation - Demand Controlled_A_Achievable Economic RVT Potential | F2 | Commercial | WA - Health | Existing | Space Heating | Natural Gas | Ventilation - Demand Controlled | A | Integrated Unit Summer Peak Savings (kW) | Achievable Economic RVT Potential | 0 | 0 | 0 | 0 | 0 | 0 | 0 | 0 | 0 | 0 | 0 | 0 | 0 | 0 | 0 | 0 | 0 | 0 | 0 | 0 | 0 | 0 | 0 | 0 | 0 | 0 | 0
F3_Commercial_WA - Health_Existing_Space Heating_Natural Gas_Ventilation - Demand Controlled_A_Achievable Economic RVT Potential | F3 | Commercial | WA - Health | Existing | Space Heating | Natural Gas | Ventilation - Demand Controlled | A | Integrated Unit Winter Peak Savings (kW) | Achievable Economic RVT Potential | 0 | 0 | 0 | 0 | 0 | 0 | 0 | 0 | 0 | 0 | 0 | 0 | 0 | 0 | 0 | 0 | 0 | 0 | 0 | 0 | 0 | 0 | 0 | 0 | 0 | 0 | 0
F4_Commercial_WA - Health_Existing_Space Heating_Natural Gas_Ventilation - Demand Controlled_A_Achievable Economic RVT Potential | F4 | Commercial | WA - Health | Existing | Space Heating | Natural Gas | Ventilation - Demand Controlled | A | Incremental Energy Savings (MWh or mTherms) | Achievable Economic RVT Potential | 0 | 0 | 0 | 0 | 0 | 0 | 0 | 0 | 0 | 0 | 0 | 0 | 0 | 0 | 0 | 0 | 0 | 0 | 0 | 0 | 0 | 0 | 0 | 0 | 0 | 0 | 0
F5_Commercial_WA - Health_Existing_Space Heating_Natural Gas_Ventilation - Demand Controlled_A_Achievable Economic RVT Potential | F5 | Commercial | WA - Health | Existing | Space Heating | Natural Gas | Ventilation - Demand Controlled | A | Incremental Summer Peak Savings (MW) | Achievable Economic RVT Potential | 0 | 0 | 0 | 0 | 0 | 0 | 0 | 0 | 0 | 0 | 0 | 0 | 0 | 0 | 0 | 0 | 0 | 0 | 0 | 0 | 0 | 0 | 0 | 0 | 0 | 0 | 0
F6_Commercial_WA - Health_Existing_Space Heating_Natural Gas_Ventilation - Demand Controlled_A_Achievable Economic RVT Potential | F6 | Commercial | WA - Health | Existing | Space Heating | Natural Gas | Ventilation - Demand Controlled | A | Incremental Winter Peak Savings (MW) | Achievable Economic RVT Potential | 0 | 0 | 0 | 0 | 0 | 0 | 0 | 0 | 0 | 0 | 0 | 0 | 0 | 0 | 0 | 0 | 0 | 0 | 0 | 0 | 0 | 0 | 0 | 0 | 0 | 0 | 0
F7_Commercial_WA - Health_Existing_Space Heating_Natural Gas_Ventilation - Demand Controlled_A_Achievable Economic RVT Potential | F7 | Commercial | WA - Health | Existing | Space Heating | Natural Gas | Ventilation - Demand Controlled | A | Cumulative Energy Savings (MWh or mTherms) | Achievable Economic RVT Potential | 0 | 0 | 0 | 0 | 0 | 0 | 0 | 0 | 0 | 0 | 0 | 0 | 0 | 0 | 0 | 0 | 0 | 0 | 0 | 0 | 0 | 0 | 0 | 0 | 0 | 0 | 0
F8_Commercial_WA - Health_Existing_Space Heating_Natural Gas_Ventilation - Demand Controlled_A_Achievable Economic RVT Potential | F8 | Commercial | WA - Health | Existing | Space Heating | Natural Gas | Ventilation - Demand Controlled | A | Cumulative Summer Peak Savings (MW) | Achievable Economic RVT Potential | 0 | 0 | 0 | 0 | 0 | 0 | 0 | 0 | 0 | 0 | 0 | 0 | 0 | 0 | 0 | 0 | 0 | 0 | 0 | 0 | 0 | 0 | 0 | 0 | 0 | 0 | 0
F9_Commercial_WA - Health_Existing_Space Heating_Natural Gas_Ventilation - Demand Controlled_A_Achievable Economic RVT Potential | F9 | Commercial | WA - Health | Existing | Space Heating | Natural Gas | Ventilation - Demand Controlled | A | Cumulative Winter Peak Savings (MW) | Achievable Economic RVT Potential | 0 | 0 | 0 | 0 | 0 | 0 | 0 | 0 | 0 | 0 | 0 | 0 | 0 | 0 | 0 | 0 | 0 | 0 | 0 | 0 | 0 | 0 | 0 | 0 | 0 | 0 | 0
F10_Commercial_WA - Health_Existing_Space Heating_Natural Gas_Ventilation - Demand Controlled_A_Achievable Economic RVT Potential | F10 | Commercial | WA - Health | Existing | Space Heating | Natural Gas | Ventilation - Demand Controlled | A | Purchases (Incremental) | Achievable Economic RVT Potential | 0 | 0 | 0 | 0 | 0 | 0 | 0 | 0 | 0 | 0 | 0 | 0 | 0 | 0 | 0 | 0 | 0 | 0 | 0 | 0 | 0 | 0 | 0 | 0 | 0 | 0 | 0
F11_Commercial_WA - Health_Existing_Space Heating_Natural Gas_Ventilation - Demand Controlled_A_Achievable Economic RVT Potential | F11 | Commercial | WA - Health | Existing | Space Heating | Natural Gas | Ventilation - Demand Controlled | A | Purchases (Cumulative) | Achievable Economic RVT Potential | 0 | 0 | 0 | 0 | 0 | 0 | 0 | 0 | 0 | 0 | 0 | 0 | 0 | 0 | 0 | 0 | 0 | 0 | 0 | 0 | 0 | 0 | 0 | 0 | 0 | 0 | 0
F1_Commercial_WA - Health_Existing_Space Heating_Natural Gas_HVAC - Dedicated Outdoor Air System (DOAS)_A_Achievable Economic RVT Potential | F1 | Commercial | WA - Health | Existing | Space Heating | Natural Gas | HVAC - Dedicated Outdoor Air System (DOAS) | A | Integrated Unit Energy Savings (kWh or therms) | Achievable Economic RVT Potential | 0 | 0 | 0.28886 | 0.28479 | 0.27879 | 0.27206 | 0.26515 | 0.25784 | 0.24983 | 0.241 | 0.23145 | 0.22135 | 0.21096 | 0.20067 | 0.19074 | 0.18143 | 0.17295 | 0.16556 | 0.15972 | 0.15546 | 0.15205 | 0.1497 | 0.1476 | 0.14719 | 0.14682 | 0.14647 | 0.14615
F2_Commercial_WA - Health_Existing_Space Heating_Natural Gas_HVAC - Dedicated Outdoor Air System (DOAS)_A_Achievable Economic RVT Potential | F2 | Commercial | WA - Health | Existing | Space Heating | Natural Gas | HVAC - Dedicated Outdoor Air System (DOAS) | A | Integrated Unit Summer Peak Savings (kW) | Achievable Economic RVT Potential | 0 | 0 | 0 | 0 | 0 | 0 | 0 | 0 | 0 | 0 | 0 | 0 | 0 | 0 | 0 | 0 | 0 | 0 | 0 | 0 | 0 | 0 | 0 | 0 | 0 | 0 | 0
F3_Commercial_WA - Health_Existing_Space Heating_Natural Gas_HVAC - Dedicated Outdoor Air System (DOAS)_A_Achievable Economic RVT Potential | F3 | Commercial | WA - Health | Existing | Space Heating | Natural Gas | HVAC - Dedicated Outdoor Air System (DOAS) | A | Integrated Unit Winter Peak Savings (kW) | Achievable Economic RVT Potential | 0 | 0 | 0 | 0 | 0 | 0 | 0 | 0 | 0 | 0 | 0 | 0 | 0 | 0 | 0 | 0 | 0 | 0 | 0 | 0 | 0 | 0 | 0 | 0 | 0 | 0 | 0
F4_Commercial_WA - Health_Existing_Space Heating_Natural Gas_HVAC - Dedicated Outdoor Air System (DOAS)_A_Achievable Economic RVT Potential | F4 | Commercial | WA - Health | Existing | Space Heating | Natural Gas | HVAC - Dedicated Outdoor Air System (DOAS) | A | Incremental Energy Savings (MWh or mTherms) | Achievable Economic RVT Potential | 0 | 0 | 0 | 0 | 0 | 0 | 0 | 0 | 0 | 0 | 0 | 0 | 0 | 0 | 0 | 0 | 0 | 0 | 0 | 0 | 0 | 0 | 0 | 0 | 0 | 0 | 0
F5_Commercial_WA - Health_Existing_Space Heating_Natural Gas_HVAC - Dedicated Outdoor Air System (DOAS)_A_Achievable Economic RVT Potential | F5 | Commercial | WA - Health | Existing | Space Heating | Natural Gas | HVAC - Dedicated Outdoor Air System (DOAS) | A | Incremental Summer Peak Savings (MW) | Achievable Economic RVT Potential | 0 | 0 | 0 | 0 | 0 | 0 | 0 | 0 | 0 | 0 | 0 | 0 | 0 | 0 | 0 | 0 | 0 | 0 | 0 | 0 | 0 | 0 | 0 | 0 | 0 | 0 | 0
F6_Commercial_WA - Health_Existing_Space Heating_Natural Gas_HVAC - Dedicated Outdoor Air System (DOAS)_A_Achievable Economic RVT Potential | F6 | Commercial | WA - Health | Existing | Space Heating | Natural Gas | HVAC - Dedicated Outdoor Air System (DOAS) | A | Incremental Winter Peak Savings (MW) | Achievable Economic RVT Potential | 0 | 0 | 0 | 0 | 0 | 0 | 0 | 0 | 0 | 0 | 0 | 0 | 0 | 0 | 0 | 0 | 0 | 0 | 0 | 0 | 0 | 0 | 0 | 0 | 0 | 0 | 0
F7_Commercial_WA - Health_Existing_Space Heating_Natural Gas_HVAC - Dedicated Outdoor Air System (DOAS)_A_Achievable Economic RVT Potential | F7 | Commercial | WA - Health | Existing | Space Heating | Natural Gas | HVAC - Dedicated Outdoor Air System (DOAS) | A | Cumulative Energy Savings (MWh or mTherms) | Achievable Economic RVT Potential | 0 | 0 | 0 | 0 | 0 | 0 | 0 | 0 | 0 | 0 | 0 | 0 | 0 | 0 | 0 | 0 | 0 | 0 | 0 | 0 | 0 | 0 | 0 | 0 | 0 | 0 | 0
F8_Commercial_WA - Health_Existing_Space Heating_Natural Gas_HVAC - Dedicated Outdoor Air System (DOAS)_A_Achievable Economic RVT Potential | F8 | Commercial | WA - Health | Existing | Space Heating | Natural Gas | HVAC - Dedicated Outdoor Air System (DOAS) | A | Cumulative Summer Peak Savings (MW) | Achievable Economic RVT Potential | 0 | 0 | 0 | 0 | 0 | 0 | 0 | 0 | 0 | 0 | 0 | 0 | 0 | 0 | 0 | 0 | 0 | 0 | 0 | 0 | 0 | 0 | 0 | 0 | 0 | 0 | 0
F9_Commercial_WA - Health_Existing_Space Heating_Natural Gas_HVAC - Dedicated Outdoor Air System (DOAS)_A_Achievable Economic RVT Potential | F9 | Commercial | WA - Health | Existing | Space Heating | Natural Gas | HVAC - Dedicated Outdoor Air System (DOAS) | A | Cumulative Winter Peak Savings (MW) | Achievable Economic RVT Potential | 0 | 0 | 0 | 0 | 0 | 0 | 0 | 0 | 0 | 0 | 0 | 0 | 0 | 0 | 0 | 0 | 0 | 0 | 0 | 0 | 0 | 0 | 0 | 0 | 0 | 0 | 0
F10_Commercial_WA - Health_Existing_Space Heating_Natural Gas_HVAC - Dedicated Outdoor Air System (DOAS)_A_Achievable Economic RVT Potential | F10 | Commercial | WA - Health | Existing | Space Heating | Natural Gas | HVAC - Dedicated Outdoor Air System (DOAS) | A | Purchases (Incremental) | Achievable Economic RVT Potential | 0 | 0 | 0 | 0 | 0 | 0 | 0 | 0 | 0 | 0 | 0 | 0 | 0 | 0 | 0 | 0 | 0 | 0 | 0 | 0 | 0 | 0 | 0 | 0 | 0 | 0 | 0
F11_Commercial_WA - Health_Existing_Space Heating_Natural Gas_HVAC - Dedicated Outdoor Air System (DOAS)_A_Achievable Economic RVT Potential | F11 | Commercial | WA - Health | Existing | Space Heating | Natural Gas | HVAC - Dedicated Outdoor Air System (DOAS) | A | Purchases (Cumulative) | Achievable Economic RVT Potential | 0 | 0 | 0 | 0 | 0 | 0 | 0 | 0 | 0 | 0 | 0 | 0 | 0 | 0 | 0 | 0 | 0 | 0 | 0 | 0 | 0 | 0 | 0 | 0 | 0 | 0 | 0
F1_Commercial_WA - Health_Existing_Space Heating_Natural Gas_Destratification Fans (HVLS)_A_Achievable Economic RVT Potential | F1 | Commercial | WA - Health | Existing | Space Heating | Natural Gas | Destratification Fans (HVLS) | A | Integrated Unit Energy Savings (kWh or therms) | Achievable Economic RVT Potential | 0 | 0 | 969.3798 | 958.7453 | 943.1156 | 925.2615 | 905.5674 | 883.5638 | 858.7303 | 831.0236 | 800.5531 | 767.6152 | 732.9696 | 698.2463 | 664.4195 | 632.4608 | 603.2036 | 577.606 | 557.3253 | 542.4349 | 530.5558 | 522.3435 | 515.0135 | 513.5963 | 512.2913 | 511.0897 | 509.9833
F2_Commercial_WA - Health_Existing_Space Heating_Natural Gas_Destratification Fans (HVLS)_A_Achievable Economic RVT Potential | F2 | Commercial | WA - Health | Existing | Space Heating | Natural Gas | Destratification Fans (HVLS) | A | Integrated Unit Summer Peak Savings (kW) | Achievable Economic RVT Potential | 0 | 0 | 0 | 0 | 0 | 0 | 0 | 0 | 0 | 0 | 0 | 0 | 0 | 0 | 0 | 0 | 0 | 0 | 0 | 0 | 0 | 0 | 0 | 0 | 0 | 0 | 0
F3_Commercial_WA - Health_Existing_Space Heating_Natural Gas_Destratification Fans (HVLS)_A_Achievable Economic RVT Potential | F3 | Commercial | WA - Health | Existing | Space Heating | Natural Gas | Destratification Fans (HVLS) | A | Integrated Unit Winter Peak Savings (kW) | Achievable Economic RVT Potential | 0 | 0 | 0 | 0 | 0 | 0 | 0 | 0 | 0 | 0 | 0 | 0 | 0 | 0 | 0 | 0 | 0 | 0 | 0 | 0 | 0 | 0 | 0 | 0 | 0 | 0 | 0
F4_Commercial_WA - Health_Existing_Space Heating_Natural Gas_Destratification Fans (HVLS)_A_Achievable Economic RVT Potential | F4 | Commercial | WA - Health | Existing | Space Heating | Natural Gas | Destratification Fans (HVLS) | A | Incremental Energy Savings (MWh or mTherms) | Achievable Economic RVT Potential | 0 | 0 | 0 | 0 | 0 | 0 | 0 | 0 | 0 | 0 | 0 | 0 | 0 | 0 | 0 | 0 | 0 | 0 | 0 | 0 | 0 | 0 | 0 | 0 | 0 | 0 | 0
F5_Commercial_WA - Health_Existing_Space Heating_Natural Gas_Destratification Fans (HVLS)_A_Achievable Economic RVT Potential | F5 | Commercial | WA - Health | Existing | Space Heating | Natural Gas | Destratification Fans (HVLS) | A | Incremental Summer Peak Savings (MW) | Achievable Economic RVT Potential | 0 | 0 | 0 | 0 | 0 | 0 | 0 | 0 | 0 | 0 | 0 | 0 | 0 | 0 | 0 | 0 | 0 | 0 | 0 | 0 | 0 | 0 | 0 | 0 | 0 | 0 | 0
F6_Commercial_WA - Health_Existing_Space Heating_Natural Gas_Destratification Fans (HVLS)_A_Achievable Economic RVT Potential | F6 | Commercial | WA - Health | Existing | Space Heating | Natural Gas | Destratification Fans (HVLS) | A | Incremental Winter Peak Savings (MW) | Achievable Economic RVT Potential | 0 | 0 | 0 | 0 | 0 | 0 | 0 | 0 | 0 | 0 | 0 | 0 | 0 | 0 | 0 | 0 | 0 | 0 | 0 | 0 | 0 | 0 | 0 | 0 | 0 | 0 | 0
F7_Commercial_WA - Health_Existing_Space Heating_Natural Gas_Destratification Fans (HVLS)_A_Achievable Economic RVT Potential | F7 | Commercial | WA - Health | Existing | Space Heating | Natural Gas | Destratification Fans (HVLS) | A | Cumulative Energy Savings (MWh or mTherms) | Achievable Economic RVT Potential | 0 | 0 | 0 | 0 | 0 | 0 | 0 | 0 | 0 | 0 | 0 | 0 | 0 | 0 | 0 | 0 | 0 | 0 | 0 | 0 | 0 | 0 | 0 | 0 | 0 | 0 | 0
F8_Commercial_WA - Health_Existing_Space Heating_Natural Gas_Destratification Fans (HVLS)_A_Achievable Economic RVT Potential | F8 | Commercial | WA - Health | Existing | Space Heating | Natural Gas | Destratification Fans (HVLS) | A | Cumulative Summer Peak Savings (MW) | Achievable Economic RVT Potential | 0 | 0 | 0 | 0 | 0 | 0 | 0 | 0 | 0 | 0 | 0 | 0 | 0 | 0 | 0 | 0 | 0 | 0 | 0 | 0 | 0 | 0 | 0 | 0 | 0 | 0 | 0
F9_Commercial_WA - Health_Existing_Space Heating_Natural Gas_Destratification Fans (HVLS)_A_Achievable Economic RVT Potential | F9 | Commercial | WA - Health | Existing | Space Heating | Natural Gas | Destratification Fans (HVLS) | A | Cumulative Winter Peak Savings (MW) | Achievable Economic RVT Potential | 0 | 0 | 0 | 0 | 0 | 0 | 0 | 0 | 0 | 0 | 0 | 0 | 0 | 0 | 0 | 0 | 0 | 0 | 0 | 0 | 0 | 0 | 0 | 0 | 0 | 0 | 0
F10_Commercial_WA - Health_Existing_Space Heating_Natural Gas_Destratification Fans (HVLS)_A_Achievable Economic RVT Potential | F10 | Commercial | WA - Health | Existing | Space Heating | Natural Gas | Destratification Fans (HVLS) | A | Purchases (Incremental) | Achievable Economic RVT Potential | 0 | 0 | 0 | 0 | 0 | 0 | 0 | 0 | 0 | 0 | 0 | 0 | 0 | 0 | 0 | 0 | 0 | 0 | 0 | 0 | 0 | 0 | 0 | 0 | 0 | 0 | 0
F11_Commercial_WA - Health_Existing_Space Heating_Natural Gas_Destratification Fans (HVLS)_A_Achievable Economic RVT Potential | F11 | Commercial | WA - Health | Existing | Space Heating | Natural Gas | Destratification Fans (HVLS) | A | Purchases (Cumulative) | Achievable Economic RVT Potential | 0 | 0 | 0 | 0 | 0 | 0 | 0 | 0 | 0 | 0 | 0 | 0 | 0 | 0 | 0 | 0 | 0 | 0 | 0 | 0 | 0 | 0 | 0 | 0 | 0 | 0 | 0
F1_Commercial_WA - Health_Existing_Space Heating_Natural Gas_Gas Boiler - Maintenance_A_Achievable Economic RVT Potential | F1 | Commercial | WA - Health | Existing | Space Heating | Natural Gas | Gas Boiler - Maintenance | A | Integrated Unit Energy Savings (kWh or therms) | Achievable Economic RVT Potential | 0 | 0 | 0.35374 | 0.34929 | 0.34287 | 0.33554 | 0.32746 | 0.31847 | 0.30863 | 0.29777 | 0.28603 | 0.27359 | 0.2608 | 0.24814 | 0.23591 | 0.22444 | 0.21399 | 0.2049 | 0.19771 | 0.19246 | 0.18828 | 0.1854 | 0.18282 | 0.18234 | 0.1819 | 0.1815 | 0.18112
F2_Commercial_WA - Health_Existing_Space Heating_Natural Gas_Gas Boiler - Maintenance_A_Achievable Economic RVT Potential | F2 | Commercial | WA - Health | Existing | Space Heating | Natural Gas | Gas Boiler - Maintenance | A | Integrated Unit Summer Peak Savings (kW) | Achievable Economic RVT Potential | 0 | 0 | 0 | 0 | 0 | 0 | 0 | 0 | 0 | 0 | 0 | 0 | 0 | 0 | 0 | 0 | 0 | 0 | 0 | 0 | 0 | 0 | 0 | 0 | 0 | 0 | 0
F3_Commercial_WA - Health_Existing_Space Heating_Natural Gas_Gas Boiler - Maintenance_A_Achievable Economic RVT Potential | F3 | Commercial | WA - Health | Existing | Space Heating | Natural Gas | Gas Boiler - Maintenance | A | Integrated Unit Winter Peak Savings (kW) | Achievable Economic RVT Potential | 0 | 0 | 0 | 0 | 0 | 0 | 0 | 0 | 0 | 0 | 0 | 0 | 0 | 0 | 0 | 0 | 0 | 0 | 0 | 0 | 0 | 0 | 0 | 0 | 0 | 0 | 0
F4_Commercial_WA - Health_Existing_Space Heating_Natural Gas_Gas Boiler - Maintenance_A_Achievable Economic RVT Potential | F4 | Commercial | WA - Health | Existing | Space Heating | Natural Gas | Gas Boiler - Maintenance | A | Incremental Energy Savings (MWh or mTherms) | Achievable Economic RVT Potential | 0 | 0 | 0 | 0 | 0 | 0 | 0 | 0 | 0 | 0 | 0 | 0 | 0 | 0 | 0 | 0 | 0 | 0 | 0 | 0 | 0 | 0 | 0 | 0 | 0 | 0 | 0
F5_Commercial_WA - Health_Existing_Space Heating_Natural Gas_Gas Boiler - Maintenance_A_Achievable Economic RVT Potential | F5 | Commercial | WA - Health | Existing | Space Heating | Natural Gas | Gas Boiler - Maintenance | A | Incremental Summer Peak Savings (MW) | Achievable Economic RVT Potential | 0 | 0 | 0 | 0 | 0 | 0 | 0 | 0 | 0 | 0 | 0 | 0 | 0 | 0 | 0 | 0 | 0 | 0 | 0 | 0 | 0 | 0 | 0 | 0 | 0 | 0 | 0
F6_Commercial_WA - Health_Existing_Space Heating_Natural Gas_Gas Boiler - Maintenance_A_Achievable Economic RVT Potential | F6 | Commercial | WA - Health | Existing | Space Heating | Natural Gas | Gas Boiler - Maintenance | A | Incremental Winter Peak Savings (MW) | Achievable Economic RVT Potential | 0 | 0 | 0 | 0 | 0 | 0 | 0 | 0 | 0 | 0 | 0 | 0 | 0 | 0 | 0 | 0 | 0 | 0 | 0 | 0 | 0 | 0 | 0 | 0 | 0 | 0 | 0
F7_Commercial_WA - Health_Existing_Space Heating_Natural Gas_Gas Boiler - Maintenance_A_Achievable Economic RVT Potential | F7 | Commercial | WA - Health | Existing | Space Heating | Natural Gas | Gas Boiler - Maintenance | A | Cumulative Energy Savings (MWh or mTherms) | Achievable Economic RVT Potential | 0 | 0 | 0 | 0 | 0 | 0 | 0 | 0 | 0 | 0 | 0 | 0 | 0 | 0 | 0 | 0 | 0 | 0 | 0 | 0 | 0 | 0 | 0 | 0 | 0 | 0 | 0
F8_Commercial_WA - Health_Existing_Space Heating_Natural Gas_Gas Boiler - Maintenance_A_Achievable Economic RVT Potential | F8 | Commercial | WA - Health | Existing | Space Heating | Natural Gas | Gas Boiler - Maintenance | A | Cumulative Summer Peak Savings (MW) | Achievable Economic RVT Potential | 0 | 0 | 0 | 0 | 0 | 0 | 0 | 0 | 0 | 0 | 0 | 0 | 0 | 0 | 0 | 0 | 0 | 0 | 0 | 0 | 0 | 0 | 0 | 0 | 0 | 0 | 0
F9_Commercial_WA - Health_Existing_Space Heating_Natural Gas_Gas Boiler - Maintenance_A_Achievable Economic RVT Potential | F9 | Commercial | WA - Health | Existing | Space Heating | Natural Gas | Gas Boiler - Maintenance | A | Cumulative Winter Peak Savings (MW) | Achievable Economic RVT Potential | 0 | 0 | 0 | 0 | 0 | 0 | 0 | 0 | 0 | 0 | 0 | 0 | 0 | 0 | 0 | 0 | 0 | 0 | 0 | 0 | 0 | 0 | 0 | 0 | 0 | 0 | 0
F10_Commercial_WA - Health_Existing_Space Heating_Natural Gas_Gas Boiler - Maintenance_A_Achievable Economic RVT Potential | F10 | Commercial | WA - Health | Existing | Space Heating | Natural Gas | Gas Boiler - Maintenance | A | Purchases (Incremental) | Achievable Economic RVT Potential | 0 | 0 | 0 | 0 | 0 | 0 | 0 | 0 | 0 | 0 | 0 | 0 | 0 | 0 | 0 | 0 | 0 | 0 | 0 | 0 | 0 | 0 | 0 | 0 | 0 | 0 | 0
F11_Commercial_WA - Health_Existing_Space Heating_Natural Gas_Gas Boiler - Maintenance_A_Achievable Economic RVT Potential | F11 | Commercial | WA - Health | Existing | Space Heating | Natural Gas | Gas Boiler - Maintenance | A | Purchases (Cumulative) | Achievable Economic RVT Potential | 0 | 0 | 0 | 0 | 0 | 0 | 0 | 0 | 0 | 0 | 0 | 0 | 0 | 0 | 0 | 0 | 0 | 0 | 0 | 0 | 0 | 0 | 0 | 0 | 0 | 0 | 0
F1_Commercial_WA - Health_Existing_Space Heating_Natural Gas_Gas Furnace - Maintenance_A_Achievable Economic RVT Potential | F1 | Commercial | WA - Health | Existing | Space Heating | Natural Gas | Gas Furnace - Maintenance | A | Integrated Unit Energy Savings (kWh or therms) | Achievable Economic RVT Potential | 0 | 0 | 0.2218 | 0.21858 | 0.21379 | 0.20839 | 0.20279 | 0.19683 | 0.19031 | 0.18313 | 0.17541 | 0.16727 | 0.15894 | 0.15073 | 0.14283 | 0.13543 | 0.12871 | 0.12284 | 0.11817 | 0.11471 | 0.11191 | 0.10992 | 0.10814 | 0.10762 | 0.10714 | 0.10669 | 0.10628
F2_Commercial_WA - Health_Existing_Space Heating_Natural Gas_Gas Furnace - Maintenance_A_Achievable Economic RVT Potential | F2 | Commercial | WA - Health | Existing | Space Heating | Natural Gas | Gas Furnace - Maintenance | A | Integrated Unit Summer Peak Savings (kW) | Achievable Economic RVT Potential | 0 | 0 | 0 | 0 | 0 | 0 | 0 | 0 | 0 | 0 | 0 | 0 | 0 | 0 | 0 | 0 | 0 | 0 | 0 | 0 | 0 | 0 | 0 | 0 | 0 | 0 | 0
F3_Commercial_WA - Health_Existing_Space Heating_Natural Gas_Gas Furnace - Maintenance_A_Achievable Economic RVT Potential | F3 | Commercial | WA - Health | Existing | Space Heating | Natural Gas | Gas Furnace - Maintenance | A | Integrated Unit Winter Peak Savings (kW) | Achievable Economic RVT Potential | 0 | 0 | 0 | 0 | 0 | 0 | 0 | 0 | 0 | 0 | 0 | 0 | 0 | 0 | 0 | 0 | 0 | 0 | 0 | 0 | 0 | 0 | 0 | 0 | 0 | 0 | 0
F4_Commercial_WA - Health_Existing_Space Heating_Natural Gas_Gas Furnace - Maintenance_A_Achievable Economic RVT Potential | F4 | Commercial | WA - Health | Existing | Space Heating | Natural Gas | Gas Furnace - Maintenance | A | Incremental Energy Savings (MWh or mTherms) | Achievable Economic RVT Potential | 0 | 0 | 0 | 0 | 0 | 0 | 0 | 0 | 0 | 0 | 0 | 0 | 0 | 0 | 0 | 0 | 0 | 0 | 0 | 0 | 0 | 0 | 0 | 0 | 0 | 0 | 0
F5_Commercial_WA - Health_Existing_Space Heating_Natural Gas_Gas Furnace - Maintenance_A_Achievable Economic RVT Potential | F5 | Commercial | WA - Health | Existing | Space Heating | Natural Gas | Gas Furnace - Maintenance | A | Incremental Summer Peak Savings (MW) | Achievable Economic RVT Potential | 0 | 0 | 0 | 0 | 0 | 0 | 0 | 0 | 0 | 0 | 0 | 0 | 0 | 0 | 0 | 0 | 0 | 0 | 0 | 0 | 0 | 0 | 0 | 0 | 0 | 0 | 0
F6_Commercial_WA - Health_Existing_Space Heating_Natural Gas_Gas Furnace - Maintenance_A_Achievable Economic RVT Potential | F6 | Commercial | WA - Health | Existing | Space Heating | Natural Gas | Gas Furnace - Maintenance | A | Incremental Winter Peak Savings (MW) | Achievable Economic RVT Potential | 0 | 0 | 0 | 0 | 0 | 0 | 0 | 0 | 0 | 0 | 0 | 0 | 0 | 0 | 0 | 0 | 0 | 0 | 0 | 0 | 0 | 0 | 0 | 0 | 0 | 0 | 0
F7_Commercial_WA - Health_Existing_Space Heating_Natural Gas_Gas Furnace - Maintenance_A_Achievable Economic RVT Potential | F7 | Commercial | WA - Health | Existing | Space Heating | Natural Gas | Gas Furnace - Maintenance | A | Cumulative Energy Savings (MWh or mTherms) | Achievable Economic RVT Potential | 0 | 0 | 0 | 0 | 0 | 0 | 0 | 0 | 0 | 0 | 0 | 0 | 0 | 0 | 0 | 0 | 0 | 0 | 0 | 0 | 0 | 0 | 0 | 0 | 0 | 0 | 0
F8_Commercial_WA - Health_Existing_Space Heating_Natural Gas_Gas Furnace - Maintenance_A_Achievable Economic RVT Potential | F8 | Commercial | WA - Health | Existing | Space Heating | Natural Gas | Gas Furnace - Maintenance | A | Cumulative Summer Peak Savings (MW) | Achievable Economic RVT Potential | 0 | 0 | 0 | 0 | 0 | 0 | 0 | 0 | 0 | 0 | 0 | 0 | 0 | 0 | 0 | 0 | 0 | 0 | 0 | 0 | 0 | 0 | 0 | 0 | 0 | 0 | 0
F9_Commercial_WA - Health_Existing_Space Heating_Natural Gas_Gas Furnace - Maintenance_A_Achievable Economic RVT Potential | F9 | Commercial | WA - Health | Existing | Space Heating | Natural Gas | Gas Furnace - Maintenance | A | Cumulative Winter Peak Savings (MW) | Achievable Economic RVT Potential | 0 | 0 | 0 | 0 | 0 | 0 | 0 | 0 | 0 | 0 | 0 | 0 | 0 | 0 | 0 | 0 | 0 | 0 | 0 | 0 | 0 | 0 | 0 | 0 | 0 | 0 | 0
F10_Commercial_WA - Health_Existing_Space Heating_Natural Gas_Gas Furnace - Maintenance_A_Achievable Economic RVT Potential | F10 | Commercial | WA - Health | Existing | Space Heating | Natural Gas | Gas Furnace - Maintenance | A | Purchases (Incremental) | Achievable Economic RVT Potential | 0 | 0 | 0 | 0 | 0 | 0 | 0 | 0 | 0 | 0 | 0 | 0 | 0 | 0 | 0 | 0 | 0 | 0 | 0 | 0 | 0 | 0 | 0 | 0 | 0 | 0 | 0
F11_Commercial_WA - Health_Existing_Space Heating_Natural Gas_Gas Furnace - Maintenance_A_Achievable Economic RVT Potential | F11 | Commercial | WA - Health | Existing | Space Heating | Natural Gas | Gas Furnace - Maintenance | A | Purchases (Cumulative) | Achievable Economic RVT Potential | 0 | 0 | 0 | 0 | 0 | 0 | 0 | 0 | 0 | 0 | 0 | 0 | 0 | 0 | 0 | 0 | 0 | 0 | 0 | 0 | 0 | 0 | 0 | 0 | 0 | 0 | 0
F1_Commercial_WA - Health_Existing_Space Heating_Natural Gas_Gas Boiler - Hot Water Reset_A_Achievable Economic RVT Potential | F1 | Commercial | WA - Health | Existing | Space Heating | Natural Gas | Gas Boiler - Hot Water Reset | A | Integrated Unit Energy Savings (kWh or therms) | Achievable Economic RVT Potential | 0 | 0 | 628.8759 | 626.3001 | 623.2077 | 619.6087 | 615.5589 | 610.9273 | 605.581 | 599.4934 | 592.5972 | 584.7901 | 576.1569 | 566.9154 | 557.3282 | 547.8188 | 538.7908 | 530.6166 | 523.9837 | 519.1098 | 515.1975 | 512.432 | 510.0371 | 508.7145 | 507.4973 | 506.3769 | 505.3457
F2_Commercial_WA - Health_Existing_Space Heating_Natural Gas_Gas Boiler - Hot Water Reset_A_Achievable Economic RVT Potential | F2 | Commercial | WA - Health | Existing | Space Heating | Natural Gas | Gas Boiler - Hot Water Reset | A | Integrated Unit Summer Peak Savings (kW) | Achievable Economic RVT Potential | 0 | 0 | 0 | 0 | 0 | 0 | 0 | 0 | 0 | 0 | 0 | 0 | 0 | 0 | 0 | 0 | 0 | 0 | 0 | 0 | 0 | 0 | 0 | 0 | 0 | 0 | 0
F3_Commercial_WA - Health_Existing_Space Heating_Natural Gas_Gas Boiler - Hot Water Reset_A_Achievable Economic RVT Potential | F3 | Commercial | WA - Health | Existing | Space Heating | Natural Gas | Gas Boiler - Hot Water Reset | A | Integrated Unit Winter Peak Savings (kW) | Achievable Economic RVT Potential | 0 | 0 | 0 | 0 | 0 | 0 | 0 | 0 | 0 | 0 | 0 | 0 | 0 | 0 | 0 | 0 | 0 | 0 | 0 | 0 | 0 | 0 | 0 | 0 | 0 | 0 | 0
F4_Commercial_WA - Health_Existing_Space Heating_Natural Gas_Gas Boiler - Hot Water Reset_A_Achievable Economic RVT Potential | F4 | Commercial | WA - Health | Existing | Space Heating | Natural Gas | Gas Boiler - Hot Water Reset | A | Incremental Energy Savings (MWh or mTherms) | Achievable Economic RVT Potential | 0 | 0 | 0 | 0 | 0 | 0 | 0 | 0 | 0 | 0 | 0 | 0 | 0 | 0 | 0 | 0 | 0 | 0 | 0 | 0 | 0 | 0 | 0 | 0 | 0 | 0 | 0
F5_Commercial_WA - Health_Existing_Space Heating_Natural Gas_Gas Boiler - Hot Water Reset_A_Achievable Economic RVT Potential | F5 | Commercial | WA - Health | Existing | Space Heating | Natural Gas | Gas Boiler - Hot Water Reset | A | Incremental Summer Peak Savings (MW) | Achievable Economic RVT Potential | 0 | 0 | 0 | 0 | 0 | 0 | 0 | 0 | 0 | 0 | 0 | 0 | 0 | 0 | 0 | 0 | 0 | 0 | 0 | 0 | 0 | 0 | 0 | 0 | 0 | 0 | 0
F6_Commercial_WA - Health_Existing_Space Heating_Natural Gas_Gas Boiler - Hot Water Reset_A_Achievable Economic RVT Potential | F6 | Commercial | WA - Health | Existing | Space Heating | Natural Gas | Gas Boiler - Hot Water Reset | A | Incremental Winter Peak Savings (MW) | Achievable Economic RVT Potential | 0 | 0 | 0 | 0 | 0 | 0 | 0 | 0 | 0 | 0 | 0 | 0 | 0 | 0 | 0 | 0 | 0 | 0 | 0 | 0 | 0 | 0 | 0 | 0 | 0 | 0 | 0
F7_Commercial_WA - Health_Existing_Space Heating_Natural Gas_Gas Boiler - Hot Water Reset_A_Achievable Economic RVT Potential | F7 | Commercial | WA - Health | Existing | Space Heating | Natural Gas | Gas Boiler - Hot Water Reset | A | Cumulative Energy Savings (MWh or mTherms) | Achievable Economic RVT Potential | 0 | 0 | 0 | 0 | 0 | 0 | 0 | 0 | 0 | 0 | 0 | 0 | 0 | 0 | 0 | 0 | 0 | 0 | 0 | 0 | 0 | 0 | 0 | 0 | 0 | 0 | 0
F8_Commercial_WA - Health_Existing_Space Heating_Natural Gas_Gas Boiler - Hot Water Reset_A_Achievable Economic RVT Potential | F8 | Commercial | WA - Health | Existing | Space Heating | Natural Gas | Gas Boiler - Hot Water Reset | A | Cumulative Summer Peak Savings (MW) | Achievable Economic RVT Potential | 0 | 0 | 0 | 0 | 0 | 0 | 0 | 0 | 0 | 0 | 0 | 0 | 0 | 0 | 0 | 0 | 0 | 0 | 0 | 0 | 0 | 0 | 0 | 0 | 0 | 0 | 0
F9_Commercial_WA - Health_Existing_Space Heating_Natural Gas_Gas Boiler - Hot Water Reset_A_Achievable Economic RVT Potential | F9 | Commercial | WA - Health | Existing | Space Heating | Natural Gas | Gas Boiler - Hot Water Reset | A | Cumulative Winter Peak Savings (MW) | Achievable Economic RVT Potential | 0 | 0 | 0 | 0 | 0 | 0 | 0 | 0 | 0 | 0 | 0 | 0 | 0 | 0 | 0 | 0 | 0 | 0 | 0 | 0 | 0 | 0 | 0 | 0 | 0 | 0 | 0
F10_Commercial_WA - Health_Existing_Space Heating_Natural Gas_Gas Boiler - Hot Water Reset_A_Achievable Economic RVT Potential | F10 | Commercial | WA - Health | Existing | Space Heating | Natural Gas | Gas Boiler - Hot Water Reset | A | Purchases (Incremental) | Achievable Economic RVT Potential | 0 | 0 | 0 | 0 | 0 | 0 | 0 | 0 | 0 | 0 | 0 | 0 | 0 | 0 | 0 | 0 | 0 | 0 | 0 | 0 | 0 | 0 | 0 | 0 | 0 | 0 | 0
F11_Commercial_WA - Health_Existing_Space Heating_Natural Gas_Gas Boiler - Hot Water Reset_A_Achievable Economic RVT Potential | F11 | Commercial | WA - Health | Existing | Space Heating | Natural Gas | Gas Boiler - Hot Water Reset | A | Purchases (Cumulative) | Achievable Economic RVT Potential | 0 | 0 | 0 | 0 | 0 | 0 | 0 | 0 | 0 | 0 | 0 | 0 | 0 | 0 | 0 | 0 | 0 | 0 | 0 | 0 | 0 | 0 | 0 | 0 | 0 | 0 | 0
F1_Commercial_WA - Health_Existing_Space Heating_Natural Gas_Gas Boiler - Steam Trap Replacement_A_Achievable Economic RVT Potential | F1 | Commercial | WA - Health | Existing | Space Heating | Natural Gas | Gas Boiler - Steam Trap Replacement | A | Integrated Unit Energy Savings (kWh or therms) | Achievable Economic RVT Potential | 0 | 0 | 100.8221 | 100.5572 | 100.2844 | 99.9957 | 99.6917 | 99.3706 | 99.0307 | 98.6703 | 98.2901 | 97.8913 | 97.4762 | 97.0528 | 96.6195 | 96.1897 | 95.769 | 95.3645 | 94.9821 | 94.6455 | 94.334 | 94.0473 | 93.7834 | 93.5406 | 93.3171 | 93.1114 | 92.9221
F2_Commercial_WA - Health_Existing_Space Heating_Natural Gas_Gas Boiler - Steam Trap Replacement_A_Achievable Economic RVT Potential | F2 | Commercial | WA - Health | Existing | Space Heating | Natural Gas | Gas Boiler - Steam Trap Replacement | A | Integrated Unit Summer Peak Savings (kW) | Achievable Economic RVT Potential | 0 | 0 | 0 | 0 | 0 | 0 | 0 | 0 | 0 | 0 | 0 | 0 | 0 | 0 | 0 | 0 | 0 | 0 | 0 | 0 | 0 | 0 | 0 | 0 | 0 | 0 | 0
F3_Commercial_WA - Health_Existing_Space Heating_Natural Gas_Gas Boiler - Steam Trap Replacement_A_Achievable Economic RVT Potential | F3 | Commercial | WA - Health | Existing | Space Heating | Natural Gas | Gas Boiler - Steam Trap Replacement | A | Integrated Unit Winter Peak Savings (kW) | Achievable Economic RVT Potential | 0 | 0 | 0 | 0 | 0 | 0 | 0 | 0 | 0 | 0 | 0 | 0 | 0 | 0 | 0 | 0 | 0 | 0 | 0 | 0 | 0 | 0 | 0 | 0 | 0 | 0 | 0
F4_Commercial_WA - Health_Existing_Space Heating_Natural Gas_Gas Boiler - Steam Trap Replacement_A_Achievable Economic RVT Potential | F4 | Commercial | WA - Health | Existing | Space Heating | Natural Gas | Gas Boiler - Steam Trap Replacement | A | Incremental Energy Savings (MWh or mTherms) | Achievable Economic RVT Potential | 0 | 0 | 0 | 0 | 0 | 0 | 0 | 0 | 0 | 0 | 0 | 0 | 0 | 0 | 0 | 0 | 0 | 0 | 0 | 0 | 0 | 0 | 0 | 0 | 0 | 0 | 0
F5_Commercial_WA - Health_Existing_Space Heating_Natural Gas_Gas Boiler - Steam Trap Replacement_A_Achievable Economic RVT Potential | F5 | Commercial | WA - Health | Existing | Space Heating | Natural Gas | Gas Boiler - Steam Trap Replacement | A | Incremental Summer Peak Savings (MW) | Achievable Economic RVT Potential | 0 | 0 | 0 | 0 | 0 | 0 | 0 | 0 | 0 | 0 | 0 | 0 | 0 | 0 | 0 | 0 | 0 | 0 | 0 | 0 | 0 | 0 | 0 | 0 | 0 | 0 | 0
F6_Commercial_WA - Health_Existing_Space Heating_Natural Gas_Gas Boiler - Steam Trap Replacement_A_Achievable Economic RVT Potential | F6 | Commercial | WA - Health | Existing | Space Heating | Natural Gas | Gas Boiler - Steam Trap Replacement | A | Incremental Winter Peak Savings (MW) | Achievable Economic RVT Potential | 0 | 0 | 0 | 0 | 0 | 0 | 0 | 0 | 0 | 0 | 0 | 0 | 0 | 0 | 0 | 0 | 0 | 0 | 0 | 0 | 0 | 0 | 0 | 0 | 0 | 0 | 0
F7_Commercial_WA - Health_Existing_Space Heating_Natural Gas_Gas Boiler - Steam Trap Replacement_A_Achievable Economic RVT Potential | F7 | Commercial | WA - Health | Existing | Space Heating | Natural Gas | Gas Boiler - Steam Trap Replacement | A | Cumulative Energy Savings (MWh or mTherms) | Achievable Economic RVT Potential | 0 | 0 | 0 | 0 | 0 | 0 | 0 | 0 | 0 | 0 | 0 | 0 | 0 | 0 | 0 | 0 | 0 | 0 | 0 | 0 | 0 | 0 | 0 | 0 | 0 | 0 | 0
F8_Commercial_WA - Health_Existing_Space Heating_Natural Gas_Gas Boiler - Steam Trap Replacement_A_Achievable Economic RVT Potential | F8 | Commercial | WA - Health | Existing | Space Heating | Natural Gas | Gas Boiler - Steam Trap Replacement | A | Cumulative Summer Peak Savings (MW) | Achievable Economic RVT Potential | 0 | 0 | 0 | 0 | 0 | 0 | 0 | 0 | 0 | 0 | 0 | 0 | 0 | 0 | 0 | 0 | 0 | 0 | 0 | 0 | 0 | 0 | 0 | 0 | 0 | 0 | 0
F9_Commercial_WA - Health_Existing_Space Heating_Natural Gas_Gas Boiler - Steam Trap Replacement_A_Achievable Economic RVT Potential | F9 | Commercial | WA - Health | Existing | Space Heating | Natural Gas | Gas Boiler - Steam Trap Replacement | A | Cumulative Winter Peak Savings (MW) | Achievable Economic RVT Potential | 0 | 0 | 0 | 0 | 0 | 0 | 0 | 0 | 0 | 0 | 0 | 0 | 0 | 0 | 0 | 0 | 0 | 0 | 0 | 0 | 0 | 0 | 0 | 0 | 0 | 0 | 0
F10_Commercial_WA - Health_Existing_Space Heating_Natural Gas_Gas Boiler - Steam Trap Replacement_A_Achievable Economic RVT Potential | F10 | Commercial | WA - Health | Existing | Space Heating | Natural Gas | Gas Boiler - Steam Trap Replacement | A | Purchases (Incremental) | Achievable Economic RVT Potential | 0 | 0 | 0 | 0 | 0 | 0 | 0 | 0 | 0 | 0 | 0 | 0 | 0 | 0 | 0 | 0 | 0 | 0 | 0 | 0 | 0 | 0 | 0 | 0 | 0 | 0 | 0
F11_Commercial_WA - Health_Existing_Space Heating_Natural Gas_Gas Boiler - Steam Trap Replacement_A_Achievable Economic RVT Potential | F11 | Commercial | WA - Health | Existing | Space Heating | Natural Gas | Gas Boiler - Steam Trap Replacement | A | Purchases (Cumulative) | Achievable Economic RVT Potential | 0 | 0 | 0 | 0 | 0 | 0 | 0 | 0 | 0 | 0 | 0 | 0 | 0 | 0 | 0 | 0 | 0 | 0 | 0 | 0 | 0 | 0 | 0 | 0 | 0 | 0 | 0
F1_Commercial_WA - Health_Existing_Space Heating_Natural Gas_Gas Boiler - High Turndown Burner_A_Achievable Economic RVT Potential | F1 | Commercial | WA - Health | Existing | Space Heating | Natural Gas | Gas Boiler - High Turndown Burner | A | Integrated Unit Energy Savings (kWh or therms) | Achievable Economic RVT Potential | 0 | 0 | 0.58957 | 0.58455 | 0.57732 | 0.56891 | 0.55949 | 0.54876 | 0.53643 | 0.52236 | 0.50646 | 0.48874 | 0.46955 | 0.44947 | 0.42947 | 0.41044 | 0.39291 | 0.37755 | 0.36551 | 0.35687 | 0.35011 | 0.34565 | 0.34174 | 0.34085 | 0.34004 | 0.33928 | 0.33859
F2_Commercial_WA - Health_Existing_Space Heating_Natural Gas_Gas Boiler - High Turndown Burner_A_Achievable Economic RVT Potential | F2 | Commercial | WA - Health | Existing | Space Heating | Natural Gas | Gas Boiler - High Turndown Burner | A | Integrated Unit Summer Peak Savings (kW) | Achievable Economic RVT Potential | 0 | 0 | 0 | 0 | 0 | 0 | 0 | 0 | 0 | 0 | 0 | 0 | 0 | 0 | 0 | 0 | 0 | 0 | 0 | 0 | 0 | 0 | 0 | 0 | 0 | 0 | 0
F3_Commercial_WA - Health_Existing_Space Heating_Natural Gas_Gas Boiler - High Turndown Burner_A_Achievable Economic RVT Potential | F3 | Commercial | WA - Health | Existing | Space Heating | Natural Gas | Gas Boiler - High Turndown Burner | A | Integrated Unit Winter Peak Savings (kW) | Achievable Economic RVT Potential | 0 | 0 | 0 | 0 | 0 | 0 | 0 | 0 | 0 | 0 | 0 | 0 | 0 | 0 | 0 | 0 | 0 | 0 | 0 | 0 | 0 | 0 | 0 | 0 | 0 | 0 | 0
F4_Commercial_WA - Health_Existing_Space Heating_Natural Gas_Gas Boiler - High Turndown Burner_A_Achievable Economic RVT Potential | F4 | Commercial | WA - Health | Existing | Space Heating | Natural Gas | Gas Boiler - High Turndown Burner | A | Incremental Energy Savings (MWh or mTherms) | Achievable Economic RVT Potential | 0 | 0 | 0 | 0 | 0 | 0 | 0 | 0 | 0 | 0 | 0 | 0 | 0 | 0 | 0 | 0 | 0 | 0 | 0 | 0 | 0 | 0 | 0 | 0 | 0 | 0 | 0
F5_Commercial_WA - Health_Existing_Space Heating_Natural Gas_Gas Boiler - High Turndown Burner_A_Achievable Economic RVT Potential | F5 | Commercial | WA - Health | Existing | Space Heating | Natural Gas | Gas Boiler - High Turndown Burner | A | Incremental Summer Peak Savings (MW) | Achievable Economic RVT Potential | 0 | 0 | 0 | 0 | 0 | 0 | 0 | 0 | 0 | 0 | 0 | 0 | 0 | 0 | 0 | 0 | 0 | 0 | 0 | 0 | 0 | 0 | 0 | 0 | 0 | 0 | 0
F6_Commercial_WA - Health_Existing_Space Heating_Natural Gas_Gas Boiler - High Turndown Burner_A_Achievable Economic RVT Potential | F6 | Commercial | WA - Health | Existing | Space Heating | Natural Gas | Gas Boiler - High Turndown Burner | A | Incremental Winter Peak Savings (MW) | Achievable Economic RVT Potential | 0 | 0 | 0 | 0 | 0 | 0 | 0 | 0 | 0 | 0 | 0 | 0 | 0 | 0 | 0 | 0 | 0 | 0 | 0 | 0 | 0 | 0 | 0 | 0 | 0 | 0 | 0
F7_Commercial_WA - Health_Existing_Space Heating_Natural Gas_Gas Boiler - High Turndown Burner_A_Achievable Economic RVT Potential | F7 | Commercial | WA - Health | Existing | Space Heating | Natural Gas | Gas Boiler - High Turndown Burner | A | Cumulative Energy Savings (MWh or mTherms) | Achievable Economic RVT Potential | 0 | 0 | 0 | 0 | 0 | 0 | 0 | 0 | 0 | 0 | 0 | 0 | 0 | 0 | 0 | 0 | 0 | 0 | 0 | 0 | 0 | 0 | 0 | 0 | 0 | 0 | 0
F8_Commercial_WA - Health_Existing_Space Heating_Natural Gas_Gas Boiler - High Turndown Burner_A_Achievable Economic RVT Potential | F8 | Commercial | WA - Health | Existing | Space Heating | Natural Gas | Gas Boiler - High Turndown Burner | A | Cumulative Summer Peak Savings (MW) | Achievable Economic RVT Potential | 0 | 0 | 0 | 0 | 0 | 0 | 0 | 0 | 0 | 0 | 0 | 0 | 0 | 0 | 0 | 0 | 0 | 0 | 0 | 0 | 0 | 0 | 0 | 0 | 0 | 0 | 0
F9_Commercial_WA - Health_Existing_Space Heating_Natural Gas_Gas Boiler - High Turndown Burner_A_Achievable Economic RVT Potential | F9 | Commercial | WA - Health | Existing | Space Heating | Natural Gas | Gas Boiler - High Turndown Burner | A | Cumulative Winter Peak Savings (MW) | Achievable Economic RVT Potential | 0 | 0 | 0 | 0 | 0 | 0 | 0 | 0 | 0 | 0 | 0 | 0 | 0 | 0 | 0 | 0 | 0 | 0 | 0 | 0 | 0 | 0 | 0 | 0 | 0 | 0 | 0
F10_Commercial_WA - Health_Existing_Space Heating_Natural Gas_Gas Boiler - High Turndown Burner_A_Achievable Economic RVT Potential | F10 | Commercial | WA - Health | Existing | Space Heating | Natural Gas | Gas Boiler - High Turndown Burner | A | Purchases (Incremental) | Achievable Economic RVT Potential | 0 | 0 | 0 | 0 | 0 | 0 | 0 | 0 | 0 | 0 | 0 | 0 | 0 | 0 | 0 | 0 | 0 | 0 | 0 | 0 | 0 | 0 | 0 | 0 | 0 | 0 | 0
F11_Commercial_WA - Health_Existing_Space Heating_Natural Gas_Gas Boiler - High Turndown Burner_A_Achievable Economic RVT Potential | F11 | Commercial | WA - Health | Existing | Space Heating | Natural Gas | Gas Boiler - High Turndown Burner | A | Purchases (Cumulative) | Achievable Economic RVT Potential | 0 | 0 | 0 | 0 | 0 | 0 | 0 | 0 | 0 | 0 | 0 | 0 | 0 | 0 | 0 | 0 | 0 | 0 | 0 | 0 | 0 | 0 | 0 | 0 | 0 | 0 | 0
F1_Commercial_WA - Health_Existing_Space Heating_Natural Gas_Gas Boiler - Burner Control Optimization_A_Achievable Economic RVT Potential | F1 | Commercial | WA - Health | Existing | Space Heating | Natural Gas | Gas Boiler - Burner Control Optimization | A | Integrated Unit Energy Savings (kWh or therms) | Achievable Economic RVT Potential | 0 | 0 | 0.17098 | 0.16944 | 0.16725 | 0.1647 | 0.16184 | 0.1586 | 0.15487 | 0.15063 | 0.14587 | 0.1406 | 0.13495 | 0.12908 | 0.12328 | 0.11777 | 0.11273 | 0.10832 | 0.10487 | 0.10239 | 0.10045 | 0.099168 | 0.098047 | 0.097792 | 0.097557 | 0.09734 | 0.097141
F2_Commercial_WA - Health_Existing_Space Heating_Natural Gas_Gas Boiler - Burner Control Optimization_A_Achievable Economic RVT Potential | F2 | Commercial | WA - Health | Existing | Space Heating | Natural Gas | Gas Boiler - Burner Control Optimization | A | Integrated Unit Summer Peak Savings (kW) | Achievable Economic RVT Potential | 0 | 0 | 0 | 0 | 0 | 0 | 0 | 0 | 0 | 0 | 0 | 0 | 0 | 0 | 0 | 0 | 0 | 0 | 0 | 0 | 0 | 0 | 0 | 0 | 0 | 0 | 0
F3_Commercial_WA - Health_Existing_Space Heating_Natural Gas_Gas Boiler - Burner Control Optimization_A_Achievable Economic RVT Potential | F3 | Commercial | WA - Health | Existing | Space Heating | Natural Gas | Gas Boiler - Burner Control Optimization | A | Integrated Unit Winter Peak Savings (kW) | Achievable Economic RVT Potential | 0 | 0 | 0 | 0 | 0 | 0 | 0 | 0 | 0 | 0 | 0 | 0 | 0 | 0 | 0 | 0 | 0 | 0 | 0 | 0 | 0 | 0 | 0 | 0 | 0 | 0 | 0
F4_Commercial_WA - Health_Existing_Space Heating_Natural Gas_Gas Boiler - Burner Control Optimization_A_Achievable Economic RVT Potential | F4 | Commercial | WA - Health | Existing | Space Heating | Natural Gas | Gas Boiler - Burner Control Optimization | A | Incremental Energy Savings (MWh or mTherms) | Achievable Economic RVT Potential | 0 | 0 | 0 | 0 | 0 | 0 | 0 | 0 | 0 | 0 | 0 | 0 | 0 | 0 | 0 | 0 | 0 | 0 | 0 | 0 | 0 | 0 | 0 | 0 | 0 | 0 | 0
F5_Commercial_WA - Health_Existing_Space Heating_Natural Gas_Gas Boiler - Burner Control Optimization_A_Achievable Economic RVT Potential | F5 | Commercial | WA - Health | Existing | Space Heating | Natural Gas | Gas Boiler - Burner Control Optimization | A | Incremental Summer Peak Savings (MW) | Achievable Economic RVT Potential | 0 | 0 | 0 | 0 | 0 | 0 | 0 | 0 | 0 | 0 | 0 | 0 | 0 | 0 | 0 | 0 | 0 | 0 | 0 | 0 | 0 | 0 | 0 | 0 | 0 | 0 | 0
F6_Commercial_WA - Health_Existing_Space Heating_Natural Gas_Gas Boiler - Burner Control Optimization_A_Achievable Economic RVT Potential | F6 | Commercial | WA - Health | Existing | Space Heating | Natural Gas | Gas Boiler - Burner Control Optimization | A | Incremental Winter Peak Savings (MW) | Achievable Economic RVT Potential | 0 | 0 | 0 | 0 | 0 | 0 | 0 | 0 | 0 | 0 | 0 | 0 | 0 | 0 | 0 | 0 | 0 | 0 | 0 | 0 | 0 | 0 | 0 | 0 | 0 | 0 | 0
F7_Commercial_WA - Health_Existing_Space Heating_Natural Gas_Gas Boiler - Burner Control Optimization_A_Achievable Economic RVT Potential | F7 | Commercial | WA - Health | Existing | Space Heating | Natural Gas | Gas Boiler - Burner Control Optimization | A | Cumulative Energy Savings (MWh or mTherms) | Achievable Economic RVT Potential | 0 | 0 | 0 | 0 | 0 | 0 | 0 | 0 | 0 | 0 | 0 | 0 | 0 | 0 | 0 | 0 | 0 | 0 | 0 | 0 | 0 | 0 | 0 | 0 | 0 | 0 | 0
F8_Commercial_WA - Health_Existing_Space Heating_Natural Gas_Gas Boiler - Burner Control Optimization_A_Achievable Economic RVT Potential | F8 | Commercial | WA - Health | Existing | Space Heating | Natural Gas | Gas Boiler - Burner Control Optimization | A | Cumulative Summer Peak Savings (MW) | Achievable Economic RVT Potential | 0 | 0 | 0 | 0 | 0 | 0 | 0 | 0 | 0 | 0 | 0 | 0 | 0 | 0 | 0 | 0 | 0 | 0 | 0 | 0 | 0 | 0 | 0 | 0 | 0 | 0 | 0
F9_Commercial_WA - Health_Existing_Space Heating_Natural Gas_Gas Boiler - Burner Control Optimization_A_Achievable Economic RVT Potential | F9 | Commercial | WA - Health | Existing | Space Heating | Natural Gas | Gas Boiler - Burner Control Optimization | A | Cumulative Winter Peak Savings (MW) | Achievable Economic RVT Potential | 0 | 0 | 0 | 0 | 0 | 0 | 0 | 0 | 0 | 0 | 0 | 0 | 0 | 0 | 0 | 0 | 0 | 0 | 0 | 0 | 0 | 0 | 0 | 0 | 0 | 0 | 0
F10_Commercial_WA - Health_Existing_Space Heating_Natural Gas_Gas Boiler - Burner Control Optimization_A_Achievable Economic RVT Potential | F10 | Commercial | WA - Health | Existing | Space Heating | Natural Gas | Gas Boiler - Burner Control Optimization | A | Purchases (Incremental) | Achievable Economic RVT Potential | 0 | 0 | 0 | 0 | 0 | 0 | 0 | 0 | 0 | 0 | 0 | 0 | 0 | 0 | 0 | 0 | 0 | 0 | 0 | 0 | 0 | 0 | 0 | 0 | 0 | 0 | 0
F11_Commercial_WA - Health_Existing_Space Heating_Natural Gas_Gas Boiler - Burner Control Optimization_A_Achievable Economic RVT Potential | F11 | Commercial | WA - Health | Existing | Space Heating | Natural Gas | Gas Boiler - Burner Control Optimization | A | Purchases (Cumulative) | Achievable Economic RVT Potential | 0 | 0 | 0 | 0 | 0 | 0 | 0 | 0 | 0 | 0 | 0 | 0 | 0 | 0 | 0 | 0 | 0 | 0 | 0 | 0 | 0 | 0 | 0 | 0 | 0 | 0 | 0
F1_Commercial_WA - Health_Existing_Space Heating_Natural Gas_Gas Boiler - Stack Economizer_A_Achievable Economic RVT Potential | F1 | Commercial | WA - Health | Existing | Space Heating | Natural Gas | Gas Boiler - Stack Economizer | A | Integrated Unit Energy Savings (kWh or therms) | Achievable Economic RVT Potential | 0 | 0 | 0.56599 | 0.55926 | 0.54946 | 0.53827 | 0.52596 | 0.51225 | 0.49723 | 0.4806 | 0.46251 | 0.44318 | 0.4231 | 0.40303 | 0.38348 | 0.36501 | 0.3481 | 0.3333 | 0.32161 | 0.31308 | 0.30627 | 0.30158 | 0.29739 | 0.29661 | 0.2959 | 0.29524 | 0.29463
F2_Commercial_WA - Health_Existing_Space Heating_Natural Gas_Gas Boiler - Stack Economizer_A_Achievable Economic RVT Potential | F2 | Commercial | WA - Health | Existing | Space Heating | Natural Gas | Gas Boiler - Stack Economizer | A | Integrated Unit Summer Peak Savings (kW) | Achievable Economic RVT Potential | 0 | 0 | 0 | 0 | 0 | 0 | 0 | 0 | 0 | 0 | 0 | 0 | 0 | 0 | 0 | 0 | 0 | 0 | 0 | 0 | 0 | 0 | 0 | 0 | 0 | 0 | 0
F3_Commercial_WA - Health_Existing_Space Heating_Natural Gas_Gas Boiler - Stack Economizer_A_Achievable Economic RVT Potential | F3 | Commercial | WA - Health | Existing | Space Heating | Natural Gas | Gas Boiler - Stack Economizer | A | Integrated Unit Winter Peak Savings (kW) | Achievable Economic RVT Potential | 0 | 0 | 0 | 0 | 0 | 0 | 0 | 0 | 0 | 0 | 0 | 0 | 0 | 0 | 0 | 0 | 0 | 0 | 0 | 0 | 0 | 0 | 0 | 0 | 0 | 0 | 0
F4_Commercial_WA - Health_Existing_Space Heating_Natural Gas_Gas Boiler - Stack Economizer_A_Achievable Economic RVT Potential | F4 | Commercial | WA - Health | Existing | Space Heating | Natural Gas | Gas Boiler - Stack Economizer | A | Incremental Energy Savings (MWh or mTherms) | Achievable Economic RVT Potential | 0 | 0 | 0 | 0 | 0 | 0 | 0 | 0 | 0 | 0 | 0 | 0 | 0 | 0 | 0 | 0 | 0 | 0 | 0 | 0 | 0 | 0 | 0 | 0 | 0 | 0 | 0
F5_Commercial_WA - Health_Existing_Space Heating_Natural Gas_Gas Boiler - Stack Economizer_A_Achievable Economic RVT Potential | F5 | Commercial | WA - Health | Existing | Space Heating | Natural Gas | Gas Boiler - Stack Economizer | A | Incremental Summer Peak Savings (MW) | Achievable Economic RVT Potential | 0 | 0 | 0 | 0 | 0 | 0 | 0 | 0 | 0 | 0 | 0 | 0 | 0 | 0 | 0 | 0 | 0 | 0 | 0 | 0 | 0 | 0 | 0 | 0 | 0 | 0 | 0
F6_Commercial_WA - Health_Existing_Space Heating_Natural Gas_Gas Boiler - Stack Economizer_A_Achievable Economic RVT Potential | F6 | Commercial | WA - Health | Existing | Space Heating | Natural Gas | Gas Boiler - Stack Economizer | A | Incremental Winter Peak Savings (MW) | Achievable Economic RVT Potential | 0 | 0 | 0 | 0 | 0 | 0 | 0 | 0 | 0 | 0 | 0 | 0 | 0 | 0 | 0 | 0 | 0 | 0 | 0 | 0 | 0 | 0 | 0 | 0 | 0 | 0 | 0
F7_Commercial_WA - Health_Existing_Space Heating_Natural Gas_Gas Boiler - Stack Economizer_A_Achievable Economic RVT Potential | F7 | Commercial | WA - Health | Existing | Space Heating | Natural Gas | Gas Boiler - Stack Economizer | A | Cumulative Energy Savings (MWh or mTherms) | Achievable Economic RVT Potential | 0 | 0 | 0 | 0 | 0 | 0 | 0 | 0 | 0 | 0 | 0 | 0 | 0 | 0 | 0 | 0 | 0 | 0 | 0 | 0 | 0 | 0 | 0 | 0 | 0 | 0 | 0
F8_Commercial_WA - Health_Existing_Space Heating_Natural Gas_Gas Boiler - Stack Economizer_A_Achievable Economic RVT Potential | F8 | Commercial | WA - Health | Existing | Space Heating | Natural Gas | Gas Boiler - Stack Economizer | A | Cumulative Summer Peak Savings (MW) | Achievable Economic RVT Potential | 0 | 0 | 0 | 0 | 0 | 0 | 0 | 0 | 0 | 0 | 0 | 0 | 0 | 0 | 0 | 0 | 0 | 0 | 0 | 0 | 0 | 0 | 0 | 0 | 0 | 0 | 0
F9_Commercial_WA - Health_Existing_Space Heating_Natural Gas_Gas Boiler - Stack Economizer_A_Achievable Economic RVT Potential | F9 | Commercial | WA - Health | Existing | Space Heating | Natural Gas | Gas Boiler - Stack Economizer | A | Cumulative Winter Peak Savings (MW) | Achievable Economic RVT Potential | 0 | 0 | 0 | 0 | 0 | 0 | 0 | 0 | 0 | 0 | 0 | 0 | 0 | 0 | 0 | 0 | 0 | 0 | 0 | 0 | 0 | 0 | 0 | 0 | 0 | 0 | 0
F10_Commercial_WA - Health_Existing_Space Heating_Natural Gas_Gas Boiler - Stack Economizer_A_Achievable Economic RVT Potential | F10 | Commercial | WA - Health | Existing | Space Heating | Natural Gas | Gas Boiler - Stack Economizer | A | Purchases (Incremental) | Achievable Economic RVT Potential | 0 | 0 | 0 | 0 | 0 | 0 | 0 | 0 | 0 | 0 | 0 | 0 | 0 | 0 | 0 | 0 | 0 | 0 | 0 | 0 | 0 | 0 | 0 | 0 | 0 | 0 | 0
F11_Commercial_WA - Health_Existing_Space Heating_Natural Gas_Gas Boiler - Stack Economizer_A_Achievable Economic RVT Potential | F11 | Commercial | WA - Health | Existing | Space Heating | Natural Gas | Gas Boiler - Stack Economizer | A | Purchases (Cumulative) | Achievable Economic RVT Potential | 0 | 0 | 0 | 0 | 0 | 0 | 0 | 0 | 0 | 0 | 0 | 0 | 0 | 0 | 0 | 0 | 0 | 0 | 0 | 0 | 0 | 0 | 0 | 0 | 0 | 0 | 0
F1_Commercial_WA - Health_Existing_Space Heating_Natural Gas_Gas Boiler - Thermostatic Radiator Valves_A_Achievable Economic RVT Potential | F1 | Commercial | WA - Health | Existing | Space Heating | Natural Gas | Gas Boiler - Thermostatic Radiator Valves | A | Integrated Unit Energy Savings (kWh or therms) | Achievable Economic RVT Potential | 0 | 0 | 21.236 | 21.1217 | 20.9847 | 20.8117 | 20.6073 | 20.3618 | 20.0659 | 19.7147 | 19.3041 | 18.832 | 18.3068 | 17.745 | 17.1682 | 16.6046 | 16.0812 | 15.6205 | 15.2488 | 14.9726 | 14.7577 | 14.6204 | 14.5011 | 14.4635 | 14.4288 | 14.397 | 14.3676
F2_Commercial_WA - Health_Existing_Space Heating_Natural Gas_Gas Boiler - Thermostatic Radiator Valves_A_Achievable Economic RVT Potential | F2 | Commercial | WA - Health | Existing | Space Heating | Natural Gas | Gas Boiler - Thermostatic Radiator Valves | A | Integrated Unit Summer Peak Savings (kW) | Achievable Economic RVT Potential | 0 | 0 | 0 | 0 | 0 | 0 | 0 | 0 | 0 | 0 | 0 | 0 | 0 | 0 | 0 | 0 | 0 | 0 | 0 | 0 | 0 | 0 | 0 | 0 | 0 | 0 | 0
F3_Commercial_WA - Health_Existing_Space Heating_Natural Gas_Gas Boiler - Thermostatic Radiator Valves_A_Achievable Economic RVT Potential | F3 | Commercial | WA - Health | Existing | Space Heating | Natural Gas | Gas Boiler - Thermostatic Radiator Valves | A | Integrated Unit Winter Peak Savings (kW) | Achievable Economic RVT Potential | 0 | 0 | 0 | 0 | 0 | 0 | 0 | 0 | 0 | 0 | 0 | 0 | 0 | 0 | 0 | 0 | 0 | 0 | 0 | 0 | 0 | 0 | 0 | 0 | 0 | 0 | 0
F4_Commercial_WA - Health_Existing_Space Heating_Natural Gas_Gas Boiler - Thermostatic Radiator Valves_A_Achievable Economic RVT Potential | F4 | Commercial | WA - Health | Existing | Space Heating | Natural Gas | Gas Boiler - Thermostatic Radiator Valves | A | Incremental Energy Savings (MWh or mTherms) | Achievable Economic RVT Potential | 0 | 0 | 0 | 0 | 0 | 0 | 0 | 0 | 0 | 0 | 0 | 0 | 0 | 0 | 0 | 0 | 0 | 0 | 0 | 0 | 0 | 0 | 0 | 0 | 0 | 0 | 0
F5_Commercial_WA - Health_Existing_Space Heating_Natural Gas_Gas Boiler - Thermostatic Radiator Valves_A_Achievable Economic RVT Potential | F5 | Commercial | WA - Health | Existing | Space Heating | Natural Gas | Gas Boiler - Thermostatic Radiator Valves | A | Incremental Summer Peak Savings (MW) | Achievable Economic RVT Potential | 0 | 0 | 0 | 0 | 0 | 0 | 0 | 0 | 0 | 0 | 0 | 0 | 0 | 0 | 0 | 0 | 0 | 0 | 0 | 0 | 0 | 0 | 0 | 0 | 0 | 0 | 0
F6_Commercial_WA - Health_Existing_Space Heating_Natural Gas_Gas Boiler - Thermostatic Radiator Valves_A_Achievable Economic RVT Potential | F6 | Commercial | WA - Health | Existing | Space Heating | Natural Gas | Gas Boiler - Thermostatic Radiator Valves | A | Incremental Winter Peak Savings (MW) | Achievable Economic RVT Potential | 0 | 0 | 0 | 0 | 0 | 0 | 0 | 0 | 0 | 0 | 0 | 0 | 0 | 0 | 0 | 0 | 0 | 0 | 0 | 0 | 0 | 0 | 0 | 0 | 0 | 0 | 0
F7_Commercial_WA - Health_Existing_Space Heating_Natural Gas_Gas Boiler - Thermostatic Radiator Valves_A_Achievable Economic RVT Potential | F7 | Commercial | WA - Health | Existing | Space Heating | Natural Gas | Gas Boiler - Thermostatic Radiator Valves | A | Cumulative Energy Savings (MWh or mTherms) | Achievable Economic RVT Potential | 0 | 0 | 0 | 0 | 0 | 0 | 0 | 0 | 0 | 0 | 0 | 0 | 0 | 0 | 0 | 0 | 0 | 0 | 0 | 0 | 0 | 0 | 0 | 0 | 0 | 0 | 0
F8_Commercial_WA - Health_Existing_Space Heating_Natural Gas_Gas Boiler - Thermostatic Radiator Valves_A_Achievable Economic RVT Potential | F8 | Commercial | WA - Health | Existing | Space Heating | Natural Gas | Gas Boiler - Thermostatic Radiator Valves | A | Cumulative Summer Peak Savings (MW) | Achievable Economic RVT Potential | 0 | 0 | 0 | 0 | 0 | 0 | 0 | 0 | 0 | 0 | 0 | 0 | 0 | 0 | 0 | 0 | 0 | 0 | 0 | 0 | 0 | 0 | 0 | 0 | 0 | 0 | 0
F9_Commercial_WA - Health_Existing_Space Heating_Natural Gas_Gas Boiler - Thermostatic Radiator Valves_A_Achievable Economic RVT Potential | F9 | Commercial | WA - Health | Existing | Space Heating | Natural Gas | Gas Boiler - Thermostatic Radiator Valves | A | Cumulative Winter Peak Savings (MW) | Achievable Economic RVT Potential | 0 | 0 | 0 | 0 | 0 | 0 | 0 | 0 | 0 | 0 | 0 | 0 | 0 | 0 | 0 | 0 | 0 | 0 | 0 | 0 | 0 | 0 | 0 | 0 | 0 | 0 | 0
F10_Commercial_WA - Health_Existing_Space Heating_Natural Gas_Gas Boiler - Thermostatic Radiator Valves_A_Achievable Economic RVT Potential | F10 | Commercial | WA - Health | Existing | Space Heating | Natural Gas | Gas Boiler - Thermostatic Radiator Valves | A | Purchases (Incremental) | Achievable Economic RVT Potential | 0 | 0 | 0 | 0 | 0 | 0 | 0 | 0 | 0 | 0 | 0 | 0 | 0 | 0 | 0 | 0 | 0 | 0 | 0 | 0 | 0 | 0 | 0 | 0 | 0 | 0 | 0
F11_Commercial_WA - Health_Existing_Space Heating_Natural Gas_Gas Boiler - Thermostatic Radiator Valves_A_Achievable Economic RVT Potential | F11 | Commercial | WA - Health | Existing | Space Heating | Natural Gas | Gas Boiler - Thermostatic Radiator Valves | A | Purchases (Cumulative) | Achievable Economic RVT Potential | 0 | 0 | 0 | 0 | 0 | 0 | 0 | 0 | 0 | 0 | 0 | 0 | 0 | 0 | 0 | 0 | 0 | 0 | 0 | 0 | 0 | 0 | 0 | 0 | 0 | 0 | 0
F1_Commercial_WA - Health_Existing_Space Heating_Natural Gas_HVAC - Shut Off Damper_A_Achievable Economic RVT Potential | F1 | Commercial | WA - Health | Existing | Space Heating | Natural Gas | HVAC - Shut Off Damper | A | Integrated Unit Energy Savings (kWh or therms) | Achievable Economic RVT Potential | 0 | 0 | 58.6738 | 57.8475 | 56.6271 | 55.2606 | 53.8573 | 52.3728 | 50.7463 | 48.952 | 47.0129 | 44.9602 | 42.8497 | 40.7606 | 38.7437 | 36.8519 | 35.1292 | 33.6289 | 32.4433 | 31.5764 | 30.8848 | 30.4067 | 29.9799 | 29.8973 | 29.8213 | 29.7513 | 29.6868
F2_Commercial_WA - Health_Existing_Space Heating_Natural Gas_HVAC - Shut Off Damper_A_Achievable Economic RVT Potential | F2 | Commercial | WA - Health | Existing | Space Heating | Natural Gas | HVAC - Shut Off Damper | A | Integrated Unit Summer Peak Savings (kW) | Achievable Economic RVT Potential | 0 | 0 | 0 | 0 | 0 | 0 | 0 | 0 | 0 | 0 | 0 | 0 | 0 | 0 | 0 | 0 | 0 | 0 | 0 | 0 | 0 | 0 | 0 | 0 | 0 | 0 | 0
F3_Commercial_WA - Health_Existing_Space Heating_Natural Gas_HVAC - Shut Off Damper_A_Achievable Economic RVT Potential | F3 | Commercial | WA - Health | Existing | Space Heating | Natural Gas | HVAC - Shut Off Damper | A | Integrated Unit Winter Peak Savings (kW) | Achievable Economic RVT Potential | 0 | 0 | 0 | 0 | 0 | 0 | 0 | 0 | 0 | 0 | 0 | 0 | 0 | 0 | 0 | 0 | 0 | 0 | 0 | 0 | 0 | 0 | 0 | 0 | 0 | 0 | 0
F4_Commercial_WA - Health_Existing_Space Heating_Natural Gas_HVAC - Shut Off Damper_A_Achievable Economic RVT Potential | F4 | Commercial | WA - Health | Existing | Space Heating | Natural Gas | HVAC - Shut Off Damper | A | Incremental Energy Savings (MWh or mTherms) | Achievable Economic RVT Potential | 0 | 0 | 0 | 0 | 0 | 0 | 0 | 0 | 0 | 0 | 0 | 0 | 0 | 0 | 0 | 0 | 0 | 0 | 0 | 0 | 0 | 0 | 0 | 0 | 0 | 0 | 0
F5_Commercial_WA - Health_Existing_Space Heating_Natural Gas_HVAC - Shut Off Damper_A_Achievable Economic RVT Potential | F5 | Commercial | WA - Health | Existing | Space Heating | Natural Gas | HVAC - Shut Off Damper | A | Incremental Summer Peak Savings (MW) | Achievable Economic RVT Potential | 0 | 0 | 0 | 0 | 0 | 0 | 0 | 0 | 0 | 0 | 0 | 0 | 0 | 0 | 0 | 0 | 0 | 0 | 0 | 0 | 0 | 0 | 0 | 0 | 0 | 0 | 0
F6_Commercial_WA - Health_Existing_Space Heating_Natural Gas_HVAC - Shut Off Damper_A_Achievable Economic RVT Potential | F6 | Commercial | WA - Health | Existing | Space Heating | Natural Gas | HVAC - Shut Off Damper | A | Incremental Winter Peak Savings (MW) | Achievable Economic RVT Potential | 0 | 0 | 0 | 0 | 0 | 0 | 0 | 0 | 0 | 0 | 0 | 0 | 0 | 0 | 0 | 0 | 0 | 0 | 0 | 0 | 0 | 0 | 0 | 0 | 0 | 0 | 0
F7_Commercial_WA - Health_Existing_Space Heating_Natural Gas_HVAC - Shut Off Damper_A_Achievable Economic RVT Potential | F7 | Commercial | WA - Health | Existing | Space Heating | Natural Gas | HVAC - Shut Off Damper | A | Cumulative Energy Savings (MWh or mTherms) | Achievable Economic RVT Potential | 0 | 0 | 0 | 0 | 0 | 0 | 0 | 0 | 0 | 0 | 0 | 0 | 0 | 0 | 0 | 0 | 0 | 0 | 0 | 0 | 0 | 0 | 0 | 0 | 0 | 0 | 0
F8_Commercial_WA - Health_Existing_Space Heating_Natural Gas_HVAC - Shut Off Damper_A_Achievable Economic RVT Potential | F8 | Commercial | WA - Health | Existing | Space Heating | Natural Gas | HVAC - Shut Off Damper | A | Cumulative Summer Peak Savings (MW) | Achievable Economic RVT Potential | 0 | 0 | 0 | 0 | 0 | 0 | 0 | 0 | 0 | 0 | 0 | 0 | 0 | 0 | 0 | 0 | 0 | 0 | 0 | 0 | 0 | 0 | 0 | 0 | 0 | 0 | 0
F9_Commercial_WA - Health_Existing_Space Heating_Natural Gas_HVAC - Shut Off Damper_A_Achievable Economic RVT Potential | F9 | Commercial | WA - Health | Existing | Space Heating | Natural Gas | HVAC - Shut Off Damper | A | Cumulative Winter Peak Savings (MW) | Achievable Economic RVT Potential | 0 | 0 | 0 | 0 | 0 | 0 | 0 | 0 | 0 | 0 | 0 | 0 | 0 | 0 | 0 | 0 | 0 | 0 | 0 | 0 | 0 | 0 | 0 | 0 | 0 | 0 | 0
F10_Commercial_WA - Health_Existing_Space Heating_Natural Gas_HVAC - Shut Off Damper_A_Achievable Economic RVT Potential | F10 | Commercial | WA - Health | Existing | Space Heating | Natural Gas | HVAC - Shut Off Damper | A | Purchases (Incremental) | Achievable Economic RVT Potential | 0 | 0 | 0 | 0 | 0 | 0 | 0 | 0 | 0 | 0 | 0 | 0 | 0 | 0 | 0 | 0 | 0 | 0 | 0 | 0 | 0 | 0 | 0 | 0 | 0 | 0 | 0
F11_Commercial_WA - Health_Existing_Space Heating_Natural Gas_HVAC - Shut Off Damper_A_Achievable Economic RVT Potential | F11 | Commercial | WA - Health | Existing | Space Heating | Natural Gas | HVAC - Shut Off Damper | A | Purchases (Cumulative) | Achievable Economic RVT Potential | 0 | 0 | 0 | 0 | 0 | 0 | 0 | 0 | 0 | 0 | 0 | 0 | 0 | 0 | 0 | 0 | 0 | 0 | 0 | 0 | 0 | 0 | 0 | 0 | 0 | 0 | 0
F1_Commercial_WA - Health_Existing_Space Heating_Natural Gas_Gas Furnace - Tube Inserts_A_Achievable Economic RVT Potential | F1 | Commercial | WA - Health | Existing | Space Heating | Natural Gas | Gas Furnace - Tube Inserts | A | Integrated Unit Energy Savings (kWh or therms) | Achievable Economic RVT Potential | 0 | 0 | 0 | 0 | 0 | 0 | 0 | 0 | 0 | 0 | 0 | 0 | 0 | 0 | 0 | 0 | 0 | 0 | 0 | 0 | 0 | 0 | 0 | 0 | 0 | 0 | 0
F2_Commercial_WA - Health_Existing_Space Heating_Natural Gas_Gas Furnace - Tube Inserts_A_Achievable Economic RVT Potential | F2 | Commercial | WA - Health | Existing | Space Heating | Natural Gas | Gas Furnace - Tube Inserts | A | Integrated Unit Summer Peak Savings (kW) | Achievable Economic RVT Potential | 0 | 0 | 0 | 0 | 0 | 0 | 0 | 0 | 0 | 0 | 0 | 0 | 0 | 0 | 0 | 0 | 0 | 0 | 0 | 0 | 0 | 0 | 0 | 0 | 0 | 0 | 0
F3_Commercial_WA - Health_Existing_Space Heating_Natural Gas_Gas Furnace - Tube Inserts_A_Achievable Economic RVT Potential | F3 | Commercial | WA - Health | Existing | Space Heating | Natural Gas | Gas Furnace - Tube Inserts | A | Integrated Unit Winter Peak Savings (kW) | Achievable Economic RVT Potential | 0 | 0 | 0 | 0 | 0 | 0 | 0 | 0 | 0 | 0 | 0 | 0 | 0 | 0 | 0 | 0 | 0 | 0 | 0 | 0 | 0 | 0 | 0 | 0 | 0 | 0 | 0
F4_Commercial_WA - Health_Existing_Space Heating_Natural Gas_Gas Furnace - Tube Inserts_A_Achievable Economic RVT Potential | F4 | Commercial | WA - Health | Existing | Space Heating | Natural Gas | Gas Furnace - Tube Inserts | A | Incremental Energy Savings (MWh or mTherms) | Achievable Economic RVT Potential | 0 | 0 | 0 | 0 | 0 | 0 | 0 | 0 | 0 | 0 | 0 | 0 | 0 | 0 | 0 | 0 | 0 | 0 | 0 | 0 | 0 | 0 | 0 | 0 | 0 | 0 | 0
F5_Commercial_WA - Health_Existing_Space Heating_Natural Gas_Gas Furnace - Tube Inserts_A_Achievable Economic RVT Potential | F5 | Commercial | WA - Health | Existing | Space Heating | Natural Gas | Gas Furnace - Tube Inserts | A | Incremental Summer Peak Savings (MW) | Achievable Economic RVT Potential | 0 | 0 | 0 | 0 | 0 | 0 | 0 | 0 | 0 | 0 | 0 | 0 | 0 | 0 | 0 | 0 | 0 | 0 | 0 | 0 | 0 | 0 | 0 | 0 | 0 | 0 | 0
F6_Commercial_WA - Health_Existing_Space Heating_Natural Gas_Gas Furnace - Tube Inserts_A_Achievable Economic RVT Potential | F6 | Commercial | WA - Health | Existing | Space Heating | Natural Gas | Gas Furnace - Tube Inserts | A | Incremental Winter Peak Savings (MW) | Achievable Economic RVT Potential | 0 | 0 | 0 | 0 | 0 | 0 | 0 | 0 | 0 | 0 | 0 | 0 | 0 | 0 | 0 | 0 | 0 | 0 | 0 | 0 | 0 | 0 | 0 | 0 | 0 | 0 | 0
F7_Commercial_WA - Health_Existing_Space Heating_Natural Gas_Gas Furnace - Tube Inserts_A_Achievable Economic RVT Potential | F7 | Commercial | WA - Health | Existing | Space Heating | Natural Gas | Gas Furnace - Tube Inserts | A | Cumulative Energy Savings (MWh or mTherms) | Achievable Economic RVT Potential | 0 | 0 | 0 | 0 | 0 | 0 | 0 | 0 | 0 | 0 | 0 | 0 | 0 | 0 | 0 | 0 | 0 | 0 | 0 | 0 | 0 | 0 | 0 | 0 | 0 | 0 | 0
F8_Commercial_WA - Health_Existing_Space Heating_Natural Gas_Gas Furnace - Tube Inserts_A_Achievable Economic RVT Potential | F8 | Commercial | WA - Health | Existing | Space Heating | Natural Gas | Gas Furnace - Tube Inserts | A | Cumulative Summer Peak Savings (MW) | Achievable Economic RVT Potential | 0 | 0 | 0 | 0 | 0 | 0 | 0 | 0 | 0 | 0 | 0 | 0 | 0 | 0 | 0 | 0 | 0 | 0 | 0 | 0 | 0 | 0 | 0 | 0 | 0 | 0 | 0
F9_Commercial_WA - Health_Existing_Space Heating_Natural Gas_Gas Furnace - Tube Inserts_A_Achievable Economic RVT Potential | F9 | Commercial | WA - Health | Existing | Space Heating | Natural Gas | Gas Furnace - Tube Inserts | A | Cumulative Winter Peak Savings (MW) | Achievable Economic RVT Potential | 0 | 0 | 0 | 0 | 0 | 0 | 0 | 0 | 0 | 0 | 0 | 0 | 0 | 0 | 0 | 0 | 0 | 0 | 0 | 0 | 0 | 0 | 0 | 0 | 0 | 0 | 0
F10_Commercial_WA - Health_Existing_Space Heating_Natural Gas_Gas Furnace - Tube Inserts_A_Achievable Economic RVT Potential | F10 | Commercial | WA - Health | Existing | Space Heating | Natural Gas | Gas Furnace - Tube Inserts | A | Purchases (Incremental) | Achievable Economic RVT Potential | 0 | 0 | 0 | 0 | 0 | 0 | 0 | 0 | 0 | 0 | 0 | 0 | 0 | 0 | 0 | 0 | 0 | 0 | 0 | 0 | 0 | 0 | 0 | 0 | 0 | 0 | 0
F11_Commercial_WA - Health_Existing_Space Heating_Natural Gas_Gas Furnace - Tube Inserts_A_Achievable Economic RVT Potential | F11 | Commercial | WA - Health | Existing | Space Heating | Natural Gas | Gas Furnace - Tube Inserts | A | Purchases (Cumulative) | Achievable Economic RVT Potential | 0 | 0 | 0 | 0 | 0 | 0 | 0 | 0 | 0 | 0 | 0 | 0 | 0 | 0 | 0 | 0 | 0 | 0 | 0 | 0 | 0 | 0 | 0 | 0 | 0 | 0 | 0
F1_Commercial_WA - Health_Existing_Space Heating_Natural Gas_Gas Boiler - Insulate Steam Lines/Condensate Tank_A_Achievable Economic RVT Potential | F1 | Commercial | WA - Health | Existing | Space Heating | Natural Gas | Gas Boiler - Insulate Steam Lines/Condensate Tank | A | Integrated Unit Energy Savings (kWh or therms) | Achievable Economic RVT Potential | 0 | 0 | 5.056 | 5.0393 | 5.0226 | 5.0018 | 4.9773 | 4.948 | 4.9128 | 4.8715 | 4.8234 | 4.7678 | 4.7053 | 4.6375 | 4.5667 | 4.4963 | 4.4297 | 4.3698 | 4.3189 | 4.2788 | 4.2466 | 4.2238 | 4.2041 | 4.1932 | 4.1831 | 4.1739 | 4.1654
F2_Commercial_WA - Health_Existing_Space Heating_Natural Gas_Gas Boiler - Insulate Steam Lines/Condensate Tank_A_Achievable Economic RVT Potential | F2 | Commercial | WA - Health | Existing | Space Heating | Natural Gas | Gas Boiler - Insulate Steam Lines/Condensate Tank | A | Integrated Unit Summer Peak Savings (kW) | Achievable Economic RVT Potential | 0 | 0 | 0 | 0 | 0 | 0 | 0 | 0 | 0 | 0 | 0 | 0 | 0 | 0 | 0 | 0 | 0 | 0 | 0 | 0 | 0 | 0 | 0 | 0 | 0 | 0 | 0
F3_Commercial_WA - Health_Existing_Space Heating_Natural Gas_Gas Boiler - Insulate Steam Lines/Condensate Tank_A_Achievable Economic RVT Potential | F3 | Commercial | WA - Health | Existing | Space Heating | Natural Gas | Gas Boiler - Insulate Steam Lines/Condensate Tank | A | Integrated Unit Winter Peak Savings (kW) | Achievable Economic RVT Potential | 0 | 0 | 0 | 0 | 0 | 0 | 0 | 0 | 0 | 0 | 0 | 0 | 0 | 0 | 0 | 0 | 0 | 0 | 0 | 0 | 0 | 0 | 0 | 0 | 0 | 0 | 0
F4_Commercial_WA - Health_Existing_Space Heating_Natural Gas_Gas Boiler - Insulate Steam Lines/Condensate Tank_A_Achievable Economic RVT Potential | F4 | Commercial | WA - Health | Existing | Space Heating | Natural Gas | Gas Boiler - Insulate Steam Lines/Condensate Tank | A | Incremental Energy Savings (MWh or mTherms) | Achievable Economic RVT Potential | 0 | 0 | 0 | 0 | 0 | 0 | 0 | 0 | 0 | 0 | 0 | 0 | 0 | 0 | 0 | 0 | 0 | 0 | 0 | 0 | 0 | 0 | 0 | 0 | 0 | 0 | 0
F5_Commercial_WA - Health_Existing_Space Heating_Natural Gas_Gas Boiler - Insulate Steam Lines/Condensate Tank_A_Achievable Economic RVT Potential | F5 | Commercial | WA - Health | Existing | Space Heating | Natural Gas | Gas Boiler - Insulate Steam Lines/Condensate Tank | A | Incremental Summer Peak Savings (MW) | Achievable Economic RVT Potential | 0 | 0 | 0 | 0 | 0 | 0 | 0 | 0 | 0 | 0 | 0 | 0 | 0 | 0 | 0 | 0 | 0 | 0 | 0 | 0 | 0 | 0 | 0 | 0 | 0 | 0 | 0
F6_Commercial_WA - Health_Existing_Space Heating_Natural Gas_Gas Boiler - Insulate Steam Lines/Condensate Tank_A_Achievable Economic RVT Potential | F6 | Commercial | WA - Health | Existing | Space Heating | Natural Gas | Gas Boiler - Insulate Steam Lines/Condensate Tank | A | Incremental Winter Peak Savings (MW) | Achievable Economic RVT Potential | 0 | 0 | 0 | 0 | 0 | 0 | 0 | 0 | 0 | 0 | 0 | 0 | 0 | 0 | 0 | 0 | 0 | 0 | 0 | 0 | 0 | 0 | 0 | 0 | 0 | 0 | 0
F7_Commercial_WA - Health_Existing_Space Heating_Natural Gas_Gas Boiler - Insulate Steam Lines/Condensate Tank_A_Achievable Economic RVT Potential | F7 | Commercial | WA - Health | Existing | Space Heating | Natural Gas | Gas Boiler - Insulate Steam Lines/Condensate Tank | A | Cumulative Energy Savings (MWh or mTherms) | Achievable Economic RVT Potential | 0 | 0 | 0 | 0 | 0 | 0 | 0 | 0 | 0 | 0 | 0 | 0 | 0 | 0 | 0 | 0 | 0 | 0 | 0 | 0 | 0 | 0 | 0 | 0 | 0 | 0 | 0
F8_Commercial_WA - Health_Existing_Space Heating_Natural Gas_Gas Boiler - Insulate Steam Lines/Condensate Tank_A_Achievable Economic RVT Potential | F8 | Commercial | WA - Health | Existing | Space Heating | Natural Gas | Gas Boiler - Insulate Steam Lines/Condensate Tank | A | Cumulative Summer Peak Savings (MW) | Achievable Economic RVT Potential | 0 | 0 | 0 | 0 | 0 | 0 | 0 | 0 | 0 | 0 | 0 | 0 | 0 | 0 | 0 | 0 | 0 | 0 | 0 | 0 | 0 | 0 | 0 | 0 | 0 | 0 | 0
F9_Commercial_WA - Health_Existing_Space Heating_Natural Gas_Gas Boiler - Insulate Steam Lines/Condensate Tank_A_Achievable Economic RVT Potential | F9 | Commercial | WA - Health | Existing | Space Heating | Natural Gas | Gas Boiler - Insulate Steam Lines/Condensate Tank | A | Cumulative Winter Peak Savings (MW) | Achievable Economic RVT Potential | 0 | 0 | 0 | 0 | 0 | 0 | 0 | 0 | 0 | 0 | 0 | 0 | 0 | 0 | 0 | 0 | 0 | 0 | 0 | 0 | 0 | 0 | 0 | 0 | 0 | 0 | 0
F10_Commercial_WA - Health_Existing_Space Heating_Natural Gas_Gas Boiler - Insulate Steam Lines/Condensate Tank_A_Achievable Economic RVT Potential | F10 | Commercial | WA - Health | Existing | Space Heating | Natural Gas | Gas Boiler - Insulate Steam Lines/Condensate Tank | A | Purchases (Incremental) | Achievable Economic RVT Potential | 0 | 0 | 0 | 0 | 0 | 0 | 0 | 0 | 0 | 0 | 0 | 0 | 0 | 0 | 0 | 0 | 0 | 0 | 0 | 0 | 0 | 0 | 0 | 0 | 0 | 0 | 0
F11_Commercial_WA - Health_Existing_Space Heating_Natural Gas_Gas Boiler - Insulate Steam Lines/Condensate Tank_A_Achievable Economic RVT Potential | F11 | Commercial | WA - Health | Existing | Space Heating | Natural Gas | Gas Boiler - Insulate Steam Lines/Condensate Tank | A | Purchases (Cumulative) | Achievable Economic RVT Potential | 0 | 0 | 0 | 0 | 0 | 0 | 0 | 0 | 0 | 0 | 0 | 0 | 0 | 0 | 0 | 0 | 0 | 0 | 0 | 0 | 0 | 0 | 0 | 0 | 0 | 0 | 0
F1_Commercial_WA - Health_Existing_Space Heating_Natural Gas_Gas Boiler - Insulate Hot Water Lines_A_Achievable Economic RVT Potential | F1 | Commercial | WA - Health | Existing | Space Heating | Natural Gas | Gas Boiler - Insulate Hot Water Lines | A | Integrated Unit Energy Savings (kWh or therms) | Achievable Economic RVT Potential | 0 | 0 | 3.3847 | 3.3577 | 3.3198 | 3.275 | 3.2243 | 3.166 | 3.0982 | 3.0203 | 2.9316 | 2.8322 | 2.724 | 2.6104 | 2.4957 | 2.3851 | 2.2833 | 2.194 | 2.124 | 2.0738 | 2.0345 | 2.0086 | 1.986 | 1.9808 | 1.976 | 1.9716 | 1.9676
F2_Commercial_WA - Health_Existing_Space Heating_Natural Gas_Gas Boiler - Insulate Hot Water Lines_A_Achievable Economic RVT Potential | F2 | Commercial | WA - Health | Existing | Space Heating | Natural Gas | Gas Boiler - Insulate Hot Water Lines | A | Integrated Unit Summer Peak Savings (kW) | Achievable Economic RVT Potential | 0 | 0 | 0 | 0 | 0 | 0 | 0 | 0 | 0 | 0 | 0 | 0 | 0 | 0 | 0 | 0 | 0 | 0 | 0 | 0 | 0 | 0 | 0 | 0 | 0 | 0 | 0
F3_Commercial_WA - Health_Existing_Space Heating_Natural Gas_Gas Boiler - Insulate Hot Water Lines_A_Achievable Economic RVT Potential | F3 | Commercial | WA - Health | Existing | Space Heating | Natural Gas | Gas Boiler - Insulate Hot Water Lines | A | Integrated Unit Winter Peak Savings (kW) | Achievable Economic RVT Potential | 0 | 0 | 0 | 0 | 0 | 0 | 0 | 0 | 0 | 0 | 0 | 0 | 0 | 0 | 0 | 0 | 0 | 0 | 0 | 0 | 0 | 0 | 0 | 0 | 0 | 0 | 0
F4_Commercial_WA - Health_Existing_Space Heating_Natural Gas_Gas Boiler - Insulate Hot Water Lines_A_Achievable Economic RVT Potential | F4 | Commercial | WA - Health | Existing | Space Heating | Natural Gas | Gas Boiler - Insulate Hot Water Lines | A | Incremental Energy Savings (MWh or mTherms) | Achievable Economic RVT Potential | 0 | 0 | 0 | 0 | 0 | 0 | 0 | 0 | 0 | 0 | 0 | 0 | 0 | 0 | 0 | 0 | 0 | 0 | 0 | 0 | 0 | 0 | 0 | 0 | 0 | 0 | 0
F5_Commercial_WA - Health_Existing_Space Heating_Natural Gas_Gas Boiler - Insulate Hot Water Lines_A_Achievable Economic RVT Potential | F5 | Commercial | WA - Health | Existing | Space Heating | Natural Gas | Gas Boiler - Insulate Hot Water Lines | A | Incremental Summer Peak Savings (MW) | Achievable Economic RVT Potential | 0 | 0 | 0 | 0 | 0 | 0 | 0 | 0 | 0 | 0 | 0 | 0 | 0 | 0 | 0 | 0 | 0 | 0 | 0 | 0 | 0 | 0 | 0 | 0 | 0 | 0 | 0
F6_Commercial_WA - Health_Existing_Space Heating_Natural Gas_Gas Boiler - Insulate Hot Water Lines_A_Achievable Economic RVT Potential | F6 | Commercial | WA - Health | Existing | Space Heating | Natural Gas | Gas Boiler - Insulate Hot Water Lines | A | Incremental Winter Peak Savings (MW) | Achievable Economic RVT Potential | 0 | 0 | 0 | 0 | 0 | 0 | 0 | 0 | 0 | 0 | 0 | 0 | 0 | 0 | 0 | 0 | 0 | 0 | 0 | 0 | 0 | 0 | 0 | 0 | 0 | 0 | 0
F7_Commercial_WA - Health_Existing_Space Heating_Natural Gas_Gas Boiler - Insulate Hot Water Lines_A_Achievable Economic RVT Potential | F7 | Commercial | WA - Health | Existing | Space Heating | Natural Gas | Gas Boiler - Insulate Hot Water Lines | A | Cumulative Energy Savings (MWh or mTherms) | Achievable Economic RVT Potential | 0 | 0 | 0 | 0 | 0 | 0 | 0 | 0 | 0 | 0 | 0 | 0 | 0 | 0 | 0 | 0 | 0 | 0 | 0 | 0 | 0 | 0 | 0 | 0 | 0 | 0 | 0
F8_Commercial_WA - Health_Existing_Space Heating_Natural Gas_Gas Boiler - Insulate Hot Water Lines_A_Achievable Economic RVT Potential | F8 | Commercial | WA - Health | Existing | Space Heating | Natural Gas | Gas Boiler - Insulate Hot Water Lines | A | Cumulative Summer Peak Savings (MW) | Achievable Economic RVT Potential | 0 | 0 | 0 | 0 | 0 | 0 | 0 | 0 | 0 | 0 | 0 | 0 | 0 | 0 | 0 | 0 | 0 | 0 | 0 | 0 | 0 | 0 | 0 | 0 | 0 | 0 | 0
F9_Commercial_WA - Health_Existing_Space Heating_Natural Gas_Gas Boiler - Insulate Hot Water Lines_A_Achievable Economic RVT Potential | F9 | Commercial | WA - Health | Existing | Space Heating | Natural Gas | Gas Boiler - Insulate Hot Water Lines | A | Cumulative Winter Peak Savings (MW) | Achievable Economic RVT Potential | 0 | 0 | 0 | 0 | 0 | 0 | 0 | 0 | 0 | 0 | 0 | 0 | 0 | 0 | 0 | 0 | 0 | 0 | 0 | 0 | 0 | 0 | 0 | 0 | 0 | 0 | 0
F10_Commercial_WA - Health_Existing_Space Heating_Natural Gas_Gas Boiler - Insulate Hot Water Lines_A_Achievable Economic RVT Potential | F10 | Commercial | WA - Health | Existing | Space Heating | Natural Gas | Gas Boiler - Insulate Hot Water Lines | A | Purchases (Incremental) | Achievable Economic RVT Potential | 0 | 0 | 0 | 0 | 0 | 0 | 0 | 0 | 0 | 0 | 0 | 0 | 0 | 0 | 0 | 0 | 0 | 0 | 0 | 0 | 0 | 0 | 0 | 0 | 0 | 0 | 0
F11_Commercial_WA - Health_Existing_Space Heating_Natural Gas_Gas Boiler - Insulate Hot Water Lines_A_Achievable Economic RVT Potential | F11 | Commercial | WA - Health | Existing | Space Heating | Natural Gas | Gas Boiler - Insulate Hot Water Lines | A | Purchases (Cumulative) | Achievable Economic RVT Potential | 0 | 0 | 0 | 0 | 0 | 0 | 0 | 0 | 0 | 0 | 0 | 0 | 0 | 0 | 0 | 0 | 0 | 0 | 0 | 0 | 0 | 0 | 0 | 0 | 0 | 0 | 0
F1_Commercial_WA - Health_Existing_Space Heating_Natural Gas_Condensing RTU_A_Achievable Economic RVT Potential | F1 | Commercial | WA - Health | Existing | Space Heating | Natural Gas | Condensing RTU | A | Integrated Unit Energy Savings (kWh or therms) | Achievable Economic RVT Potential | 0 | 0 | 0.092953 | 0.091599 | 0.08959 | 0.087324 | 0.084977 | 0.082481 | 0.079748 | 0.07674 | 0.073503 | 0.070093 | 0.066604 | 0.063163 | 0.059851 | 0.056752 | 0.053934 | 0.051477 | 0.04952 | 0.048067 | 0.046896 | 0.046061 | 0.045314 | 0.045096 | 0.044895 | 0.044709 | 0.044537
F2_Commercial_WA - Health_Existing_Space Heating_Natural Gas_Condensing RTU_A_Achievable Economic RVT Potential | F2 | Commercial | WA - Health | Existing | Space Heating | Natural Gas | Condensing RTU | A | Integrated Unit Summer Peak Savings (kW) | Achievable Economic RVT Potential | 0 | 0 | 0 | 0 | 0 | 0 | 0 | 0 | 0 | 0 | 0 | 0 | 0 | 0 | 0 | 0 | 0 | 0 | 0 | 0 | 0 | 0 | 0 | 0 | 0 | 0 | 0
F3_Commercial_WA - Health_Existing_Space Heating_Natural Gas_Condensing RTU_A_Achievable Economic RVT Potential | F3 | Commercial | WA - Health | Existing | Space Heating | Natural Gas | Condensing RTU | A | Integrated Unit Winter Peak Savings (kW) | Achievable Economic RVT Potential | 0 | 0 | 0 | 0 | 0 | 0 | 0 | 0 | 0 | 0 | 0 | 0 | 0 | 0 | 0 | 0 | 0 | 0 | 0 | 0 | 0 | 0 | 0 | 0 | 0 | 0 | 0
F4_Commercial_WA - Health_Existing_Space Heating_Natural Gas_Condensing RTU_A_Achievable Economic RVT Potential | F4 | Commercial | WA - Health | Existing | Space Heating | Natural Gas | Condensing RTU | A | Incremental Energy Savings (MWh or mTherms) | Achievable Economic RVT Potential | 0 | 0 | 0 | 0 | 0 | 0 | 0 | 0 | 0 | 0 | 0 | 0 | 0 | 0 | 0 | 0 | 0 | 0 | 0 | 0 | 0 | 0 | 0 | 0 | 0 | 0 | 0
F5_Commercial_WA - Health_Existing_Space Heating_Natural Gas_Condensing RTU_A_Achievable Economic RVT Potential | F5 | Commercial | WA - Health | Existing | Space Heating | Natural Gas | Condensing RTU | A | Incremental Summer Peak Savings (MW) | Achievable Economic RVT Potential | 0 | 0 | 0 | 0 | 0 | 0 | 0 | 0 | 0 | 0 | 0 | 0 | 0 | 0 | 0 | 0 | 0 | 0 | 0 | 0 | 0 | 0 | 0 | 0 | 0 | 0 | 0
F6_Commercial_WA - Health_Existing_Space Heating_Natural Gas_Condensing RTU_A_Achievable Economic RVT Potential | F6 | Commercial | WA - Health | Existing | Space Heating | Natural Gas | Condensing RTU | A | Incremental Winter Peak Savings (MW) | Achievable Economic RVT Potential | 0 | 0 | 0 | 0 | 0 | 0 | 0 | 0 | 0 | 0 | 0 | 0 | 0 | 0 | 0 | 0 | 0 | 0 | 0 | 0 | 0 | 0 | 0 | 0 | 0 | 0 | 0
F7_Commercial_WA - Health_Existing_Space Heating_Natural Gas_Condensing RTU_A_Achievable Economic RVT Potential | F7 | Commercial | WA - Health | Existing | Space Heating | Natural Gas | Condensing RTU | A | Cumulative Energy Savings (MWh or mTherms) | Achievable Economic RVT Potential | 0 | 0 | 0 | 0 | 0 | 0 | 0 | 0 | 0 | 0 | 0 | 0 | 0 | 0 | 0 | 0 | 0 | 0 | 0 | 0 | 0 | 0 | 0 | 0 | 0 | 0 | 0
F8_Commercial_WA - Health_Existing_Space Heating_Natural Gas_Condensing RTU_A_Achievable Economic RVT Potential | F8 | Commercial | WA - Health | Existing | Space Heating | Natural Gas | Condensing RTU | A | Cumulative Summer Peak Savings (MW) | Achievable Economic RVT Potential | 0 | 0 | 0 | 0 | 0 | 0 | 0 | 0 | 0 | 0 | 0 | 0 | 0 | 0 | 0 | 0 | 0 | 0 | 0 | 0 | 0 | 0 | 0 | 0 | 0 | 0 | 0
F9_Commercial_WA - Health_Existing_Space Heating_Natural Gas_Condensing RTU_A_Achievable Economic RVT Potential | F9 | Commercial | WA - Health | Existing | Space Heating | Natural Gas | Condensing RTU | A | Cumulative Winter Peak Savings (MW) | Achievable Economic RVT Potential | 0 | 0 | 0 | 0 | 0 | 0 | 0 | 0 | 0 | 0 | 0 | 0 | 0 | 0 | 0 | 0 | 0 | 0 | 0 | 0 | 0 | 0 | 0 | 0 | 0 | 0 | 0
F10_Commercial_WA - Health_Existing_Space Heating_Natural Gas_Condensing RTU_A_Achievable Economic RVT Potential | F10 | Commercial | WA - Health | Existing | Space Heating | Natural Gas | Condensing RTU | A | Purchases (Incremental) | Achievable Economic RVT Potential | 0 | 0 | 0 | 0 | 0 | 0 | 0 | 0 | 0 | 0 | 0 | 0 | 0 | 0 | 0 | 0 | 0 | 0 | 0 | 0 | 0 | 0 | 0 | 0 | 0 | 0 | 0
F11_Commercial_WA - Health_Existing_Space Heating_Natural Gas_Condensing RTU_A_Achievable Economic RVT Potential | F11 | Commercial | WA - Health | Existing | Space Heating | Natural Gas | Condensing RTU | A | Purchases (Cumulative) | Achievable Economic RVT Potential | 0 | 0 | 0 | 0 | 0 | 0 | 0 | 0 | 0 | 0 | 0 | 0 | 0 | 0 | 0 | 0 | 0 | 0 | 0 | 0 | 0 | 0 | 0 | 0 | 0 | 0 | 0
F1_Commercial_WA - Health_Existing_Space Heating_Natural Gas_Hydronic Heating Radiator Replacement_A_Achievable Economic RVT Potential | F1 | Commercial | WA - Health | Existing | Space Heating | Natural Gas | Hydronic Heating Radiator Replacement | A | Integrated Unit Energy Savings (kWh or therms) | Achievable Economic RVT Potential | 0 | 0 | 45.8427 | 45.3936 | 44.7619 | 44.0225 | 43.1926 | 42.2492 | 41.1663 | 39.9405 | 38.5758 | 37.0853 | 35.5045 | 33.9119 | 32.3545 | 30.88 | 29.5298 | 28.3519 | 27.4291 | 26.767 | 26.2501 | 25.9121 | 25.6158 | 25.5491 | 25.4876 | 25.431 | 25.379
F2_Commercial_WA - Health_Existing_Space Heating_Natural Gas_Hydronic Heating Radiator Replacement_A_Achievable Economic RVT Potential | F2 | Commercial | WA - Health | Existing | Space Heating | Natural Gas | Hydronic Heating Radiator Replacement | A | Integrated Unit Summer Peak Savings (kW) | Achievable Economic RVT Potential | 0 | 0 | 0 | 0 | 0 | 0 | 0 | 0 | 0 | 0 | 0 | 0 | 0 | 0 | 0 | 0 | 0 | 0 | 0 | 0 | 0 | 0 | 0 | 0 | 0 | 0 | 0
F3_Commercial_WA - Health_Existing_Space Heating_Natural Gas_Hydronic Heating Radiator Replacement_A_Achievable Economic RVT Potential | F3 | Commercial | WA - Health | Existing | Space Heating | Natural Gas | Hydronic Heating Radiator Replacement | A | Integrated Unit Winter Peak Savings (kW) | Achievable Economic RVT Potential | 0 | 0 | 0 | 0 | 0 | 0 | 0 | 0 | 0 | 0 | 0 | 0 | 0 | 0 | 0 | 0 | 0 | 0 | 0 | 0 | 0 | 0 | 0 | 0 | 0 | 0 | 0
F4_Commercial_WA - Health_Existing_Space Heating_Natural Gas_Hydronic Heating Radiator Replacement_A_Achievable Economic RVT Potential | F4 | Commercial | WA - Health | Existing | Space Heating | Natural Gas | Hydronic Heating Radiator Replacement | A | Incremental Energy Savings (MWh or mTherms) | Achievable Economic RVT Potential | 0 | 0 | 0 | 0 | 0 | 0 | 0 | 0 | 0 | 0 | 0 | 0 | 0 | 0 | 0 | 0 | 0 | 0 | 0 | 0 | 0 | 0 | 0 | 0 | 0 | 0 | 0
F5_Commercial_WA - Health_Existing_Space Heating_Natural Gas_Hydronic Heating Radiator Replacement_A_Achievable Economic RVT Potential | F5 | Commercial | WA - Health | Existing | Space Heating | Natural Gas | Hydronic Heating Radiator Replacement | A | Incremental Summer Peak Savings (MW) | Achievable Economic RVT Potential | 0 | 0 | 0 | 0 | 0 | 0 | 0 | 0 | 0 | 0 | 0 | 0 | 0 | 0 | 0 | 0 | 0 | 0 | 0 | 0 | 0 | 0 | 0 | 0 | 0 | 0 | 0
F6_Commercial_WA - Health_Existing_Space Heating_Natural Gas_Hydronic Heating Radiator Replacement_A_Achievable Economic RVT Potential | F6 | Commercial | WA - Health | Existing | Space Heating | Natural Gas | Hydronic Heating Radiator Replacement | A | Incremental Winter Peak Savings (MW) | Achievable Economic RVT Potential | 0 | 0 | 0 | 0 | 0 | 0 | 0 | 0 | 0 | 0 | 0 | 0 | 0 | 0 | 0 | 0 | 0 | 0 | 0 | 0 | 0 | 0 | 0 | 0 | 0 | 0 | 0
F7_Commercial_WA - Health_Existing_Space Heating_Natural Gas_Hydronic Heating Radiator Replacement_A_Achievable Economic RVT Potential | F7 | Commercial | WA - Health | Existing | Space Heating | Natural Gas | Hydronic Heating Radiator Replacement | A | Cumulative Energy Savings (MWh or mTherms) | Achievable Economic RVT Potential | 0 | 0 | 0 | 0 | 0 | 0 | 0 | 0 | 0 | 0 | 0 | 0 | 0 | 0 | 0 | 0 | 0 | 0 | 0 | 0 | 0 | 0 | 0 | 0 | 0 | 0 | 0
F8_Commercial_WA - Health_Existing_Space Heating_Natural Gas_Hydronic Heating Radiator Replacement_A_Achievable Economic RVT Potential | F8 | Commercial | WA - Health | Existing | Space Heating | Natural Gas | Hydronic Heating Radiator Replacement | A | Cumulative Summer Peak Savings (MW) | Achievable Economic RVT Potential | 0 | 0 | 0 | 0 | 0 | 0 | 0 | 0 | 0 | 0 | 0 | 0 | 0 | 0 | 0 | 0 | 0 | 0 | 0 | 0 | 0 | 0 | 0 | 0 | 0 | 0 | 0
F9_Commercial_WA - Health_Existing_Space Heating_Natural Gas_Hydronic Heating Radiator Replacement_A_Achievable Economic RVT Potential | F9 | Commercial | WA - Health | Existing | Space Heating | Natural Gas | Hydronic Heating Radiator Replacement | A | Cumulative Winter Peak Savings (MW) | Achievable Economic RVT Potential | 0 | 0 | 0 | 0 | 0 | 0 | 0 | 0 | 0 | 0 | 0 | 0 | 0 | 0 | 0 | 0 | 0 | 0 | 0 | 0 | 0 | 0 | 0 | 0 | 0 | 0 | 0
F10_Commercial_WA - Health_Existing_Space Heating_Natural Gas_Hydronic Heating Radiator Replacement_A_Achievable Economic RVT Potential | F10 | Commercial | WA - Health | Existing | Space Heating | Natural Gas | Hydronic Heating Radiator Replacement | A | Purchases (Incremental) | Achievable Economic RVT Potential | 0 | 0 | 0 | 0 | 0 | 0 | 0 | 0 | 0 | 0 | 0 | 0 | 0 | 0 | 0 | 0 | 0 | 0 | 0 | 0 | 0 | 0 | 0 | 0 | 0 | 0 | 0
F11_Commercial_WA - Health_Existing_Space Heating_Natural Gas_Hydronic Heating Radiator Replacement_A_Achievable Economic RVT Potential | F11 | Commercial | WA - Health | Existing | Space Heating | Natural Gas | Hydronic Heating Radiator Replacement | A | Purchases (Cumulative) | Achievable Economic RVT Potential | 0 | 0 | 0 | 0 | 0 | 0 | 0 | 0 | 0 | 0 | 0 | 0 | 0 | 0 | 0 | 0 | 0 | 0 | 0 | 0 | 0 | 0 | 0 | 0 | 0 | 0 | 0
F1_Commercial_WA - Health_Existing_Space Heating_Natural Gas_Thermostat - Connected_A_Achievable Economic RVT Potential | F1 | Commercial | WA - Health | Existing | Space Heating | Natural Gas | Thermostat - Connected | A | Integrated Unit Energy Savings (kWh or therms) | Achievable Economic RVT Potential | 0 | 0 | 63.151 | 62.4496 | 61.4143 | 60.2347 | 58.936 | 57.4877 | 55.8562 | 54.0388 | 52.0427 | 49.8874 | 47.6224 | 45.3535 | 43.1442 | 41.0573 | 39.147 | 37.4752 | 36.1541 | 35.1882 | 34.4176 | 33.8848 | 33.4093 | 33.3174 | 33.2327 | 33.1548 | 33.083
F2_Commercial_WA - Health_Existing_Space Heating_Natural Gas_Thermostat - Connected_A_Achievable Economic RVT Potential | F2 | Commercial | WA - Health | Existing | Space Heating | Natural Gas | Thermostat - Connected | A | Integrated Unit Summer Peak Savings (kW) | Achievable Economic RVT Potential | 0 | 0 | 0 | 0 | 0 | 0 | 0 | 0 | 0 | 0 | 0 | 0 | 0 | 0 | 0 | 0 | 0 | 0 | 0 | 0 | 0 | 0 | 0 | 0 | 0 | 0 | 0
F3_Commercial_WA - Health_Existing_Space Heating_Natural Gas_Thermostat - Connected_A_Achievable Economic RVT Potential | F3 | Commercial | WA - Health | Existing | Space Heating | Natural Gas | Thermostat - Connected | A | Integrated Unit Winter Peak Savings (kW) | Achievable Economic RVT Potential | 0 | 0 | 0 | 0 | 0 | 0 | 0 | 0 | 0 | 0 | 0 | 0 | 0 | 0 | 0 | 0 | 0 | 0 | 0 | 0 | 0 | 0 | 0 | 0 | 0 | 0 | 0
F4_Commercial_WA - Health_Existing_Space Heating_Natural Gas_Thermostat - Connected_A_Achievable Economic RVT Potential | F4 | Commercial | WA - Health | Existing | Space Heating | Natural Gas | Thermostat - Connected | A | Incremental Energy Savings (MWh or mTherms) | Achievable Economic RVT Potential | 0 | 0 | 0 | 0 | 0 | 0 | 0 | 0 | 0 | 0 | 0 | 0 | 0 | 0 | 0 | 0 | 0 | 0 | 0 | 0 | 0 | 0 | 0 | 0 | 0 | 0 | 0
F5_Commercial_WA - Health_Existing_Space Heating_Natural Gas_Thermostat - Connected_A_Achievable Economic RVT Potential | F5 | Commercial | WA - Health | Existing | Space Heating | Natural Gas | Thermostat - Connected | A | Incremental Summer Peak Savings (MW) | Achievable Economic RVT Potential | 0 | 0 | 0 | 0 | 0 | 0 | 0 | 0 | 0 | 0 | 0 | 0 | 0 | 0 | 0 | 0 | 0 | 0 | 0 | 0 | 0 | 0 | 0 | 0 | 0 | 0 | 0
F6_Commercial_WA - Health_Existing_Space Heating_Natural Gas_Thermostat - Connected_A_Achievable Economic RVT Potential | F6 | Commercial | WA - Health | Existing | Space Heating | Natural Gas | Thermostat - Connected | A | Incremental Winter Peak Savings (MW) | Achievable Economic RVT Potential | 0 | 0 | 0 | 0 | 0 | 0 | 0 | 0 | 0 | 0 | 0 | 0 | 0 | 0 | 0 | 0 | 0 | 0 | 0 | 0 | 0 | 0 | 0 | 0 | 0 | 0 | 0
F7_Commercial_WA - Health_Existing_Space Heating_Natural Gas_Thermostat - Connected_A_Achievable Economic RVT Potential | F7 | Commercial | WA - Health | Existing | Space Heating | Natural Gas | Thermostat - Connected | A | Cumulative Energy Savings (MWh or mTherms) | Achievable Economic RVT Potential | 0 | 0 | 0 | 0 | 0 | 0 | 0 | 0 | 0 | 0 | 0 | 0 | 0 | 0 | 0 | 0 | 0 | 0 | 0 | 0 | 0 | 0 | 0 | 0 | 0 | 0 | 0
F8_Commercial_WA - Health_Existing_Space Heating_Natural Gas_Thermostat - Connected_A_Achievable Economic RVT Potential | F8 | Commercial | WA - Health | Existing | Space Heating | Natural Gas | Thermostat - Connected | A | Cumulative Summer Peak Savings (MW) | Achievable Economic RVT Potential | 0 | 0 | 0 | 0 | 0 | 0 | 0 | 0 | 0 | 0 | 0 | 0 | 0 | 0 | 0 | 0 | 0 | 0 | 0 | 0 | 0 | 0 | 0 | 0 | 0 | 0 | 0
F9_Commercial_WA - Health_Existing_Space Heating_Natural Gas_Thermostat - Connected_A_Achievable Economic RVT Potential | F9 | Commercial | WA - Health | Existing | Space Heating | Natural Gas | Thermostat - Connected | A | Cumulative Winter Peak Savings (MW) | Achievable Economic RVT Potential | 0 | 0 | 0 | 0 | 0 | 0 | 0 | 0 | 0 | 0 | 0 | 0 | 0 | 0 | 0 | 0 | 0 | 0 | 0 | 0 | 0 | 0 | 0 | 0 | 0 | 0 | 0
F10_Commercial_WA - Health_Existing_Space Heating_Natural Gas_Thermostat - Connected_A_Achievable Economic RVT Potential | F10 | Commercial | WA - Health | Existing | Space Heating | Natural Gas | Thermostat - Connected | A | Purchases (Incremental) | Achievable Economic RVT Potential | 0 | 0 | 0 | 0 | 0 | 0 | 0 | 0 | 0 | 0 | 0 | 0 | 0 | 0 | 0 | 0 | 0 | 0 | 0 | 0 | 0 | 0 | 0 | 0 | 0 | 0 | 0
F11_Commercial_WA - Health_Existing_Space Heating_Natural Gas_Thermostat - Connected_A_Achievable Economic RVT Potential | F11 | Commercial | WA - Health | Existing | Space Heating | Natural Gas | Thermostat - Connected | A | Purchases (Cumulative) | Achievable Economic RVT Potential | 0 | 0 | 0 | 0 | 0 | 0 | 0 | 0 | 0 | 0 | 0 | 0 | 0 | 0 | 0 | 0 | 0 | 0 | 0 | 0 | 0 | 0 | 0 | 0 | 0 | 0 | 0
F1_Commercial_WA - Health_Existing_Water Heating_Natural Gas_Water Heater - Thermostatic Shower Restriction Valve_A_Achievable Economic RVT Potential | F1 | Commercial | WA - Health | Existing | Water Heating | Natural Gas | Water Heater - Thermostatic Shower Restriction Valve | A | Integrated Unit Energy Savings (kWh or therms) | Achievable Economic RVT Potential | 0 | 0 | 2.1059 | 2.0669 | 2.0301 | 1.9964 | 1.9648 | 1.9351 | 1.9068 | 1.8813 | 1.8573 | 1.8353 | 1.8156 | 1.7995 | 1.7885 | 1.7775 | 1.7689 | 1.7623 | 1.757 | 1.7528 | 1.7498 | 1.7475 | 1.7459 | 1.7448 | 1.7433 | 1.743 | 1.7427
F2_Commercial_WA - Health_Existing_Water Heating_Natural Gas_Water Heater - Thermostatic Shower Restriction Valve_A_Achievable Economic RVT Potential | F2 | Commercial | WA - Health | Existing | Water Heating | Natural Gas | Water Heater - Thermostatic Shower Restriction Valve | A | Integrated Unit Summer Peak Savings (kW) | Achievable Economic RVT Potential | 0 | 0 | 0 | 0 | 0 | 0 | 0 | 0 | 0 | 0 | 0 | 0 | 0 | 0 | 0 | 0 | 0 | 0 | 0 | 0 | 0 | 0 | 0 | 0 | 0 | 0 | 0
F3_Commercial_WA - Health_Existing_Water Heating_Natural Gas_Water Heater - Thermostatic Shower Restriction Valve_A_Achievable Economic RVT Potential | F3 | Commercial | WA - Health | Existing | Water Heating | Natural Gas | Water Heater - Thermostatic Shower Restriction Valve | A | Integrated Unit Winter Peak Savings (kW) | Achievable Economic RVT Potential | 0 | 0 | 0 | 0 | 0 | 0 | 0 | 0 | 0 | 0 | 0 | 0 | 0 | 0 | 0 | 0 | 0 | 0 | 0 | 0 | 0 | 0 | 0 | 0 | 0 | 0 | 0
F4_Commercial_WA - Health_Existing_Water Heating_Natural Gas_Water Heater - Thermostatic Shower Restriction Valve_A_Achievable Economic RVT Potential | F4 | Commercial | WA - Health | Existing | Water Heating | Natural Gas | Water Heater - Thermostatic Shower Restriction Valve | A | Incremental Energy Savings (MWh or mTherms) | Achievable Economic RVT Potential | 0 | 0 | 0 | 0 | 0 | 0 | 0 | 0 | 0 | 0 | 0 | 0 | 0 | 0 | 0 | 0 | 0 | 0 | 0 | 0 | 0 | 0 | 0 | 0 | 0 | 0 | 0
F5_Commercial_WA - Health_Existing_Water Heating_Natural Gas_Water Heater - Thermostatic Shower Restriction Valve_A_Achievable Economic RVT Potential | F5 | Commercial | WA - Health | Existing | Water Heating | Natural Gas | Water Heater - Thermostatic Shower Restriction Valve | A | Incremental Summer Peak Savings (MW) | Achievable Economic RVT Potential | 0 | 0 | 0 | 0 | 0 | 0 | 0 | 0 | 0 | 0 | 0 | 0 | 0 | 0 | 0 | 0 | 0 | 0 | 0 | 0 | 0 | 0 | 0 | 0 | 0 | 0 | 0
F6_Commercial_WA - Health_Existing_Water Heating_Natural Gas_Water Heater - Thermostatic Shower Restriction Valve_A_Achievable Economic RVT Potential | F6 | Commercial | WA - Health | Existing | Water Heating | Natural Gas | Water Heater - Thermostatic Shower Restriction Valve | A | Incremental Winter Peak Savings (MW) | Achievable Economic RVT Potential | 0 | 0 | 0 | 0 | 0 | 0 | 0 | 0 | 0 | 0 | 0 | 0 | 0 | 0 | 0 | 0 | 0 | 0 | 0 | 0 | 0 | 0 | 0 | 0 | 0 | 0 | 0
F7_Commercial_WA - Health_Existing_Water Heating_Natural Gas_Water Heater - Thermostatic Shower Restriction Valve_A_Achievable Economic RVT Potential | F7 | Commercial | WA - Health | Existing | Water Heating | Natural Gas | Water Heater - Thermostatic Shower Restriction Valve | A | Cumulative Energy Savings (MWh or mTherms) | Achievable Economic RVT Potential | 0 | 0 | 0 | 0 | 0 | 0 | 0 | 0 | 0 | 0 | 0 | 0 | 0 | 0 | 0 | 0 | 0 | 0 | 0 | 0 | 0 | 0 | 0 | 0 | 0 | 0 | 0
F8_Commercial_WA - Health_Existing_Water Heating_Natural Gas_Water Heater - Thermostatic Shower Restriction Valve_A_Achievable Economic RVT Potential | F8 | Commercial | WA - Health | Existing | Water Heating | Natural Gas | Water Heater - Thermostatic Shower Restriction Valve | A | Cumulative Summer Peak Savings (MW) | Achievable Economic RVT Potential | 0 | 0 | 0 | 0 | 0 | 0 | 0 | 0 | 0 | 0 | 0 | 0 | 0 | 0 | 0 | 0 | 0 | 0 | 0 | 0 | 0 | 0 | 0 | 0 | 0 | 0 | 0
F9_Commercial_WA - Health_Existing_Water Heating_Natural Gas_Water Heater - Thermostatic Shower Restriction Valve_A_Achievable Economic RVT Potential | F9 | Commercial | WA - Health | Existing | Water Heating | Natural Gas | Water Heater - Thermostatic Shower Restriction Valve | A | Cumulative Winter Peak Savings (MW) | Achievable Economic RVT Potential | 0 | 0 | 0 | 0 | 0 | 0 | 0 | 0 | 0 | 0 | 0 | 0 | 0 | 0 | 0 | 0 | 0 | 0 | 0 | 0 | 0 | 0 | 0 | 0 | 0 | 0 | 0
F10_Commercial_WA - Health_Existing_Water Heating_Natural Gas_Water Heater - Thermostatic Shower Restriction Valve_A_Achievable Economic RVT Potential | F10 | Commercial | WA - Health | Existing | Water Heating | Natural Gas | Water Heater - Thermostatic Shower Restriction Valve | A | Purchases (Incremental) | Achievable Economic RVT Potential | 0 | 0 | 0 | 0 | 0 | 0 | 0 | 0 | 0 | 0 | 0 | 0 | 0 | 0 | 0 | 0 | 0 | 0 | 0 | 0 | 0 | 0 | 0 | 0 | 0 | 0 | 0
F11_Commercial_WA - Health_Existing_Water Heating_Natural Gas_Water Heater - Thermostatic Shower Restriction Valve_A_Achievable Economic RVT Potential | F11 | Commercial | WA - Health | Existing | Water Heating | Natural Gas | Water Heater - Thermostatic Shower Restriction Valve | A | Purchases (Cumulative) | Achievable Economic RVT Potential | 0 | 0 | 0 | 0 | 0 | 0 | 0 | 0 | 0 | 0 | 0 | 0 | 0 | 0 | 0 | 0 | 0 | 0 | 0 | 0 | 0 | 0 | 0 | 0 | 0 | 0 | 0
F1_Commercial_WA - Health_Existing_Water Heating_Natural Gas_Water Heater - Pre-Rinse Spray Valve_A_Achievable Economic RVT Potential | F1 | Commercial | WA - Health | Existing | Water Heating | Natural Gas | Water Heater - Pre-Rinse Spray Valve | A | Integrated Unit Energy Savings (kWh or therms) | Achievable Economic RVT Potential | 0 | 0 | 8.3414 | 8.1775 | 8.0205 | 7.8739 | 7.7337 | 7.5993 | 7.4681 | 7.3461 | 7.2304 | 7.1242 | 7.0305 | 6.9544 | 6.9029 | 6.8606 | 6.8273 | 6.8018 | 6.7815 | 6.7652 | 6.7534 | 6.7449 | 6.7387 | 6.7342 | 6.7285 | 6.7273 | 6.7262
F2_Commercial_WA - Health_Existing_Water Heating_Natural Gas_Water Heater - Pre-Rinse Spray Valve_A_Achievable Economic RVT Potential | F2 | Commercial | WA - Health | Existing | Water Heating | Natural Gas | Water Heater - Pre-Rinse Spray Valve | A | Integrated Unit Summer Peak Savings (kW) | Achievable Economic RVT Potential | 0 | 0 | 0 | 0 | 0 | 0 | 0 | 0 | 0 | 0 | 0 | 0 | 0 | 0 | 0 | 0 | 0 | 0 | 0 | 0 | 0 | 0 | 0 | 0 | 0 | 0 | 0
F3_Commercial_WA - Health_Existing_Water Heating_Natural Gas_Water Heater - Pre-Rinse Spray Valve_A_Achievable Economic RVT Potential | F3 | Commercial | WA - Health | Existing | Water Heating | Natural Gas | Water Heater - Pre-Rinse Spray Valve | A | Integrated Unit Winter Peak Savings (kW) | Achievable Economic RVT Potential | 0 | 0 | 0 | 0 | 0 | 0 | 0 | 0 | 0 | 0 | 0 | 0 | 0 | 0 | 0 | 0 | 0 | 0 | 0 | 0 | 0 | 0 | 0 | 0 | 0 | 0 | 0
F4_Commercial_WA - Health_Existing_Water Heating_Natural Gas_Water Heater - Pre-Rinse Spray Valve_A_Achievable Economic RVT Potential | F4 | Commercial | WA - Health | Existing | Water Heating | Natural Gas | Water Heater - Pre-Rinse Spray Valve | A | Incremental Energy Savings (MWh or mTherms) | Achievable Economic RVT Potential | 0 | 0 | 0 | 0 | 0 | 0 | 0 | 0 | 0 | 0 | 0 | 0 | 0 | 0 | 0 | 0 | 0 | 0 | 0 | 0 | 0 | 0 | 0 | 0 | 0 | 0 | 0
F5_Commercial_WA - Health_Existing_Water Heating_Natural Gas_Water Heater - Pre-Rinse Spray Valve_A_Achievable Economic RVT Potential | F5 | Commercial | WA - Health | Existing | Water Heating | Natural Gas | Water Heater - Pre-Rinse Spray Valve | A | Incremental Summer Peak Savings (MW) | Achievable Economic RVT Potential | 0 | 0 | 0 | 0 | 0 | 0 | 0 | 0 | 0 | 0 | 0 | 0 | 0 | 0 | 0 | 0 | 0 | 0 | 0 | 0 | 0 | 0 | 0 | 0 | 0 | 0 | 0
F6_Commercial_WA - Health_Existing_Water Heating_Natural Gas_Water Heater - Pre-Rinse Spray Valve_A_Achievable Economic RVT Potential | F6 | Commercial | WA - Health | Existing | Water Heating | Natural Gas | Water Heater - Pre-Rinse Spray Valve | A | Incremental Winter Peak Savings (MW) | Achievable Economic RVT Potential | 0 | 0 | 0 | 0 | 0 | 0 | 0 | 0 | 0 | 0 | 0 | 0 | 0 | 0 | 0 | 0 | 0 | 0 | 0 | 0 | 0 | 0 | 0 | 0 | 0 | 0 | 0
F7_Commercial_WA - Health_Existing_Water Heating_Natural Gas_Water Heater - Pre-Rinse Spray Valve_A_Achievable Economic RVT Potential | F7 | Commercial | WA - Health | Existing | Water Heating | Natural Gas | Water Heater - Pre-Rinse Spray Valve | A | Cumulative Energy Savings (MWh or mTherms) | Achievable Economic RVT Potential | 0 | 0 | 0 | 0 | 0 | 0 | 0 | 0 | 0 | 0 | 0 | 0 | 0 | 0 | 0 | 0 | 0 | 0 | 0 | 0 | 0 | 0 | 0 | 0 | 0 | 0 | 0
F8_Commercial_WA - Health_Existing_Water Heating_Natural Gas_Water Heater - Pre-Rinse Spray Valve_A_Achievable Economic RVT Potential | F8 | Commercial | WA - Health | Existing | Water Heating | Natural Gas | Water Heater - Pre-Rinse Spray Valve | A | Cumulative Summer Peak Savings (MW) | Achievable Economic RVT Potential | 0 | 0 | 0 | 0 | 0 | 0 | 0 | 0 | 0 | 0 | 0 | 0 | 0 | 0 | 0 | 0 | 0 | 0 | 0 | 0 | 0 | 0 | 0 | 0 | 0 | 0 | 0
F9_Commercial_WA - Health_Existing_Water Heating_Natural Gas_Water Heater - Pre-Rinse Spray Valve_A_Achievable Economic RVT Potential | F9 | Commercial | WA - Health | Existing | Water Heating | Natural Gas | Water Heater - Pre-Rinse Spray Valve | A | Cumulative Winter Peak Savings (MW) | Achievable Economic RVT Potential | 0 | 0 | 0 | 0 | 0 | 0 | 0 | 0 | 0 | 0 | 0 | 0 | 0 | 0 | 0 | 0 | 0 | 0 | 0 | 0 | 0 | 0 | 0 | 0 | 0 | 0 | 0
F10_Commercial_WA - Health_Existing_Water Heating_Natural Gas_Water Heater - Pre-Rinse Spray Valve_A_Achievable Economic RVT Potential | F10 | Commercial | WA - Health | Existing | Water Heating | Natural Gas | Water Heater - Pre-Rinse Spray Valve | A | Purchases (Incremental) | Achievable Economic RVT Potential | 0 | 0 | 0 | 0 | 0 | 0 | 0 | 0 | 0 | 0 | 0 | 0 | 0 | 0 | 0 | 0 | 0 | 0 | 0 | 0 | 0 | 0 | 0 | 0 | 0 | 0 | 0
F11_Commercial_WA - Health_Existing_Water Heating_Natural Gas_Water Heater - Pre-Rinse Spray Valve_A_Achievable Economic RVT Potential | F11 | Commercial | WA - Health | Existing | Water Heating | Natural Gas | Water Heater - Pre-Rinse Spray Valve | A | Purchases (Cumulative) | Achievable Economic RVT Potential | 0 | 0 | 0 | 0 | 0 | 0 | 0 | 0 | 0 | 0 | 0 | 0 | 0 | 0 | 0 | 0 | 0 | 0 | 0 | 0 | 0 | 0 | 0 | 0 | 0 | 0 | 0
F1_Commercial_WA - Health_Existing_Water Heating_Natural Gas_Water Heater - Temperature Setback_A_Achievable Economic RVT Potential | F1 | Commercial | WA - Health | Existing | Water Heating | Natural Gas | Water Heater - Temperature Setback | A | Integrated Unit Energy Savings (kWh or therms) | Achievable Economic RVT Potential | 0 | 0 | 51.5681 | 50.6485 | 49.7896 | 48.9818 | 48.2238 | 47.5116 | 46.8365 | 46.2087 | 45.6197 | 45.0791 | 44.5964 | 44.1989 | 43.9296 | 43.6605 | 43.4484 | 43.2859 | 43.1568 | 43.0531 | 42.978 | 42.9237 | 42.8843 | 42.8557 | 42.8198 | 42.8117 | 42.8052
F2_Commercial_WA - Health_Existing_Water Heating_Natural Gas_Water Heater - Temperature Setback_A_Achievable Economic RVT Potential | F2 | Commercial | WA - Health | Existing | Water Heating | Natural Gas | Water Heater - Temperature Setback | A | Integrated Unit Summer Peak Savings (kW) | Achievable Economic RVT Potential | 0 | 0 | 0 | 0 | 0 | 0 | 0 | 0 | 0 | 0 | 0 | 0 | 0 | 0 | 0 | 0 | 0 | 0 | 0 | 0 | 0 | 0 | 0 | 0 | 0 | 0 | 0
F3_Commercial_WA - Health_Existing_Water Heating_Natural Gas_Water Heater - Temperature Setback_A_Achievable Economic RVT Potential | F3 | Commercial | WA - Health | Existing | Water Heating | Natural Gas | Water Heater - Temperature Setback | A | Integrated Unit Winter Peak Savings (kW) | Achievable Economic RVT Potential | 0 | 0 | 0 | 0 | 0 | 0 | 0 | 0 | 0 | 0 | 0 | 0 | 0 | 0 | 0 | 0 | 0 | 0 | 0 | 0 | 0 | 0 | 0 | 0 | 0 | 0 | 0
F4_Commercial_WA - Health_Existing_Water Heating_Natural Gas_Water Heater - Temperature Setback_A_Achievable Economic RVT Potential | F4 | Commercial | WA - Health | Existing | Water Heating | Natural Gas | Water Heater - Temperature Setback | A | Incremental Energy Savings (MWh or mTherms) | Achievable Economic RVT Potential | 0 | 0 | 0 | 0 | 0 | 0 | 0 | 0 | 0 | 0 | 0 | 0 | 0 | 0 | 0 | 0 | 0 | 0 | 0 | 0 | 0 | 0 | 0 | 0 | 0 | 0 | 0
F5_Commercial_WA - Health_Existing_Water Heating_Natural Gas_Water Heater - Temperature Setback_A_Achievable Economic RVT Potential | F5 | Commercial | WA - Health | Existing | Water Heating | Natural Gas | Water Heater - Temperature Setback | A | Incremental Summer Peak Savings (MW) | Achievable Economic RVT Potential | 0 | 0 | 0 | 0 | 0 | 0 | 0 | 0 | 0 | 0 | 0 | 0 | 0 | 0 | 0 | 0 | 0 | 0 | 0 | 0 | 0 | 0 | 0 | 0 | 0 | 0 | 0
F6_Commercial_WA - Health_Existing_Water Heating_Natural Gas_Water Heater - Temperature Setback_A_Achievable Economic RVT Potential | F6 | Commercial | WA - Health | Existing | Water Heating | Natural Gas | Water Heater - Temperature Setback | A | Incremental Winter Peak Savings (MW) | Achievable Economic RVT Potential | 0 | 0 | 0 | 0 | 0 | 0 | 0 | 0 | 0 | 0 | 0 | 0 | 0 | 0 | 0 | 0 | 0 | 0 | 0 | 0 | 0 | 0 | 0 | 0 | 0 | 0 | 0
F7_Commercial_WA - Health_Existing_Water Heating_Natural Gas_Water Heater - Temperature Setback_A_Achievable Economic RVT Potential | F7 | Commercial | WA - Health | Existing | Water Heating | Natural Gas | Water Heater - Temperature Setback | A | Cumulative Energy Savings (MWh or mTherms) | Achievable Economic RVT Potential | 0 | 0 | 0 | 0 | 0 | 0 | 0 | 0 | 0 | 0 | 0 | 0 | 0 | 0 | 0 | 0 | 0 | 0 | 0 | 0 | 0 | 0 | 0 | 0 | 0 | 0 | 0
F8_Commercial_WA - Health_Existing_Water Heating_Natural Gas_Water Heater - Temperature Setback_A_Achievable Economic RVT Potential | F8 | Commercial | WA - Health | Existing | Water Heating | Natural Gas | Water Heater - Temperature Setback | A | Cumulative Summer Peak Savings (MW) | Achievable Economic RVT Potential | 0 | 0 | 0 | 0 | 0 | 0 | 0 | 0 | 0 | 0 | 0 | 0 | 0 | 0 | 0 | 0 | 0 | 0 | 0 | 0 | 0 | 0 | 0 | 0 | 0 | 0 | 0
F9_Commercial_WA - Health_Existing_Water Heating_Natural Gas_Water Heater - Temperature Setback_A_Achievable Economic RVT Potential | F9 | Commercial | WA - Health | Existing | Water Heating | Natural Gas | Water Heater - Temperature Setback | A | Cumulative Winter Peak Savings (MW) | Achievable Economic RVT Potential | 0 | 0 | 0 | 0 | 0 | 0 | 0 | 0 | 0 | 0 | 0 | 0 | 0 | 0 | 0 | 0 | 0 | 0 | 0 | 0 | 0 | 0 | 0 | 0 | 0 | 0 | 0
F10_Commercial_WA - Health_Existing_Water Heating_Natural Gas_Water Heater - Temperature Setback_A_Achievable Economic RVT Potential | F10 | Commercial | WA - Health | Existing | Water Heating | Natural Gas | Water Heater - Temperature Setback | A | Purchases (Incremental) | Achievable Economic RVT Potential | 0 | 0 | 0 | 0 | 0 | 0 | 0 | 0 | 0 | 0 | 0 | 0 | 0 | 0 | 0 | 0 | 0 | 0 | 0 | 0 | 0 | 0 | 0 | 0 | 0 | 0 | 0
F11_Commercial_WA - Health_Existing_Water Heating_Natural Gas_Water Heater - Temperature Setback_A_Achievable Economic RVT Potential | F11 | Commercial | WA - Health | Existing | Water Heating | Natural Gas | Water Heater - Temperature Setback | A | Purchases (Cumulative) | Achievable Economic RVT Potential | 0 | 0 | 0 | 0 | 0 | 0 | 0 | 0 | 0 | 0 | 0 | 0 | 0 | 0 | 0 | 0 | 0 | 0 | 0 | 0 | 0 | 0 | 0 | 0 | 0 | 0 | 0
F1_Commercial_WA - Health_Existing_Water Heating_Natural Gas_Water Heater - Faucet Aerators_A_Achievable Economic RVT Potential | F1 | Commercial | WA - Health | Existing | Water Heating | Natural Gas | Water Heater - Faucet Aerators | A | Integrated Unit Energy Savings (kWh or therms) | Achievable Economic RVT Potential | 0 | 0 | 3.6868 | 3.626 | 3.5705 | 3.5198 | 3.4735 | 3.4316 | 3.3936 | 3.3599 | 3.329 | 3.3007 | 3.2749 | 3.253 | 3.2348 | 3.2156 | 3.2003 | 3.1884 | 3.1789 | 3.1712 | 3.1657 | 3.1617 | 3.1588 | 3.1567 | 3.154 | 3.1534 | 3.153
F2_Commercial_WA - Health_Existing_Water Heating_Natural Gas_Water Heater - Faucet Aerators_A_Achievable Economic RVT Potential | F2 | Commercial | WA - Health | Existing | Water Heating | Natural Gas | Water Heater - Faucet Aerators | A | Integrated Unit Summer Peak Savings (kW) | Achievable Economic RVT Potential | 0 | 0 | 0 | 0 | 0 | 0 | 0 | 0 | 0 | 0 | 0 | 0 | 0 | 0 | 0 | 0 | 0 | 0 | 0 | 0 | 0 | 0 | 0 | 0 | 0 | 0 | 0
F3_Commercial_WA - Health_Existing_Water Heating_Natural Gas_Water Heater - Faucet Aerators_A_Achievable Economic RVT Potential | F3 | Commercial | WA - Health | Existing | Water Heating | Natural Gas | Water Heater - Faucet Aerators | A | Integrated Unit Winter Peak Savings (kW) | Achievable Economic RVT Potential | 0 | 0 | 0 | 0 | 0 | 0 | 0 | 0 | 0 | 0 | 0 | 0 | 0 | 0 | 0 | 0 | 0 | 0 | 0 | 0 | 0 | 0 | 0 | 0 | 0 | 0 | 0
F4_Commercial_WA - Health_Existing_Water Heating_Natural Gas_Water Heater - Faucet Aerators_A_Achievable Economic RVT Potential | F4 | Commercial | WA - Health | Existing | Water Heating | Natural Gas | Water Heater - Faucet Aerators | A | Incremental Energy Savings (MWh or mTherms) | Achievable Economic RVT Potential | 0 | 0 | 0 | 0 | 0 | 0 | 0 | 0 | 0 | 0 | 0 | 0 | 0 | 0 | 0 | 0 | 0 | 0 | 0 | 0 | 0 | 0 | 0 | 0 | 0 | 0 | 0
F5_Commercial_WA - Health_Existing_Water Heating_Natural Gas_Water Heater - Faucet Aerators_A_Achievable Economic RVT Potential | F5 | Commercial | WA - Health | Existing | Water Heating | Natural Gas | Water Heater - Faucet Aerators | A | Incremental Summer Peak Savings (MW) | Achievable Economic RVT Potential | 0 | 0 | 0 | 0 | 0 | 0 | 0 | 0 | 0 | 0 | 0 | 0 | 0 | 0 | 0 | 0 | 0 | 0 | 0 | 0 | 0 | 0 | 0 | 0 | 0 | 0 | 0
F6_Commercial_WA - Health_Existing_Water Heating_Natural Gas_Water Heater - Faucet Aerators_A_Achievable Economic RVT Potential | F6 | Commercial | WA - Health | Existing | Water Heating | Natural Gas | Water Heater - Faucet Aerators | A | Incremental Winter Peak Savings (MW) | Achievable Economic RVT Potential | 0 | 0 | 0 | 0 | 0 | 0 | 0 | 0 | 0 | 0 | 0 | 0 | 0 | 0 | 0 | 0 | 0 | 0 | 0 | 0 | 0 | 0 | 0 | 0 | 0 | 0 | 0
F7_Commercial_WA - Health_Existing_Water Heating_Natural Gas_Water Heater - Faucet Aerators_A_Achievable Economic RVT Potential | F7 | Commercial | WA - Health | Existing | Water Heating | Natural Gas | Water Heater - Faucet Aerators | A | Cumulative Energy Savings (MWh or mTherms) | Achievable Economic RVT Potential | 0 | 0 | 0 | 0 | 0 | 0 | 0 | 0 | 0 | 0 | 0 | 0 | 0 | 0 | 0 | 0 | 0 | 0 | 0 | 0 | 0 | 0 | 0 | 0 | 0 | 0 | 0
F8_Commercial_WA - Health_Existing_Water Heating_Natural Gas_Water Heater - Faucet Aerators_A_Achievable Economic RVT Potential | F8 | Commercial | WA - Health | Existing | Water Heating | Natural Gas | Water Heater - Faucet Aerators | A | Cumulative Summer Peak Savings (MW) | Achievable Economic RVT Potential | 0 | 0 | 0 | 0 | 0 | 0 | 0 | 0 | 0 | 0 | 0 | 0 | 0 | 0 | 0 | 0 | 0 | 0 | 0 | 0 | 0 | 0 | 0 | 0 | 0 | 0 | 0
F9_Commercial_WA - Health_Existing_Water Heating_Natural Gas_Water Heater - Faucet Aerators_A_Achievable Economic RVT Potential | F9 | Commercial | WA - Health | Existing | Water Heating | Natural Gas | Water Heater - Faucet Aerators | A | Cumulative Winter Peak Savings (MW) | Achievable Economic RVT Potential | 0 | 0 | 0 | 0 | 0 | 0 | 0 | 0 | 0 | 0 | 0 | 0 | 0 | 0 | 0 | 0 | 0 | 0 | 0 | 0 | 0 | 0 | 0 | 0 | 0 | 0 | 0
F10_Commercial_WA - Health_Existing_Water Heating_Natural Gas_Water Heater - Faucet Aerators_A_Achievable Economic RVT Potential | F10 | Commercial | WA - Health | Existing | Water Heating | Natural Gas | Water Heater - Faucet Aerators | A | Purchases (Incremental) | Achievable Economic RVT Potential | 0 | 0 | 0 | 0 | 0 | 0 | 0 | 0 | 0 | 0 | 0 | 0 | 0 | 0 | 0 | 0 | 0 | 0 | 0 | 0 | 0 | 0 | 0 | 0 | 0 | 0 | 0
F11_Commercial_WA - Health_Existing_Water Heating_Natural Gas_Water Heater - Faucet Aerators_A_Achievable Economic RVT Potential | F11 | Commercial | WA - Health | Existing | Water Heating | Natural Gas | Water Heater - Faucet Aerators | A | Purchases (Cumulative) | Achievable Economic RVT Potential | 0 | 0 | 0 | 0 | 0 | 0 | 0 | 0 | 0 | 0 | 0 | 0 | 0 | 0 | 0 | 0 | 0 | 0 | 0 | 0 | 0 | 0 | 0 | 0 | 0 | 0 | 0
F1_Commercial_WA - Health_Existing_Water Heating_Natural Gas_Water Heater - Low-Flow Showerheads_A_Achievable Economic RVT Potential | F1 | Commercial | WA - Health | Existing | Water Heating | Natural Gas | Water Heater - Low-Flow Showerheads | A | Integrated Unit Energy Savings (kWh or therms) | Achievable Economic RVT Potential | 0 | 0 | 6.3628 | 6.2513 | 6.1477 | 6.0508 | 5.9605 | 5.8761 | 5.7969 | 5.7238 | 5.6555 | 5.5928 | 5.5367 | 5.4901 | 5.4586 | 5.4264 | 5.4005 | 5.3803 | 5.3643 | 5.3514 | 5.3421 | 5.3353 | 5.3304 | 5.3269 | 5.3224 | 5.3214 | 5.3206
F2_Commercial_WA - Health_Existing_Water Heating_Natural Gas_Water Heater - Low-Flow Showerheads_A_Achievable Economic RVT Potential | F2 | Commercial | WA - Health | Existing | Water Heating | Natural Gas | Water Heater - Low-Flow Showerheads | A | Integrated Unit Summer Peak Savings (kW) | Achievable Economic RVT Potential | 0 | 0 | 0 | 0 | 0 | 0 | 0 | 0 | 0 | 0 | 0 | 0 | 0 | 0 | 0 | 0 | 0 | 0 | 0 | 0 | 0 | 0 | 0 | 0 | 0 | 0 | 0
F3_Commercial_WA - Health_Existing_Water Heating_Natural Gas_Water Heater - Low-Flow Showerheads_A_Achievable Economic RVT Potential | F3 | Commercial | WA - Health | Existing | Water Heating | Natural Gas | Water Heater - Low-Flow Showerheads | A | Integrated Unit Winter Peak Savings (kW) | Achievable Economic RVT Potential | 0 | 0 | 0 | 0 | 0 | 0 | 0 | 0 | 0 | 0 | 0 | 0 | 0 | 0 | 0 | 0 | 0 | 0 | 0 | 0 | 0 | 0 | 0 | 0 | 0 | 0 | 0
F4_Commercial_WA - Health_Existing_Water Heating_Natural Gas_Water Heater - Low-Flow Showerheads_A_Achievable Economic RVT Potential | F4 | Commercial | WA - Health | Existing | Water Heating | Natural Gas | Water Heater - Low-Flow Showerheads | A | Incremental Energy Savings (MWh or mTherms) | Achievable Economic RVT Potential | 0 | 0 | 0 | 0 | 0 | 0 | 0 | 0 | 0 | 0 | 0 | 0 | 0 | 0 | 0 | 0 | 0 | 0 | 0 | 0 | 0 | 0 | 0 | 0 | 0 | 0 | 0
F5_Commercial_WA - Health_Existing_Water Heating_Natural Gas_Water Heater - Low-Flow Showerheads_A_Achievable Economic RVT Potential | F5 | Commercial | WA - Health | Existing | Water Heating | Natural Gas | Water Heater - Low-Flow Showerheads | A | Incremental Summer Peak Savings (MW) | Achievable Economic RVT Potential | 0 | 0 | 0 | 0 | 0 | 0 | 0 | 0 | 0 | 0 | 0 | 0 | 0 | 0 | 0 | 0 | 0 | 0 | 0 | 0 | 0 | 0 | 0 | 0 | 0 | 0 | 0
F6_Commercial_WA - Health_Existing_Water Heating_Natural Gas_Water Heater - Low-Flow Showerheads_A_Achievable Economic RVT Potential | F6 | Commercial | WA - Health | Existing | Water Heating | Natural Gas | Water Heater - Low-Flow Showerheads | A | Incremental Winter Peak Savings (MW) | Achievable Economic RVT Potential | 0 | 0 | 0 | 0 | 0 | 0 | 0 | 0 | 0 | 0 | 0 | 0 | 0 | 0 | 0 | 0 | 0 | 0 | 0 | 0 | 0 | 0 | 0 | 0 | 0 | 0 | 0
F7_Commercial_WA - Health_Existing_Water Heating_Natural Gas_Water Heater - Low-Flow Showerheads_A_Achievable Economic RVT Potential | F7 | Commercial | WA - Health | Existing | Water Heating | Natural Gas | Water Heater - Low-Flow Showerheads | A | Cumulative Energy Savings (MWh or mTherms) | Achievable Economic RVT Potential | 0 | 0 | 0 | 0 | 0 | 0 | 0 | 0 | 0 | 0 | 0 | 0 | 0 | 0 | 0 | 0 | 0 | 0 | 0 | 0 | 0 | 0 | 0 | 0 | 0 | 0 | 0
F8_Commercial_WA - Health_Existing_Water Heating_Natural Gas_Water Heater - Low-Flow Showerheads_A_Achievable Economic RVT Potential | F8 | Commercial | WA - Health | Existing | Water Heating | Natural Gas | Water Heater - Low-Flow Showerheads | A | Cumulative Summer Peak Savings (MW) | Achievable Economic RVT Potential | 0 | 0 | 0 | 0 | 0 | 0 | 0 | 0 | 0 | 0 | 0 | 0 | 0 | 0 | 0 | 0 | 0 | 0 | 0 | 0 | 0 | 0 | 0 | 0 | 0 | 0 | 0
F9_Commercial_WA - Health_Existing_Water Heating_Natural Gas_Water Heater - Low-Flow Showerheads_A_Achievable Economic RVT Potential | F9 | Commercial | WA - Health | Existing | Water Heating | Natural Gas | Water Heater - Low-Flow Showerheads | A | Cumulative Winter Peak Savings (MW) | Achievable Economic RVT Potential | 0 | 0 | 0 | 0 | 0 | 0 | 0 | 0 | 0 | 0 | 0 | 0 | 0 | 0 | 0 | 0 | 0 | 0 | 0 | 0 | 0 | 0 | 0 | 0 | 0 | 0 | 0
F10_Commercial_WA - Health_Existing_Water Heating_Natural Gas_Water Heater - Low-Flow Showerheads_A_Achievable Economic RVT Potential | F10 | Commercial | WA - Health | Existing | Water Heating | Natural Gas | Water Heater - Low-Flow Showerheads | A | Purchases (Incremental) | Achievable Economic RVT Potential | 0 | 0 | 0 | 0 | 0 | 0 | 0 | 0 | 0 | 0 | 0 | 0 | 0 | 0 | 0 | 0 | 0 | 0 | 0 | 0 | 0 | 0 | 0 | 0 | 0 | 0 | 0
F11_Commercial_WA - Health_Existing_Water Heating_Natural Gas_Water Heater - Low-Flow Showerheads_A_Achievable Economic RVT Potential | F11 | Commercial | WA - Health | Existing | Water Heating | Natural Gas | Water Heater - Low-Flow Showerheads | A | Purchases (Cumulative) | Achievable Economic RVT Potential | 0 | 0 | 0 | 0 | 0 | 0 | 0 | 0 | 0 | 0 | 0 | 0 | 0 | 0 | 0 | 0 | 0 | 0 | 0 | 0 | 0 | 0 | 0 | 0 | 0 | 0 | 0
F1_Commercial_WA - Health_Existing_Water Heating_Natural Gas_Water Heater - Tank Blanket/Insulation_A_Achievable Economic RVT Potential | F1 | Commercial | WA - Health | Existing | Water Heating | Natural Gas | Water Heater - Tank Blanket/Insulation | A | Integrated Unit Energy Savings (kWh or therms) | Achievable Economic RVT Potential | 0 | 0 | 99.629 | 98.0249 | 96.5711 | 95.2564 | 94.0716 | 93.0089 | 92.0659 | 91.2439 | 90.4994 | 89.8191 | 89.193 | 88.6565 | 88.1991 | 87.7012 | 87.2948 | 86.9684 | 86.709 | 86.5007 | 86.3497 | 86.2405 | 86.1615 | 86.104 | 86.0319 | 86.0156 | 86.0026
F2_Commercial_WA - Health_Existing_Water Heating_Natural Gas_Water Heater - Tank Blanket/Insulation_A_Achievable Economic RVT Potential | F2 | Commercial | WA - Health | Existing | Water Heating | Natural Gas | Water Heater - Tank Blanket/Insulation | A | Integrated Unit Summer Peak Savings (kW) | Achievable Economic RVT Potential | 0 | 0 | 0 | 0 | 0 | 0 | 0 | 0 | 0 | 0 | 0 | 0 | 0 | 0 | 0 | 0 | 0 | 0 | 0 | 0 | 0 | 0 | 0 | 0 | 0 | 0 | 0
F3_Commercial_WA - Health_Existing_Water Heating_Natural Gas_Water Heater - Tank Blanket/Insulation_A_Achievable Economic RVT Potential | F3 | Commercial | WA - Health | Existing | Water Heating | Natural Gas | Water Heater - Tank Blanket/Insulation | A | Integrated Unit Winter Peak Savings (kW) | Achievable Economic RVT Potential | 0 | 0 | 0 | 0 | 0 | 0 | 0 | 0 | 0 | 0 | 0 | 0 | 0 | 0 | 0 | 0 | 0 | 0 | 0 | 0 | 0 | 0 | 0 | 0 | 0 | 0 | 0
F4_Commercial_WA - Health_Existing_Water Heating_Natural Gas_Water Heater - Tank Blanket/Insulation_A_Achievable Economic RVT Potential | F4 | Commercial | WA - Health | Existing | Water Heating | Natural Gas | Water Heater - Tank Blanket/Insulation | A | Incremental Energy Savings (MWh or mTherms) | Achievable Economic RVT Potential | 0 | 0 | 0 | 0 | 0 | 0 | 0 | 0 | 0 | 0 | 0 | 0 | 0 | 0 | 0 | 0 | 0 | 0 | 0 | 0 | 0 | 0 | 0 | 0 | 0 | 0 | 0
F5_Commercial_WA - Health_Existing_Water Heating_Natural Gas_Water Heater - Tank Blanket/Insulation_A_Achievable Economic RVT Potential | F5 | Commercial | WA - Health | Existing | Water Heating | Natural Gas | Water Heater - Tank Blanket/Insulation | A | Incremental Summer Peak Savings (MW) | Achievable Economic RVT Potential | 0 | 0 | 0 | 0 | 0 | 0 | 0 | 0 | 0 | 0 | 0 | 0 | 0 | 0 | 0 | 0 | 0 | 0 | 0 | 0 | 0 | 0 | 0 | 0 | 0 | 0 | 0
F6_Commercial_WA - Health_Existing_Water Heating_Natural Gas_Water Heater - Tank Blanket/Insulation_A_Achievable Economic RVT Potential | F6 | Commercial | WA - Health | Existing | Water Heating | Natural Gas | Water Heater - Tank Blanket/Insulation | A | Incremental Winter Peak Savings (MW) | Achievable Economic RVT Potential | 0 | 0 | 0 | 0 | 0 | 0 | 0 | 0 | 0 | 0 | 0 | 0 | 0 | 0 | 0 | 0 | 0 | 0 | 0 | 0 | 0 | 0 | 0 | 0 | 0 | 0 | 0
F7_Commercial_WA - Health_Existing_Water Heating_Natural Gas_Water Heater - Tank Blanket/Insulation_A_Achievable Economic RVT Potential | F7 | Commercial | WA - Health | Existing | Water Heating | Natural Gas | Water Heater - Tank Blanket/Insulation | A | Cumulative Energy Savings (MWh or mTherms) | Achievable Economic RVT Potential | 0 | 0 | 0 | 0 | 0 | 0 | 0 | 0 | 0 | 0 | 0 | 0 | 0 | 0 | 0 | 0 | 0 | 0 | 0 | 0 | 0 | 0 | 0 | 0 | 0 | 0 | 0
F8_Commercial_WA - Health_Existing_Water Heating_Natural Gas_Water Heater - Tank Blanket/Insulation_A_Achievable Economic RVT Potential | F8 | Commercial | WA - Health | Existing | Water Heating | Natural Gas | Water Heater - Tank Blanket/Insulation | A | Cumulative Summer Peak Savings (MW) | Achievable Economic RVT Potential | 0 | 0 | 0 | 0 | 0 | 0 | 0 | 0 | 0 | 0 | 0 | 0 | 0 | 0 | 0 | 0 | 0 | 0 | 0 | 0 | 0 | 0 | 0 | 0 | 0 | 0 | 0
F9_Commercial_WA - Health_Existing_Water Heating_Natural Gas_Water Heater - Tank Blanket/Insulation_A_Achievable Economic RVT Potential | F9 | Commercial | WA - Health | Existing | Water Heating | Natural Gas | Water Heater - Tank Blanket/Insulation | A | Cumulative Winter Peak Savings (MW) | Achievable Economic RVT Potential | 0 | 0 | 0 | 0 | 0 | 0 | 0 | 0 | 0 | 0 | 0 | 0 | 0 | 0 | 0 | 0 | 0 | 0 | 0 | 0 | 0 | 0 | 0 | 0 | 0 | 0 | 0
F10_Commercial_WA - Health_Existing_Water Heating_Natural Gas_Water Heater - Tank Blanket/Insulation_A_Achievable Economic RVT Potential | F10 | Commercial | WA - Health | Existing | Water Heating | Natural Gas | Water Heater - Tank Blanket/Insulation | A | Purchases (Incremental) | Achievable Economic RVT Potential | 0 | 0 | 0 | 0 | 0 | 0 | 0 | 0 | 0 | 0 | 0 | 0 | 0 | 0 | 0 | 0 | 0 | 0 | 0 | 0 | 0 | 0 | 0 | 0 | 0 | 0 | 0
F11_Commercial_WA - Health_Existing_Water Heating_Natural Gas_Water Heater - Tank Blanket/Insulation_A_Achievable Economic RVT Potential | F11 | Commercial | WA - Health | Existing | Water Heating | Natural Gas | Water Heater - Tank Blanket/Insulation | A | Purchases (Cumulative) | Achievable Economic RVT Potential | 0 | 0 | 0 | 0 | 0 | 0 | 0 | 0 | 0 | 0 | 0 | 0 | 0 | 0 | 0 | 0 | 0 | 0 | 0 | 0 | 0 | 0 | 0 | 0 | 0 | 0 | 0
F1_Commercial_WA - Health_Existing_Water Heating_Natural Gas_Water Heater - Drainwater Heat Recovery_A_Achievable Economic RVT Potential | F1 | Commercial | WA - Health | Existing | Water Heating | Natural Gas | Water Heater - Drainwater Heat Recovery | A | Integrated Unit Energy Savings (kWh or therms) | Achievable Economic RVT Potential | 0 | 0 | 5.6764 | 5.5648 | 5.458 | 5.3583 | 5.2628 | 5.1714 | 5.082 | 4.999 | 4.9203 | 4.8481 | 4.7843 | 4.7325 | 4.6975 | 4.6687 | 4.646 | 4.6286 | 4.6148 | 4.6037 | 4.5957 | 4.5899 | 4.5857 | 4.5826 | 4.5788 | 4.5779 | 4.5772
F2_Commercial_WA - Health_Existing_Water Heating_Natural Gas_Water Heater - Drainwater Heat Recovery_A_Achievable Economic RVT Potential | F2 | Commercial | WA - Health | Existing | Water Heating | Natural Gas | Water Heater - Drainwater Heat Recovery | A | Integrated Unit Summer Peak Savings (kW) | Achievable Economic RVT Potential | 0 | 0 | 0 | 0 | 0 | 0 | 0 | 0 | 0 | 0 | 0 | 0 | 0 | 0 | 0 | 0 | 0 | 0 | 0 | 0 | 0 | 0 | 0 | 0 | 0 | 0 | 0
F3_Commercial_WA - Health_Existing_Water Heating_Natural Gas_Water Heater - Drainwater Heat Recovery_A_Achievable Economic RVT Potential | F3 | Commercial | WA - Health | Existing | Water Heating | Natural Gas | Water Heater - Drainwater Heat Recovery | A | Integrated Unit Winter Peak Savings (kW) | Achievable Economic RVT Potential | 0 | 0 | 0 | 0 | 0 | 0 | 0 | 0 | 0 | 0 | 0 | 0 | 0 | 0 | 0 | 0 | 0 | 0 | 0 | 0 | 0 | 0 | 0 | 0 | 0 | 0 | 0
F4_Commercial_WA - Health_Existing_Water Heating_Natural Gas_Water Heater - Drainwater Heat Recovery_A_Achievable Economic RVT Potential | F4 | Commercial | WA - Health | Existing | Water Heating | Natural Gas | Water Heater - Drainwater Heat Recovery | A | Incremental Energy Savings (MWh or mTherms) | Achievable Economic RVT Potential | 0 | 0 | 0 | 0 | 0 | 0 | 0 | 0 | 0 | 0 | 0 | 0 | 0 | 0 | 0 | 0 | 0 | 0 | 0 | 0 | 0 | 0 | 0 | 0 | 0 | 0 | 0
F5_Commercial_WA - Health_Existing_Water Heating_Natural Gas_Water Heater - Drainwater Heat Recovery_A_Achievable Economic RVT Potential | F5 | Commercial | WA - Health | Existing | Water Heating | Natural Gas | Water Heater - Drainwater Heat Recovery | A | Incremental Summer Peak Savings (MW) | Achievable Economic RVT Potential | 0 | 0 | 0 | 0 | 0 | 0 | 0 | 0 | 0 | 0 | 0 | 0 | 0 | 0 | 0 | 0 | 0 | 0 | 0 | 0 | 0 | 0 | 0 | 0 | 0 | 0 | 0
F6_Commercial_WA - Health_Existing_Water Heating_Natural Gas_Water Heater - Drainwater Heat Recovery_A_Achievable Economic RVT Potential | F6 | Commercial | WA - Health | Existing | Water Heating | Natural Gas | Water Heater - Drainwater Heat Recovery | A | Incremental Winter Peak Savings (MW) | Achievable Economic RVT Potential | 0 | 0 | 0 | 0 | 0 | 0 | 0 | 0 | 0 | 0 | 0 | 0 | 0 | 0 | 0 | 0 | 0 | 0 | 0 | 0 | 0 | 0 | 0 | 0 | 0 | 0 | 0
F7_Commercial_WA - Health_Existing_Water Heating_Natural Gas_Water Heater - Drainwater Heat Recovery_A_Achievable Economic RVT Potential | F7 | Commercial | WA - Health | Existing | Water Heating | Natural Gas | Water Heater - Drainwater Heat Recovery | A | Cumulative Energy Savings (MWh or mTherms) | Achievable Economic RVT Potential | 0 | 0 | 0 | 0 | 0 | 0 | 0 | 0 | 0 | 0 | 0 | 0 | 0 | 0 | 0 | 0 | 0 | 0 | 0 | 0 | 0 | 0 | 0 | 0 | 0 | 0 | 0
F8_Commercial_WA - Health_Existing_Water Heating_Natural Gas_Water Heater - Drainwater Heat Recovery_A_Achievable Economic RVT Potential | F8 | Commercial | WA - Health | Existing | Water Heating | Natural Gas | Water Heater - Drainwater Heat Recovery | A | Cumulative Summer Peak Savings (MW) | Achievable Economic RVT Potential | 0 | 0 | 0 | 0 | 0 | 0 | 0 | 0 | 0 | 0 | 0 | 0 | 0 | 0 | 0 | 0 | 0 | 0 | 0 | 0 | 0 | 0 | 0 | 0 | 0 | 0 | 0
F9_Commercial_WA - Health_Existing_Water Heating_Natural Gas_Water Heater - Drainwater Heat Recovery_A_Achievable Economic RVT Potential | F9 | Commercial | WA - Health | Existing | Water Heating | Natural Gas | Water Heater - Drainwater Heat Recovery | A | Cumulative Winter Peak Savings (MW) | Achievable Economic RVT Potential | 0 | 0 | 0 | 0 | 0 | 0 | 0 | 0 | 0 | 0 | 0 | 0 | 0 | 0 | 0 | 0 | 0 | 0 | 0 | 0 | 0 | 0 | 0 | 0 | 0 | 0 | 0
F10_Commercial_WA - Health_Existing_Water Heating_Natural Gas_Water Heater - Drainwater Heat Recovery_A_Achievable Economic RVT Potential | F10 | Commercial | WA - Health | Existing | Water Heating | Natural Gas | Water Heater - Drainwater Heat Recovery | A | Purchases (Incremental) | Achievable Economic RVT Potential | 0 | 0 | 0 | 0 | 0 | 0 | 0 | 0 | 0 | 0 | 0 | 0 | 0 | 0 | 0 | 0 | 0 | 0 | 0 | 0 | 0 | 0 | 0 | 0 | 0 | 0 | 0
F11_Commercial_WA - Health_Existing_Water Heating_Natural Gas_Water Heater - Drainwater Heat Recovery_A_Achievable Economic RVT Potential | F11 | Commercial | WA - Health | Existing | Water Heating | Natural Gas | Water Heater - Drainwater Heat Recovery | A | Purchases (Cumulative) | Achievable Economic RVT Potential | 0 | 0 | 0 | 0 | 0 | 0 | 0 | 0 | 0 | 0 | 0 | 0 | 0 | 0 | 0 | 0 | 0 | 0 | 0 | 0 | 0 | 0 | 0 | 0 | 0 | 0 | 0
F1_Commercial_WA - Health_Existing_Water Heating_Natural Gas_Water Heater - Circulation Pump Controls_A_Achievable Economic RVT Potential | F1 | Commercial | WA - Health | Existing | Water Heating | Natural Gas | Water Heater - Circulation Pump Controls | A | Integrated Unit Energy Savings (kWh or therms) | Achievable Economic RVT Potential | 0 | 0 | 298.0461 | 293.13 | 288.6408 | 284.54 | 280.8044 | 277.4109 | 274.342 | 271.614 | 269.1154 | 266.8285 | 264.7432 | 262.9772 | 261.502 | 259.9555 | 258.7182 | 257.7508 | 256.9819 | 256.3646 | 255.9171 | 255.5936 | 255.3595 | 255.189 | 254.9752 | 254.9271 | 254.8885
F2_Commercial_WA - Health_Existing_Water Heating_Natural Gas_Water Heater - Circulation Pump Controls_A_Achievable Economic RVT Potential | F2 | Commercial | WA - Health | Existing | Water Heating | Natural Gas | Water Heater - Circulation Pump Controls | A | Integrated Unit Summer Peak Savings (kW) | Achievable Economic RVT Potential | 0 | 0 | 0 | 0 | 0 | 0 | 0 | 0 | 0 | 0 | 0 | 0 | 0 | 0 | 0 | 0 | 0 | 0 | 0 | 0 | 0 | 0 | 0 | 0 | 0 | 0 | 0
F3_Commercial_WA - Health_Existing_Water Heating_Natural Gas_Water Heater - Circulation Pump Controls_A_Achievable Economic RVT Potential | F3 | Commercial | WA - Health | Existing | Water Heating | Natural Gas | Water Heater - Circulation Pump Controls | A | Integrated Unit Winter Peak Savings (kW) | Achievable Economic RVT Potential | 0 | 0 | 0 | 0 | 0 | 0 | 0 | 0 | 0 | 0 | 0 | 0 | 0 | 0 | 0 | 0 | 0 | 0 | 0 | 0 | 0 | 0 | 0 | 0 | 0 | 0 | 0
F4_Commercial_WA - Health_Existing_Water Heating_Natural Gas_Water Heater - Circulation Pump Controls_A_Achievable Economic RVT Potential | F4 | Commercial | WA - Health | Existing | Water Heating | Natural Gas | Water Heater - Circulation Pump Controls | A | Incremental Energy Savings (MWh or mTherms) | Achievable Economic RVT Potential | 0 | 0 | 0 | 0 | 0 | 0 | 0 | 0 | 0 | 0 | 0 | 0 | 0 | 0 | 0 | 0 | 0 | 0 | 0 | 0 | 0 | 0 | 0 | 0 | 0 | 0 | 0
F5_Commercial_WA - Health_Existing_Water Heating_Natural Gas_Water Heater - Circulation Pump Controls_A_Achievable Economic RVT Potential | F5 | Commercial | WA - Health | Existing | Water Heating | Natural Gas | Water Heater - Circulation Pump Controls | A | Incremental Summer Peak Savings (MW) | Achievable Economic RVT Potential | 0 | 0 | 0 | 0 | 0 | 0 | 0 | 0 | 0 | 0 | 0 | 0 | 0 | 0 | 0 | 0 | 0 | 0 | 0 | 0 | 0 | 0 | 0 | 0 | 0 | 0 | 0
F6_Commercial_WA - Health_Existing_Water Heating_Natural Gas_Water Heater - Circulation Pump Controls_A_Achievable Economic RVT Potential | F6 | Commercial | WA - Health | Existing | Water Heating | Natural Gas | Water Heater - Circulation Pump Controls | A | Incremental Winter Peak Savings (MW) | Achievable Economic RVT Potential | 0 | 0 | 0 | 0 | 0 | 0 | 0 | 0 | 0 | 0 | 0 | 0 | 0 | 0 | 0 | 0 | 0 | 0 | 0 | 0 | 0 | 0 | 0 | 0 | 0 | 0 | 0
F7_Commercial_WA - Health_Existing_Water Heating_Natural Gas_Water Heater - Circulation Pump Controls_A_Achievable Economic RVT Potential | F7 | Commercial | WA - Health | Existing | Water Heating | Natural Gas | Water Heater - Circulation Pump Controls | A | Cumulative Energy Savings (MWh or mTherms) | Achievable Economic RVT Potential | 0 | 0 | 0 | 0 | 0 | 0 | 0 | 0 | 0 | 0 | 0 | 0 | 0 | 0 | 0 | 0 | 0 | 0 | 0 | 0 | 0 | 0 | 0 | 0 | 0 | 0 | 0
F8_Commercial_WA - Health_Existing_Water Heating_Natural Gas_Water Heater - Circulation Pump Controls_A_Achievable Economic RVT Potential | F8 | Commercial | WA - Health | Existing | Water Heating | Natural Gas | Water Heater - Circulation Pump Controls | A | Cumulative Summer Peak Savings (MW) | Achievable Economic RVT Potential | 0 | 0 | 0 | 0 | 0 | 0 | 0 | 0 | 0 | 0 | 0 | 0 | 0 | 0 | 0 | 0 | 0 | 0 | 0 | 0 | 0 | 0 | 0 | 0 | 0 | 0 | 0
F9_Commercial_WA - Health_Existing_Water Heating_Natural Gas_Water Heater - Circulation Pump Controls_A_Achievable Economic RVT Potential | F9 | Commercial | WA - Health | Existing | Water Heating | Natural Gas | Water Heater - Circulation Pump Controls | A | Cumulative Winter Peak Savings (MW) | Achievable Economic RVT Potential | 0 | 0 | 0 | 0 | 0 | 0 | 0 | 0 | 0 | 0 | 0 | 0 | 0 | 0 | 0 | 0 | 0 | 0 | 0 | 0 | 0 | 0 | 0 | 0 | 0 | 0 | 0
F10_Commercial_WA - Health_Existing_Water Heating_Natural Gas_Water Heater - Circulation Pump Controls_A_Achievable Economic RVT Potential | F10 | Commercial | WA - Health | Existing | Water Heating | Natural Gas | Water Heater - Circulation Pump Controls | A | Purchases (Incremental) | Achievable Economic RVT Potential | 0 | 0 | 0 | 0 | 0 | 0 | 0 | 0 | 0 | 0 | 0 | 0 | 0 | 0 | 0 | 0 | 0 | 0 | 0 | 0 | 0 | 0 | 0 | 0 | 0 | 0 | 0
F11_Commercial_WA - Health_Existing_Water Heating_Natural Gas_Water Heater - Circulation Pump Controls_A_Achievable Economic RVT Potential | F11 | Commercial | WA - Health | Existing | Water Heating | Natural Gas | Water Heater - Circulation Pump Controls | A | Purchases (Cumulative) | Achievable Economic RVT Potential | 0 | 0 | 0 | 0 | 0 | 0 | 0 | 0 | 0 | 0 | 0 | 0 | 0 | 0 | 0 | 0 | 0 | 0 | 0 | 0 | 0 | 0 | 0 | 0 | 0 | 0 | 0
F1_Commercial_WA - Health_Existing_Water Heating_Natural Gas_Water Heater - Pipe Insulation_A_Achievable Economic RVT Potential | F1 | Commercial | WA - Health | Existing | Water Heating | Natural Gas | Water Heater - Pipe Insulation | A | Integrated Unit Energy Savings (kWh or therms) | Achievable Economic RVT Potential | 0 | 0 | 2.491 | 2.4474 | 2.4068 | 2.3689 | 2.3335 | 2.3005 | 2.2695 | 2.2408 | 2.2141 | 2.1896 | 2.1676 | 2.1494 | 2.137 | 2.1244 | 2.1143 | 2.1064 | 2.1001 | 2.095 | 2.0914 | 2.0887 | 2.0868 | 2.0854 | 2.0837 | 2.0833 | 2.083
F2_Commercial_WA - Health_Existing_Water Heating_Natural Gas_Water Heater - Pipe Insulation_A_Achievable Economic RVT Potential | F2 | Commercial | WA - Health | Existing | Water Heating | Natural Gas | Water Heater - Pipe Insulation | A | Integrated Unit Summer Peak Savings (kW) | Achievable Economic RVT Potential | 0 | 0 | 0 | 0 | 0 | 0 | 0 | 0 | 0 | 0 | 0 | 0 | 0 | 0 | 0 | 0 | 0 | 0 | 0 | 0 | 0 | 0 | 0 | 0 | 0 | 0 | 0
F3_Commercial_WA - Health_Existing_Water Heating_Natural Gas_Water Heater - Pipe Insulation_A_Achievable Economic RVT Potential | F3 | Commercial | WA - Health | Existing | Water Heating | Natural Gas | Water Heater - Pipe Insulation | A | Integrated Unit Winter Peak Savings (kW) | Achievable Economic RVT Potential | 0 | 0 | 0 | 0 | 0 | 0 | 0 | 0 | 0 | 0 | 0 | 0 | 0 | 0 | 0 | 0 | 0 | 0 | 0 | 0 | 0 | 0 | 0 | 0 | 0 | 0 | 0
F4_Commercial_WA - Health_Existing_Water Heating_Natural Gas_Water Heater - Pipe Insulation_A_Achievable Economic RVT Potential | F4 | Commercial | WA - Health | Existing | Water Heating | Natural Gas | Water Heater - Pipe Insulation | A | Incremental Energy Savings (MWh or mTherms) | Achievable Economic RVT Potential | 0 | 0 | 0 | 0 | 0 | 0 | 0 | 0 | 0 | 0 | 0 | 0 | 0 | 0 | 0 | 0 | 0 | 0 | 0 | 0 | 0 | 0 | 0 | 0 | 0 | 0 | 0
F5_Commercial_WA - Health_Existing_Water Heating_Natural Gas_Water Heater - Pipe Insulation_A_Achievable Economic RVT Potential | F5 | Commercial | WA - Health | Existing | Water Heating | Natural Gas | Water Heater - Pipe Insulation | A | Incremental Summer Peak Savings (MW) | Achievable Economic RVT Potential | 0 | 0 | 0 | 0 | 0 | 0 | 0 | 0 | 0 | 0 | 0 | 0 | 0 | 0 | 0 | 0 | 0 | 0 | 0 | 0 | 0 | 0 | 0 | 0 | 0 | 0 | 0
F6_Commercial_WA - Health_Existing_Water Heating_Natural Gas_Water Heater - Pipe Insulation_A_Achievable Economic RVT Potential | F6 | Commercial | WA - Health | Existing | Water Heating | Natural Gas | Water Heater - Pipe Insulation | A | Incremental Winter Peak Savings (MW) | Achievable Economic RVT Potential | 0 | 0 | 0 | 0 | 0 | 0 | 0 | 0 | 0 | 0 | 0 | 0 | 0 | 0 | 0 | 0 | 0 | 0 | 0 | 0 | 0 | 0 | 0 | 0 | 0 | 0 | 0
F7_Commercial_WA - Health_Existing_Water Heating_Natural Gas_Water Heater - Pipe Insulation_A_Achievable Economic RVT Potential | F7 | Commercial | WA - Health | Existing | Water Heating | Natural Gas | Water Heater - Pipe Insulation | A | Cumulative Energy Savings (MWh or mTherms) | Achievable Economic RVT Potential | 0 | 0 | 0 | 0 | 0 | 0 | 0 | 0 | 0 | 0 | 0 | 0 | 0 | 0 | 0 | 0 | 0 | 0 | 0 | 0 | 0 | 0 | 0 | 0 | 0 | 0 | 0
F8_Commercial_WA - Health_Existing_Water Heating_Natural Gas_Water Heater - Pipe Insulation_A_Achievable Economic RVT Potential | F8 | Commercial | WA - Health | Existing | Water Heating | Natural Gas | Water Heater - Pipe Insulation | A | Cumulative Summer Peak Savings (MW) | Achievable Economic RVT Potential | 0 | 0 | 0 | 0 | 0 | 0 | 0 | 0 | 0 | 0 | 0 | 0 | 0 | 0 | 0 | 0 | 0 | 0 | 0 | 0 | 0 | 0 | 0 | 0 | 0 | 0 | 0
F9_Commercial_WA - Health_Existing_Water Heating_Natural Gas_Water Heater - Pipe Insulation_A_Achievable Economic RVT Potential | F9 | Commercial | WA - Health | Existing | Water Heating | Natural Gas | Water Heater - Pipe Insulation | A | Cumulative Winter Peak Savings (MW) | Achievable Economic RVT Potential | 0 | 0 | 0 | 0 | 0 | 0 | 0 | 0 | 0 | 0 | 0 | 0 | 0 | 0 | 0 | 0 | 0 | 0 | 0 | 0 | 0 | 0 | 0 | 0 | 0 | 0 | 0
F10_Commercial_WA - Health_Existing_Water Heating_Natural Gas_Water Heater - Pipe Insulation_A_Achievable Economic RVT Potential | F10 | Commercial | WA - Health | Existing | Water Heating | Natural Gas | Water Heater - Pipe Insulation | A | Purchases (Incremental) | Achievable Economic RVT Potential | 0 | 0 | 0 | 0 | 0 | 0 | 0 | 0 | 0 | 0 | 0 | 0 | 0 | 0 | 0 | 0 | 0 | 0 | 0 | 0 | 0 | 0 | 0 | 0 | 0 | 0 | 0
F11_Commercial_WA - Health_Existing_Water Heating_Natural Gas_Water Heater - Pipe Insulation_A_Achievable Economic RVT Potential | F11 | Commercial | WA - Health | Existing | Water Heating | Natural Gas | Water Heater - Pipe Insulation | A | Purchases (Cumulative) | Achievable Economic RVT Potential | 0 | 0 | 0 | 0 | 0 | 0 | 0 | 0 | 0 | 0 | 0 | 0 | 0 | 0 | 0 | 0 | 0 | 0 | 0 | 0 | 0 | 0 | 0 | 0 | 0 | 0 | 0
F1_Commercial_WA - Health_Existing_Water Heating_Natural Gas_Water Heater - Motion Control Faucet_A_Achievable Economic RVT Potential | F1 | Commercial | WA - Health | Existing | Water Heating | Natural Gas | Water Heater - Motion Control Faucet | A | Integrated Unit Energy Savings (kWh or therms) | Achievable Economic RVT Potential | 0 | 0 | 0 | 0 | 0 | 0 | 0 | 0 | 0 | 0 | 0 | 0 | 0 | 0 | 0 | 0 | 0 | 0 | 0 | 0 | 0 | 0 | 0 | 0 | 0 | 0 | 0
F2_Commercial_WA - Health_Existing_Water Heating_Natural Gas_Water Heater - Motion Control Faucet_A_Achievable Economic RVT Potential | F2 | Commercial | WA - Health | Existing | Water Heating | Natural Gas | Water Heater - Motion Control Faucet | A | Integrated Unit Summer Peak Savings (kW) | Achievable Economic RVT Potential | 0 | 0 | 0 | 0 | 0 | 0 | 0 | 0 | 0 | 0 | 0 | 0 | 0 | 0 | 0 | 0 | 0 | 0 | 0 | 0 | 0 | 0 | 0 | 0 | 0 | 0 | 0
F3_Commercial_WA - Health_Existing_Water Heating_Natural Gas_Water Heater - Motion Control Faucet_A_Achievable Economic RVT Potential | F3 | Commercial | WA - Health | Existing | Water Heating | Natural Gas | Water Heater - Motion Control Faucet | A | Integrated Unit Winter Peak Savings (kW) | Achievable Economic RVT Potential | 0 | 0 | 0 | 0 | 0 | 0 | 0 | 0 | 0 | 0 | 0 | 0 | 0 | 0 | 0 | 0 | 0 | 0 | 0 | 0 | 0 | 0 | 0 | 0 | 0 | 0 | 0
F4_Commercial_WA - Health_Existing_Water Heating_Natural Gas_Water Heater - Motion Control Faucet_A_Achievable Economic RVT Potential | F4 | Commercial | WA - Health | Existing | Water Heating | Natural Gas | Water Heater - Motion Control Faucet | A | Incremental Energy Savings (MWh or mTherms) | Achievable Economic RVT Potential | 0 | 0 | 0 | 0 | 0 | 0 | 0 | 0 | 0 | 0 | 0 | 0 | 0 | 0 | 0 | 0 | 0 | 0 | 0 | 0 | 0 | 0 | 0 | 0 | 0 | 0 | 0
F5_Commercial_WA - Health_Existing_Water Heating_Natural Gas_Water Heater - Motion Control Faucet_A_Achievable Economic RVT Potential | F5 | Commercial | WA - Health | Existing | Water Heating | Natural Gas | Water Heater - Motion Control Faucet | A | Incremental Summer Peak Savings (MW) | Achievable Economic RVT Potential | 0 | 0 | 0 | 0 | 0 | 0 | 0 | 0 | 0 | 0 | 0 | 0 | 0 | 0 | 0 | 0 | 0 | 0 | 0 | 0 | 0 | 0 | 0 | 0 | 0 | 0 | 0
F6_Commercial_WA - Health_Existing_Water Heating_Natural Gas_Water Heater - Motion Control Faucet_A_Achievable Economic RVT Potential | F6 | Commercial | WA - Health | Existing | Water Heating | Natural Gas | Water Heater - Motion Control Faucet | A | Incremental Winter Peak Savings (MW) | Achievable Economic RVT Potential | 0 | 0 | 0 | 0 | 0 | 0 | 0 | 0 | 0 | 0 | 0 | 0 | 0 | 0 | 0 | 0 | 0 | 0 | 0 | 0 | 0 | 0 | 0 | 0 | 0 | 0 | 0
F7_Commercial_WA - Health_Existing_Water Heating_Natural Gas_Water Heater - Motion Control Faucet_A_Achievable Economic RVT Potential | F7 | Commercial | WA - Health | Existing | Water Heating | Natural Gas | Water Heater - Motion Control Faucet | A | Cumulative Energy Savings (MWh or mTherms) | Achievable Economic RVT Potential | 0 | 0 | 0 | 0 | 0 | 0 | 0 | 0 | 0 | 0 | 0 | 0 | 0 | 0 | 0 | 0 | 0 | 0 | 0 | 0 | 0 | 0 | 0 | 0 | 0 | 0 | 0
F8_Commercial_WA - Health_Existing_Water Heating_Natural Gas_Water Heater - Motion Control Faucet_A_Achievable Economic RVT Potential | F8 | Commercial | WA - Health | Existing | Water Heating | Natural Gas | Water Heater - Motion Control Faucet | A | Cumulative Summer Peak Savings (MW) | Achievable Economic RVT Potential | 0 | 0 | 0 | 0 | 0 | 0 | 0 | 0 | 0 | 0 | 0 | 0 | 0 | 0 | 0 | 0 | 0 | 0 | 0 | 0 | 0 | 0 | 0 | 0 | 0 | 0 | 0
F9_Commercial_WA - Health_Existing_Water Heating_Natural Gas_Water Heater - Motion Control Faucet_A_Achievable Economic RVT Potential | F9 | Commercial | WA - Health | Existing | Water Heating | Natural Gas | Water Heater - Motion Control Faucet | A | Cumulative Winter Peak Savings (MW) | Achievable Economic RVT Potential | 0 | 0 | 0 | 0 | 0 | 0 | 0 | 0 | 0 | 0 | 0 | 0 | 0 | 0 | 0 | 0 | 0 | 0 | 0 | 0 | 0 | 0 | 0 | 0 | 0 | 0 | 0
F10_Commercial_WA - Health_Existing_Water Heating_Natural Gas_Water Heater - Motion Control Faucet_A_Achievable Economic RVT Potential | F10 | Commercial | WA - Health | Existing | Water Heating | Natural Gas | Water Heater - Motion Control Faucet | A | Purchases (Incremental) | Achievable Economic RVT Potential | 0 | 0 | 0 | 0 | 0 | 0 | 0 | 0 | 0 | 0 | 0 | 0 | 0 | 0 | 0 | 0 | 0 | 0 | 0 | 0 | 0 | 0 | 0 | 0 | 0 | 0 | 0
F11_Commercial_WA - Health_Existing_Water Heating_Natural Gas_Water Heater - Motion Control Faucet_A_Achievable Economic RVT Potential | F11 | Commercial | WA - Health | Existing | Water Heating | Natural Gas | Water Heater - Motion Control Faucet | A | Purchases (Cumulative) | Achievable Economic RVT Potential | 0 | 0 | 0 | 0 | 0 | 0 | 0 | 0 | 0 | 0 | 0 | 0 | 0 | 0 | 0 | 0 | 0 | 0 | 0 | 0 | 0 | 0 | 0 | 0 | 0 | 0 | 0
F1_Commercial_WA - Health_Existing_Water Heating_Natural Gas_Water Heater - Solar System_A_Achievable Economic RVT Potential | F1 | Commercial | WA - Health | Existing | Water Heating | Natural Gas | Water Heater - Solar System | A | Integrated Unit Energy Savings (kWh or therms) | Achievable Economic RVT Potential | 0 | 0 | 19.9253 | 19.5338 | 19.1588 | 18.8087 | 18.4736 | 18.1526 | 17.8391 | 17.5478 | 17.2715 | 17.0178 | 16.7939 | 16.6122 | 16.4892 | 16.3882 | 16.3085 | 16.2476 | 16.1991 | 16.1602 | 16.132 | 16.1116 | 16.0968 | 16.0861 | 16.0726 | 16.0696 | 16.0671
F2_Commercial_WA - Health_Existing_Water Heating_Natural Gas_Water Heater - Solar System_A_Achievable Economic RVT Potential | F2 | Commercial | WA - Health | Existing | Water Heating | Natural Gas | Water Heater - Solar System | A | Integrated Unit Summer Peak Savings (kW) | Achievable Economic RVT Potential | 0 | 0 | 0 | 0 | 0 | 0 | 0 | 0 | 0 | 0 | 0 | 0 | 0 | 0 | 0 | 0 | 0 | 0 | 0 | 0 | 0 | 0 | 0 | 0 | 0 | 0 | 0
F3_Commercial_WA - Health_Existing_Water Heating_Natural Gas_Water Heater - Solar System_A_Achievable Economic RVT Potential | F3 | Commercial | WA - Health | Existing | Water Heating | Natural Gas | Water Heater - Solar System | A | Integrated Unit Winter Peak Savings (kW) | Achievable Economic RVT Potential | 0 | 0 | 0 | 0 | 0 | 0 | 0 | 0 | 0 | 0 | 0 | 0 | 0 | 0 | 0 | 0 | 0 | 0 | 0 | 0 | 0 | 0 | 0 | 0 | 0 | 0 | 0
F4_Commercial_WA - Health_Existing_Water Heating_Natural Gas_Water Heater - Solar System_A_Achievable Economic RVT Potential | F4 | Commercial | WA - Health | Existing | Water Heating | Natural Gas | Water Heater - Solar System | A | Incremental Energy Savings (MWh or mTherms) | Achievable Economic RVT Potential | 0 | 0 | 0 | 0 | 0 | 0 | 0 | 0 | 0 | 0 | 0 | 0 | 0 | 0 | 0 | 0 | 0 | 0 | 0 | 0 | 0 | 0 | 0 | 0 | 0 | 0 | 0
F5_Commercial_WA - Health_Existing_Water Heating_Natural Gas_Water Heater - Solar System_A_Achievable Economic RVT Potential | F5 | Commercial | WA - Health | Existing | Water Heating | Natural Gas | Water Heater - Solar System | A | Incremental Summer Peak Savings (MW) | Achievable Economic RVT Potential | 0 | 0 | 0 | 0 | 0 | 0 | 0 | 0 | 0 | 0 | 0 | 0 | 0 | 0 | 0 | 0 | 0 | 0 | 0 | 0 | 0 | 0 | 0 | 0 | 0 | 0 | 0
F6_Commercial_WA - Health_Existing_Water Heating_Natural Gas_Water Heater - Solar System_A_Achievable Economic RVT Potential | F6 | Commercial | WA - Health | Existing | Water Heating | Natural Gas | Water Heater - Solar System | A | Incremental Winter Peak Savings (MW) | Achievable Economic RVT Potential | 0 | 0 | 0 | 0 | 0 | 0 | 0 | 0 | 0 | 0 | 0 | 0 | 0 | 0 | 0 | 0 | 0 | 0 | 0 | 0 | 0 | 0 | 0 | 0 | 0 | 0 | 0
F7_Commercial_WA - Health_Existing_Water Heating_Natural Gas_Water Heater - Solar System_A_Achievable Economic RVT Potential | F7 | Commercial | WA - Health | Existing | Water Heating | Natural Gas | Water Heater - Solar System | A | Cumulative Energy Savings (MWh or mTherms) | Achievable Economic RVT Potential | 0 | 0 | 0 | 0 | 0 | 0 | 0 | 0 | 0 | 0 | 0 | 0 | 0 | 0 | 0 | 0 | 0 | 0 | 0 | 0 | 0 | 0 | 0 | 0 | 0 | 0 | 0
F8_Commercial_WA - Health_Existing_Water Heating_Natural Gas_Water Heater - Solar System_A_Achievable Economic RVT Potential | F8 | Commercial | WA - Health | Existing | Water Heating | Natural Gas | Water Heater - Solar System | A | Cumulative Summer Peak Savings (MW) | Achievable Economic RVT Potential | 0 | 0 | 0 | 0 | 0 | 0 | 0 | 0 | 0 | 0 | 0 | 0 | 0 | 0 | 0 | 0 | 0 | 0 | 0 | 0 | 0 | 0 | 0 | 0 | 0 | 0 | 0
F9_Commercial_WA - Health_Existing_Water Heating_Natural Gas_Water Heater - Solar System_A_Achievable Economic RVT Potential | F9 | Commercial | WA - Health | Existing | Water Heating | Natural Gas | Water Heater - Solar System | A | Cumulative Winter Peak Savings (MW) | Achievable Economic RVT Potential | 0 | 0 | 0 | 0 | 0 | 0 | 0 | 0 | 0 | 0 | 0 | 0 | 0 | 0 | 0 | 0 | 0 | 0 | 0 | 0 | 0 | 0 | 0 | 0 | 0 | 0 | 0
F10_Commercial_WA - Health_Existing_Water Heating_Natural Gas_Water Heater - Solar System_A_Achievable Economic RVT Potential | F10 | Commercial | WA - Health | Existing | Water Heating | Natural Gas | Water Heater - Solar System | A | Purchases (Incremental) | Achievable Economic RVT Potential | 0 | 0 | 0 | 0 | 0 | 0 | 0 | 0 | 0 | 0 | 0 | 0 | 0 | 0 | 0 | 0 | 0 | 0 | 0 | 0 | 0 | 0 | 0 | 0 | 0 | 0 | 0
F11_Commercial_WA - Health_Existing_Water Heating_Natural Gas_Water Heater - Solar System_A_Achievable Economic RVT Potential | F11 | Commercial | WA - Health | Existing | Water Heating | Natural Gas | Water Heater - Solar System | A | Purchases (Cumulative) | Achievable Economic RVT Potential | 0 | 0 | 0 | 0 | 0 | 0 | 0 | 0 | 0 | 0 | 0 | 0 | 0 | 0 | 0 | 0 | 0 | 0 | 0 | 0 | 0 | 0 | 0 | 0 | 0 | 0 | 0
F1_Commercial_WA - Health_Existing_Water Heating_Natural Gas_Commercial Laundry - Ozone Treatment_A_Achievable Economic RVT Potential | F1 | Commercial | WA - Health | Existing | Water Heating | Natural Gas | Commercial Laundry - Ozone Treatment | A | Integrated Unit Energy Savings (kWh or therms) | Achievable Economic RVT Potential | 0 | 0 | 75.0265 | 73.4805 | 71.9495 | 70.5107 | 69.1697 | 67.9229 | 66.699 | 65.5556 | 64.4658 | 63.4638 | 62.5816 | 61.8683 | 61.3857 | 60.9907 | 60.6861 | 60.4592 | 60.2788 | 60.1341 | 60.0291 | 59.9532 | 59.8983 | 59.8583 | 59.8081 | 59.7969 | 59.7878
F2_Commercial_WA - Health_Existing_Water Heating_Natural Gas_Commercial Laundry - Ozone Treatment_A_Achievable Economic RVT Potential | F2 | Commercial | WA - Health | Existing | Water Heating | Natural Gas | Commercial Laundry - Ozone Treatment | A | Integrated Unit Summer Peak Savings (kW) | Achievable Economic RVT Potential | 0 | 0 | 0 | 0 | 0 | 0 | 0 | 0 | 0 | 0 | 0 | 0 | 0 | 0 | 0 | 0 | 0 | 0 | 0 | 0 | 0 | 0 | 0 | 0 | 0 | 0 | 0
F3_Commercial_WA - Health_Existing_Water Heating_Natural Gas_Commercial Laundry - Ozone Treatment_A_Achievable Economic RVT Potential | F3 | Commercial | WA - Health | Existing | Water Heating | Natural Gas | Commercial Laundry - Ozone Treatment | A | Integrated Unit Winter Peak Savings (kW) | Achievable Economic RVT Potential | 0 | 0 | 0 | 0 | 0 | 0 | 0 | 0 | 0 | 0 | 0 | 0 | 0 | 0 | 0 | 0 | 0 | 0 | 0 | 0 | 0 | 0 | 0 | 0 | 0 | 0 | 0
F4_Commercial_WA - Health_Existing_Water Heating_Natural Gas_Commercial Laundry - Ozone Treatment_A_Achievable Economic RVT Potential | F4 | Commercial | WA - Health | Existing | Water Heating | Natural Gas | Commercial Laundry - Ozone Treatment | A | Incremental Energy Savings (MWh or mTherms) | Achievable Economic RVT Potential | 0 | 0 | 0 | 0 | 0 | 0 | 0 | 0 | 0 | 0 | 0 | 0 | 0 | 0 | 0 | 0 | 0 | 0 | 0 | 0 | 0 | 0 | 0 | 0 | 0 | 0 | 0
F5_Commercial_WA - Health_Existing_Water Heating_Natural Gas_Commercial Laundry - Ozone Treatment_A_Achievable Economic RVT Potential | F5 | Commercial | WA - Health | Existing | Water Heating | Natural Gas | Commercial Laundry - Ozone Treatment | A | Incremental Summer Peak Savings (MW) | Achievable Economic RVT Potential | 0 | 0 | 0 | 0 | 0 | 0 | 0 | 0 | 0 | 0 | 0 | 0 | 0 | 0 | 0 | 0 | 0 | 0 | 0 | 0 | 0 | 0 | 0 | 0 | 0 | 0 | 0
F6_Commercial_WA - Health_Existing_Water Heating_Natural Gas_Commercial Laundry - Ozone Treatment_A_Achievable Economic RVT Potential | F6 | Commercial | WA - Health | Existing | Water Heating | Natural Gas | Commercial Laundry - Ozone Treatment | A | Incremental Winter Peak Savings (MW) | Achievable Economic RVT Potential | 0 | 0 | 0 | 0 | 0 | 0 | 0 | 0 | 0 | 0 | 0 | 0 | 0 | 0 | 0 | 0 | 0 | 0 | 0 | 0 | 0 | 0 | 0 | 0 | 0 | 0 | 0
F7_Commercial_WA - Health_Existing_Water Heating_Natural Gas_Commercial Laundry - Ozone Treatment_A_Achievable Economic RVT Potential | F7 | Commercial | WA - Health | Existing | Water Heating | Natural Gas | Commercial Laundry - Ozone Treatment | A | Cumulative Energy Savings (MWh or mTherms) | Achievable Economic RVT Potential | 0 | 0 | 0 | 0 | 0 | 0 | 0 | 0 | 0 | 0 | 0 | 0 | 0 | 0 | 0 | 0 | 0 | 0 | 0 | 0 | 0 | 0 | 0 | 0 | 0 | 0 | 0
F8_Commercial_WA - Health_Existing_Water Heating_Natural Gas_Commercial Laundry - Ozone Treatment_A_Achievable Economic RVT Potential | F8 | Commercial | WA - Health | Existing | Water Heating | Natural Gas | Commercial Laundry - Ozone Treatment | A | Cumulative Summer Peak Savings (MW) | Achievable Economic RVT Potential | 0 | 0 | 0 | 0 | 0 | 0 | 0 | 0 | 0 | 0 | 0 | 0 | 0 | 0 | 0 | 0 | 0 | 0 | 0 | 0 | 0 | 0 | 0 | 0 | 0 | 0 | 0
F9_Commercial_WA - Health_Existing_Water Heating_Natural Gas_Commercial Laundry - Ozone Treatment_A_Achievable Economic RVT Potential | F9 | Commercial | WA - Health | Existing | Water Heating | Natural Gas | Commercial Laundry - Ozone Treatment | A | Cumulative Winter Peak Savings (MW) | Achievable Economic RVT Potential | 0 | 0 | 0 | 0 | 0 | 0 | 0 | 0 | 0 | 0 | 0 | 0 | 0 | 0 | 0 | 0 | 0 | 0 | 0 | 0 | 0 | 0 | 0 | 0 | 0 | 0 | 0
F10_Commercial_WA - Health_Existing_Water Heating_Natural Gas_Commercial Laundry - Ozone Treatment_A_Achievable Economic RVT Potential | F10 | Commercial | WA - Health | Existing | Water Heating | Natural Gas | Commercial Laundry - Ozone Treatment | A | Purchases (Incremental) | Achievable Economic RVT Potential | 0 | 0 | 0 | 0 | 0 | 0 | 0 | 0 | 0 | 0 | 0 | 0 | 0 | 0 | 0 | 0 | 0 | 0 | 0 | 0 | 0 | 0 | 0 | 0 | 0 | 0 | 0
F11_Commercial_WA - Health_Existing_Water Heating_Natural Gas_Commercial Laundry - Ozone Treatment_A_Achievable Economic RVT Potential | F11 | Commercial | WA - Health | Existing | Water Heating | Natural Gas | Commercial Laundry - Ozone Treatment | A | Purchases (Cumulative) | Achievable Economic RVT Potential | 0 | 0 | 0 | 0 | 0 | 0 | 0 | 0 | 0 | 0 | 0 | 0 | 0 | 0 | 0 | 0 | 0 | 0 | 0 | 0 | 0 | 0 | 0 | 0 | 0 | 0 | 0
F1_Commercial_WA - Health_Existing_Water Heating_Natural Gas_Commercial Laundry - ENERGY STAR Washer_A_Achievable Economic RVT Potential | F1 | Commercial | WA - Health | Existing | Water Heating | Natural Gas | Commercial Laundry - ENERGY STAR Washer | A | Integrated Unit Energy Savings (kWh or therms) | Achievable Economic RVT Potential | 0 | 0 | 17.6201 | 17.2674 | 16.9284 | 16.6104 | 16.3049 | 16.0111 | 15.7227 | 15.4533 | 15.1965 | 14.9603 | 14.7524 | 14.5842 | 14.4705 | 14.3773 | 14.3056 | 14.2521 | 14.2095 | 14.1754 | 14.1507 | 14.1328 | 14.1198 | 14.1104 | 14.0986 | 14.0959 | 14.0938
F2_Commercial_WA - Health_Existing_Water Heating_Natural Gas_Commercial Laundry - ENERGY STAR Washer_A_Achievable Economic RVT Potential | F2 | Commercial | WA - Health | Existing | Water Heating | Natural Gas | Commercial Laundry - ENERGY STAR Washer | A | Integrated Unit Summer Peak Savings (kW) | Achievable Economic RVT Potential | 0 | 0 | 0 | 0 | 0 | 0 | 0 | 0 | 0 | 0 | 0 | 0 | 0 | 0 | 0 | 0 | 0 | 0 | 0 | 0 | 0 | 0 | 0 | 0 | 0 | 0 | 0
F3_Commercial_WA - Health_Existing_Water Heating_Natural Gas_Commercial Laundry - ENERGY STAR Washer_A_Achievable Economic RVT Potential | F3 | Commercial | WA - Health | Existing | Water Heating | Natural Gas | Commercial Laundry - ENERGY STAR Washer | A | Integrated Unit Winter Peak Savings (kW) | Achievable Economic RVT Potential | 0 | 0 | 0 | 0 | 0 | 0 | 0 | 0 | 0 | 0 | 0 | 0 | 0 | 0 | 0 | 0 | 0 | 0 | 0 | 0 | 0 | 0 | 0 | 0 | 0 | 0 | 0
F4_Commercial_WA - Health_Existing_Water Heating_Natural Gas_Commercial Laundry - ENERGY STAR Washer_A_Achievable Economic RVT Potential | F4 | Commercial | WA - Health | Existing | Water Heating | Natural Gas | Commercial Laundry - ENERGY STAR Washer | A | Incremental Energy Savings (MWh or mTherms) | Achievable Economic RVT Potential | 0 | 0 | 0 | 0.00016455 | 0.0002432 | 0.00035734 | 0.00047268 | 0.00060389 | 0.00081056 | 0.00095875 | 0.00083912 | 0.0006453 | 0.0003094 | 0 | 0 | 0 | 0 | 0 | 0 | 0 | 0 | 0 | 0 | 0 | 0 | 0 | 0
F5_Commercial_WA - Health_Existing_Water Heating_Natural Gas_Commercial Laundry - ENERGY STAR Washer_A_Achievable Economic RVT Potential | F5 | Commercial | WA - Health | Existing | Water Heating | Natural Gas | Commercial Laundry - ENERGY STAR Washer | A | Incremental Summer Peak Savings (MW) | Achievable Economic RVT Potential | 0 | 0 | 0 | 0 | 0 | 0 | 0 | 0 | 0 | 0 | 0 | 0 | 0 | 0 | 0 | 0 | 0 | 0 | 0 | 0 | 0 | 0 | 0 | 0 | 0 | 0 | 0
F6_Commercial_WA - Health_Existing_Water Heating_Natural Gas_Commercial Laundry - ENERGY STAR Washer_A_Achievable Economic RVT Potential | F6 | Commercial | WA - Health | Existing | Water Heating | Natural Gas | Commercial Laundry - ENERGY STAR Washer | A | Incremental Winter Peak Savings (MW) | Achievable Economic RVT Potential | 0 | 0 | 0 | 0 | 0 | 0 | 0 | 0 | 0 | 0 | 0 | 0 | 0 | 0 | 0 | 0 | 0 | 0 | 0 | 0 | 0 | 0 | 0 | 0 | 0 | 0 | 0
F7_Commercial_WA - Health_Existing_Water Heating_Natural Gas_Commercial Laundry - ENERGY STAR Washer_A_Achievable Economic RVT Potential | F7 | Commercial | WA - Health | Existing | Water Heating | Natural Gas | Commercial Laundry - ENERGY STAR Washer | A | Cumulative Energy Savings (MWh or mTherms) | Achievable Economic RVT Potential | 0 | 0 | 0 | 0.00016455 | 0.00040452 | 0.00075427 | 0.0012131 | 0.0017951 | 0.0025733 | 0.003488 | 0.0042691 | 0.0048481 | 0.0050901 | 0.0050321 | 0.0049929 | 0.0049607 | 0.004936 | 0.0049175 | 0.0049028 | 0.0048911 | 0.0048825 | 0.0048763 | 0.0048719 | 0.0048686 | 0.0048645 | 0.0048636 | 0.0048629
F8_Commercial_WA - Health_Existing_Water Heating_Natural Gas_Commercial Laundry - ENERGY STAR Washer_A_Achievable Economic RVT Potential | F8 | Commercial | WA - Health | Existing | Water Heating | Natural Gas | Commercial Laundry - ENERGY STAR Washer | A | Cumulative Summer Peak Savings (MW) | Achievable Economic RVT Potential | 0 | 0 | 0 | 0 | 0 | 0 | 0 | 0 | 0 | 0 | 0 | 0 | 0 | 0 | 0 | 0 | 0 | 0 | 0 | 0 | 0 | 0 | 0 | 0 | 0 | 0 | 0
F9_Commercial_WA - Health_Existing_Water Heating_Natural Gas_Commercial Laundry - ENERGY STAR Washer_A_Achievable Economic RVT Potential | F9 | Commercial | WA - Health | Existing | Water Heating | Natural Gas | Commercial Laundry - ENERGY STAR Washer | A | Cumulative Winter Peak Savings (MW) | Achievable Economic RVT Potential | 0 | 0 | 0 | 0 | 0 | 0 | 0 | 0 | 0 | 0 | 0 | 0 | 0 | 0 | 0 | 0 | 0 | 0 | 0 | 0 | 0 | 0 | 0 | 0 | 0 | 0 | 0
F10_Commercial_WA - Health_Existing_Water Heating_Natural Gas_Commercial Laundry - ENERGY STAR Washer_A_Achievable Economic RVT Potential | F10 | Commercial | WA - Health | Existing | Water Heating | Natural Gas | Commercial Laundry - ENERGY STAR Washer | A | Purchases (Incremental) | Achievable Economic RVT Potential | 0 | 0 | 0 | 0.0095295 | 0.014367 | 0.021513 | 0.02899 | 0.037717 | 0.051554 | 0.062042 | 0.055218 | 0.043134 | 0.020973 | 0 | 0 | 0 | 0 | 0 | 0 | 0 | 0 | 0 | 0 | 0 | 0 | 0 | 0
F11_Commercial_WA - Health_Existing_Water Heating_Natural Gas_Commercial Laundry - ENERGY STAR Washer_A_Achievable Economic RVT Potential | F11 | Commercial | WA - Health | Existing | Water Heating | Natural Gas | Commercial Laundry - ENERGY STAR Washer | A | Purchases (Cumulative) | Achievable Economic RVT Potential | 0 | 0 | 0 | 0.0095295 | 0.023896 | 0.045409 | 0.0744 | 0.11212 | 0.16367 | 0.22571 | 0.28093 | 0.32406 | 0.34504 | 0.34504 | 0.34504 | 0.34504 | 0.34504 | 0.34504 | 0.34504 | 0.34504 | 0.34504 | 0.34504 | 0.34504 | 0.34504 | 0.34504 | 0.34504 | 0.34504
F1_Commercial_WA - Health_Existing_Water Heating_Natural Gas_Water Heater - Efficient Dishwasher_A_Achievable Economic RVT Potential | F1 | Commercial | WA - Health | Existing | Water Heating | Natural Gas | Water Heater - Efficient Dishwasher | A | Integrated Unit Energy Savings (kWh or therms) | Achievable Economic RVT Potential | 0 | 0 | 51.0194 | 50.0744 | 49.1826 | 48.3675 | 47.6017 | 46.8825 | 46.1974 | 45.5781 | 44.9972 | 44.4639 | 43.9879 | 43.5958 | 43.3302 | 43.0648 | 42.8555 | 42.6953 | 42.5679 | 42.4657 | 42.3915 | 42.338 | 42.2992 | 42.2709 | 42.2355 | 42.2275 | 42.2212
F2_Commercial_WA - Health_Existing_Water Heating_Natural Gas_Water Heater - Efficient Dishwasher_A_Achievable Economic RVT Potential | F2 | Commercial | WA - Health | Existing | Water Heating | Natural Gas | Water Heater - Efficient Dishwasher | A | Integrated Unit Summer Peak Savings (kW) | Achievable Economic RVT Potential | 0 | 0 | 0 | 0 | 0 | 0 | 0 | 0 | 0 | 0 | 0 | 0 | 0 | 0 | 0 | 0 | 0 | 0 | 0 | 0 | 0 | 0 | 0 | 0 | 0 | 0 | 0
F3_Commercial_WA - Health_Existing_Water Heating_Natural Gas_Water Heater - Efficient Dishwasher_A_Achievable Economic RVT Potential | F3 | Commercial | WA - Health | Existing | Water Heating | Natural Gas | Water Heater - Efficient Dishwasher | A | Integrated Unit Winter Peak Savings (kW) | Achievable Economic RVT Potential | 0 | 0 | 0 | 0 | 0 | 0 | 0 | 0 | 0 | 0 | 0 | 0 | 0 | 0 | 0 | 0 | 0 | 0 | 0 | 0 | 0 | 0 | 0 | 0 | 0 | 0 | 0
F4_Commercial_WA - Health_Existing_Water Heating_Natural Gas_Water Heater - Efficient Dishwasher_A_Achievable Economic RVT Potential | F4 | Commercial | WA - Health | Existing | Water Heating | Natural Gas | Water Heater - Efficient Dishwasher | A | Incremental Energy Savings (MWh or mTherms) | Achievable Economic RVT Potential | 0 | 0 | 0 | 0.066232 | 0.098072 | 0.14443 | 0.19154 | 0.24543 | 0.33057 | 0.39249 | 0.40438 | 0.35487 | 0.2594 | 0.15395 | 0.072066 | 0 | 0 | 0 | 0 | 0 | 0 | 0 | 0 | 0 | 0 | 0 | 0
F5_Commercial_WA - Health_Existing_Water Heating_Natural Gas_Water Heater - Efficient Dishwasher_A_Achievable Economic RVT Potential | F5 | Commercial | WA - Health | Existing | Water Heating | Natural Gas | Water Heater - Efficient Dishwasher | A | Incremental Summer Peak Savings (MW) | Achievable Economic RVT Potential | 0 | 0 | 0 | 0 | 0 | 0 | 0 | 0 | 0 | 0 | 0 | 0 | 0 | 0 | 0 | 0 | 0 | 0 | 0 | 0 | 0 | 0 | 0 | 0 | 0 | 0 | 0
F6_Commercial_WA - Health_Existing_Water Heating_Natural Gas_Water Heater - Efficient Dishwasher_A_Achievable Economic RVT Potential | F6 | Commercial | WA - Health | Existing | Water Heating | Natural Gas | Water Heater - Efficient Dishwasher | A | Incremental Winter Peak Savings (MW) | Achievable Economic RVT Potential | 0 | 0 | 0 | 0 | 0 | 0 | 0 | 0 | 0 | 0 | 0 | 0 | 0 | 0 | 0 | 0 | 0 | 0 | 0 | 0 | 0 | 0 | 0 | 0 | 0 | 0 | 0
F7_Commercial_WA - Health_Existing_Water Heating_Natural Gas_Water Heater - Efficient Dishwasher_A_Achievable Economic RVT Potential | F7 | Commercial | WA - Health | Existing | Water Heating | Natural Gas | Water Heater - Efficient Dishwasher | A | Cumulative Energy Savings (MWh or mTherms) | Achievable Economic RVT Potential | 0 | 0 | 0 | 0.066232 | 0.16312 | 0.30485 | 0.49156 | 0.72957 | 1.0495 | 1.4279 | 1.8141 | 2.1474 | 2.3838 | 2.5165 | 2.5733 | 2.5575 | 2.5451 | 2.5356 | 2.528 | 2.5219 | 2.5175 | 2.5144 | 2.512 | 2.5104 | 2.5083 | 2.5078 | 2.5074
F8_Commercial_WA - Health_Existing_Water Heating_Natural Gas_Water Heater - Efficient Dishwasher_A_Achievable Economic RVT Potential | F8 | Commercial | WA - Health | Existing | Water Heating | Natural Gas | Water Heater - Efficient Dishwasher | A | Cumulative Summer Peak Savings (MW) | Achievable Economic RVT Potential | 0 | 0 | 0 | 0 | 0 | 0 | 0 | 0 | 0 | 0 | 0 | 0 | 0 | 0 | 0 | 0 | 0 | 0 | 0 | 0 | 0 | 0 | 0 | 0 | 0 | 0 | 0
F9_Commercial_WA - Health_Existing_Water Heating_Natural Gas_Water Heater - Efficient Dishwasher_A_Achievable Economic RVT Potential | F9 | Commercial | WA - Health | Existing | Water Heating | Natural Gas | Water Heater - Efficient Dishwasher | A | Cumulative Winter Peak Savings (MW) | Achievable Economic RVT Potential | 0 | 0 | 0 | 0 | 0 | 0 | 0 | 0 | 0 | 0 | 0 | 0 | 0 | 0 | 0 | 0 | 0 | 0 | 0 | 0 | 0 | 0 | 0 | 0 | 0 | 0 | 0
F10_Commercial_WA - Health_Existing_Water Heating_Natural Gas_Water Heater - Efficient Dishwasher_A_Achievable Economic RVT Potential | F10 | Commercial | WA - Health | Existing | Water Heating | Natural Gas | Water Heater - Efficient Dishwasher | A | Purchases (Incremental) | Achievable Economic RVT Potential | 0 | 0 | 0 | 1.3227 | 1.994 | 2.986 | 4.0238 | 5.2351 | 7.1555 | 8.6113 | 8.9868 | 7.981 | 5.897 | 3.5313 | 1.6632 | 0 | 0 | 0 | 0 | 0 | 0 | 0 | 0 | 0 | 0 | 0 | 0
F11_Commercial_WA - Health_Existing_Water Heating_Natural Gas_Water Heater - Efficient Dishwasher_A_Achievable Economic RVT Potential | F11 | Commercial | WA - Health | Existing | Water Heating | Natural Gas | Water Heater - Efficient Dishwasher | A | Purchases (Cumulative) | Achievable Economic RVT Potential | 0 | 0 | 0 | 1.3227 | 3.3167 | 6.3027 | 10.3265 | 15.5616 | 22.7171 | 31.3284 | 40.3151 | 48.2961 | 54.1931 | 57.7245 | 59.3876 | 59.3876 | 59.3876 | 59.3876 | 59.3876 | 59.3876 | 59.3876 | 59.3876 | 59.3876 | 59.3876 | 59.3876 | 59.3876 | 59.3876
F1_Commercial_WA - Health_Existing_Water Heating_Natural Gas_Commercial Laundry - Alternative Dry-Cleaning Methods_A_Achievable Economic RVT Potential | F1 | Commercial | WA - Health | Existing | Water Heating | Natural Gas | Commercial Laundry - Alternative Dry-Cleaning Methods | A | Integrated Unit Energy Savings (kWh or therms) | Achievable Economic RVT Potential | 0 | 0 | 0 | 0 | 0 | 0 | 0 | 0 | 0 | 0 | 0 | 0 | 0 | 0 | 0 | 0 | 0 | 0 | 0 | 0 | 0 | 0 | 0 | 0 | 0 | 0 | 0
F2_Commercial_WA - Health_Existing_Water Heating_Natural Gas_Commercial Laundry - Alternative Dry-Cleaning Methods_A_Achievable Economic RVT Potential | F2 | Commercial | WA - Health | Existing | Water Heating | Natural Gas | Commercial Laundry - Alternative Dry-Cleaning Methods | A | Integrated Unit Summer Peak Savings (kW) | Achievable Economic RVT Potential | 0 | 0 | 0 | 0 | 0 | 0 | 0 | 0 | 0 | 0 | 0 | 0 | 0 | 0 | 0 | 0 | 0 | 0 | 0 | 0 | 0 | 0 | 0 | 0 | 0 | 0 | 0
F3_Commercial_WA - Health_Existing_Water Heating_Natural Gas_Commercial Laundry - Alternative Dry-Cleaning Methods_A_Achievable Economic RVT Potential | F3 | Commercial | WA - Health | Existing | Water Heating | Natural Gas | Commercial Laundry - Alternative Dry-Cleaning Methods | A | Integrated Unit Winter Peak Savings (kW) | Achievable Economic RVT Potential | 0 | 0 | 0 | 0 | 0 | 0 | 0 | 0 | 0 | 0 | 0 | 0 | 0 | 0 | 0 | 0 | 0 | 0 | 0 | 0 | 0 | 0 | 0 | 0 | 0 | 0 | 0
F4_Commercial_WA - Health_Existing_Water Heating_Natural Gas_Commercial Laundry - Alternative Dry-Cleaning Methods_A_Achievable Economic RVT Potential | F4 | Commercial | WA - Health | Existing | Water Heating | Natural Gas | Commercial Laundry - Alternative Dry-Cleaning Methods | A | Incremental Energy Savings (MWh or mTherms) | Achievable Economic RVT Potential | 0 | 0 | 0 | 0 | 0 | 0 | 0 | 0 | 0 | 0 | 0 | 0 | 0 | 0 | 0 | 0 | 0 | 0 | 0 | 0 | 0 | 0 | 0 | 0 | 0 | 0 | 0
F5_Commercial_WA - Health_Existing_Water Heating_Natural Gas_Commercial Laundry - Alternative Dry-Cleaning Methods_A_Achievable Economic RVT Potential | F5 | Commercial | WA - Health | Existing | Water Heating | Natural Gas | Commercial Laundry - Alternative Dry-Cleaning Methods | A | Incremental Summer Peak Savings (MW) | Achievable Economic RVT Potential | 0 | 0 | 0 | 0 | 0 | 0 | 0 | 0 | 0 | 0 | 0 | 0 | 0 | 0 | 0 | 0 | 0 | 0 | 0 | 0 | 0 | 0 | 0 | 0 | 0 | 0 | 0
F6_Commercial_WA - Health_Existing_Water Heating_Natural Gas_Commercial Laundry - Alternative Dry-Cleaning Methods_A_Achievable Economic RVT Potential | F6 | Commercial | WA - Health | Existing | Water Heating | Natural Gas | Commercial Laundry - Alternative Dry-Cleaning Methods | A | Incremental Winter Peak Savings (MW) | Achievable Economic RVT Potential | 0 | 0 | 0 | 0 | 0 | 0 | 0 | 0 | 0 | 0 | 0 | 0 | 0 | 0 | 0 | 0 | 0 | 0 | 0 | 0 | 0 | 0 | 0 | 0 | 0 | 0 | 0
F7_Commercial_WA - Health_Existing_Water Heating_Natural Gas_Commercial Laundry - Alternative Dry-Cleaning Methods_A_Achievable Economic RVT Potential | F7 | Commercial | WA - Health | Existing | Water Heating | Natural Gas | Commercial Laundry - Alternative Dry-Cleaning Methods | A | Cumulative Energy Savings (MWh or mTherms) | Achievable Economic RVT Potential | 0 | 0 | 0 | 0 | 0 | 0 | 0 | 0 | 0 | 0 | 0 | 0 | 0 | 0 | 0 | 0 | 0 | 0 | 0 | 0 | 0 | 0 | 0 | 0 | 0 | 0 | 0
F8_Commercial_WA - Health_Existing_Water Heating_Natural Gas_Commercial Laundry - Alternative Dry-Cleaning Methods_A_Achievable Economic RVT Potential | F8 | Commercial | WA - Health | Existing | Water Heating | Natural Gas | Commercial Laundry - Alternative Dry-Cleaning Methods | A | Cumulative Summer Peak Savings (MW) | Achievable Economic RVT Potential | 0 | 0 | 0 | 0 | 0 | 0 | 0 | 0 | 0 | 0 | 0 | 0 | 0 | 0 | 0 | 0 | 0 | 0 | 0 | 0 | 0 | 0 | 0 | 0 | 0 | 0 | 0
F9_Commercial_WA - Health_Existing_Water Heating_Natural Gas_Commercial Laundry - Alternative Dry-Cleaning Methods_A_Achievable Economic RVT Potential | F9 | Commercial | WA - Health | Existing | Water Heating | Natural Gas | Commercial Laundry - Alternative Dry-Cleaning Methods | A | Cumulative Winter Peak Savings (MW) | Achievable Economic RVT Potential | 0 | 0 | 0 | 0 | 0 | 0 | 0 | 0 | 0 | 0 | 0 | 0 | 0 | 0 | 0 | 0 | 0 | 0 | 0 | 0 | 0 | 0 | 0 | 0 | 0 | 0 | 0
F10_Commercial_WA - Health_Existing_Water Heating_Natural Gas_Commercial Laundry - Alternative Dry-Cleaning Methods_A_Achievable Economic RVT Potential | F10 | Commercial | WA - Health | Existing | Water Heating | Natural Gas | Commercial Laundry - Alternative Dry-Cleaning Methods | A | Purchases (Incremental) | Achievable Economic RVT Potential | 0 | 0 | 0 | 0 | 0 | 0 | 0 | 0 | 0 | 0 | 0 | 0 | 0 | 0 | 0 | 0 | 0 | 0 | 0 | 0 | 0 | 0 | 0 | 0 | 0 | 0 | 0
F11_Commercial_WA - Health_Existing_Water Heating_Natural Gas_Commercial Laundry - Alternative Dry-Cleaning Methods_A_Achievable Economic RVT Potential | F11 | Commercial | WA - Health | Existing | Water Heating | Natural Gas | Commercial Laundry - Alternative Dry-Cleaning Methods | A | Purchases (Cumulative) | Achievable Economic RVT Potential | 0 | 0 | 0 | 0 | 0 | 0 | 0 | 0 | 0 | 0 | 0 | 0 | 0 | 0 | 0 | 0 | 0 | 0 | 0 | 0 | 0 | 0 | 0 | 0 | 0 | 0 | 0
F1_Commercial_WA - Health_Existing_Space Heating_Natural Gas_Advanced Kitchen Ventilation Controls_A_Achievable Economic RVT Potential | F1 | Commercial | WA - Health | Existing | Space Heating | Natural Gas | Advanced Kitchen Ventilation Controls | A | Integrated Unit Energy Savings (kWh or therms) | Achievable Economic RVT Potential | 0 | 0 | 0.075777 | 0.075391 | 0.074911 | 0.074331 | 0.073663 | 0.072882 | 0.071962 | 0.070891 | 0.069659 | 0.068254 | 0.066699 | 0.065036 | 0.063323 | 0.06164 | 0.060062 | 0.058655 | 0.05751 | 0.056651 | 0.05597 | 0.055497 | 0.055087 | 0.054936 | 0.054797 | 0.05467 | 0.054552
F2_Commercial_WA - Health_Existing_Space Heating_Natural Gas_Advanced Kitchen Ventilation Controls_A_Achievable Economic RVT Potential | F2 | Commercial | WA - Health | Existing | Space Heating | Natural Gas | Advanced Kitchen Ventilation Controls | A | Integrated Unit Summer Peak Savings (kW) | Achievable Economic RVT Potential | 0 | 0 | 0 | 0 | 0 | 0 | 0 | 0 | 0 | 0 | 0 | 0 | 0 | 0 | 0 | 0 | 0 | 0 | 0 | 0 | 0 | 0 | 0 | 0 | 0 | 0 | 0
F3_Commercial_WA - Health_Existing_Space Heating_Natural Gas_Advanced Kitchen Ventilation Controls_A_Achievable Economic RVT Potential | F3 | Commercial | WA - Health | Existing | Space Heating | Natural Gas | Advanced Kitchen Ventilation Controls | A | Integrated Unit Winter Peak Savings (kW) | Achievable Economic RVT Potential | 0 | 0 | 0 | 0 | 0 | 0 | 0 | 0 | 0 | 0 | 0 | 0 | 0 | 0 | 0 | 0 | 0 | 0 | 0 | 0 | 0 | 0 | 0 | 0 | 0 | 0 | 0
F4_Commercial_WA - Health_Existing_Space Heating_Natural Gas_Advanced Kitchen Ventilation Controls_A_Achievable Economic RVT Potential | F4 | Commercial | WA - Health | Existing | Space Heating | Natural Gas | Advanced Kitchen Ventilation Controls | A | Incremental Energy Savings (MWh or mTherms) | Achievable Economic RVT Potential | 0 | 0 | 0 | 0 | 0 | 0 | 0 | 0 | 0 | 0 | 0 | 0 | 0 | 0 | 0 | 0 | 0 | 0 | 0 | 0 | 0 | 0 | 0 | 0 | 0 | 0 | 0
F5_Commercial_WA - Health_Existing_Space Heating_Natural Gas_Advanced Kitchen Ventilation Controls_A_Achievable Economic RVT Potential | F5 | Commercial | WA - Health | Existing | Space Heating | Natural Gas | Advanced Kitchen Ventilation Controls | A | Incremental Summer Peak Savings (MW) | Achievable Economic RVT Potential | 0 | 0 | 0 | 0 | 0 | 0 | 0 | 0 | 0 | 0 | 0 | 0 | 0 | 0 | 0 | 0 | 0 | 0 | 0 | 0 | 0 | 0 | 0 | 0 | 0 | 0 | 0
F6_Commercial_WA - Health_Existing_Space Heating_Natural Gas_Advanced Kitchen Ventilation Controls_A_Achievable Economic RVT Potential | F6 | Commercial | WA - Health | Existing | Space Heating | Natural Gas | Advanced Kitchen Ventilation Controls | A | Incremental Winter Peak Savings (MW) | Achievable Economic RVT Potential | 0 | 0 | 0 | 0 | 0 | 0 | 0 | 0 | 0 | 0 | 0 | 0 | 0 | 0 | 0 | 0 | 0 | 0 | 0 | 0 | 0 | 0 | 0 | 0 | 0 | 0 | 0
F7_Commercial_WA - Health_Existing_Space Heating_Natural Gas_Advanced Kitchen Ventilation Controls_A_Achievable Economic RVT Potential | F7 | Commercial | WA - Health | Existing | Space Heating | Natural Gas | Advanced Kitchen Ventilation Controls | A | Cumulative Energy Savings (MWh or mTherms) | Achievable Economic RVT Potential | 0 | 0 | 0 | 0 | 0 | 0 | 0 | 0 | 0 | 0 | 0 | 0 | 0 | 0 | 0 | 0 | 0 | 0 | 0 | 0 | 0 | 0 | 0 | 0 | 0 | 0 | 0
F8_Commercial_WA - Health_Existing_Space Heating_Natural Gas_Advanced Kitchen Ventilation Controls_A_Achievable Economic RVT Potential | F8 | Commercial | WA - Health | Existing | Space Heating | Natural Gas | Advanced Kitchen Ventilation Controls | A | Cumulative Summer Peak Savings (MW) | Achievable Economic RVT Potential | 0 | 0 | 0 | 0 | 0 | 0 | 0 | 0 | 0 | 0 | 0 | 0 | 0 | 0 | 0 | 0 | 0 | 0 | 0 | 0 | 0 | 0 | 0 | 0 | 0 | 0 | 0
F9_Commercial_WA - Health_Existing_Space Heating_Natural Gas_Advanced Kitchen Ventilation Controls_A_Achievable Economic RVT Potential | F9 | Commercial | WA - Health | Existing | Space Heating | Natural Gas | Advanced Kitchen Ventilation Controls | A | Cumulative Winter Peak Savings (MW) | Achievable Economic RVT Potential | 0 | 0 | 0 | 0 | 0 | 0 | 0 | 0 | 0 | 0 | 0 | 0 | 0 | 0 | 0 | 0 | 0 | 0 | 0 | 0 | 0 | 0 | 0 | 0 | 0 | 0 | 0
F10_Commercial_WA - Health_Existing_Space Heating_Natural Gas_Advanced Kitchen Ventilation Controls_A_Achievable Economic RVT Potential | F10 | Commercial | WA - Health | Existing | Space Heating | Natural Gas | Advanced Kitchen Ventilation Controls | A | Purchases (Incremental) | Achievable Economic RVT Potential | 0 | 0 | 0 | 0 | 0 | 0 | 0 | 0 | 0 | 0 | 0 | 0 | 0 | 0 | 0 | 0 | 0 | 0 | 0 | 0 | 0 | 0 | 0 | 0 | 0 | 0 | 0
F11_Commercial_WA - Health_Existing_Space Heating_Natural Gas_Advanced Kitchen Ventilation Controls_A_Achievable Economic RVT Potential | F11 | Commercial | WA - Health | Existing | Space Heating | Natural Gas | Advanced Kitchen Ventilation Controls | A | Purchases (Cumulative) | Achievable Economic RVT Potential | 0 | 0 | 0 | 0 | 0 | 0 | 0 | 0 | 0 | 0 | 0 | 0 | 0 | 0 | 0 | 0 | 0 | 0 | 0 | 0 | 0 | 0 | 0 | 0 | 0 | 0 | 0
F1_Commercial_WA - Health_Existing_Space Heating_Natural Gas_Infiltration Control - Loading Dock Sealing_A_Achievable Economic RVT Potential | F1 | Commercial | WA - Health | Existing | Space Heating | Natural Gas | Infiltration Control - Loading Dock Sealing | A | Integrated Unit Energy Savings (kWh or therms) | Achievable Economic RVT Potential | 0 | 0 | 271.0229 | 269.1963 | 266.703 | 263.7566 | 260.4189 | 256.5731 | 252.1058 | 246.9627 | 241.0999 | 234.5001 | 227.273 | 219.6318 | 211.8472 | 204.2693 | 197.2264 | 190.9904 | 186.1355 | 182.729 | 180.075 | 178.3698 | 176.8872 | 176.4024 | 175.956 | 175.545 | 175.1666
F2_Commercial_WA - Health_Existing_Space Heating_Natural Gas_Infiltration Control - Loading Dock Sealing_A_Achievable Economic RVT Potential | F2 | Commercial | WA - Health | Existing | Space Heating | Natural Gas | Infiltration Control - Loading Dock Sealing | A | Integrated Unit Summer Peak Savings (kW) | Achievable Economic RVT Potential | 0 | 0 | 0 | 0 | 0 | 0 | 0 | 0 | 0 | 0 | 0 | 0 | 0 | 0 | 0 | 0 | 0 | 0 | 0 | 0 | 0 | 0 | 0 | 0 | 0 | 0 | 0
F3_Commercial_WA - Health_Existing_Space Heating_Natural Gas_Infiltration Control - Loading Dock Sealing_A_Achievable Economic RVT Potential | F3 | Commercial | WA - Health | Existing | Space Heating | Natural Gas | Infiltration Control - Loading Dock Sealing | A | Integrated Unit Winter Peak Savings (kW) | Achievable Economic RVT Potential | 0 | 0 | 0 | 0 | 0 | 0 | 0 | 0 | 0 | 0 | 0 | 0 | 0 | 0 | 0 | 0 | 0 | 0 | 0 | 0 | 0 | 0 | 0 | 0 | 0 | 0 | 0
F4_Commercial_WA - Health_Existing_Space Heating_Natural Gas_Infiltration Control - Loading Dock Sealing_A_Achievable Economic RVT Potential | F4 | Commercial | WA - Health | Existing | Space Heating | Natural Gas | Infiltration Control - Loading Dock Sealing | A | Incremental Energy Savings (MWh or mTherms) | Achievable Economic RVT Potential | 0 | 0 | 0 | 0 | 0 | 0 | 0 | 0 | 0 | 0 | 0 | 0 | 0 | 0 | 0 | 0 | 0 | 0 | 0 | 0 | 0 | 0 | 0 | 0 | 0 | 0 | 0
F5_Commercial_WA - Health_Existing_Space Heating_Natural Gas_Infiltration Control - Loading Dock Sealing_A_Achievable Economic RVT Potential | F5 | Commercial | WA - Health | Existing | Space Heating | Natural Gas | Infiltration Control - Loading Dock Sealing | A | Incremental Summer Peak Savings (MW) | Achievable Economic RVT Potential | 0 | 0 | 0 | 0 | 0 | 0 | 0 | 0 | 0 | 0 | 0 | 0 | 0 | 0 | 0 | 0 | 0 | 0 | 0 | 0 | 0 | 0 | 0 | 0 | 0 | 0 | 0
F6_Commercial_WA - Health_Existing_Space Heating_Natural Gas_Infiltration Control - Loading Dock Sealing_A_Achievable Economic RVT Potential | F6 | Commercial | WA - Health | Existing | Space Heating | Natural Gas | Infiltration Control - Loading Dock Sealing | A | Incremental Winter Peak Savings (MW) | Achievable Economic RVT Potential | 0 | 0 | 0 | 0 | 0 | 0 | 0 | 0 | 0 | 0 | 0 | 0 | 0 | 0 | 0 | 0 | 0 | 0 | 0 | 0 | 0 | 0 | 0 | 0 | 0 | 0 | 0
F7_Commercial_WA - Health_Existing_Space Heating_Natural Gas_Infiltration Control - Loading Dock Sealing_A_Achievable Economic RVT Potential | F7 | Commercial | WA - Health | Existing | Space Heating | Natural Gas | Infiltration Control - Loading Dock Sealing | A | Cumulative Energy Savings (MWh or mTherms) | Achievable Economic RVT Potential | 0 | 0 | 0 | 0 | 0 | 0 | 0 | 0 | 0 | 0 | 0 | 0 | 0 | 0 | 0 | 0 | 0 | 0 | 0 | 0 | 0 | 0 | 0 | 0 | 0 | 0 | 0
F8_Commercial_WA - Health_Existing_Space Heating_Natural Gas_Infiltration Control - Loading Dock Sealing_A_Achievable Economic RVT Potential | F8 | Commercial | WA - Health | Existing | Space Heating | Natural Gas | Infiltration Control - Loading Dock Sealing | A | Cumulative Summer Peak Savings (MW) | Achievable Economic RVT Potential | 0 | 0 | 0 | 0 | 0 | 0 | 0 | 0 | 0 | 0 | 0 | 0 | 0 | 0 | 0 | 0 | 0 | 0 | 0 | 0 | 0 | 0 | 0 | 0 | 0 | 0 | 0
F9_Commercial_WA - Health_Existing_Space Heating_Natural Gas_Infiltration Control - Loading Dock Sealing_A_Achievable Economic RVT Potential | F9 | Commercial | WA - Health | Existing | Space Heating | Natural Gas | Infiltration Control - Loading Dock Sealing | A | Cumulative Winter Peak Savings (MW) | Achievable Economic RVT Potential | 0 | 0 | 0 | 0 | 0 | 0 | 0 | 0 | 0 | 0 | 0 | 0 | 0 | 0 | 0 | 0 | 0 | 0 | 0 | 0 | 0 | 0 | 0 | 0 | 0 | 0 | 0
F10_Commercial_WA - Health_Existing_Space Heating_Natural Gas_Infiltration Control - Loading Dock Sealing_A_Achievable Economic RVT Potential | F10 | Commercial | WA - Health | Existing | Space Heating | Natural Gas | Infiltration Control - Loading Dock Sealing | A | Purchases (Incremental) | Achievable Economic RVT Potential | 0 | 0 | 0 | 0 | 0 | 0 | 0 | 0 | 0 | 0 | 0 | 0 | 0 | 0 | 0 | 0 | 0 | 0 | 0 | 0 | 0 | 0 | 0 | 0 | 0 | 0 | 0
F11_Commercial_WA - Health_Existing_Space Heating_Natural Gas_Infiltration Control - Loading Dock Sealing_A_Achievable Economic RVT Potential | F11 | Commercial | WA - Health | Existing | Space Heating | Natural Gas | Infiltration Control - Loading Dock Sealing | A | Purchases (Cumulative) | Achievable Economic RVT Potential | 0 | 0 | 0 | 0 | 0 | 0 | 0 | 0 | 0 | 0 | 0 | 0 | 0 | 0 | 0 | 0 | 0 | 0 | 0 | 0 | 0 | 0 | 0 | 0 | 0 | 0 | 0
F1_Commercial_WA - Health_Existing_Space Heating_Natural Gas_Greenhouse Heat Curtain_A_Achievable Economic RVT Potential | F1 | Commercial | WA - Health | Existing | Space Heating | Natural Gas | Greenhouse Heat Curtain | A | Integrated Unit Energy Savings (kWh or therms) | Achievable Economic RVT Potential | 0 | 0 | 236.6394 | 235.9735 | 235.2458 | 234.4758 | 233.6649 | 232.8093 | 231.9052 | 230.9846 | 230.0514 | 229.0724 | 228.0538 | 227.0148 | 225.9528 | 224.8996 | 223.8688 | 222.8778 | 221.9407 | 221.1138 | 220.3481 | 219.6433 | 218.9944 | 218.397 | 217.847 | 217.3405 | 216.8742
F2_Commercial_WA - Health_Existing_Space Heating_Natural Gas_Greenhouse Heat Curtain_A_Achievable Economic RVT Potential | F2 | Commercial | WA - Health | Existing | Space Heating | Natural Gas | Greenhouse Heat Curtain | A | Integrated Unit Summer Peak Savings (kW) | Achievable Economic RVT Potential | 0 | 0 | 0 | 0 | 0 | 0 | 0 | 0 | 0 | 0 | 0 | 0 | 0 | 0 | 0 | 0 | 0 | 0 | 0 | 0 | 0 | 0 | 0 | 0 | 0 | 0 | 0
F3_Commercial_WA - Health_Existing_Space Heating_Natural Gas_Greenhouse Heat Curtain_A_Achievable Economic RVT Potential | F3 | Commercial | WA - Health | Existing | Space Heating | Natural Gas | Greenhouse Heat Curtain | A | Integrated Unit Winter Peak Savings (kW) | Achievable Economic RVT Potential | 0 | 0 | 0 | 0 | 0 | 0 | 0 | 0 | 0 | 0 | 0 | 0 | 0 | 0 | 0 | 0 | 0 | 0 | 0 | 0 | 0 | 0 | 0 | 0 | 0 | 0 | 0
F4_Commercial_WA - Health_Existing_Space Heating_Natural Gas_Greenhouse Heat Curtain_A_Achievable Economic RVT Potential | F4 | Commercial | WA - Health | Existing | Space Heating | Natural Gas | Greenhouse Heat Curtain | A | Incremental Energy Savings (MWh or mTherms) | Achievable Economic RVT Potential | 0 | 0 | 0 | 0 | 0 | 0 | 0 | 0 | 0 | 0 | 0 | 0 | 0 | 0 | 0 | 0 | 0 | 0 | 0 | 0 | 0 | 0 | 0 | 0 | 0 | 0 | 0
F5_Commercial_WA - Health_Existing_Space Heating_Natural Gas_Greenhouse Heat Curtain_A_Achievable Economic RVT Potential | F5 | Commercial | WA - Health | Existing | Space Heating | Natural Gas | Greenhouse Heat Curtain | A | Incremental Summer Peak Savings (MW) | Achievable Economic RVT Potential | 0 | 0 | 0 | 0 | 0 | 0 | 0 | 0 | 0 | 0 | 0 | 0 | 0 | 0 | 0 | 0 | 0 | 0 | 0 | 0 | 0 | 0 | 0 | 0 | 0 | 0 | 0
F6_Commercial_WA - Health_Existing_Space Heating_Natural Gas_Greenhouse Heat Curtain_A_Achievable Economic RVT Potential | F6 | Commercial | WA - Health | Existing | Space Heating | Natural Gas | Greenhouse Heat Curtain | A | Incremental Winter Peak Savings (MW) | Achievable Economic RVT Potential | 0 | 0 | 0 | 0 | 0 | 0 | 0 | 0 | 0 | 0 | 0 | 0 | 0 | 0 | 0 | 0 | 0 | 0 | 0 | 0 | 0 | 0 | 0 | 0 | 0 | 0 | 0
F7_Commercial_WA - Health_Existing_Space Heating_Natural Gas_Greenhouse Heat Curtain_A_Achievable Economic RVT Potential | F7 | Commercial | WA - Health | Existing | Space Heating | Natural Gas | Greenhouse Heat Curtain | A | Cumulative Energy Savings (MWh or mTherms) | Achievable Economic RVT Potential | 0 | 0 | 0 | 0 | 0 | 0 | 0 | 0 | 0 | 0 | 0 | 0 | 0 | 0 | 0 | 0 | 0 | 0 | 0 | 0 | 0 | 0 | 0 | 0 | 0 | 0 | 0
F8_Commercial_WA - Health_Existing_Space Heating_Natural Gas_Greenhouse Heat Curtain_A_Achievable Economic RVT Potential | F8 | Commercial | WA - Health | Existing | Space Heating | Natural Gas | Greenhouse Heat Curtain | A | Cumulative Summer Peak Savings (MW) | Achievable Economic RVT Potential | 0 | 0 | 0 | 0 | 0 | 0 | 0 | 0 | 0 | 0 | 0 | 0 | 0 | 0 | 0 | 0 | 0 | 0 | 0 | 0 | 0 | 0 | 0 | 0 | 0 | 0 | 0
F9_Commercial_WA - Health_Existing_Space Heating_Natural Gas_Greenhouse Heat Curtain_A_Achievable Economic RVT Potential | F9 | Commercial | WA - Health | Existing | Space Heating | Natural Gas | Greenhouse Heat Curtain | A | Cumulative Winter Peak Savings (MW) | Achievable Economic RVT Potential | 0 | 0 | 0 | 0 | 0 | 0 | 0 | 0 | 0 | 0 | 0 | 0 | 0 | 0 | 0 | 0 | 0 | 0 | 0 | 0 | 0 | 0 | 0 | 0 | 0 | 0 | 0
F10_Commercial_WA - Health_Existing_Space Heating_Natural Gas_Greenhouse Heat Curtain_A_Achievable Economic RVT Potential | F10 | Commercial | WA - Health | Existing | Space Heating | Natural Gas | Greenhouse Heat Curtain | A | Purchases (Incremental) | Achievable Economic RVT Potential | 0 | 0 | 0 | 0 | 0 | 0 | 0 | 0 | 0 | 0 | 0 | 0 | 0 | 0 | 0 | 0 | 0 | 0 | 0 | 0 | 0 | 0 | 0 | 0 | 0 | 0 | 0
F11_Commercial_WA - Health_Existing_Space Heating_Natural Gas_Greenhouse Heat Curtain_A_Achievable Economic RVT Potential | F11 | Commercial | WA - Health | Existing | Space Heating | Natural Gas | Greenhouse Heat Curtain | A | Purchases (Cumulative) | Achievable Economic RVT Potential | 0 | 0 | 0 | 0 | 0 | 0 | 0 | 0 | 0 | 0 | 0 | 0 | 0 | 0 | 0 | 0 | 0 | 0 | 0 | 0 | 0 | 0 | 0 | 0 | 0 | 0 | 0
F1_Commercial_WA - Health_Existing_Space Heating_Natural Gas_Ventilation - Parking Garages, Demand Controlled_A_Achievable Economic RVT Potential | F1 | Commercial | WA - Health | Existing | Space Heating | Natural Gas | Ventilation - Parking Garages, Demand Controlled | A | Integrated Unit Energy Savings (kWh or therms) | Achievable Economic RVT Potential | 0 | 0 | 0 | 0 | 0 | 0 | 0 | 0 | 0 | 0 | 0 | 0 | 0 | 0 | 0 | 0 | 0 | 0 | 0 | 0 | 0 | 0 | 0 | 0 | 0 | 0 | 0
F2_Commercial_WA - Health_Existing_Space Heating_Natural Gas_Ventilation - Parking Garages, Demand Controlled_A_Achievable Economic RVT Potential | F2 | Commercial | WA - Health | Existing | Space Heating | Natural Gas | Ventilation - Parking Garages, Demand Controlled | A | Integrated Unit Summer Peak Savings (kW) | Achievable Economic RVT Potential | 0 | 0 | 0 | 0 | 0 | 0 | 0 | 0 | 0 | 0 | 0 | 0 | 0 | 0 | 0 | 0 | 0 | 0 | 0 | 0 | 0 | 0 | 0 | 0 | 0 | 0 | 0
F3_Commercial_WA - Health_Existing_Space Heating_Natural Gas_Ventilation - Parking Garages, Demand Controlled_A_Achievable Economic RVT Potential | F3 | Commercial | WA - Health | Existing | Space Heating | Natural Gas | Ventilation - Parking Garages, Demand Controlled | A | Integrated Unit Winter Peak Savings (kW) | Achievable Economic RVT Potential | 0 | 0 | 0 | 0 | 0 | 0 | 0 | 0 | 0 | 0 | 0 | 0 | 0 | 0 | 0 | 0 | 0 | 0 | 0 | 0 | 0 | 0 | 0 | 0 | 0 | 0 | 0
F4_Commercial_WA - Health_Existing_Space Heating_Natural Gas_Ventilation - Parking Garages, Demand Controlled_A_Achievable Economic RVT Potential | F4 | Commercial | WA - Health | Existing | Space Heating | Natural Gas | Ventilation - Parking Garages, Demand Controlled | A | Incremental Energy Savings (MWh or mTherms) | Achievable Economic RVT Potential | 0 | 0 | 0 | 0 | 0 | 0 | 0 | 0 | 0 | 0 | 0 | 0 | 0 | 0 | 0 | 0 | 0 | 0 | 0 | 0 | 0 | 0 | 0 | 0 | 0 | 0 | 0
F5_Commercial_WA - Health_Existing_Space Heating_Natural Gas_Ventilation - Parking Garages, Demand Controlled_A_Achievable Economic RVT Potential | F5 | Commercial | WA - Health | Existing | Space Heating | Natural Gas | Ventilation - Parking Garages, Demand Controlled | A | Incremental Summer Peak Savings (MW) | Achievable Economic RVT Potential | 0 | 0 | 0 | 0 | 0 | 0 | 0 | 0 | 0 | 0 | 0 | 0 | 0 | 0 | 0 | 0 | 0 | 0 | 0 | 0 | 0 | 0 | 0 | 0 | 0 | 0 | 0
F6_Commercial_WA - Health_Existing_Space Heating_Natural Gas_Ventilation - Parking Garages, Demand Controlled_A_Achievable Economic RVT Potential | F6 | Commercial | WA - Health | Existing | Space Heating | Natural Gas | Ventilation - Parking Garages, Demand Controlled | A | Incremental Winter Peak Savings (MW) | Achievable Economic RVT Potential | 0 | 0 | 0 | 0 | 0 | 0 | 0 | 0 | 0 | 0 | 0 | 0 | 0 | 0 | 0 | 0 | 0 | 0 | 0 | 0 | 0 | 0 | 0 | 0 | 0 | 0 | 0
F7_Commercial_WA - Health_Existing_Space Heating_Natural Gas_Ventilation - Parking Garages, Demand Controlled_A_Achievable Economic RVT Potential | F7 | Commercial | WA - Health | Existing | Space Heating | Natural Gas | Ventilation - Parking Garages, Demand Controlled | A | Cumulative Energy Savings (MWh or mTherms) | Achievable Economic RVT Potential | 0 | 0 | 0 | 0 | 0 | 0 | 0 | 0 | 0 | 0 | 0 | 0 | 0 | 0 | 0 | 0 | 0 | 0 | 0 | 0 | 0 | 0 | 0 | 0 | 0 | 0 | 0
F8_Commercial_WA - Health_Existing_Space Heating_Natural Gas_Ventilation - Parking Garages, Demand Controlled_A_Achievable Economic RVT Potential | F8 | Commercial | WA - Health | Existing | Space Heating | Natural Gas | Ventilation - Parking Garages, Demand Controlled | A | Cumulative Summer Peak Savings (MW) | Achievable Economic RVT Potential | 0 | 0 | 0 | 0 | 0 | 0 | 0 | 0 | 0 | 0 | 0 | 0 | 0 | 0 | 0 | 0 | 0 | 0 | 0 | 0 | 0 | 0 | 0 | 0 | 0 | 0 | 0
F9_Commercial_WA - Health_Existing_Space Heating_Natural Gas_Ventilation - Parking Garages, Demand Controlled_A_Achievable Economic RVT Potential | F9 | Commercial | WA - Health | Existing | Space Heating | Natural Gas | Ventilation - Parking Garages, Demand Controlled | A | Cumulative Winter Peak Savings (MW) | Achievable Economic RVT Potential | 0 | 0 | 0 | 0 | 0 | 0 | 0 | 0 | 0 | 0 | 0 | 0 | 0 | 0 | 0 | 0 | 0 | 0 | 0 | 0 | 0 | 0 | 0 | 0 | 0 | 0 | 0
F10_Commercial_WA - Health_Existing_Space Heating_Natural Gas_Ventilation - Parking Garages, Demand Controlled_A_Achievable Economic RVT Potential | F10 | Commercial | WA - Health | Existing | Space Heating | Natural Gas | Ventilation - Parking Garages, Demand Controlled | A | Purchases (Incremental) | Achievable Economic RVT Potential | 0 | 0 | 0 | 0 | 0 | 0 | 0 | 0 | 0 | 0 | 0 | 0 | 0 | 0 | 0 | 0 | 0 | 0 | 0 | 0 | 0 | 0 | 0 | 0 | 0 | 0 | 0
F11_Commercial_WA - Health_Existing_Space Heating_Natural Gas_Ventilation - Parking Garages, Demand Controlled_A_Achievable Economic RVT Potential | F11 | Commercial | WA - Health | Existing | Space Heating | Natural Gas | Ventilation - Parking Garages, Demand Controlled | A | Purchases (Cumulative) | Achievable Economic RVT Potential | 0 | 0 | 0 | 0 | 0 | 0 | 0 | 0 | 0 | 0 | 0 | 0 | 0 | 0 | 0 | 0 | 0 | 0 | 0 | 0 | 0 | 0 | 0 | 0 | 0 | 0 | 0
F1_Commercial_WA - Health_Existing_Miscellaneous_Natural Gas_Pool Heater - Night Covers_A_Achievable Economic RVT Potential | F1 | Commercial | WA - Health | Existing | Miscellaneous | Natural Gas | Pool Heater - Night Covers | A | Integrated Unit Energy Savings (kWh or therms) | Achievable Economic RVT Potential | 0 | 0 | 0 | 0 | 0 | 0 | 0 | 0 | 0 | 0 | 0 | 0 | 0 | 0 | 0 | 0 | 0 | 0 | 0 | 0 | 0 | 0 | 0 | 0 | 0 | 0 | 0
F2_Commercial_WA - Health_Existing_Miscellaneous_Natural Gas_Pool Heater - Night Covers_A_Achievable Economic RVT Potential | F2 | Commercial | WA - Health | Existing | Miscellaneous | Natural Gas | Pool Heater - Night Covers | A | Integrated Unit Summer Peak Savings (kW) | Achievable Economic RVT Potential | 0 | 0 | 0 | 0 | 0 | 0 | 0 | 0 | 0 | 0 | 0 | 0 | 0 | 0 | 0 | 0 | 0 | 0 | 0 | 0 | 0 | 0 | 0 | 0 | 0 | 0 | 0
F3_Commercial_WA - Health_Existing_Miscellaneous_Natural Gas_Pool Heater - Night Covers_A_Achievable Economic RVT Potential | F3 | Commercial | WA - Health | Existing | Miscellaneous | Natural Gas | Pool Heater - Night Covers | A | Integrated Unit Winter Peak Savings (kW) | Achievable Economic RVT Potential | 0 | 0 | 0 | 0 | 0 | 0 | 0 | 0 | 0 | 0 | 0 | 0 | 0 | 0 | 0 | 0 | 0 | 0 | 0 | 0 | 0 | 0 | 0 | 0 | 0 | 0 | 0
F4_Commercial_WA - Health_Existing_Miscellaneous_Natural Gas_Pool Heater - Night Covers_A_Achievable Economic RVT Potential | F4 | Commercial | WA - Health | Existing | Miscellaneous | Natural Gas | Pool Heater - Night Covers | A | Incremental Energy Savings (MWh or mTherms) | Achievable Economic RVT Potential | 0 | 0 | 0 | 0 | 0 | 0 | 0 | 0 | 0 | 0 | 0 | 0 | 0 | 0 | 0 | 0 | 0 | 0 | 0 | 0 | 0 | 0 | 0 | 0 | 0 | 0 | 0
F5_Commercial_WA - Health_Existing_Miscellaneous_Natural Gas_Pool Heater - Night Covers_A_Achievable Economic RVT Potential | F5 | Commercial | WA - Health | Existing | Miscellaneous | Natural Gas | Pool Heater - Night Covers | A | Incremental Summer Peak Savings (MW) | Achievable Economic RVT Potential | 0 | 0 | 0 | 0 | 0 | 0 | 0 | 0 | 0 | 0 | 0 | 0 | 0 | 0 | 0 | 0 | 0 | 0 | 0 | 0 | 0 | 0 | 0 | 0 | 0 | 0 | 0
F6_Commercial_WA - Health_Existing_Miscellaneous_Natural Gas_Pool Heater - Night Covers_A_Achievable Economic RVT Potential | F6 | Commercial | WA - Health | Existing | Miscellaneous | Natural Gas | Pool Heater - Night Covers | A | Incremental Winter Peak Savings (MW) | Achievable Economic RVT Potential | 0 | 0 | 0 | 0 | 0 | 0 | 0 | 0 | 0 | 0 | 0 | 0 | 0 | 0 | 0 | 0 | 0 | 0 | 0 | 0 | 0 | 0 | 0 | 0 | 0 | 0 | 0
F7_Commercial_WA - Health_Existing_Miscellaneous_Natural Gas_Pool Heater - Night Covers_A_Achievable Economic RVT Potential | F7 | Commercial | WA - Health | Existing | Miscellaneous | Natural Gas | Pool Heater - Night Covers | A | Cumulative Energy Savings (MWh or mTherms) | Achievable Economic RVT Potential | 0 | 0 | 0 | 0 | 0 | 0 | 0 | 0 | 0 | 0 | 0 | 0 | 0 | 0 | 0 | 0 | 0 | 0 | 0 | 0 | 0 | 0 | 0 | 0 | 0 | 0 | 0
F8_Commercial_WA - Health_Existing_Miscellaneous_Natural Gas_Pool Heater - Night Covers_A_Achievable Economic RVT Potential | F8 | Commercial | WA - Health | Existing | Miscellaneous | Natural Gas | Pool Heater - Night Covers | A | Cumulative Summer Peak Savings (MW) | Achievable Economic RVT Potential | 0 | 0 | 0 | 0 | 0 | 0 | 0 | 0 | 0 | 0 | 0 | 0 | 0 | 0 | 0 | 0 | 0 | 0 | 0 | 0 | 0 | 0 | 0 | 0 | 0 | 0 | 0
F9_Commercial_WA - Health_Existing_Miscellaneous_Natural Gas_Pool Heater - Night Covers_A_Achievable Economic RVT Potential | F9 | Commercial | WA - Health | Existing | Miscellaneous | Natural Gas | Pool Heater - Night Covers | A | Cumulative Winter Peak Savings (MW) | Achievable Economic RVT Potential | 0 | 0 | 0 | 0 | 0 | 0 | 0 | 0 | 0 | 0 | 0 | 0 | 0 | 0 | 0 | 0 | 0 | 0 | 0 | 0 | 0 | 0 | 0 | 0 | 0 | 0 | 0
F10_Commercial_WA - Health_Existing_Miscellaneous_Natural Gas_Pool Heater - Night Covers_A_Achievable Economic RVT Potential | F10 | Commercial | WA - Health | Existing | Miscellaneous | Natural Gas | Pool Heater - Night Covers | A | Purchases (Incremental) | Achievable Economic RVT Potential | 0 | 0 | 0 | 0 | 0 | 0 | 0 | 0 | 0 | 0 | 0 | 0 | 0 | 0 | 0 | 0 | 0 | 0 | 0 | 0 | 0 | 0 | 0 | 0 | 0 | 0 | 0
F11_Commercial_WA - Health_Existing_Miscellaneous_Natural Gas_Pool Heater - Night Covers_A_Achievable Economic RVT Potential | F11 | Commercial | WA - Health | Existing | Miscellaneous | Natural Gas | Pool Heater - Night Covers | A | Purchases (Cumulative) | Achievable Economic RVT Potential | 0 | 0 | 0 | 0 | 0 | 0 | 0 | 0 | 0 | 0 | 0 | 0 | 0 | 0 | 0 | 0 | 0 | 0 | 0 | 0 | 0 | 0 | 0 | 0 | 0 | 0 | 0
F1_Commercial_WA - Health_Existing_Space Heating_Natural Gas_Advanced New Construction Designs_A_Achievable Economic RVT Potential | F1 | Commercial | WA - Health | Existing | Space Heating | Natural Gas | Advanced New Construction Designs | A | Integrated Unit Energy Savings (kWh or therms) | Achievable Economic RVT Potential | 0 | 0 | 0 | 0 | 0 | 0 | 0 | 0 | 0 | 0 | 0 | 0 | 0 | 0 | 0 | 0 | 0 | 0 | 0 | 0 | 0 | 0 | 0 | 0 | 0 | 0 | 0
F2_Commercial_WA - Health_Existing_Space Heating_Natural Gas_Advanced New Construction Designs_A_Achievable Economic RVT Potential | F2 | Commercial | WA - Health | Existing | Space Heating | Natural Gas | Advanced New Construction Designs | A | Integrated Unit Summer Peak Savings (kW) | Achievable Economic RVT Potential | 0 | 0 | 0 | 0 | 0 | 0 | 0 | 0 | 0 | 0 | 0 | 0 | 0 | 0 | 0 | 0 | 0 | 0 | 0 | 0 | 0 | 0 | 0 | 0 | 0 | 0 | 0
F3_Commercial_WA - Health_Existing_Space Heating_Natural Gas_Advanced New Construction Designs_A_Achievable Economic RVT Potential | F3 | Commercial | WA - Health | Existing | Space Heating | Natural Gas | Advanced New Construction Designs | A | Integrated Unit Winter Peak Savings (kW) | Achievable Economic RVT Potential | 0 | 0 | 0 | 0 | 0 | 0 | 0 | 0 | 0 | 0 | 0 | 0 | 0 | 0 | 0 | 0 | 0 | 0 | 0 | 0 | 0 | 0 | 0 | 0 | 0 | 0 | 0
F4_Commercial_WA - Health_Existing_Space Heating_Natural Gas_Advanced New Construction Designs_A_Achievable Economic RVT Potential | F4 | Commercial | WA - Health | Existing | Space Heating | Natural Gas | Advanced New Construction Designs | A | Incremental Energy Savings (MWh or mTherms) | Achievable Economic RVT Potential | 0 | 0 | 0 | 0 | 0 | 0 | 0 | 0 | 0 | 0 | 0 | 0 | 0 | 0 | 0 | 0 | 0 | 0 | 0 | 0 | 0 | 0 | 0 | 0 | 0 | 0 | 0
F5_Commercial_WA - Health_Existing_Space Heating_Natural Gas_Advanced New Construction Designs_A_Achievable Economic RVT Potential | F5 | Commercial | WA - Health | Existing | Space Heating | Natural Gas | Advanced New Construction Designs | A | Incremental Summer Peak Savings (MW) | Achievable Economic RVT Potential | 0 | 0 | 0 | 0 | 0 | 0 | 0 | 0 | 0 | 0 | 0 | 0 | 0 | 0 | 0 | 0 | 0 | 0 | 0 | 0 | 0 | 0 | 0 | 0 | 0 | 0 | 0
F6_Commercial_WA - Health_Existing_Space Heating_Natural Gas_Advanced New Construction Designs_A_Achievable Economic RVT Potential | F6 | Commercial | WA - Health | Existing | Space Heating | Natural Gas | Advanced New Construction Designs | A | Incremental Winter Peak Savings (MW) | Achievable Economic RVT Potential | 0 | 0 | 0 | 0 | 0 | 0 | 0 | 0 | 0 | 0 | 0 | 0 | 0 | 0 | 0 | 0 | 0 | 0 | 0 | 0 | 0 | 0 | 0 | 0 | 0 | 0 | 0
F7_Commercial_WA - Health_Existing_Space Heating_Natural Gas_Advanced New Construction Designs_A_Achievable Economic RVT Potential | F7 | Commercial | WA - Health | Existing | Space Heating | Natural Gas | Advanced New Construction Designs | A | Cumulative Energy Savings (MWh or mTherms) | Achievable Economic RVT Potential | 0 | 0 | 0 | 0 | 0 | 0 | 0 | 0 | 0 | 0 | 0 | 0 | 0 | 0 | 0 | 0 | 0 | 0 | 0 | 0 | 0 | 0 | 0 | 0 | 0 | 0 | 0
F8_Commercial_WA - Health_Existing_Space Heating_Natural Gas_Advanced New Construction Designs_A_Achievable Economic RVT Potential | F8 | Commercial | WA - Health | Existing | Space Heating | Natural Gas | Advanced New Construction Designs | A | Cumulative Summer Peak Savings (MW) | Achievable Economic RVT Potential | 0 | 0 | 0 | 0 | 0 | 0 | 0 | 0 | 0 | 0 | 0 | 0 | 0 | 0 | 0 | 0 | 0 | 0 | 0 | 0 | 0 | 0 | 0 | 0 | 0 | 0 | 0
F9_Commercial_WA - Health_Existing_Space Heating_Natural Gas_Advanced New Construction Designs_A_Achievable Economic RVT Potential | F9 | Commercial | WA - Health | Existing | Space Heating | Natural Gas | Advanced New Construction Designs | A | Cumulative Winter Peak Savings (MW) | Achievable Economic RVT Potential | 0 | 0 | 0 | 0 | 0 | 0 | 0 | 0 | 0 | 0 | 0 | 0 | 0 | 0 | 0 | 0 | 0 | 0 | 0 | 0 | 0 | 0 | 0 | 0 | 0 | 0 | 0
F10_Commercial_WA - Health_Existing_Space Heating_Natural Gas_Advanced New Construction Designs_A_Achievable Economic RVT Potential | F10 | Commercial | WA - Health | Existing | Space Heating | Natural Gas | Advanced New Construction Designs | A | Purchases (Incremental) | Achievable Economic RVT Potential | 0 | 0 | 0 | 0 | 0 | 0 | 0 | 0 | 0 | 0 | 0 | 0 | 0 | 0 | 0 | 0 | 0 | 0 | 0 | 0 | 0 | 0 | 0 | 0 | 0 | 0 | 0
F11_Commercial_WA - Health_Existing_Space Heating_Natural Gas_Advanced New Construction Designs_A_Achievable Economic RVT Potential | F11 | Commercial | WA - Health | Existing | Space Heating | Natural Gas | Advanced New Construction Designs | A | Purchases (Cumulative) | Achievable Economic RVT Potential | 0 | 0 | 0 | 0 | 0 | 0 | 0 | 0 | 0 | 0 | 0 | 0 | 0 | 0 | 0 | 0 | 0 | 0 | 0 | 0 | 0 | 0 | 0 | 0 | 0 | 0 | 0
F1_Commercial_WA - Health_Existing_Water Heating_Natural Gas_Advanced New Construction Designs_A_Achievable Economic RVT Potential | F1 | Commercial | WA - Health | Existing | Water Heating | Natural Gas | Advanced New Construction Designs | A | Integrated Unit Energy Savings (kWh or therms) | Achievable Economic RVT Potential | 0 | 0 | 0 | 0 | 0 | 0 | 0 | 0 | 0 | 0 | 0 | 0 | 0 | 0 | 0 | 0 | 0 | 0 | 0 | 0 | 0 | 0 | 0 | 0 | 0 | 0 | 0
F2_Commercial_WA - Health_Existing_Water Heating_Natural Gas_Advanced New Construction Designs_A_Achievable Economic RVT Potential | F2 | Commercial | WA - Health | Existing | Water Heating | Natural Gas | Advanced New Construction Designs | A | Integrated Unit Summer Peak Savings (kW) | Achievable Economic RVT Potential | 0 | 0 | 0 | 0 | 0 | 0 | 0 | 0 | 0 | 0 | 0 | 0 | 0 | 0 | 0 | 0 | 0 | 0 | 0 | 0 | 0 | 0 | 0 | 0 | 0 | 0 | 0
F3_Commercial_WA - Health_Existing_Water Heating_Natural Gas_Advanced New Construction Designs_A_Achievable Economic RVT Potential | F3 | Commercial | WA - Health | Existing | Water Heating | Natural Gas | Advanced New Construction Designs | A | Integrated Unit Winter Peak Savings (kW) | Achievable Economic RVT Potential | 0 | 0 | 0 | 0 | 0 | 0 | 0 | 0 | 0 | 0 | 0 | 0 | 0 | 0 | 0 | 0 | 0 | 0 | 0 | 0 | 0 | 0 | 0 | 0 | 0 | 0 | 0
F4_Commercial_WA - Health_Existing_Water Heating_Natural Gas_Advanced New Construction Designs_A_Achievable Economic RVT Potential | F4 | Commercial | WA - Health | Existing | Water Heating | Natural Gas | Advanced New Construction Designs | A | Incremental Energy Savings (MWh or mTherms) | Achievable Economic RVT Potential | 0 | 0 | 0 | 0 | 0 | 0 | 0 | 0 | 0 | 0 | 0 | 0 | 0 | 0 | 0 | 0 | 0 | 0 | 0 | 0 | 0 | 0 | 0 | 0 | 0 | 0 | 0
F5_Commercial_WA - Health_Existing_Water Heating_Natural Gas_Advanced New Construction Designs_A_Achievable Economic RVT Potential | F5 | Commercial | WA - Health | Existing | Water Heating | Natural Gas | Advanced New Construction Designs | A | Incremental Summer Peak Savings (MW) | Achievable Economic RVT Potential | 0 | 0 | 0 | 0 | 0 | 0 | 0 | 0 | 0 | 0 | 0 | 0 | 0 | 0 | 0 | 0 | 0 | 0 | 0 | 0 | 0 | 0 | 0 | 0 | 0 | 0 | 0
F6_Commercial_WA - Health_Existing_Water Heating_Natural Gas_Advanced New Construction Designs_A_Achievable Economic RVT Potential | F6 | Commercial | WA - Health | Existing | Water Heating | Natural Gas | Advanced New Construction Designs | A | Incremental Winter Peak Savings (MW) | Achievable Economic RVT Potential | 0 | 0 | 0 | 0 | 0 | 0 | 0 | 0 | 0 | 0 | 0 | 0 | 0 | 0 | 0 | 0 | 0 | 0 | 0 | 0 | 0 | 0 | 0 | 0 | 0 | 0 | 0
F7_Commercial_WA - Health_Existing_Water Heating_Natural Gas_Advanced New Construction Designs_A_Achievable Economic RVT Potential | F7 | Commercial | WA - Health | Existing | Water Heating | Natural Gas | Advanced New Construction Designs | A | Cumulative Energy Savings (MWh or mTherms) | Achievable Economic RVT Potential | 0 | 0 | 0 | 0 | 0 | 0 | 0 | 0 | 0 | 0 | 0 | 0 | 0 | 0 | 0 | 0 | 0 | 0 | 0 | 0 | 0 | 0 | 0 | 0 | 0 | 0 | 0
F8_Commercial_WA - Health_Existing_Water Heating_Natural Gas_Advanced New Construction Designs_A_Achievable Economic RVT Potential | F8 | Commercial | WA - Health | Existing | Water Heating | Natural Gas | Advanced New Construction Designs | A | Cumulative Summer Peak Savings (MW) | Achievable Economic RVT Potential | 0 | 0 | 0 | 0 | 0 | 0 | 0 | 0 | 0 | 0 | 0 | 0 | 0 | 0 | 0 | 0 | 0 | 0 | 0 | 0 | 0 | 0 | 0 | 0 | 0 | 0 | 0
F9_Commercial_WA - Health_Existing_Water Heating_Natural Gas_Advanced New Construction Designs_A_Achievable Economic RVT Potential | F9 | Commercial | WA - Health | Existing | Water Heating | Natural Gas | Advanced New Construction Designs | A | Cumulative Winter Peak Savings (MW) | Achievable Economic RVT Potential | 0 | 0 | 0 | 0 | 0 | 0 | 0 | 0 | 0 | 0 | 0 | 0 | 0 | 0 | 0 | 0 | 0 | 0 | 0 | 0 | 0 | 0 | 0 | 0 | 0 | 0 | 0
F10_Commercial_WA - Health_Existing_Water Heating_Natural Gas_Advanced New Construction Designs_A_Achievable Economic RVT Potential | F10 | Commercial | WA - Health | Existing | Water Heating | Natural Gas | Advanced New Construction Designs | A | Purchases (Incremental) | Achievable Economic RVT Potential | 0 | 0 | 0 | 0 | 0 | 0 | 0 | 0 | 0 | 0 | 0 | 0 | 0 | 0 | 0 | 0 | 0 | 0 | 0 | 0 | 0 | 0 | 0 | 0 | 0 | 0 | 0
F11_Commercial_WA - Health_Existing_Water Heating_Natural Gas_Advanced New Construction Designs_A_Achievable Economic RVT Potential | F11 | Commercial | WA - Health | Existing | Water Heating | Natural Gas | Advanced New Construction Designs | A | Purchases (Cumulative) | Achievable Economic RVT Potential | 0 | 0 | 0 | 0 | 0 | 0 | 0 | 0 | 0 | 0 | 0 | 0 | 0 | 0 | 0 | 0 | 0 | 0 | 0 | 0 | 0 | 0 | 0 | 0 | 0 | 0 | 0
F1_Commercial_WA - Health_Existing_Space Heating_Natural Gas_Strategic Energy Management_A_Achievable Economic RVT Potential | F1 | Commercial | WA - Health | Existing | Space Heating | Natural Gas | Strategic Energy Management | A | Integrated Unit Energy Savings (kWh or therms) | Achievable Economic RVT Potential | 0 | 0 | 0.046284 | 0.045687 | 0.044833 | 0.043858 | 0.042797 | 0.041617 | 0.040325 | 0.038899 | 0.037358 | 0.035727 | 0.03405 | 0.03239 | 0.030787 | 0.029284 | 0.027915 | 0.026723 | 0.025781 | 0.025092 | 0.024542 | 0.024162 | 0.023823 | 0.023757 | 0.023697 | 0.023641 | 0.02359
F2_Commercial_WA - Health_Existing_Space Heating_Natural Gas_Strategic Energy Management_A_Achievable Economic RVT Potential | F2 | Commercial | WA - Health | Existing | Space Heating | Natural Gas | Strategic Energy Management | A | Integrated Unit Summer Peak Savings (kW) | Achievable Economic RVT Potential | 0 | 0 | 0 | 0 | 0 | 0 | 0 | 0 | 0 | 0 | 0 | 0 | 0 | 0 | 0 | 0 | 0 | 0 | 0 | 0 | 0 | 0 | 0 | 0 | 0 | 0 | 0
F3_Commercial_WA - Health_Existing_Space Heating_Natural Gas_Strategic Energy Management_A_Achievable Economic RVT Potential | F3 | Commercial | WA - Health | Existing | Space Heating | Natural Gas | Strategic Energy Management | A | Integrated Unit Winter Peak Savings (kW) | Achievable Economic RVT Potential | 0 | 0 | 0 | 0 | 0 | 0 | 0 | 0 | 0 | 0 | 0 | 0 | 0 | 0 | 0 | 0 | 0 | 0 | 0 | 0 | 0 | 0 | 0 | 0 | 0 | 0 | 0
F4_Commercial_WA - Health_Existing_Space Heating_Natural Gas_Strategic Energy Management_A_Achievable Economic RVT Potential | F4 | Commercial | WA - Health | Existing | Space Heating | Natural Gas | Strategic Energy Management | A | Incremental Energy Savings (MWh or mTherms) | Achievable Economic RVT Potential | 0 | 0 | 0 | 0 | 0 | 0 | 0 | 0 | 0 | 0 | 0 | 0 | 0 | 0 | 0 | 0 | 0 | 0 | 0 | 0 | 0 | 0 | 0 | 0 | 0 | 0 | 0
F5_Commercial_WA - Health_Existing_Space Heating_Natural Gas_Strategic Energy Management_A_Achievable Economic RVT Potential | F5 | Commercial | WA - Health | Existing | Space Heating | Natural Gas | Strategic Energy Management | A | Incremental Summer Peak Savings (MW) | Achievable Economic RVT Potential | 0 | 0 | 0 | 0 | 0 | 0 | 0 | 0 | 0 | 0 | 0 | 0 | 0 | 0 | 0 | 0 | 0 | 0 | 0 | 0 | 0 | 0 | 0 | 0 | 0 | 0 | 0
F6_Commercial_WA - Health_Existing_Space Heating_Natural Gas_Strategic Energy Management_A_Achievable Economic RVT Potential | F6 | Commercial | WA - Health | Existing | Space Heating | Natural Gas | Strategic Energy Management | A | Incremental Winter Peak Savings (MW) | Achievable Economic RVT Potential | 0 | 0 | 0 | 0 | 0 | 0 | 0 | 0 | 0 | 0 | 0 | 0 | 0 | 0 | 0 | 0 | 0 | 0 | 0 | 0 | 0 | 0 | 0 | 0 | 0 | 0 | 0
F7_Commercial_WA - Health_Existing_Space Heating_Natural Gas_Strategic Energy Management_A_Achievable Economic RVT Potential | F7 | Commercial | WA - Health | Existing | Space Heating | Natural Gas | Strategic Energy Management | A | Cumulative Energy Savings (MWh or mTherms) | Achievable Economic RVT Potential | 0 | 0 | 0 | 0 | 0 | 0 | 0 | 0 | 0 | 0 | 0 | 0 | 0 | 0 | 0 | 0 | 0 | 0 | 0 | 0 | 0 | 0 | 0 | 0 | 0 | 0 | 0
F8_Commercial_WA - Health_Existing_Space Heating_Natural Gas_Strategic Energy Management_A_Achievable Economic RVT Potential | F8 | Commercial | WA - Health | Existing | Space Heating | Natural Gas | Strategic Energy Management | A | Cumulative Summer Peak Savings (MW) | Achievable Economic RVT Potential | 0 | 0 | 0 | 0 | 0 | 0 | 0 | 0 | 0 | 0 | 0 | 0 | 0 | 0 | 0 | 0 | 0 | 0 | 0 | 0 | 0 | 0 | 0 | 0 | 0 | 0 | 0
F9_Commercial_WA - Health_Existing_Space Heating_Natural Gas_Strategic Energy Management_A_Achievable Economic RVT Potential | F9 | Commercial | WA - Health | Existing | Space Heating | Natural Gas | Strategic Energy Management | A | Cumulative Winter Peak Savings (MW) | Achievable Economic RVT Potential | 0 | 0 | 0 | 0 | 0 | 0 | 0 | 0 | 0 | 0 | 0 | 0 | 0 | 0 | 0 | 0 | 0 | 0 | 0 | 0 | 0 | 0 | 0 | 0 | 0 | 0 | 0
F10_Commercial_WA - Health_Existing_Space Heating_Natural Gas_Strategic Energy Management_A_Achievable Economic RVT Potential | F10 | Commercial | WA - Health | Existing | Space Heating | Natural Gas | Strategic Energy Management | A | Purchases (Incremental) | Achievable Economic RVT Potential | 0 | 0 | 0 | 0 | 0 | 0 | 0 | 0 | 0 | 0 | 0 | 0 | 0 | 0 | 0 | 0 | 0 | 0 | 0 | 0 | 0 | 0 | 0 | 0 | 0 | 0 | 0
F11_Commercial_WA - Health_Existing_Space Heating_Natural Gas_Strategic Energy Management_A_Achievable Economic RVT Potential | F11 | Commercial | WA - Health | Existing | Space Heating | Natural Gas | Strategic Energy Management | A | Purchases (Cumulative) | Achievable Economic RVT Potential | 0 | 0 | 0 | 0 | 0 | 0 | 0 | 0 | 0 | 0 | 0 | 0 | 0 | 0 | 0 | 0 | 0 | 0 | 0 | 0 | 0 | 0 | 0 | 0 | 0 | 0 | 0
F1_Commercial_WA - Health_Existing_Water Heating_Natural Gas_Strategic Energy Management_A_Achievable Economic RVT Potential | F1 | Commercial | WA - Health | Existing | Water Heating | Natural Gas | Strategic Energy Management | A | Integrated Unit Energy Savings (kWh or therms) | Achievable Economic RVT Potential | 0 | 0 | 0.0088758 | 0.0086981 | 0.0085273 | 0.008367 | 0.0082131 | 0.008065 | 0.0079197 | 0.007784 | 0.0076546 | 0.0075356 | 0.0074308 | 0.0073461 | 0.0072888 | 0.0072419 | 0.0072058 | 0.0071788 | 0.0071574 | 0.0071402 | 0.0071277 | 0.0071187 | 0.0071122 | 0.0071075 | 0.0071015 | 0.0071002 | 0.0070991
F2_Commercial_WA - Health_Existing_Water Heating_Natural Gas_Strategic Energy Management_A_Achievable Economic RVT Potential | F2 | Commercial | WA - Health | Existing | Water Heating | Natural Gas | Strategic Energy Management | A | Integrated Unit Summer Peak Savings (kW) | Achievable Economic RVT Potential | 0 | 0 | 0 | 0 | 0 | 0 | 0 | 0 | 0 | 0 | 0 | 0 | 0 | 0 | 0 | 0 | 0 | 0 | 0 | 0 | 0 | 0 | 0 | 0 | 0 | 0 | 0
F3_Commercial_WA - Health_Existing_Water Heating_Natural Gas_Strategic Energy Management_A_Achievable Economic RVT Potential | F3 | Commercial | WA - Health | Existing | Water Heating | Natural Gas | Strategic Energy Management | A | Integrated Unit Winter Peak Savings (kW) | Achievable Economic RVT Potential | 0 | 0 | 0 | 0 | 0 | 0 | 0 | 0 | 0 | 0 | 0 | 0 | 0 | 0 | 0 | 0 | 0 | 0 | 0 | 0 | 0 | 0 | 0 | 0 | 0 | 0 | 0
F4_Commercial_WA - Health_Existing_Water Heating_Natural Gas_Strategic Energy Management_A_Achievable Economic RVT Potential | F4 | Commercial | WA - Health | Existing | Water Heating | Natural Gas | Strategic Energy Management | A | Incremental Energy Savings (MWh or mTherms) | Achievable Economic RVT Potential | 0 | 0 | 0 | 0 | 0 | 0 | 0 | 0 | 0 | 0 | 0 | 0 | 0 | 0 | 0 | 0 | 0 | 0 | 0 | 0 | 0 | 0 | 0 | 0 | 0 | 0 | 0
F5_Commercial_WA - Health_Existing_Water Heating_Natural Gas_Strategic Energy Management_A_Achievable Economic RVT Potential | F5 | Commercial | WA - Health | Existing | Water Heating | Natural Gas | Strategic Energy Management | A | Incremental Summer Peak Savings (MW) | Achievable Economic RVT Potential | 0 | 0 | 0 | 0 | 0 | 0 | 0 | 0 | 0 | 0 | 0 | 0 | 0 | 0 | 0 | 0 | 0 | 0 | 0 | 0 | 0 | 0 | 0 | 0 | 0 | 0 | 0
F6_Commercial_WA - Health_Existing_Water Heating_Natural Gas_Strategic Energy Management_A_Achievable Economic RVT Potential | F6 | Commercial | WA - Health | Existing | Water Heating | Natural Gas | Strategic Energy Management | A | Incremental Winter Peak Savings (MW) | Achievable Economic RVT Potential | 0 | 0 | 0 | 0 | 0 | 0 | 0 | 0 | 0 | 0 | 0 | 0 | 0 | 0 | 0 | 0 | 0 | 0 | 0 | 0 | 0 | 0 | 0 | 0 | 0 | 0 | 0
F7_Commercial_WA - Health_Existing_Water Heating_Natural Gas_Strategic Energy Management_A_Achievable Economic RVT Potential | F7 | Commercial | WA - Health | Existing | Water Heating | Natural Gas | Strategic Energy Management | A | Cumulative Energy Savings (MWh or mTherms) | Achievable Economic RVT Potential | 0 | 0 | 0 | 0 | 0 | 0 | 0 | 0 | 0 | 0 | 0 | 0 | 0 | 0 | 0 | 0 | 0 | 0 | 0 | 0 | 0 | 0 | 0 | 0 | 0 | 0 | 0
F8_Commercial_WA - Health_Existing_Water Heating_Natural Gas_Strategic Energy Management_A_Achievable Economic RVT Potential | F8 | Commercial | WA - Health | Existing | Water Heating | Natural Gas | Strategic Energy Management | A | Cumulative Summer Peak Savings (MW) | Achievable Economic RVT Potential | 0 | 0 | 0 | 0 | 0 | 0 | 0 | 0 | 0 | 0 | 0 | 0 | 0 | 0 | 0 | 0 | 0 | 0 | 0 | 0 | 0 | 0 | 0 | 0 | 0 | 0 | 0
F9_Commercial_WA - Health_Existing_Water Heating_Natural Gas_Strategic Energy Management_A_Achievable Economic RVT Potential | F9 | Commercial | WA - Health | Existing | Water Heating | Natural Gas | Strategic Energy Management | A | Cumulative Winter Peak Savings (MW) | Achievable Economic RVT Potential | 0 | 0 | 0 | 0 | 0 | 0 | 0 | 0 | 0 | 0 | 0 | 0 | 0 | 0 | 0 | 0 | 0 | 0 | 0 | 0 | 0 | 0 | 0 | 0 | 0 | 0 | 0
F10_Commercial_WA - Health_Existing_Water Heating_Natural Gas_Strategic Energy Management_A_Achievable Economic RVT Potential | F10 | Commercial | WA - Health | Existing | Water Heating | Natural Gas | Strategic Energy Management | A | Purchases (Incremental) | Achievable Economic RVT Potential | 0 | 0 | 0 | 0 | 0 | 0 | 0 | 0 | 0 | 0 | 0 | 0 | 0 | 0 | 0 | 0 | 0 | 0 | 0 | 0 | 0 | 0 | 0 | 0 | 0 | 0 | 0
F11_Commercial_WA - Health_Existing_Water Heating_Natural Gas_Strategic Energy Management_A_Achievable Economic RVT Potential | F11 | Commercial | WA - Health | Existing | Water Heating | Natural Gas | Strategic Energy Management | A | Purchases (Cumulative) | Achievable Economic RVT Potential | 0 | 0 | 0 | 0 | 0 | 0 | 0 | 0 | 0 | 0 | 0 | 0 | 0 | 0 | 0 | 0 | 0 | 0 | 0 | 0 | 0 | 0 | 0 | 0 | 0 | 0 | 0
F1_Commercial_WA - Health_Existing_Space Heating_Natural Gas_Retrocommissioning_A_Achievable Economic RVT Potential | F1 | Commercial | WA - Health | Existing | Space Heating | Natural Gas | Retrocommissioning | A | Integrated Unit Energy Savings (kWh or therms) | Achievable Economic RVT Potential | 0 | 0 | 0.056833 | 0.056033 | 0.054851 | 0.053527 | 0.052168 | 0.05073 | 0.049154 | 0.047416 | 0.045538 | 0.04355 | 0.041505 | 0.039482 | 0.037528 | 0.035696 | 0.034027 | 0.032574 | 0.031425 | 0.030586 | 0.029916 | 0.029453 | 0.029039 | 0.028959 | 0.028886 | 0.028818 | 0.028755
F2_Commercial_WA - Health_Existing_Space Heating_Natural Gas_Retrocommissioning_A_Achievable Economic RVT Potential | F2 | Commercial | WA - Health | Existing | Space Heating | Natural Gas | Retrocommissioning | A | Integrated Unit Summer Peak Savings (kW) | Achievable Economic RVT Potential | 0 | 0 | 0 | 0 | 0 | 0 | 0 | 0 | 0 | 0 | 0 | 0 | 0 | 0 | 0 | 0 | 0 | 0 | 0 | 0 | 0 | 0 | 0 | 0 | 0 | 0 | 0
F3_Commercial_WA - Health_Existing_Space Heating_Natural Gas_Retrocommissioning_A_Achievable Economic RVT Potential | F3 | Commercial | WA - Health | Existing | Space Heating | Natural Gas | Retrocommissioning | A | Integrated Unit Winter Peak Savings (kW) | Achievable Economic RVT Potential | 0 | 0 | 0 | 0 | 0 | 0 | 0 | 0 | 0 | 0 | 0 | 0 | 0 | 0 | 0 | 0 | 0 | 0 | 0 | 0 | 0 | 0 | 0 | 0 | 0 | 0 | 0
F4_Commercial_WA - Health_Existing_Space Heating_Natural Gas_Retrocommissioning_A_Achievable Economic RVT Potential | F4 | Commercial | WA - Health | Existing | Space Heating | Natural Gas | Retrocommissioning | A | Incremental Energy Savings (MWh or mTherms) | Achievable Economic RVT Potential | 0 | 0 | 0 | 0 | 0 | 0 | 0 | 0 | 0 | 0 | 0 | 0 | 0 | 0 | 0 | 0 | 0 | 0 | 0 | 0 | 0 | 0 | 0 | 0 | 0 | 0 | 0
F5_Commercial_WA - Health_Existing_Space Heating_Natural Gas_Retrocommissioning_A_Achievable Economic RVT Potential | F5 | Commercial | WA - Health | Existing | Space Heating | Natural Gas | Retrocommissioning | A | Incremental Summer Peak Savings (MW) | Achievable Economic RVT Potential | 0 | 0 | 0 | 0 | 0 | 0 | 0 | 0 | 0 | 0 | 0 | 0 | 0 | 0 | 0 | 0 | 0 | 0 | 0 | 0 | 0 | 0 | 0 | 0 | 0 | 0 | 0
F6_Commercial_WA - Health_Existing_Space Heating_Natural Gas_Retrocommissioning_A_Achievable Economic RVT Potential | F6 | Commercial | WA - Health | Existing | Space Heating | Natural Gas | Retrocommissioning | A | Incremental Winter Peak Savings (MW) | Achievable Economic RVT Potential | 0 | 0 | 0 | 0 | 0 | 0 | 0 | 0 | 0 | 0 | 0 | 0 | 0 | 0 | 0 | 0 | 0 | 0 | 0 | 0 | 0 | 0 | 0 | 0 | 0 | 0 | 0
F7_Commercial_WA - Health_Existing_Space Heating_Natural Gas_Retrocommissioning_A_Achievable Economic RVT Potential | F7 | Commercial | WA - Health | Existing | Space Heating | Natural Gas | Retrocommissioning | A | Cumulative Energy Savings (MWh or mTherms) | Achievable Economic RVT Potential | 0 | 0 | 0 | 0 | 0 | 0 | 0 | 0 | 0 | 0 | 0 | 0 | 0 | 0 | 0 | 0 | 0 | 0 | 0 | 0 | 0 | 0 | 0 | 0 | 0 | 0 | 0
F8_Commercial_WA - Health_Existing_Space Heating_Natural Gas_Retrocommissioning_A_Achievable Economic RVT Potential | F8 | Commercial | WA - Health | Existing | Space Heating | Natural Gas | Retrocommissioning | A | Cumulative Summer Peak Savings (MW) | Achievable Economic RVT Potential | 0 | 0 | 0 | 0 | 0 | 0 | 0 | 0 | 0 | 0 | 0 | 0 | 0 | 0 | 0 | 0 | 0 | 0 | 0 | 0 | 0 | 0 | 0 | 0 | 0 | 0 | 0
F9_Commercial_WA - Health_Existing_Space Heating_Natural Gas_Retrocommissioning_A_Achievable Economic RVT Potential | F9 | Commercial | WA - Health | Existing | Space Heating | Natural Gas | Retrocommissioning | A | Cumulative Winter Peak Savings (MW) | Achievable Economic RVT Potential | 0 | 0 | 0 | 0 | 0 | 0 | 0 | 0 | 0 | 0 | 0 | 0 | 0 | 0 | 0 | 0 | 0 | 0 | 0 | 0 | 0 | 0 | 0 | 0 | 0 | 0 | 0
F10_Commercial_WA - Health_Existing_Space Heating_Natural Gas_Retrocommissioning_A_Achievable Economic RVT Potential | F10 | Commercial | WA - Health | Existing | Space Heating | Natural Gas | Retrocommissioning | A | Purchases (Incremental) | Achievable Economic RVT Potential | 0 | 0 | 0 | 0 | 0 | 0 | 0 | 0 | 0 | 0 | 0 | 0 | 0 | 0 | 0 | 0 | 0 | 0 | 0 | 0 | 0 | 0 | 0 | 0 | 0 | 0 | 0
F11_Commercial_WA - Health_Existing_Space Heating_Natural Gas_Retrocommissioning_A_Achievable Economic RVT Potential | F11 | Commercial | WA - Health | Existing | Space Heating | Natural Gas | Retrocommissioning | A | Purchases (Cumulative) | Achievable Economic RVT Potential | 0 | 0 | 0 | 0 | 0 | 0 | 0 | 0 | 0 | 0 | 0 | 0 | 0 | 0 | 0 | 0 | 0 | 0 | 0 | 0 | 0 | 0 | 0 | 0 | 0 | 0 | 0
F1_Commercial_WA - Health_Existing_Water Heating_Natural Gas_Retrocommissioning_A_Achievable Economic RVT Potential | F1 | Commercial | WA - Health | Existing | Water Heating | Natural Gas | Retrocommissioning | A | Integrated Unit Energy Savings (kWh or therms) | Achievable Economic RVT Potential | 0 | 0 | 0.010899 | 0.010674 | 0.010452 | 0.010243 | 0.010048 | 0.0098667 | 0.0096889 | 0.0095229 | 0.0093645 | 0.009219 | 0.0090908 | 0.0089872 | 0.0089171 | 0.0088597 | 0.0088155 | 0.0087825 | 0.0087563 | 0.0087353 | 0.00872 | 0.008709 | 0.008701 | 0.0086952 | 0.008688 | 0.0086863 | 0.008685
F2_Commercial_WA - Health_Existing_Water Heating_Natural Gas_Retrocommissioning_A_Achievable Economic RVT Potential | F2 | Commercial | WA - Health | Existing | Water Heating | Natural Gas | Retrocommissioning | A | Integrated Unit Summer Peak Savings (kW) | Achievable Economic RVT Potential | 0 | 0 | 0 | 0 | 0 | 0 | 0 | 0 | 0 | 0 | 0 | 0 | 0 | 0 | 0 | 0 | 0 | 0 | 0 | 0 | 0 | 0 | 0 | 0 | 0 | 0 | 0
F3_Commercial_WA - Health_Existing_Water Heating_Natural Gas_Retrocommissioning_A_Achievable Economic RVT Potential | F3 | Commercial | WA - Health | Existing | Water Heating | Natural Gas | Retrocommissioning | A | Integrated Unit Winter Peak Savings (kW) | Achievable Economic RVT Potential | 0 | 0 | 0 | 0 | 0 | 0 | 0 | 0 | 0 | 0 | 0 | 0 | 0 | 0 | 0 | 0 | 0 | 0 | 0 | 0 | 0 | 0 | 0 | 0 | 0 | 0 | 0
F4_Commercial_WA - Health_Existing_Water Heating_Natural Gas_Retrocommissioning_A_Achievable Economic RVT Potential | F4 | Commercial | WA - Health | Existing | Water Heating | Natural Gas | Retrocommissioning | A | Incremental Energy Savings (MWh or mTherms) | Achievable Economic RVT Potential | 0 | 0 | 0 | 0 | 0 | 0 | 0 | 0 | 0 | 0 | 0 | 0 | 0 | 0 | 0 | 0 | 0 | 0 | 0 | 0 | 0 | 0 | 0 | 0 | 0 | 0 | 0
F5_Commercial_WA - Health_Existing_Water Heating_Natural Gas_Retrocommissioning_A_Achievable Economic RVT Potential | F5 | Commercial | WA - Health | Existing | Water Heating | Natural Gas | Retrocommissioning | A | Incremental Summer Peak Savings (MW) | Achievable Economic RVT Potential | 0 | 0 | 0 | 0 | 0 | 0 | 0 | 0 | 0 | 0 | 0 | 0 | 0 | 0 | 0 | 0 | 0 | 0 | 0 | 0 | 0 | 0 | 0 | 0 | 0 | 0 | 0
F6_Commercial_WA - Health_Existing_Water Heating_Natural Gas_Retrocommissioning_A_Achievable Economic RVT Potential | F6 | Commercial | WA - Health | Existing | Water Heating | Natural Gas | Retrocommissioning | A | Incremental Winter Peak Savings (MW) | Achievable Economic RVT Potential | 0 | 0 | 0 | 0 | 0 | 0 | 0 | 0 | 0 | 0 | 0 | 0 | 0 | 0 | 0 | 0 | 0 | 0 | 0 | 0 | 0 | 0 | 0 | 0 | 0 | 0 | 0
F7_Commercial_WA - Health_Existing_Water Heating_Natural Gas_Retrocommissioning_A_Achievable Economic RVT Potential | F7 | Commercial | WA - Health | Existing | Water Heating | Natural Gas | Retrocommissioning | A | Cumulative Energy Savings (MWh or mTherms) | Achievable Economic RVT Potential | 0 | 0 | 0 | 0 | 0 | 0 | 0 | 0 | 0 | 0 | 0 | 0 | 0 | 0 | 0 | 0 | 0 | 0 | 0 | 0 | 0 | 0 | 0 | 0 | 0 | 0 | 0
F8_Commercial_WA - Health_Existing_Water Heating_Natural Gas_Retrocommissioning_A_Achievable Economic RVT Potential | F8 | Commercial | WA - Health | Existing | Water Heating | Natural Gas | Retrocommissioning | A | Cumulative Summer Peak Savings (MW) | Achievable Economic RVT Potential | 0 | 0 | 0 | 0 | 0 | 0 | 0 | 0 | 0 | 0 | 0 | 0 | 0 | 0 | 0 | 0 | 0 | 0 | 0 | 0 | 0 | 0 | 0 | 0 | 0 | 0 | 0
F9_Commercial_WA - Health_Existing_Water Heating_Natural Gas_Retrocommissioning_A_Achievable Economic RVT Potential | F9 | Commercial | WA - Health | Existing | Water Heating | Natural Gas | Retrocommissioning | A | Cumulative Winter Peak Savings (MW) | Achievable Economic RVT Potential | 0 | 0 | 0 | 0 | 0 | 0 | 0 | 0 | 0 | 0 | 0 | 0 | 0 | 0 | 0 | 0 | 0 | 0 | 0 | 0 | 0 | 0 | 0 | 0 | 0 | 0 | 0
F10_Commercial_WA - Health_Existing_Water Heating_Natural Gas_Retrocommissioning_A_Achievable Economic RVT Potential | F10 | Commercial | WA - Health | Existing | Water Heating | Natural Gas | Retrocommissioning | A | Purchases (Incremental) | Achievable Economic RVT Potential | 0 | 0 | 0 | 0 | 0 | 0 | 0 | 0 | 0 | 0 | 0 | 0 | 0 | 0 | 0 | 0 | 0 | 0 | 0 | 0 | 0 | 0 | 0 | 0 | 0 | 0 | 0
F11_Commercial_WA - Health_Existing_Water Heating_Natural Gas_Retrocommissioning_A_Achievable Economic RVT Potential | F11 | Commercial | WA - Health | Existing | Water Heating | Natural Gas | Retrocommissioning | A | Purchases (Cumulative) | Achievable Economic RVT Potential | 0 | 0 | 0 | 0 | 0 | 0 | 0 | 0 | 0 | 0 | 0 | 0 | 0 | 0 | 0 | 0 | 0 | 0 | 0 | 0 | 0 | 0 | 0 | 0 | 0 | 0 | 0
F1_Commercial_WA - Health_New_Space Heating_Natural Gas_Insulation - Ceiling_A_Achievable Economic RVT Potential | F1 | Commercial | WA - Health | New | Space Heating | Natural Gas | Insulation - Ceiling | A | Integrated Unit Energy Savings (kWh or therms) | Achievable Economic RVT Potential | 0 | 0 | 0 | 0 | 0 | 0 | 0 | 0 | 0 | 0 | 0 | 0 | 0 | 0 | 0 | 0 | 0 | 0 | 0 | 0 | 0 | 0 | 0 | 0 | 0 | 0 | 0
F2_Commercial_WA - Health_New_Space Heating_Natural Gas_Insulation - Ceiling_A_Achievable Economic RVT Potential | F2 | Commercial | WA - Health | New | Space Heating | Natural Gas | Insulation - Ceiling | A | Integrated Unit Summer Peak Savings (kW) | Achievable Economic RVT Potential | 0 | 0 | 0 | 0 | 0 | 0 | 0 | 0 | 0 | 0 | 0 | 0 | 0 | 0 | 0 | 0 | 0 | 0 | 0 | 0 | 0 | 0 | 0 | 0 | 0 | 0 | 0
F3_Commercial_WA - Health_New_Space Heating_Natural Gas_Insulation - Ceiling_A_Achievable Economic RVT Potential | F3 | Commercial | WA - Health | New | Space Heating | Natural Gas | Insulation - Ceiling | A | Integrated Unit Winter Peak Savings (kW) | Achievable Economic RVT Potential | 0 | 0 | 0 | 0 | 0 | 0 | 0 | 0 | 0 | 0 | 0 | 0 | 0 | 0 | 0 | 0 | 0 | 0 | 0 | 0 | 0 | 0 | 0 | 0 | 0 | 0 | 0
F4_Commercial_WA - Health_New_Space Heating_Natural Gas_Insulation - Ceiling_A_Achievable Economic RVT Potential | F4 | Commercial | WA - Health | New | Space Heating | Natural Gas | Insulation - Ceiling | A | Incremental Energy Savings (MWh or mTherms) | Achievable Economic RVT Potential | 0 | 0 | 0 | 0 | 0 | 0 | 0 | 0 | 0 | 0 | 0 | 0 | 0 | 0 | 0 | 0 | 0 | 0 | 0 | 0 | 0 | 0 | 0 | 0 | 0 | 0 | 0
F5_Commercial_WA - Health_New_Space Heating_Natural Gas_Insulation - Ceiling_A_Achievable Economic RVT Potential | F5 | Commercial | WA - Health | New | Space Heating | Natural Gas | Insulation - Ceiling | A | Incremental Summer Peak Savings (MW) | Achievable Economic RVT Potential | 0 | 0 | 0 | 0 | 0 | 0 | 0 | 0 | 0 | 0 | 0 | 0 | 0 | 0 | 0 | 0 | 0 | 0 | 0 | 0 | 0 | 0 | 0 | 0 | 0 | 0 | 0
F6_Commercial_WA - Health_New_Space Heating_Natural Gas_Insulation - Ceiling_A_Achievable Economic RVT Potential | F6 | Commercial | WA - Health | New | Space Heating | Natural Gas | Insulation - Ceiling | A | Incremental Winter Peak Savings (MW) | Achievable Economic RVT Potential | 0 | 0 | 0 | 0 | 0 | 0 | 0 | 0 | 0 | 0 | 0 | 0 | 0 | 0 | 0 | 0 | 0 | 0 | 0 | 0 | 0 | 0 | 0 | 0 | 0 | 0 | 0
F7_Commercial_WA - Health_New_Space Heating_Natural Gas_Insulation - Ceiling_A_Achievable Economic RVT Potential | F7 | Commercial | WA - Health | New | Space Heating | Natural Gas | Insulation - Ceiling | A | Cumulative Energy Savings (MWh or mTherms) | Achievable Economic RVT Potential | 0 | 0 | 0 | 0 | 0 | 0 | 0 | 0 | 0 | 0 | 0 | 0 | 0 | 0 | 0 | 0 | 0 | 0 | 0 | 0 | 0 | 0 | 0 | 0 | 0 | 0 | 0
F8_Commercial_WA - Health_New_Space Heating_Natural Gas_Insulation - Ceiling_A_Achievable Economic RVT Potential | F8 | Commercial | WA - Health | New | Space Heating | Natural Gas | Insulation - Ceiling | A | Cumulative Summer Peak Savings (MW) | Achievable Economic RVT Potential | 0 | 0 | 0 | 0 | 0 | 0 | 0 | 0 | 0 | 0 | 0 | 0 | 0 | 0 | 0 | 0 | 0 | 0 | 0 | 0 | 0 | 0 | 0 | 0 | 0 | 0 | 0
F9_Commercial_WA - Health_New_Space Heating_Natural Gas_Insulation - Ceiling_A_Achievable Economic RVT Potential | F9 | Commercial | WA - Health | New | Space Heating | Natural Gas | Insulation - Ceiling | A | Cumulative Winter Peak Savings (MW) | Achievable Economic RVT Potential | 0 | 0 | 0 | 0 | 0 | 0 | 0 | 0 | 0 | 0 | 0 | 0 | 0 | 0 | 0 | 0 | 0 | 0 | 0 | 0 | 0 | 0 | 0 | 0 | 0 | 0 | 0
F10_Commercial_WA - Health_New_Space Heating_Natural Gas_Insulation - Ceiling_A_Achievable Economic RVT Potential | F10 | Commercial | WA - Health | New | Space Heating | Natural Gas | Insulation - Ceiling | A | Purchases (Incremental) | Achievable Economic RVT Potential | 0 | 0 | 0 | 0 | 0 | 0 | 0 | 0 | 0 | 0 | 0 | 0 | 0 | 0 | 0 | 0 | 0 | 0 | 0 | 0 | 0 | 0 | 0 | 0 | 0 | 0 | 0
F11_Commercial_WA - Health_New_Space Heating_Natural Gas_Insulation - Ceiling_A_Achievable Economic RVT Potential | F11 | Commercial | WA - Health | New | Space Heating | Natural Gas | Insulation - Ceiling | A | Purchases (Cumulative) | Achievable Economic RVT Potential | 0 | 0 | 0 | 0 | 0 | 0 | 0 | 0 | 0 | 0 | 0 | 0 | 0 | 0 | 0 | 0 | 0 | 0 | 0 | 0 | 0 | 0 | 0 | 0 | 0 | 0 | 0
F1_Commercial_WA - Health_New_Space Heating_Natural Gas_Insulation - Ducting_A_Achievable Economic RVT Potential | F1 | Commercial | WA - Health | New | Space Heating | Natural Gas | Insulation - Ducting | A | Integrated Unit Energy Savings (kWh or therms) | Achievable Economic RVT Potential | 0 | 0 | 0 | 0 | 0 | 0 | 0 | 0 | 0 | 0 | 0 | 0 | 0 | 0 | 0 | 0 | 0 | 0 | 0 | 0 | 0 | 0 | 0 | 0 | 0 | 0 | 0
F2_Commercial_WA - Health_New_Space Heating_Natural Gas_Insulation - Ducting_A_Achievable Economic RVT Potential | F2 | Commercial | WA - Health | New | Space Heating | Natural Gas | Insulation - Ducting | A | Integrated Unit Summer Peak Savings (kW) | Achievable Economic RVT Potential | 0 | 0 | 0 | 0 | 0 | 0 | 0 | 0 | 0 | 0 | 0 | 0 | 0 | 0 | 0 | 0 | 0 | 0 | 0 | 0 | 0 | 0 | 0 | 0 | 0 | 0 | 0
F3_Commercial_WA - Health_New_Space Heating_Natural Gas_Insulation - Ducting_A_Achievable Economic RVT Potential | F3 | Commercial | WA - Health | New | Space Heating | Natural Gas | Insulation - Ducting | A | Integrated Unit Winter Peak Savings (kW) | Achievable Economic RVT Potential | 0 | 0 | 0 | 0 | 0 | 0 | 0 | 0 | 0 | 0 | 0 | 0 | 0 | 0 | 0 | 0 | 0 | 0 | 0 | 0 | 0 | 0 | 0 | 0 | 0 | 0 | 0
F4_Commercial_WA - Health_New_Space Heating_Natural Gas_Insulation - Ducting_A_Achievable Economic RVT Potential | F4 | Commercial | WA - Health | New | Space Heating | Natural Gas | Insulation - Ducting | A | Incremental Energy Savings (MWh or mTherms) | Achievable Economic RVT Potential | 0 | 0 | 0 | 0 | 0 | 0 | 0 | 0 | 0 | 0 | 0 | 0 | 0 | 0 | 0 | 0 | 0 | 0 | 0 | 0 | 0 | 0 | 0 | 0 | 0 | 0 | 0
F5_Commercial_WA - Health_New_Space Heating_Natural Gas_Insulation - Ducting_A_Achievable Economic RVT Potential | F5 | Commercial | WA - Health | New | Space Heating | Natural Gas | Insulation - Ducting | A | Incremental Summer Peak Savings (MW) | Achievable Economic RVT Potential | 0 | 0 | 0 | 0 | 0 | 0 | 0 | 0 | 0 | 0 | 0 | 0 | 0 | 0 | 0 | 0 | 0 | 0 | 0 | 0 | 0 | 0 | 0 | 0 | 0 | 0 | 0
F6_Commercial_WA - Health_New_Space Heating_Natural Gas_Insulation - Ducting_A_Achievable Economic RVT Potential | F6 | Commercial | WA - Health | New | Space Heating | Natural Gas | Insulation - Ducting | A | Incremental Winter Peak Savings (MW) | Achievable Economic RVT Potential | 0 | 0 | 0 | 0 | 0 | 0 | 0 | 0 | 0 | 0 | 0 | 0 | 0 | 0 | 0 | 0 | 0 | 0 | 0 | 0 | 0 | 0 | 0 | 0 | 0 | 0 | 0
F7_Commercial_WA - Health_New_Space Heating_Natural Gas_Insulation - Ducting_A_Achievable Economic RVT Potential | F7 | Commercial | WA - Health | New | Space Heating | Natural Gas | Insulation - Ducting | A | Cumulative Energy Savings (MWh or mTherms) | Achievable Economic RVT Potential | 0 | 0 | 0 | 0 | 0 | 0 | 0 | 0 | 0 | 0 | 0 | 0 | 0 | 0 | 0 | 0 | 0 | 0 | 0 | 0 | 0 | 0 | 0 | 0 | 0 | 0 | 0
F8_Commercial_WA - Health_New_Space Heating_Natural Gas_Insulation - Ducting_A_Achievable Economic RVT Potential | F8 | Commercial | WA - Health | New | Space Heating | Natural Gas | Insulation - Ducting | A | Cumulative Summer Peak Savings (MW) | Achievable Economic RVT Potential | 0 | 0 | 0 | 0 | 0 | 0 | 0 | 0 | 0 | 0 | 0 | 0 | 0 | 0 | 0 | 0 | 0 | 0 | 0 | 0 | 0 | 0 | 0 | 0 | 0 | 0 | 0
F9_Commercial_WA - Health_New_Space Heating_Natural Gas_Insulation - Ducting_A_Achievable Economic RVT Potential | F9 | Commercial | WA - Health | New | Space Heating | Natural Gas | Insulation - Ducting | A | Cumulative Winter Peak Savings (MW) | Achievable Economic RVT Potential | 0 | 0 | 0 | 0 | 0 | 0 | 0 | 0 | 0 | 0 | 0 | 0 | 0 | 0 | 0 | 0 | 0 | 0 | 0 | 0 | 0 | 0 | 0 | 0 | 0 | 0 | 0
F10_Commercial_WA - Health_New_Space Heating_Natural Gas_Insulation - Ducting_A_Achievable Economic RVT Potential | F10 | Commercial | WA - Health | New | Space Heating | Natural Gas | Insulation - Ducting | A | Purchases (Incremental) | Achievable Economic RVT Potential | 0 | 0 | 0 | 0 | 0 | 0 | 0 | 0 | 0 | 0 | 0 | 0 | 0 | 0 | 0 | 0 | 0 | 0 | 0 | 0 | 0 | 0 | 0 | 0 | 0 | 0 | 0
F11_Commercial_WA - Health_New_Space Heating_Natural Gas_Insulation - Ducting_A_Achievable Economic RVT Potential | F11 | Commercial | WA - Health | New | Space Heating | Natural Gas | Insulation - Ducting | A | Purchases (Cumulative) | Achievable Economic RVT Potential | 0 | 0 | 0 | 0 | 0 | 0 | 0 | 0 | 0 | 0 | 0 | 0 | 0 | 0 | 0 | 0 | 0 | 0 | 0 | 0 | 0 | 0 | 0 | 0 | 0 | 0 | 0
F1_Commercial_WA - Health_New_Space Heating_Natural Gas_Insulation - Wall Cavity_A_Achievable Economic RVT Potential | F1 | Commercial | WA - Health | New | Space Heating | Natural Gas | Insulation - Wall Cavity | A | Integrated Unit Energy Savings (kWh or therms) | Achievable Economic RVT Potential | 0 | 0 | 0 | 0 | 0 | 0 | 0 | 0 | 0 | 0 | 0 | 0 | 0 | 0 | 0 | 0 | 0 | 0 | 0 | 0 | 0 | 0 | 0 | 0 | 0 | 0 | 0
F2_Commercial_WA - Health_New_Space Heating_Natural Gas_Insulation - Wall Cavity_A_Achievable Economic RVT Potential | F2 | Commercial | WA - Health | New | Space Heating | Natural Gas | Insulation - Wall Cavity | A | Integrated Unit Summer Peak Savings (kW) | Achievable Economic RVT Potential | 0 | 0 | 0 | 0 | 0 | 0 | 0 | 0 | 0 | 0 | 0 | 0 | 0 | 0 | 0 | 0 | 0 | 0 | 0 | 0 | 0 | 0 | 0 | 0 | 0 | 0 | 0
F3_Commercial_WA - Health_New_Space Heating_Natural Gas_Insulation - Wall Cavity_A_Achievable Economic RVT Potential | F3 | Commercial | WA - Health | New | Space Heating | Natural Gas | Insulation - Wall Cavity | A | Integrated Unit Winter Peak Savings (kW) | Achievable Economic RVT Potential | 0 | 0 | 0 | 0 | 0 | 0 | 0 | 0 | 0 | 0 | 0 | 0 | 0 | 0 | 0 | 0 | 0 | 0 | 0 | 0 | 0 | 0 | 0 | 0 | 0 | 0 | 0
F4_Commercial_WA - Health_New_Space Heating_Natural Gas_Insulation - Wall Cavity_A_Achievable Economic RVT Potential | F4 | Commercial | WA - Health | New | Space Heating | Natural Gas | Insulation - Wall Cavity | A | Incremental Energy Savings (MWh or mTherms) | Achievable Economic RVT Potential | 0 | 0 | 0 | 0 | 0 | 0 | 0 | 0 | 0 | 0 | 0 | 0 | 0 | 0 | 0 | 0 | 0 | 0 | 0 | 0 | 0 | 0 | 0 | 0 | 0 | 0 | 0
F5_Commercial_WA - Health_New_Space Heating_Natural Gas_Insulation - Wall Cavity_A_Achievable Economic RVT Potential | F5 | Commercial | WA - Health | New | Space Heating | Natural Gas | Insulation - Wall Cavity | A | Incremental Summer Peak Savings (MW) | Achievable Economic RVT Potential | 0 | 0 | 0 | 0 | 0 | 0 | 0 | 0 | 0 | 0 | 0 | 0 | 0 | 0 | 0 | 0 | 0 | 0 | 0 | 0 | 0 | 0 | 0 | 0 | 0 | 0 | 0
F6_Commercial_WA - Health_New_Space Heating_Natural Gas_Insulation - Wall Cavity_A_Achievable Economic RVT Potential | F6 | Commercial | WA - Health | New | Space Heating | Natural Gas | Insulation - Wall Cavity | A | Incremental Winter Peak Savings (MW) | Achievable Economic RVT Potential | 0 | 0 | 0 | 0 | 0 | 0 | 0 | 0 | 0 | 0 | 0 | 0 | 0 | 0 | 0 | 0 | 0 | 0 | 0 | 0 | 0 | 0 | 0 | 0 | 0 | 0 | 0
F7_Commercial_WA - Health_New_Space Heating_Natural Gas_Insulation - Wall Cavity_A_Achievable Economic RVT Potential | F7 | Commercial | WA - Health | New | Space Heating | Natural Gas | Insulation - Wall Cavity | A | Cumulative Energy Savings (MWh or mTherms) | Achievable Economic RVT Potential | 0 | 0 | 0 | 0 | 0 | 0 | 0 | 0 | 0 | 0 | 0 | 0 | 0 | 0 | 0 | 0 | 0 | 0 | 0 | 0 | 0 | 0 | 0 | 0 | 0 | 0 | 0
F8_Commercial_WA - Health_New_Space Heating_Natural Gas_Insulation - Wall Cavity_A_Achievable Economic RVT Potential | F8 | Commercial | WA - Health | New | Space Heating | Natural Gas | Insulation - Wall Cavity | A | Cumulative Summer Peak Savings (MW) | Achievable Economic RVT Potential | 0 | 0 | 0 | 0 | 0 | 0 | 0 | 0 | 0 | 0 | 0 | 0 | 0 | 0 | 0 | 0 | 0 | 0 | 0 | 0 | 0 | 0 | 0 | 0 | 0 | 0 | 0
F9_Commercial_WA - Health_New_Space Heating_Natural Gas_Insulation - Wall Cavity_A_Achievable Economic RVT Potential | F9 | Commercial | WA - Health | New | Space Heating | Natural Gas | Insulation - Wall Cavity | A | Cumulative Winter Peak Savings (MW) | Achievable Economic RVT Potential | 0 | 0 | 0 | 0 | 0 | 0 | 0 | 0 | 0 | 0 | 0 | 0 | 0 | 0 | 0 | 0 | 0 | 0 | 0 | 0 | 0 | 0 | 0 | 0 | 0 | 0 | 0
F10_Commercial_WA - Health_New_Space Heating_Natural Gas_Insulation - Wall Cavity_A_Achievable Economic RVT Potential | F10 | Commercial | WA - Health | New | Space Heating | Natural Gas | Insulation - Wall Cavity | A | Purchases (Incremental) | Achievable Economic RVT Potential | 0 | 0 | 0 | 0 | 0 | 0 | 0 | 0 | 0 | 0 | 0 | 0 | 0 | 0 | 0 | 0 | 0 | 0 | 0 | 0 | 0 | 0 | 0 | 0 | 0 | 0 | 0
F11_Commercial_WA - Health_New_Space Heating_Natural Gas_Insulation - Wall Cavity_A_Achievable Economic RVT Potential | F11 | Commercial | WA - Health | New | Space Heating | Natural Gas | Insulation - Wall Cavity | A | Purchases (Cumulative) | Achievable Economic RVT Potential | 0 | 0 | 0 | 0 | 0 | 0 | 0 | 0 | 0 | 0 | 0 | 0 | 0 | 0 | 0 | 0 | 0 | 0 | 0 | 0 | 0 | 0 | 0 | 0 | 0 | 0 | 0
F1_Commercial_WA - Health_New_Space Heating_Natural Gas_Green Roof - Vegetated Rooftop_A_Achievable Economic RVT Potential | F1 | Commercial | WA - Health | New | Space Heating | Natural Gas | Green Roof - Vegetated Rooftop | A | Integrated Unit Energy Savings (kWh or therms) | Achievable Economic RVT Potential | 0 | 0 | 0 | 0 | 0 | 0 | 0 | 0 | 0 | 0 | 0 | 0 | 0 | 0 | 0 | 0 | 0 | 0 | 0 | 0 | 0 | 0 | 0 | 0 | 0 | 0 | 0
F2_Commercial_WA - Health_New_Space Heating_Natural Gas_Green Roof - Vegetated Rooftop_A_Achievable Economic RVT Potential | F2 | Commercial | WA - Health | New | Space Heating | Natural Gas | Green Roof - Vegetated Rooftop | A | Integrated Unit Summer Peak Savings (kW) | Achievable Economic RVT Potential | 0 | 0 | 0 | 0 | 0 | 0 | 0 | 0 | 0 | 0 | 0 | 0 | 0 | 0 | 0 | 0 | 0 | 0 | 0 | 0 | 0 | 0 | 0 | 0 | 0 | 0 | 0
F3_Commercial_WA - Health_New_Space Heating_Natural Gas_Green Roof - Vegetated Rooftop_A_Achievable Economic RVT Potential | F3 | Commercial | WA - Health | New | Space Heating | Natural Gas | Green Roof - Vegetated Rooftop | A | Integrated Unit Winter Peak Savings (kW) | Achievable Economic RVT Potential | 0 | 0 | 0 | 0 | 0 | 0 | 0 | 0 | 0 | 0 | 0 | 0 | 0 | 0 | 0 | 0 | 0 | 0 | 0 | 0 | 0 | 0 | 0 | 0 | 0 | 0 | 0
F4_Commercial_WA - Health_New_Space Heating_Natural Gas_Green Roof - Vegetated Rooftop_A_Achievable Economic RVT Potential | F4 | Commercial | WA - Health | New | Space Heating | Natural Gas | Green Roof - Vegetated Rooftop | A | Incremental Energy Savings (MWh or mTherms) | Achievable Economic RVT Potential | 0 | 0 | 0 | 0 | 0 | 0 | 0 | 0 | 0 | 0 | 0 | 0 | 0 | 0 | 0 | 0 | 0 | 0 | 0 | 0 | 0 | 0 | 0 | 0 | 0 | 0 | 0
F5_Commercial_WA - Health_New_Space Heating_Natural Gas_Green Roof - Vegetated Rooftop_A_Achievable Economic RVT Potential | F5 | Commercial | WA - Health | New | Space Heating | Natural Gas | Green Roof - Vegetated Rooftop | A | Incremental Summer Peak Savings (MW) | Achievable Economic RVT Potential | 0 | 0 | 0 | 0 | 0 | 0 | 0 | 0 | 0 | 0 | 0 | 0 | 0 | 0 | 0 | 0 | 0 | 0 | 0 | 0 | 0 | 0 | 0 | 0 | 0 | 0 | 0
F6_Commercial_WA - Health_New_Space Heating_Natural Gas_Green Roof - Vegetated Rooftop_A_Achievable Economic RVT Potential | F6 | Commercial | WA - Health | New | Space Heating | Natural Gas | Green Roof - Vegetated Rooftop | A | Incremental Winter Peak Savings (MW) | Achievable Economic RVT Potential | 0 | 0 | 0 | 0 | 0 | 0 | 0 | 0 | 0 | 0 | 0 | 0 | 0 | 0 | 0 | 0 | 0 | 0 | 0 | 0 | 0 | 0 | 0 | 0 | 0 | 0 | 0
F7_Commercial_WA - Health_New_Space Heating_Natural Gas_Green Roof - Vegetated Rooftop_A_Achievable Economic RVT Potential | F7 | Commercial | WA - Health | New | Space Heating | Natural Gas | Green Roof - Vegetated Rooftop | A | Cumulative Energy Savings (MWh or mTherms) | Achievable Economic RVT Potential | 0 | 0 | 0 | 0 | 0 | 0 | 0 | 0 | 0 | 0 | 0 | 0 | 0 | 0 | 0 | 0 | 0 | 0 | 0 | 0 | 0 | 0 | 0 | 0 | 0 | 0 | 0
F8_Commercial_WA - Health_New_Space Heating_Natural Gas_Green Roof - Vegetated Rooftop_A_Achievable Economic RVT Potential | F8 | Commercial | WA - Health | New | Space Heating | Natural Gas | Green Roof - Vegetated Rooftop | A | Cumulative Summer Peak Savings (MW) | Achievable Economic RVT Potential | 0 | 0 | 0 | 0 | 0 | 0 | 0 | 0 | 0 | 0 | 0 | 0 | 0 | 0 | 0 | 0 | 0 | 0 | 0 | 0 | 0 | 0 | 0 | 0 | 0 | 0 | 0
F9_Commercial_WA - Health_New_Space Heating_Natural Gas_Green Roof - Vegetated Rooftop_A_Achievable Economic RVT Potential | F9 | Commercial | WA - Health | New | Space Heating | Natural Gas | Green Roof - Vegetated Rooftop | A | Cumulative Winter Peak Savings (MW) | Achievable Economic RVT Potential | 0 | 0 | 0 | 0 | 0 | 0 | 0 | 0 | 0 | 0 | 0 | 0 | 0 | 0 | 0 | 0 | 0 | 0 | 0 | 0 | 0 | 0 | 0 | 0 | 0 | 0 | 0
F10_Commercial_WA - Health_New_Space Heating_Natural Gas_Green Roof - Vegetated Rooftop_A_Achievable Economic RVT Potential | F10 | Commercial | WA - Health | New | Space Heating | Natural Gas | Green Roof - Vegetated Rooftop | A | Purchases (Incremental) | Achievable Economic RVT Potential | 0 | 0 | 0 | 0 | 0 | 0 | 0 | 0 | 0 | 0 | 0 | 0 | 0 | 0 | 0 | 0 | 0 | 0 | 0 | 0 | 0 | 0 | 0 | 0 | 0 | 0 | 0
F11_Commercial_WA - Health_New_Space Heating_Natural Gas_Green Roof - Vegetated Rooftop_A_Achievable Economic RVT Potential | F11 | Commercial | WA - Health | New | Space Heating | Natural Gas | Green Roof - Vegetated Rooftop | A | Purchases (Cumulative) | Achievable Economic RVT Potential | 0 | 0 | 0 | 0 | 0 | 0 | 0 | 0 | 0 | 0 | 0 | 0 | 0 | 0 | 0 | 0 | 0 | 0 | 0 | 0 | 0 | 0 | 0 | 0 | 0 | 0 | 0
F1_Commercial_WA - Health_New_Space Heating_Natural Gas_Ducting - Repair and Sealing_A_Achievable Economic RVT Potential | F1 | Commercial | WA - Health | New | Space Heating | Natural Gas | Ducting - Repair and Sealing | A | Integrated Unit Energy Savings (kWh or therms) | Achievable Economic RVT Potential | 0 | 0 | 0 | 0 | 0 | 0 | 0 | 0 | 0 | 0 | 0 | 0 | 0 | 0 | 0 | 0 | 0 | 0 | 0 | 0 | 0 | 0 | 0 | 0 | 0 | 0 | 0
F2_Commercial_WA - Health_New_Space Heating_Natural Gas_Ducting - Repair and Sealing_A_Achievable Economic RVT Potential | F2 | Commercial | WA - Health | New | Space Heating | Natural Gas | Ducting - Repair and Sealing | A | Integrated Unit Summer Peak Savings (kW) | Achievable Economic RVT Potential | 0 | 0 | 0 | 0 | 0 | 0 | 0 | 0 | 0 | 0 | 0 | 0 | 0 | 0 | 0 | 0 | 0 | 0 | 0 | 0 | 0 | 0 | 0 | 0 | 0 | 0 | 0
F3_Commercial_WA - Health_New_Space Heating_Natural Gas_Ducting - Repair and Sealing_A_Achievable Economic RVT Potential | F3 | Commercial | WA - Health | New | Space Heating | Natural Gas | Ducting - Repair and Sealing | A | Integrated Unit Winter Peak Savings (kW) | Achievable Economic RVT Potential | 0 | 0 | 0 | 0 | 0 | 0 | 0 | 0 | 0 | 0 | 0 | 0 | 0 | 0 | 0 | 0 | 0 | 0 | 0 | 0 | 0 | 0 | 0 | 0 | 0 | 0 | 0
F4_Commercial_WA - Health_New_Space Heating_Natural Gas_Ducting - Repair and Sealing_A_Achievable Economic RVT Potential | F4 | Commercial | WA - Health | New | Space Heating | Natural Gas | Ducting - Repair and Sealing | A | Incremental Energy Savings (MWh or mTherms) | Achievable Economic RVT Potential | 0 | 0 | 0 | 0 | 0 | 0 | 0 | 0 | 0 | 0 | 0 | 0 | 0 | 0 | 0 | 0 | 0 | 0 | 0 | 0 | 0 | 0 | 0 | 0 | 0 | 0 | 0
F5_Commercial_WA - Health_New_Space Heating_Natural Gas_Ducting - Repair and Sealing_A_Achievable Economic RVT Potential | F5 | Commercial | WA - Health | New | Space Heating | Natural Gas | Ducting - Repair and Sealing | A | Incremental Summer Peak Savings (MW) | Achievable Economic RVT Potential | 0 | 0 | 0 | 0 | 0 | 0 | 0 | 0 | 0 | 0 | 0 | 0 | 0 | 0 | 0 | 0 | 0 | 0 | 0 | 0 | 0 | 0 | 0 | 0 | 0 | 0 | 0
F6_Commercial_WA - Health_New_Space Heating_Natural Gas_Ducting - Repair and Sealing_A_Achievable Economic RVT Potential | F6 | Commercial | WA - Health | New | Space Heating | Natural Gas | Ducting - Repair and Sealing | A | Incremental Winter Peak Savings (MW) | Achievable Economic RVT Potential | 0 | 0 | 0 | 0 | 0 | 0 | 0 | 0 | 0 | 0 | 0 | 0 | 0 | 0 | 0 | 0 | 0 | 0 | 0 | 0 | 0 | 0 | 0 | 0 | 0 | 0 | 0
F7_Commercial_WA - Health_New_Space Heating_Natural Gas_Ducting - Repair and Sealing_A_Achievable Economic RVT Potential | F7 | Commercial | WA - Health | New | Space Heating | Natural Gas | Ducting - Repair and Sealing | A | Cumulative Energy Savings (MWh or mTherms) | Achievable Economic RVT Potential | 0 | 0 | 0 | 0 | 0 | 0 | 0 | 0 | 0 | 0 | 0 | 0 | 0 | 0 | 0 | 0 | 0 | 0 | 0 | 0 | 0 | 0 | 0 | 0 | 0 | 0 | 0
F8_Commercial_WA - Health_New_Space Heating_Natural Gas_Ducting - Repair and Sealing_A_Achievable Economic RVT Potential | F8 | Commercial | WA - Health | New | Space Heating | Natural Gas | Ducting - Repair and Sealing | A | Cumulative Summer Peak Savings (MW) | Achievable Economic RVT Potential | 0 | 0 | 0 | 0 | 0 | 0 | 0 | 0 | 0 | 0 | 0 | 0 | 0 | 0 | 0 | 0 | 0 | 0 | 0 | 0 | 0 | 0 | 0 | 0 | 0 | 0 | 0
F9_Commercial_WA - Health_New_Space Heating_Natural Gas_Ducting - Repair and Sealing_A_Achievable Economic RVT Potential | F9 | Commercial | WA - Health | New | Space Heating | Natural Gas | Ducting - Repair and Sealing | A | Cumulative Winter Peak Savings (MW) | Achievable Economic RVT Potential | 0 | 0 | 0 | 0 | 0 | 0 | 0 | 0 | 0 | 0 | 0 | 0 | 0 | 0 | 0 | 0 | 0 | 0 | 0 | 0 | 0 | 0 | 0 | 0 | 0 | 0 | 0
F10_Commercial_WA - Health_New_Space Heating_Natural Gas_Ducting - Repair and Sealing_A_Achievable Economic RVT Potential | F10 | Commercial | WA - Health | New | Space Heating | Natural Gas | Ducting - Repair and Sealing | A | Purchases (Incremental) | Achievable Economic RVT Potential | 0 | 0 | 0 | 0 | 0 | 0 | 0 | 0 | 0 | 0 | 0 | 0 | 0 | 0 | 0 | 0 | 0 | 0 | 0 | 0 | 0 | 0 | 0 | 0 | 0 | 0 | 0
F11_Commercial_WA - Health_New_Space Heating_Natural Gas_Ducting - Repair and Sealing_A_Achievable Economic RVT Potential | F11 | Commercial | WA - Health | New | Space Heating | Natural Gas | Ducting - Repair and Sealing | A | Purchases (Cumulative) | Achievable Economic RVT Potential | 0 | 0 | 0 | 0 | 0 | 0 | 0 | 0 | 0 | 0 | 0 | 0 | 0 | 0 | 0 | 0 | 0 | 0 | 0 | 0 | 0 | 0 | 0 | 0 | 0 | 0 | 0
F1_Commercial_WA - Health_New_Space Heating_Natural Gas_Windows - High Efficiency Glazing_A_Achievable Economic RVT Potential | F1 | Commercial | WA - Health | New | Space Heating | Natural Gas | Windows - High Efficiency Glazing | A | Integrated Unit Energy Savings (kWh or therms) | Achievable Economic RVT Potential | 0 | 0 | 0 | 0 | 0 | 0 | 0 | 0 | 0 | 0 | 0 | 0 | 0 | 0 | 0 | 0 | 0 | 0 | 0 | 0 | 0 | 0 | 0 | 0 | 0 | 0 | 0
F2_Commercial_WA - Health_New_Space Heating_Natural Gas_Windows - High Efficiency Glazing_A_Achievable Economic RVT Potential | F2 | Commercial | WA - Health | New | Space Heating | Natural Gas | Windows - High Efficiency Glazing | A | Integrated Unit Summer Peak Savings (kW) | Achievable Economic RVT Potential | 0 | 0 | 0 | 0 | 0 | 0 | 0 | 0 | 0 | 0 | 0 | 0 | 0 | 0 | 0 | 0 | 0 | 0 | 0 | 0 | 0 | 0 | 0 | 0 | 0 | 0 | 0
F3_Commercial_WA - Health_New_Space Heating_Natural Gas_Windows - High Efficiency Glazing_A_Achievable Economic RVT Potential | F3 | Commercial | WA - Health | New | Space Heating | Natural Gas | Windows - High Efficiency Glazing | A | Integrated Unit Winter Peak Savings (kW) | Achievable Economic RVT Potential | 0 | 0 | 0 | 0 | 0 | 0 | 0 | 0 | 0 | 0 | 0 | 0 | 0 | 0 | 0 | 0 | 0 | 0 | 0 | 0 | 0 | 0 | 0 | 0 | 0 | 0 | 0
F4_Commercial_WA - Health_New_Space Heating_Natural Gas_Windows - High Efficiency Glazing_A_Achievable Economic RVT Potential | F4 | Commercial | WA - Health | New | Space Heating | Natural Gas | Windows - High Efficiency Glazing | A | Incremental Energy Savings (MWh or mTherms) | Achievable Economic RVT Potential | 0 | 0 | 0 | 0 | 0 | 0 | 0 | 0 | 0 | 0 | 0 | 0 | 0 | 0 | 0 | 0 | 0 | 0 | 0 | 0 | 0 | 0 | 0 | 0 | 0 | 0 | 0
F5_Commercial_WA - Health_New_Space Heating_Natural Gas_Windows - High Efficiency Glazing_A_Achievable Economic RVT Potential | F5 | Commercial | WA - Health | New | Space Heating | Natural Gas | Windows - High Efficiency Glazing | A | Incremental Summer Peak Savings (MW) | Achievable Economic RVT Potential | 0 | 0 | 0 | 0 | 0 | 0 | 0 | 0 | 0 | 0 | 0 | 0 | 0 | 0 | 0 | 0 | 0 | 0 | 0 | 0 | 0 | 0 | 0 | 0 | 0 | 0 | 0
F6_Commercial_WA - Health_New_Space Heating_Natural Gas_Windows - High Efficiency Glazing_A_Achievable Economic RVT Potential | F6 | Commercial | WA - Health | New | Space Heating | Natural Gas | Windows - High Efficiency Glazing | A | Incremental Winter Peak Savings (MW) | Achievable Economic RVT Potential | 0 | 0 | 0 | 0 | 0 | 0 | 0 | 0 | 0 | 0 | 0 | 0 | 0 | 0 | 0 | 0 | 0 | 0 | 0 | 0 | 0 | 0 | 0 | 0 | 0 | 0 | 0
F7_Commercial_WA - Health_New_Space Heating_Natural Gas_Windows - High Efficiency Glazing_A_Achievable Economic RVT Potential | F7 | Commercial | WA - Health | New | Space Heating | Natural Gas | Windows - High Efficiency Glazing | A | Cumulative Energy Savings (MWh or mTherms) | Achievable Economic RVT Potential | 0 | 0 | 0 | 0 | 0 | 0 | 0 | 0 | 0 | 0 | 0 | 0 | 0 | 0 | 0 | 0 | 0 | 0 | 0 | 0 | 0 | 0 | 0 | 0 | 0 | 0 | 0
F8_Commercial_WA - Health_New_Space Heating_Natural Gas_Windows - High Efficiency Glazing_A_Achievable Economic RVT Potential | F8 | Commercial | WA - Health | New | Space Heating | Natural Gas | Windows - High Efficiency Glazing | A | Cumulative Summer Peak Savings (MW) | Achievable Economic RVT Potential | 0 | 0 | 0 | 0 | 0 | 0 | 0 | 0 | 0 | 0 | 0 | 0 | 0 | 0 | 0 | 0 | 0 | 0 | 0 | 0 | 0 | 0 | 0 | 0 | 0 | 0 | 0
F9_Commercial_WA - Health_New_Space Heating_Natural Gas_Windows - High Efficiency Glazing_A_Achievable Economic RVT Potential | F9 | Commercial | WA - Health | New | Space Heating | Natural Gas | Windows - High Efficiency Glazing | A | Cumulative Winter Peak Savings (MW) | Achievable Economic RVT Potential | 0 | 0 | 0 | 0 | 0 | 0 | 0 | 0 | 0 | 0 | 0 | 0 | 0 | 0 | 0 | 0 | 0 | 0 | 0 | 0 | 0 | 0 | 0 | 0 | 0 | 0 | 0
F10_Commercial_WA - Health_New_Space Heating_Natural Gas_Windows - High Efficiency Glazing_A_Achievable Economic RVT Potential | F10 | Commercial | WA - Health | New | Space Heating | Natural Gas | Windows - High Efficiency Glazing | A | Purchases (Incremental) | Achievable Economic RVT Potential | 0 | 0 | 0 | 0 | 0 | 0 | 0 | 0 | 0 | 0 | 0 | 0 | 0 | 0 | 0 | 0 | 0 | 0 | 0 | 0 | 0 | 0 | 0 | 0 | 0 | 0 | 0
F11_Commercial_WA - Health_New_Space Heating_Natural Gas_Windows - High Efficiency Glazing_A_Achievable Economic RVT Potential | F11 | Commercial | WA - Health | New | Space Heating | Natural Gas | Windows - High Efficiency Glazing | A | Purchases (Cumulative) | Achievable Economic RVT Potential | 0 | 0 | 0 | 0 | 0 | 0 | 0 | 0 | 0 | 0 | 0 | 0 | 0 | 0 | 0 | 0 | 0 | 0 | 0 | 0 | 0 | 0 | 0 | 0 | 0 | 0 | 0
F1_Commercial_WA - Health_New_Space Heating_Natural Gas_Windows - Secondary Glazing Systems_A_Achievable Economic RVT Potential | F1 | Commercial | WA - Health | New | Space Heating | Natural Gas | Windows - Secondary Glazing Systems | A | Integrated Unit Energy Savings (kWh or therms) | Achievable Economic RVT Potential | 0 | 0 | 0 | 0 | 0 | 0 | 0 | 0 | 0 | 0 | 0 | 0 | 0 | 0 | 0 | 0 | 0 | 0 | 0 | 0 | 0 | 0 | 0 | 0 | 0 | 0 | 0
F2_Commercial_WA - Health_New_Space Heating_Natural Gas_Windows - Secondary Glazing Systems_A_Achievable Economic RVT Potential | F2 | Commercial | WA - Health | New | Space Heating | Natural Gas | Windows - Secondary Glazing Systems | A | Integrated Unit Summer Peak Savings (kW) | Achievable Economic RVT Potential | 0 | 0 | 0 | 0 | 0 | 0 | 0 | 0 | 0 | 0 | 0 | 0 | 0 | 0 | 0 | 0 | 0 | 0 | 0 | 0 | 0 | 0 | 0 | 0 | 0 | 0 | 0
F3_Commercial_WA - Health_New_Space Heating_Natural Gas_Windows - Secondary Glazing Systems_A_Achievable Economic RVT Potential | F3 | Commercial | WA - Health | New | Space Heating | Natural Gas | Windows - Secondary Glazing Systems | A | Integrated Unit Winter Peak Savings (kW) | Achievable Economic RVT Potential | 0 | 0 | 0 | 0 | 0 | 0 | 0 | 0 | 0 | 0 | 0 | 0 | 0 | 0 | 0 | 0 | 0 | 0 | 0 | 0 | 0 | 0 | 0 | 0 | 0 | 0 | 0
F4_Commercial_WA - Health_New_Space Heating_Natural Gas_Windows - Secondary Glazing Systems_A_Achievable Economic RVT Potential | F4 | Commercial | WA - Health | New | Space Heating | Natural Gas | Windows - Secondary Glazing Systems | A | Incremental Energy Savings (MWh or mTherms) | Achievable Economic RVT Potential | 0 | 0 | 0 | 0 | 0 | 0 | 0 | 0 | 0 | 0 | 0 | 0 | 0 | 0 | 0 | 0 | 0 | 0 | 0 | 0 | 0 | 0 | 0 | 0 | 0 | 0 | 0
F5_Commercial_WA - Health_New_Space Heating_Natural Gas_Windows - Secondary Glazing Systems_A_Achievable Economic RVT Potential | F5 | Commercial | WA - Health | New | Space Heating | Natural Gas | Windows - Secondary Glazing Systems | A | Incremental Summer Peak Savings (MW) | Achievable Economic RVT Potential | 0 | 0 | 0 | 0 | 0 | 0 | 0 | 0 | 0 | 0 | 0 | 0 | 0 | 0 | 0 | 0 | 0 | 0 | 0 | 0 | 0 | 0 | 0 | 0 | 0 | 0 | 0
F6_Commercial_WA - Health_New_Space Heating_Natural Gas_Windows - Secondary Glazing Systems_A_Achievable Economic RVT Potential | F6 | Commercial | WA - Health | New | Space Heating | Natural Gas | Windows - Secondary Glazing Systems | A | Incremental Winter Peak Savings (MW) | Achievable Economic RVT Potential | 0 | 0 | 0 | 0 | 0 | 0 | 0 | 0 | 0 | 0 | 0 | 0 | 0 | 0 | 0 | 0 | 0 | 0 | 0 | 0 | 0 | 0 | 0 | 0 | 0 | 0 | 0
F7_Commercial_WA - Health_New_Space Heating_Natural Gas_Windows - Secondary Glazing Systems_A_Achievable Economic RVT Potential | F7 | Commercial | WA - Health | New | Space Heating | Natural Gas | Windows - Secondary Glazing Systems | A | Cumulative Energy Savings (MWh or mTherms) | Achievable Economic RVT Potential | 0 | 0 | 0 | 0 | 0 | 0 | 0 | 0 | 0 | 0 | 0 | 0 | 0 | 0 | 0 | 0 | 0 | 0 | 0 | 0 | 0 | 0 | 0 | 0 | 0 | 0 | 0
F8_Commercial_WA - Health_New_Space Heating_Natural Gas_Windows - Secondary Glazing Systems_A_Achievable Economic RVT Potential | F8 | Commercial | WA - Health | New | Space Heating | Natural Gas | Windows - Secondary Glazing Systems | A | Cumulative Summer Peak Savings (MW) | Achievable Economic RVT Potential | 0 | 0 | 0 | 0 | 0 | 0 | 0 | 0 | 0 | 0 | 0 | 0 | 0 | 0 | 0 | 0 | 0 | 0 | 0 | 0 | 0 | 0 | 0 | 0 | 0 | 0 | 0
F9_Commercial_WA - Health_New_Space Heating_Natural Gas_Windows - Secondary Glazing Systems_A_Achievable Economic RVT Potential | F9 | Commercial | WA - Health | New | Space Heating | Natural Gas | Windows - Secondary Glazing Systems | A | Cumulative Winter Peak Savings (MW) | Achievable Economic RVT Potential | 0 | 0 | 0 | 0 | 0 | 0 | 0 | 0 | 0 | 0 | 0 | 0 | 0 | 0 | 0 | 0 | 0 | 0 | 0 | 0 | 0 | 0 | 0 | 0 | 0 | 0 | 0
F10_Commercial_WA - Health_New_Space Heating_Natural Gas_Windows - Secondary Glazing Systems_A_Achievable Economic RVT Potential | F10 | Commercial | WA - Health | New | Space Heating | Natural Gas | Windows - Secondary Glazing Systems | A | Purchases (Incremental) | Achievable Economic RVT Potential | 0 | 0 | 0 | 0 | 0 | 0 | 0 | 0 | 0 | 0 | 0 | 0 | 0 | 0 | 0 | 0 | 0 | 0 | 0 | 0 | 0 | 0 | 0 | 0 | 0 | 0 | 0
F11_Commercial_WA - Health_New_Space Heating_Natural Gas_Windows - Secondary Glazing Systems_A_Achievable Economic RVT Potential | F11 | Commercial | WA - Health | New | Space Heating | Natural Gas | Windows - Secondary Glazing Systems | A | Purchases (Cumulative) | Achievable Economic RVT Potential | 0 | 0 | 0 | 0 | 0 | 0 | 0 | 0 | 0 | 0 | 0 | 0 | 0 | 0 | 0 | 0 | 0 | 0 | 0 | 0 | 0 | 0 | 0 | 0 | 0 | 0 | 0
F1_Commercial_WA - Health_New_Space Heating_Natural Gas_HVAC - Energy Recovery Ventilator_A_Achievable Economic RVT Potential | F1 | Commercial | WA - Health | New | Space Heating | Natural Gas | HVAC - Energy Recovery Ventilator | A | Integrated Unit Energy Savings (kWh or therms) | Achievable Economic RVT Potential | 0 | 0 | 0 | 0 | 0 | 0 | 0 | 0 | 0 | 0 | 0 | 0 | 0 | 0 | 0 | 0 | 0 | 0 | 0 | 0 | 0 | 0 | 0 | 0 | 0 | 0 | 0
F2_Commercial_WA - Health_New_Space Heating_Natural Gas_HVAC - Energy Recovery Ventilator_A_Achievable Economic RVT Potential | F2 | Commercial | WA - Health | New | Space Heating | Natural Gas | HVAC - Energy Recovery Ventilator | A | Integrated Unit Summer Peak Savings (kW) | Achievable Economic RVT Potential | 0 | 0 | 0 | 0 | 0 | 0 | 0 | 0 | 0 | 0 | 0 | 0 | 0 | 0 | 0 | 0 | 0 | 0 | 0 | 0 | 0 | 0 | 0 | 0 | 0 | 0 | 0
F3_Commercial_WA - Health_New_Space Heating_Natural Gas_HVAC - Energy Recovery Ventilator_A_Achievable Economic RVT Potential | F3 | Commercial | WA - Health | New | Space Heating | Natural Gas | HVAC - Energy Recovery Ventilator | A | Integrated Unit Winter Peak Savings (kW) | Achievable Economic RVT Potential | 0 | 0 | 0 | 0 | 0 | 0 | 0 | 0 | 0 | 0 | 0 | 0 | 0 | 0 | 0 | 0 | 0 | 0 | 0 | 0 | 0 | 0 | 0 | 0 | 0 | 0 | 0
F4_Commercial_WA - Health_New_Space Heating_Natural Gas_HVAC - Energy Recovery Ventilator_A_Achievable Economic RVT Potential | F4 | Commercial | WA - Health | New | Space Heating | Natural Gas | HVAC - Energy Recovery Ventilator | A | Incremental Energy Savings (MWh or mTherms) | Achievable Economic RVT Potential | 0 | 0 | 0 | 0 | 0 | 0 | 0 | 0 | 0 | 0 | 0 | 0 | 0 | 0 | 0 | 0 | 0 | 0 | 0 | 0 | 0 | 0 | 0 | 0 | 0 | 0 | 0
F5_Commercial_WA - Health_New_Space Heating_Natural Gas_HVAC - Energy Recovery Ventilator_A_Achievable Economic RVT Potential | F5 | Commercial | WA - Health | New | Space Heating | Natural Gas | HVAC - Energy Recovery Ventilator | A | Incremental Summer Peak Savings (MW) | Achievable Economic RVT Potential | 0 | 0 | 0 | 0 | 0 | 0 | 0 | 0 | 0 | 0 | 0 | 0 | 0 | 0 | 0 | 0 | 0 | 0 | 0 | 0 | 0 | 0 | 0 | 0 | 0 | 0 | 0
F6_Commercial_WA - Health_New_Space Heating_Natural Gas_HVAC - Energy Recovery Ventilator_A_Achievable Economic RVT Potential | F6 | Commercial | WA - Health | New | Space Heating | Natural Gas | HVAC - Energy Recovery Ventilator | A | Incremental Winter Peak Savings (MW) | Achievable Economic RVT Potential | 0 | 0 | 0 | 0 | 0 | 0 | 0 | 0 | 0 | 0 | 0 | 0 | 0 | 0 | 0 | 0 | 0 | 0 | 0 | 0 | 0 | 0 | 0 | 0 | 0 | 0 | 0
F7_Commercial_WA - Health_New_Space Heating_Natural Gas_HVAC - Energy Recovery Ventilator_A_Achievable Economic RVT Potential | F7 | Commercial | WA - Health | New | Space Heating | Natural Gas | HVAC - Energy Recovery Ventilator | A | Cumulative Energy Savings (MWh or mTherms) | Achievable Economic RVT Potential | 0 | 0 | 0 | 0 | 0 | 0 | 0 | 0 | 0 | 0 | 0 | 0 | 0 | 0 | 0 | 0 | 0 | 0 | 0 | 0 | 0 | 0 | 0 | 0 | 0 | 0 | 0
F8_Commercial_WA - Health_New_Space Heating_Natural Gas_HVAC - Energy Recovery Ventilator_A_Achievable Economic RVT Potential | F8 | Commercial | WA - Health | New | Space Heating | Natural Gas | HVAC - Energy Recovery Ventilator | A | Cumulative Summer Peak Savings (MW) | Achievable Economic RVT Potential | 0 | 0 | 0 | 0 | 0 | 0 | 0 | 0 | 0 | 0 | 0 | 0 | 0 | 0 | 0 | 0 | 0 | 0 | 0 | 0 | 0 | 0 | 0 | 0 | 0 | 0 | 0
F9_Commercial_WA - Health_New_Space Heating_Natural Gas_HVAC - Energy Recovery Ventilator_A_Achievable Economic RVT Potential | F9 | Commercial | WA - Health | New | Space Heating | Natural Gas | HVAC - Energy Recovery Ventilator | A | Cumulative Winter Peak Savings (MW) | Achievable Economic RVT Potential | 0 | 0 | 0 | 0 | 0 | 0 | 0 | 0 | 0 | 0 | 0 | 0 | 0 | 0 | 0 | 0 | 0 | 0 | 0 | 0 | 0 | 0 | 0 | 0 | 0 | 0 | 0
F10_Commercial_WA - Health_New_Space Heating_Natural Gas_HVAC - Energy Recovery Ventilator_A_Achievable Economic RVT Potential | F10 | Commercial | WA - Health | New | Space Heating | Natural Gas | HVAC - Energy Recovery Ventilator | A | Purchases (Incremental) | Achievable Economic RVT Potential | 0 | 0 | 0 | 0 | 0 | 0 | 0 | 0 | 0 | 0 | 0 | 0 | 0 | 0 | 0 | 0 | 0 | 0 | 0 | 0 | 0 | 0 | 0 | 0 | 0 | 0 | 0
F11_Commercial_WA - Health_New_Space Heating_Natural Gas_HVAC - Energy Recovery Ventilator_A_Achievable Economic RVT Potential | F11 | Commercial | WA - Health | New | Space Heating | Natural Gas | HVAC - Energy Recovery Ventilator | A | Purchases (Cumulative) | Achievable Economic RVT Potential | 0 | 0 | 0 | 0 | 0 | 0 | 0 | 0 | 0 | 0 | 0 | 0 | 0 | 0 | 0 | 0 | 0 | 0 | 0 | 0 | 0 | 0 | 0 | 0 | 0 | 0 | 0
F1_Commercial_WA - Health_New_Space Heating_Natural Gas_Building Shell - Air Sealing (Infiltration Control)_A_Achievable Economic RVT Potential | F1 | Commercial | WA - Health | New | Space Heating | Natural Gas | Building Shell - Air Sealing (Infiltration Control) | A | Integrated Unit Energy Savings (kWh or therms) | Achievable Economic RVT Potential | 0 | 0 | 0 | 0 | 0 | 0 | 0 | 0 | 0 | 0 | 0 | 0 | 0 | 0 | 0 | 0 | 0 | 0 | 0 | 0 | 0 | 0 | 0 | 0 | 0 | 0 | 0
F2_Commercial_WA - Health_New_Space Heating_Natural Gas_Building Shell - Air Sealing (Infiltration Control)_A_Achievable Economic RVT Potential | F2 | Commercial | WA - Health | New | Space Heating | Natural Gas | Building Shell - Air Sealing (Infiltration Control) | A | Integrated Unit Summer Peak Savings (kW) | Achievable Economic RVT Potential | 0 | 0 | 0 | 0 | 0 | 0 | 0 | 0 | 0 | 0 | 0 | 0 | 0 | 0 | 0 | 0 | 0 | 0 | 0 | 0 | 0 | 0 | 0 | 0 | 0 | 0 | 0
F3_Commercial_WA - Health_New_Space Heating_Natural Gas_Building Shell - Air Sealing (Infiltration Control)_A_Achievable Economic RVT Potential | F3 | Commercial | WA - Health | New | Space Heating | Natural Gas | Building Shell - Air Sealing (Infiltration Control) | A | Integrated Unit Winter Peak Savings (kW) | Achievable Economic RVT Potential | 0 | 0 | 0 | 0 | 0 | 0 | 0 | 0 | 0 | 0 | 0 | 0 | 0 | 0 | 0 | 0 | 0 | 0 | 0 | 0 | 0 | 0 | 0 | 0 | 0 | 0 | 0
F4_Commercial_WA - Health_New_Space Heating_Natural Gas_Building Shell - Air Sealing (Infiltration Control)_A_Achievable Economic RVT Potential | F4 | Commercial | WA - Health | New | Space Heating | Natural Gas | Building Shell - Air Sealing (Infiltration Control) | A | Incremental Energy Savings (MWh or mTherms) | Achievable Economic RVT Potential | 0 | 0 | 0 | 0 | 0 | 0 | 0 | 0 | 0 | 0 | 0 | 0 | 0 | 0 | 0 | 0 | 0 | 0 | 0 | 0 | 0 | 0 | 0 | 0 | 0 | 0 | 0
F5_Commercial_WA - Health_New_Space Heating_Natural Gas_Building Shell - Air Sealing (Infiltration Control)_A_Achievable Economic RVT Potential | F5 | Commercial | WA - Health | New | Space Heating | Natural Gas | Building Shell - Air Sealing (Infiltration Control) | A | Incremental Summer Peak Savings (MW) | Achievable Economic RVT Potential | 0 | 0 | 0 | 0 | 0 | 0 | 0 | 0 | 0 | 0 | 0 | 0 | 0 | 0 | 0 | 0 | 0 | 0 | 0 | 0 | 0 | 0 | 0 | 0 | 0 | 0 | 0
F6_Commercial_WA - Health_New_Space Heating_Natural Gas_Building Shell - Air Sealing (Infiltration Control)_A_Achievable Economic RVT Potential | F6 | Commercial | WA - Health | New | Space Heating | Natural Gas | Building Shell - Air Sealing (Infiltration Control) | A | Incremental Winter Peak Savings (MW) | Achievable Economic RVT Potential | 0 | 0 | 0 | 0 | 0 | 0 | 0 | 0 | 0 | 0 | 0 | 0 | 0 | 0 | 0 | 0 | 0 | 0 | 0 | 0 | 0 | 0 | 0 | 0 | 0 | 0 | 0
F7_Commercial_WA - Health_New_Space Heating_Natural Gas_Building Shell - Air Sealing (Infiltration Control)_A_Achievable Economic RVT Potential | F7 | Commercial | WA - Health | New | Space Heating | Natural Gas | Building Shell - Air Sealing (Infiltration Control) | A | Cumulative Energy Savings (MWh or mTherms) | Achievable Economic RVT Potential | 0 | 0 | 0 | 0 | 0 | 0 | 0 | 0 | 0 | 0 | 0 | 0 | 0 | 0 | 0 | 0 | 0 | 0 | 0 | 0 | 0 | 0 | 0 | 0 | 0 | 0 | 0
F8_Commercial_WA - Health_New_Space Heating_Natural Gas_Building Shell - Air Sealing (Infiltration Control)_A_Achievable Economic RVT Potential | F8 | Commercial | WA - Health | New | Space Heating | Natural Gas | Building Shell - Air Sealing (Infiltration Control) | A | Cumulative Summer Peak Savings (MW) | Achievable Economic RVT Potential | 0 | 0 | 0 | 0 | 0 | 0 | 0 | 0 | 0 | 0 | 0 | 0 | 0 | 0 | 0 | 0 | 0 | 0 | 0 | 0 | 0 | 0 | 0 | 0 | 0 | 0 | 0
F9_Commercial_WA - Health_New_Space Heating_Natural Gas_Building Shell - Air Sealing (Infiltration Control)_A_Achievable Economic RVT Potential | F9 | Commercial | WA - Health | New | Space Heating | Natural Gas | Building Shell - Air Sealing (Infiltration Control) | A | Cumulative Winter Peak Savings (MW) | Achievable Economic RVT Potential | 0 | 0 | 0 | 0 | 0 | 0 | 0 | 0 | 0 | 0 | 0 | 0 | 0 | 0 | 0 | 0 | 0 | 0 | 0 | 0 | 0 | 0 | 0 | 0 | 0 | 0 | 0
F10_Commercial_WA - Health_New_Space Heating_Natural Gas_Building Shell - Air Sealing (Infiltration Control)_A_Achievable Economic RVT Potential | F10 | Commercial | WA - Health | New | Space Heating | Natural Gas | Building Shell - Air Sealing (Infiltration Control) | A | Purchases (Incremental) | Achievable Economic RVT Potential | 0 | 0 | 0 | 0 | 0 | 0 | 0 | 0 | 0 | 0 | 0 | 0 | 0 | 0 | 0 | 0 | 0 | 0 | 0 | 0 | 0 | 0 | 0 | 0 | 0 | 0 | 0
F11_Commercial_WA - Health_New_Space Heating_Natural Gas_Building Shell - Air Sealing (Infiltration Control)_A_Achievable Economic RVT Potential | F11 | Commercial | WA - Health | New | Space Heating | Natural Gas | Building Shell - Air Sealing (Infiltration Control) | A | Purchases (Cumulative) | Achievable Economic RVT Potential | 0 | 0 | 0 | 0 | 0 | 0 | 0 | 0 | 0 | 0 | 0 | 0 | 0 | 0 | 0 | 0 | 0 | 0 | 0 | 0 | 0 | 0 | 0 | 0 | 0 | 0 | 0
F1_Commercial_WA - Health_New_Space Heating_Natural Gas_Ventilation - Demand Controlled_A_Achievable Economic RVT Potential | F1 | Commercial | WA - Health | New | Space Heating | Natural Gas | Ventilation - Demand Controlled | A | Integrated Unit Energy Savings (kWh or therms) | Achievable Economic RVT Potential | 0 | 0 | 0 | 0 | 0 | 0 | 0 | 0 | 0 | 0 | 0 | 0 | 0 | 0 | 0 | 0 | 0 | 0 | 0 | 0 | 0 | 0 | 0 | 0 | 0 | 0 | 0
F2_Commercial_WA - Health_New_Space Heating_Natural Gas_Ventilation - Demand Controlled_A_Achievable Economic RVT Potential | F2 | Commercial | WA - Health | New | Space Heating | Natural Gas | Ventilation - Demand Controlled | A | Integrated Unit Summer Peak Savings (kW) | Achievable Economic RVT Potential | 0 | 0 | 0 | 0 | 0 | 0 | 0 | 0 | 0 | 0 | 0 | 0 | 0 | 0 | 0 | 0 | 0 | 0 | 0 | 0 | 0 | 0 | 0 | 0 | 0 | 0 | 0
F3_Commercial_WA - Health_New_Space Heating_Natural Gas_Ventilation - Demand Controlled_A_Achievable Economic RVT Potential | F3 | Commercial | WA - Health | New | Space Heating | Natural Gas | Ventilation - Demand Controlled | A | Integrated Unit Winter Peak Savings (kW) | Achievable Economic RVT Potential | 0 | 0 | 0 | 0 | 0 | 0 | 0 | 0 | 0 | 0 | 0 | 0 | 0 | 0 | 0 | 0 | 0 | 0 | 0 | 0 | 0 | 0 | 0 | 0 | 0 | 0 | 0
F4_Commercial_WA - Health_New_Space Heating_Natural Gas_Ventilation - Demand Controlled_A_Achievable Economic RVT Potential | F4 | Commercial | WA - Health | New | Space Heating | Natural Gas | Ventilation - Demand Controlled | A | Incremental Energy Savings (MWh or mTherms) | Achievable Economic RVT Potential | 0 | 0 | 0 | 0 | 0 | 0 | 0 | 0 | 0 | 0 | 0 | 0 | 0 | 0 | 0 | 0 | 0 | 0 | 0 | 0 | 0 | 0 | 0 | 0 | 0 | 0 | 0
F5_Commercial_WA - Health_New_Space Heating_Natural Gas_Ventilation - Demand Controlled_A_Achievable Economic RVT Potential | F5 | Commercial | WA - Health | New | Space Heating | Natural Gas | Ventilation - Demand Controlled | A | Incremental Summer Peak Savings (MW) | Achievable Economic RVT Potential | 0 | 0 | 0 | 0 | 0 | 0 | 0 | 0 | 0 | 0 | 0 | 0 | 0 | 0 | 0 | 0 | 0 | 0 | 0 | 0 | 0 | 0 | 0 | 0 | 0 | 0 | 0
F6_Commercial_WA - Health_New_Space Heating_Natural Gas_Ventilation - Demand Controlled_A_Achievable Economic RVT Potential | F6 | Commercial | WA - Health | New | Space Heating | Natural Gas | Ventilation - Demand Controlled | A | Incremental Winter Peak Savings (MW) | Achievable Economic RVT Potential | 0 | 0 | 0 | 0 | 0 | 0 | 0 | 0 | 0 | 0 | 0 | 0 | 0 | 0 | 0 | 0 | 0 | 0 | 0 | 0 | 0 | 0 | 0 | 0 | 0 | 0 | 0
F7_Commercial_WA - Health_New_Space Heating_Natural Gas_Ventilation - Demand Controlled_A_Achievable Economic RVT Potential | F7 | Commercial | WA - Health | New | Space Heating | Natural Gas | Ventilation - Demand Controlled | A | Cumulative Energy Savings (MWh or mTherms) | Achievable Economic RVT Potential | 0 | 0 | 0 | 0 | 0 | 0 | 0 | 0 | 0 | 0 | 0 | 0 | 0 | 0 | 0 | 0 | 0 | 0 | 0 | 0 | 0 | 0 | 0 | 0 | 0 | 0 | 0
F8_Commercial_WA - Health_New_Space Heating_Natural Gas_Ventilation - Demand Controlled_A_Achievable Economic RVT Potential | F8 | Commercial | WA - Health | New | Space Heating | Natural Gas | Ventilation - Demand Controlled | A | Cumulative Summer Peak Savings (MW) | Achievable Economic RVT Potential | 0 | 0 | 0 | 0 | 0 | 0 | 0 | 0 | 0 | 0 | 0 | 0 | 0 | 0 | 0 | 0 | 0 | 0 | 0 | 0 | 0 | 0 | 0 | 0 | 0 | 0 | 0
F9_Commercial_WA - Health_New_Space Heating_Natural Gas_Ventilation - Demand Controlled_A_Achievable Economic RVT Potential | F9 | Commercial | WA - Health | New | Space Heating | Natural Gas | Ventilation - Demand Controlled | A | Cumulative Winter Peak Savings (MW) | Achievable Economic RVT Potential | 0 | 0 | 0 | 0 | 0 | 0 | 0 | 0 | 0 | 0 | 0 | 0 | 0 | 0 | 0 | 0 | 0 | 0 | 0 | 0 | 0 | 0 | 0 | 0 | 0 | 0 | 0
F10_Commercial_WA - Health_New_Space Heating_Natural Gas_Ventilation - Demand Controlled_A_Achievable Economic RVT Potential | F10 | Commercial | WA - Health | New | Space Heating | Natural Gas | Ventilation - Demand Controlled | A | Purchases (Incremental) | Achievable Economic RVT Potential | 0 | 0 | 0 | 0 | 0 | 0 | 0 | 0 | 0 | 0 | 0 | 0 | 0 | 0 | 0 | 0 | 0 | 0 | 0 | 0 | 0 | 0 | 0 | 0 | 0 | 0 | 0
F11_Commercial_WA - Health_New_Space Heating_Natural Gas_Ventilation - Demand Controlled_A_Achievable Economic RVT Potential | F11 | Commercial | WA - Health | New | Space Heating | Natural Gas | Ventilation - Demand Controlled | A | Purchases (Cumulative) | Achievable Economic RVT Potential | 0 | 0 | 0 | 0 | 0 | 0 | 0 | 0 | 0 | 0 | 0 | 0 | 0 | 0 | 0 | 0 | 0 | 0 | 0 | 0 | 0 | 0 | 0 | 0 | 0 | 0 | 0
F1_Commercial_WA - Health_New_Space Heating_Natural Gas_HVAC - Dedicated Outdoor Air System (DOAS)_A_Achievable Economic RVT Potential | F1 | Commercial | WA - Health | New | Space Heating | Natural Gas | HVAC - Dedicated Outdoor Air System (DOAS) | A | Integrated Unit Energy Savings (kWh or therms) | Achievable Economic RVT Potential | 0 | 0 | 0 | 0 | 0 | 0 | 0 | 0 | 0 | 0 | 0 | 0 | 0 | 0 | 0 | 0 | 0 | 0 | 0 | 0 | 0 | 0 | 0 | 0 | 0 | 0 | 0
F2_Commercial_WA - Health_New_Space Heating_Natural Gas_HVAC - Dedicated Outdoor Air System (DOAS)_A_Achievable Economic RVT Potential | F2 | Commercial | WA - Health | New | Space Heating | Natural Gas | HVAC - Dedicated Outdoor Air System (DOAS) | A | Integrated Unit Summer Peak Savings (kW) | Achievable Economic RVT Potential | 0 | 0 | 0 | 0 | 0 | 0 | 0 | 0 | 0 | 0 | 0 | 0 | 0 | 0 | 0 | 0 | 0 | 0 | 0 | 0 | 0 | 0 | 0 | 0 | 0 | 0 | 0
F3_Commercial_WA - Health_New_Space Heating_Natural Gas_HVAC - Dedicated Outdoor Air System (DOAS)_A_Achievable Economic RVT Potential | F3 | Commercial | WA - Health | New | Space Heating | Natural Gas | HVAC - Dedicated Outdoor Air System (DOAS) | A | Integrated Unit Winter Peak Savings (kW) | Achievable Economic RVT Potential | 0 | 0 | 0 | 0 | 0 | 0 | 0 | 0 | 0 | 0 | 0 | 0 | 0 | 0 | 0 | 0 | 0 | 0 | 0 | 0 | 0 | 0 | 0 | 0 | 0 | 0 | 0
F4_Commercial_WA - Health_New_Space Heating_Natural Gas_HVAC - Dedicated Outdoor Air System (DOAS)_A_Achievable Economic RVT Potential | F4 | Commercial | WA - Health | New | Space Heating | Natural Gas | HVAC - Dedicated Outdoor Air System (DOAS) | A | Incremental Energy Savings (MWh or mTherms) | Achievable Economic RVT Potential | 0 | 0 | 0 | 0 | 0 | 0 | 0 | 0 | 0 | 0 | 0 | 0 | 0 | 0 | 0 | 0 | 0 | 0 | 0 | 0 | 0 | 0 | 0 | 0 | 0 | 0 | 0
F5_Commercial_WA - Health_New_Space Heating_Natural Gas_HVAC - Dedicated Outdoor Air System (DOAS)_A_Achievable Economic RVT Potential | F5 | Commercial | WA - Health | New | Space Heating | Natural Gas | HVAC - Dedicated Outdoor Air System (DOAS) | A | Incremental Summer Peak Savings (MW) | Achievable Economic RVT Potential | 0 | 0 | 0 | 0 | 0 | 0 | 0 | 0 | 0 | 0 | 0 | 0 | 0 | 0 | 0 | 0 | 0 | 0 | 0 | 0 | 0 | 0 | 0 | 0 | 0 | 0 | 0
F6_Commercial_WA - Health_New_Space Heating_Natural Gas_HVAC - Dedicated Outdoor Air System (DOAS)_A_Achievable Economic RVT Potential | F6 | Commercial | WA - Health | New | Space Heating | Natural Gas | HVAC - Dedicated Outdoor Air System (DOAS) | A | Incremental Winter Peak Savings (MW) | Achievable Economic RVT Potential | 0 | 0 | 0 | 0 | 0 | 0 | 0 | 0 | 0 | 0 | 0 | 0 | 0 | 0 | 0 | 0 | 0 | 0 | 0 | 0 | 0 | 0 | 0 | 0 | 0 | 0 | 0
F7_Commercial_WA - Health_New_Space Heating_Natural Gas_HVAC - Dedicated Outdoor Air System (DOAS)_A_Achievable Economic RVT Potential | F7 | Commercial | WA - Health | New | Space Heating | Natural Gas | HVAC - Dedicated Outdoor Air System (DOAS) | A | Cumulative Energy Savings (MWh or mTherms) | Achievable Economic RVT Potential | 0 | 0 | 0 | 0 | 0 | 0 | 0 | 0 | 0 | 0 | 0 | 0 | 0 | 0 | 0 | 0 | 0 | 0 | 0 | 0 | 0 | 0 | 0 | 0 | 0 | 0 | 0
F8_Commercial_WA - Health_New_Space Heating_Natural Gas_HVAC - Dedicated Outdoor Air System (DOAS)_A_Achievable Economic RVT Potential | F8 | Commercial | WA - Health | New | Space Heating | Natural Gas | HVAC - Dedicated Outdoor Air System (DOAS) | A | Cumulative Summer Peak Savings (MW) | Achievable Economic RVT Potential | 0 | 0 | 0 | 0 | 0 | 0 | 0 | 0 | 0 | 0 | 0 | 0 | 0 | 0 | 0 | 0 | 0 | 0 | 0 | 0 | 0 | 0 | 0 | 0 | 0 | 0 | 0
F9_Commercial_WA - Health_New_Space Heating_Natural Gas_HVAC - Dedicated Outdoor Air System (DOAS)_A_Achievable Economic RVT Potential | F9 | Commercial | WA - Health | New | Space Heating | Natural Gas | HVAC - Dedicated Outdoor Air System (DOAS) | A | Cumulative Winter Peak Savings (MW) | Achievable Economic RVT Potential | 0 | 0 | 0 | 0 | 0 | 0 | 0 | 0 | 0 | 0 | 0 | 0 | 0 | 0 | 0 | 0 | 0 | 0 | 0 | 0 | 0 | 0 | 0 | 0 | 0 | 0 | 0
F10_Commercial_WA - Health_New_Space Heating_Natural Gas_HVAC - Dedicated Outdoor Air System (DOAS)_A_Achievable Economic RVT Potential | F10 | Commercial | WA - Health | New | Space Heating | Natural Gas | HVAC - Dedicated Outdoor Air System (DOAS) | A | Purchases (Incremental) | Achievable Economic RVT Potential | 0 | 0 | 0 | 0 | 0 | 0 | 0 | 0 | 0 | 0 | 0 | 0 | 0 | 0 | 0 | 0 | 0 | 0 | 0 | 0 | 0 | 0 | 0 | 0 | 0 | 0 | 0
F11_Commercial_WA - Health_New_Space Heating_Natural Gas_HVAC - Dedicated Outdoor Air System (DOAS)_A_Achievable Economic RVT Potential | F11 | Commercial | WA - Health | New | Space Heating | Natural Gas | HVAC - Dedicated Outdoor Air System (DOAS) | A | Purchases (Cumulative) | Achievable Economic RVT Potential | 0 | 0 | 0 | 0 | 0 | 0 | 0 | 0 | 0 | 0 | 0 | 0 | 0 | 0 | 0 | 0 | 0 | 0 | 0 | 0 | 0 | 0 | 0 | 0 | 0 | 0 | 0
F1_Commercial_WA - Health_New_Space Heating_Natural Gas_Destratification Fans (HVLS)_A_Achievable Economic RVT Potential | F1 | Commercial | WA - Health | New | Space Heating | Natural Gas | Destratification Fans (HVLS) | A | Integrated Unit Energy Savings (kWh or therms) | Achievable Economic RVT Potential | 0 | 0 | 0 | 0 | 0 | 0 | 0 | 0 | 0 | 0 | 0 | 0 | 0 | 0 | 0 | 0 | 0 | 0 | 0 | 0 | 0 | 0 | 0 | 0 | 0 | 0 | 0
F2_Commercial_WA - Health_New_Space Heating_Natural Gas_Destratification Fans (HVLS)_A_Achievable Economic RVT Potential | F2 | Commercial | WA - Health | New | Space Heating | Natural Gas | Destratification Fans (HVLS) | A | Integrated Unit Summer Peak Savings (kW) | Achievable Economic RVT Potential | 0 | 0 | 0 | 0 | 0 | 0 | 0 | 0 | 0 | 0 | 0 | 0 | 0 | 0 | 0 | 0 | 0 | 0 | 0 | 0 | 0 | 0 | 0 | 0 | 0 | 0 | 0
F3_Commercial_WA - Health_New_Space Heating_Natural Gas_Destratification Fans (HVLS)_A_Achievable Economic RVT Potential | F3 | Commercial | WA - Health | New | Space Heating | Natural Gas | Destratification Fans (HVLS) | A | Integrated Unit Winter Peak Savings (kW) | Achievable Economic RVT Potential | 0 | 0 | 0 | 0 | 0 | 0 | 0 | 0 | 0 | 0 | 0 | 0 | 0 | 0 | 0 | 0 | 0 | 0 | 0 | 0 | 0 | 0 | 0 | 0 | 0 | 0 | 0
F4_Commercial_WA - Health_New_Space Heating_Natural Gas_Destratification Fans (HVLS)_A_Achievable Economic RVT Potential | F4 | Commercial | WA - Health | New | Space Heating | Natural Gas | Destratification Fans (HVLS) | A | Incremental Energy Savings (MWh or mTherms) | Achievable Economic RVT Potential | 0 | 0 | 0 | 0 | 0 | 0 | 0 | 0 | 0 | 0 | 0 | 0 | 0 | 0 | 0 | 0 | 0 | 0 | 0 | 0 | 0 | 0 | 0 | 0 | 0 | 0 | 0
F5_Commercial_WA - Health_New_Space Heating_Natural Gas_Destratification Fans (HVLS)_A_Achievable Economic RVT Potential | F5 | Commercial | WA - Health | New | Space Heating | Natural Gas | Destratification Fans (HVLS) | A | Incremental Summer Peak Savings (MW) | Achievable Economic RVT Potential | 0 | 0 | 0 | 0 | 0 | 0 | 0 | 0 | 0 | 0 | 0 | 0 | 0 | 0 | 0 | 0 | 0 | 0 | 0 | 0 | 0 | 0 | 0 | 0 | 0 | 0 | 0
F6_Commercial_WA - Health_New_Space Heating_Natural Gas_Destratification Fans (HVLS)_A_Achievable Economic RVT Potential | F6 | Commercial | WA - Health | New | Space Heating | Natural Gas | Destratification Fans (HVLS) | A | Incremental Winter Peak Savings (MW) | Achievable Economic RVT Potential | 0 | 0 | 0 | 0 | 0 | 0 | 0 | 0 | 0 | 0 | 0 | 0 | 0 | 0 | 0 | 0 | 0 | 0 | 0 | 0 | 0 | 0 | 0 | 0 | 0 | 0 | 0
F7_Commercial_WA - Health_New_Space Heating_Natural Gas_Destratification Fans (HVLS)_A_Achievable Economic RVT Potential | F7 | Commercial | WA - Health | New | Space Heating | Natural Gas | Destratification Fans (HVLS) | A | Cumulative Energy Savings (MWh or mTherms) | Achievable Economic RVT Potential | 0 | 0 | 0 | 0 | 0 | 0 | 0 | 0 | 0 | 0 | 0 | 0 | 0 | 0 | 0 | 0 | 0 | 0 | 0 | 0 | 0 | 0 | 0 | 0 | 0 | 0 | 0
F8_Commercial_WA - Health_New_Space Heating_Natural Gas_Destratification Fans (HVLS)_A_Achievable Economic RVT Potential | F8 | Commercial | WA - Health | New | Space Heating | Natural Gas | Destratification Fans (HVLS) | A | Cumulative Summer Peak Savings (MW) | Achievable Economic RVT Potential | 0 | 0 | 0 | 0 | 0 | 0 | 0 | 0 | 0 | 0 | 0 | 0 | 0 | 0 | 0 | 0 | 0 | 0 | 0 | 0 | 0 | 0 | 0 | 0 | 0 | 0 | 0
F9_Commercial_WA - Health_New_Space Heating_Natural Gas_Destratification Fans (HVLS)_A_Achievable Economic RVT Potential | F9 | Commercial | WA - Health | New | Space Heating | Natural Gas | Destratification Fans (HVLS) | A | Cumulative Winter Peak Savings (MW) | Achievable Economic RVT Potential | 0 | 0 | 0 | 0 | 0 | 0 | 0 | 0 | 0 | 0 | 0 | 0 | 0 | 0 | 0 | 0 | 0 | 0 | 0 | 0 | 0 | 0 | 0 | 0 | 0 | 0 | 0
F10_Commercial_WA - Health_New_Space Heating_Natural Gas_Destratification Fans (HVLS)_A_Achievable Economic RVT Potential | F10 | Commercial | WA - Health | New | Space Heating | Natural Gas | Destratification Fans (HVLS) | A | Purchases (Incremental) | Achievable Economic RVT Potential | 0 | 0 | 0 | 0 | 0 | 0 | 0 | 0 | 0 | 0 | 0 | 0 | 0 | 0 | 0 | 0 | 0 | 0 | 0 | 0 | 0 | 0 | 0 | 0 | 0 | 0 | 0
F11_Commercial_WA - Health_New_Space Heating_Natural Gas_Destratification Fans (HVLS)_A_Achievable Economic RVT Potential | F11 | Commercial | WA - Health | New | Space Heating | Natural Gas | Destratification Fans (HVLS) | A | Purchases (Cumulative) | Achievable Economic RVT Potential | 0 | 0 | 0 | 0 | 0 | 0 | 0 | 0 | 0 | 0 | 0 | 0 | 0 | 0 | 0 | 0 | 0 | 0 | 0 | 0 | 0 | 0 | 0 | 0 | 0 | 0 | 0
F1_Commercial_WA - Health_New_Space Heating_Natural Gas_Gas Boiler - Maintenance_A_Achievable Economic RVT Potential | F1 | Commercial | WA - Health | New | Space Heating | Natural Gas | Gas Boiler - Maintenance | A | Integrated Unit Energy Savings (kWh or therms) | Achievable Economic RVT Potential | 0 | 0 | 0 | 0 | 0 | 0 | 0 | 0 | 0 | 0 | 0 | 0 | 0 | 0 | 0 | 0 | 0 | 0 | 0 | 0 | 0 | 0 | 0 | 0 | 0 | 0 | 0
F2_Commercial_WA - Health_New_Space Heating_Natural Gas_Gas Boiler - Maintenance_A_Achievable Economic RVT Potential | F2 | Commercial | WA - Health | New | Space Heating | Natural Gas | Gas Boiler - Maintenance | A | Integrated Unit Summer Peak Savings (kW) | Achievable Economic RVT Potential | 0 | 0 | 0 | 0 | 0 | 0 | 0 | 0 | 0 | 0 | 0 | 0 | 0 | 0 | 0 | 0 | 0 | 0 | 0 | 0 | 0 | 0 | 0 | 0 | 0 | 0 | 0
F3_Commercial_WA - Health_New_Space Heating_Natural Gas_Gas Boiler - Maintenance_A_Achievable Economic RVT Potential | F3 | Commercial | WA - Health | New | Space Heating | Natural Gas | Gas Boiler - Maintenance | A | Integrated Unit Winter Peak Savings (kW) | Achievable Economic RVT Potential | 0 | 0 | 0 | 0 | 0 | 0 | 0 | 0 | 0 | 0 | 0 | 0 | 0 | 0 | 0 | 0 | 0 | 0 | 0 | 0 | 0 | 0 | 0 | 0 | 0 | 0 | 0
F4_Commercial_WA - Health_New_Space Heating_Natural Gas_Gas Boiler - Maintenance_A_Achievable Economic RVT Potential | F4 | Commercial | WA - Health | New | Space Heating | Natural Gas | Gas Boiler - Maintenance | A | Incremental Energy Savings (MWh or mTherms) | Achievable Economic RVT Potential | 0 | 0 | 0 | 0 | 0 | 0 | 0 | 0 | 0 | 0 | 0 | 0 | 0 | 0 | 0 | 0 | 0 | 0 | 0 | 0 | 0 | 0 | 0 | 0 | 0 | 0 | 0
F5_Commercial_WA - Health_New_Space Heating_Natural Gas_Gas Boiler - Maintenance_A_Achievable Economic RVT Potential | F5 | Commercial | WA - Health | New | Space Heating | Natural Gas | Gas Boiler - Maintenance | A | Incremental Summer Peak Savings (MW) | Achievable Economic RVT Potential | 0 | 0 | 0 | 0 | 0 | 0 | 0 | 0 | 0 | 0 | 0 | 0 | 0 | 0 | 0 | 0 | 0 | 0 | 0 | 0 | 0 | 0 | 0 | 0 | 0 | 0 | 0
F6_Commercial_WA - Health_New_Space Heating_Natural Gas_Gas Boiler - Maintenance_A_Achievable Economic RVT Potential | F6 | Commercial | WA - Health | New | Space Heating | Natural Gas | Gas Boiler - Maintenance | A | Incremental Winter Peak Savings (MW) | Achievable Economic RVT Potential | 0 | 0 | 0 | 0 | 0 | 0 | 0 | 0 | 0 | 0 | 0 | 0 | 0 | 0 | 0 | 0 | 0 | 0 | 0 | 0 | 0 | 0 | 0 | 0 | 0 | 0 | 0
F7_Commercial_WA - Health_New_Space Heating_Natural Gas_Gas Boiler - Maintenance_A_Achievable Economic RVT Potential | F7 | Commercial | WA - Health | New | Space Heating | Natural Gas | Gas Boiler - Maintenance | A | Cumulative Energy Savings (MWh or mTherms) | Achievable Economic RVT Potential | 0 | 0 | 0 | 0 | 0 | 0 | 0 | 0 | 0 | 0 | 0 | 0 | 0 | 0 | 0 | 0 | 0 | 0 | 0 | 0 | 0 | 0 | 0 | 0 | 0 | 0 | 0
F8_Commercial_WA - Health_New_Space Heating_Natural Gas_Gas Boiler - Maintenance_A_Achievable Economic RVT Potential | F8 | Commercial | WA - Health | New | Space Heating | Natural Gas | Gas Boiler - Maintenance | A | Cumulative Summer Peak Savings (MW) | Achievable Economic RVT Potential | 0 | 0 | 0 | 0 | 0 | 0 | 0 | 0 | 0 | 0 | 0 | 0 | 0 | 0 | 0 | 0 | 0 | 0 | 0 | 0 | 0 | 0 | 0 | 0 | 0 | 0 | 0
F9_Commercial_WA - Health_New_Space Heating_Natural Gas_Gas Boiler - Maintenance_A_Achievable Economic RVT Potential | F9 | Commercial | WA - Health | New | Space Heating | Natural Gas | Gas Boiler - Maintenance | A | Cumulative Winter Peak Savings (MW) | Achievable Economic RVT Potential | 0 | 0 | 0 | 0 | 0 | 0 | 0 | 0 | 0 | 0 | 0 | 0 | 0 | 0 | 0 | 0 | 0 | 0 | 0 | 0 | 0 | 0 | 0 | 0 | 0 | 0 | 0
F10_Commercial_WA - Health_New_Space Heating_Natural Gas_Gas Boiler - Maintenance_A_Achievable Economic RVT Potential | F10 | Commercial | WA - Health | New | Space Heating | Natural Gas | Gas Boiler - Maintenance | A | Purchases (Incremental) | Achievable Economic RVT Potential | 0 | 0 | 0 | 0 | 0 | 0 | 0 | 0 | 0 | 0 | 0 | 0 | 0 | 0 | 0 | 0 | 0 | 0 | 0 | 0 | 0 | 0 | 0 | 0 | 0 | 0 | 0
F11_Commercial_WA - Health_New_Space Heating_Natural Gas_Gas Boiler - Maintenance_A_Achievable Economic RVT Potential | F11 | Commercial | WA - Health | New | Space Heating | Natural Gas | Gas Boiler - Maintenance | A | Purchases (Cumulative) | Achievable Economic RVT Potential | 0 | 0 | 0 | 0 | 0 | 0 | 0 | 0 | 0 | 0 | 0 | 0 | 0 | 0 | 0 | 0 | 0 | 0 | 0 | 0 | 0 | 0 | 0 | 0 | 0 | 0 | 0
F1_Commercial_WA - Health_New_Space Heating_Natural Gas_Gas Furnace - Maintenance_A_Achievable Economic RVT Potential | F1 | Commercial | WA - Health | New | Space Heating | Natural Gas | Gas Furnace - Maintenance | A | Integrated Unit Energy Savings (kWh or therms) | Achievable Economic RVT Potential | 0 | 0 | 0 | 0 | 0 | 0 | 0 | 0 | 0 | 0 | 0 | 0 | 0 | 0 | 0 | 0 | 0 | 0 | 0 | 0 | 0 | 0 | 0 | 0 | 0 | 0 | 0
F2_Commercial_WA - Health_New_Space Heating_Natural Gas_Gas Furnace - Maintenance_A_Achievable Economic RVT Potential | F2 | Commercial | WA - Health | New | Space Heating | Natural Gas | Gas Furnace - Maintenance | A | Integrated Unit Summer Peak Savings (kW) | Achievable Economic RVT Potential | 0 | 0 | 0 | 0 | 0 | 0 | 0 | 0 | 0 | 0 | 0 | 0 | 0 | 0 | 0 | 0 | 0 | 0 | 0 | 0 | 0 | 0 | 0 | 0 | 0 | 0 | 0
F3_Commercial_WA - Health_New_Space Heating_Natural Gas_Gas Furnace - Maintenance_A_Achievable Economic RVT Potential | F3 | Commercial | WA - Health | New | Space Heating | Natural Gas | Gas Furnace - Maintenance | A | Integrated Unit Winter Peak Savings (kW) | Achievable Economic RVT Potential | 0 | 0 | 0 | 0 | 0 | 0 | 0 | 0 | 0 | 0 | 0 | 0 | 0 | 0 | 0 | 0 | 0 | 0 | 0 | 0 | 0 | 0 | 0 | 0 | 0 | 0 | 0
F4_Commercial_WA - Health_New_Space Heating_Natural Gas_Gas Furnace - Maintenance_A_Achievable Economic RVT Potential | F4 | Commercial | WA - Health | New | Space Heating | Natural Gas | Gas Furnace - Maintenance | A | Incremental Energy Savings (MWh or mTherms) | Achievable Economic RVT Potential | 0 | 0 | 0 | 0 | 0 | 0 | 0 | 0 | 0 | 0 | 0 | 0 | 0 | 0 | 0 | 0 | 0 | 0 | 0 | 0 | 0 | 0 | 0 | 0 | 0 | 0 | 0
F5_Commercial_WA - Health_New_Space Heating_Natural Gas_Gas Furnace - Maintenance_A_Achievable Economic RVT Potential | F5 | Commercial | WA - Health | New | Space Heating | Natural Gas | Gas Furnace - Maintenance | A | Incremental Summer Peak Savings (MW) | Achievable Economic RVT Potential | 0 | 0 | 0 | 0 | 0 | 0 | 0 | 0 | 0 | 0 | 0 | 0 | 0 | 0 | 0 | 0 | 0 | 0 | 0 | 0 | 0 | 0 | 0 | 0 | 0 | 0 | 0
F6_Commercial_WA - Health_New_Space Heating_Natural Gas_Gas Furnace - Maintenance_A_Achievable Economic RVT Potential | F6 | Commercial | WA - Health | New | Space Heating | Natural Gas | Gas Furnace - Maintenance | A | Incremental Winter Peak Savings (MW) | Achievable Economic RVT Potential | 0 | 0 | 0 | 0 | 0 | 0 | 0 | 0 | 0 | 0 | 0 | 0 | 0 | 0 | 0 | 0 | 0 | 0 | 0 | 0 | 0 | 0 | 0 | 0 | 0 | 0 | 0
F7_Commercial_WA - Health_New_Space Heating_Natural Gas_Gas Furnace - Maintenance_A_Achievable Economic RVT Potential | F7 | Commercial | WA - Health | New | Space Heating | Natural Gas | Gas Furnace - Maintenance | A | Cumulative Energy Savings (MWh or mTherms) | Achievable Economic RVT Potential | 0 | 0 | 0 | 0 | 0 | 0 | 0 | 0 | 0 | 0 | 0 | 0 | 0 | 0 | 0 | 0 | 0 | 0 | 0 | 0 | 0 | 0 | 0 | 0 | 0 | 0 | 0
F8_Commercial_WA - Health_New_Space Heating_Natural Gas_Gas Furnace - Maintenance_A_Achievable Economic RVT Potential | F8 | Commercial | WA - Health | New | Space Heating | Natural Gas | Gas Furnace - Maintenance | A | Cumulative Summer Peak Savings (MW) | Achievable Economic RVT Potential | 0 | 0 | 0 | 0 | 0 | 0 | 0 | 0 | 0 | 0 | 0 | 0 | 0 | 0 | 0 | 0 | 0 | 0 | 0 | 0 | 0 | 0 | 0 | 0 | 0 | 0 | 0
F9_Commercial_WA - Health_New_Space Heating_Natural Gas_Gas Furnace - Maintenance_A_Achievable Economic RVT Potential | F9 | Commercial | WA - Health | New | Space Heating | Natural Gas | Gas Furnace - Maintenance | A | Cumulative Winter Peak Savings (MW) | Achievable Economic RVT Potential | 0 | 0 | 0 | 0 | 0 | 0 | 0 | 0 | 0 | 0 | 0 | 0 | 0 | 0 | 0 | 0 | 0 | 0 | 0 | 0 | 0 | 0 | 0 | 0 | 0 | 0 | 0
F10_Commercial_WA - Health_New_Space Heating_Natural Gas_Gas Furnace - Maintenance_A_Achievable Economic RVT Potential | F10 | Commercial | WA - Health | New | Space Heating | Natural Gas | Gas Furnace - Maintenance | A | Purchases (Incremental) | Achievable Economic RVT Potential | 0 | 0 | 0 | 0 | 0 | 0 | 0 | 0 | 0 | 0 | 0 | 0 | 0 | 0 | 0 | 0 | 0 | 0 | 0 | 0 | 0 | 0 | 0 | 0 | 0 | 0 | 0
F11_Commercial_WA - Health_New_Space Heating_Natural Gas_Gas Furnace - Maintenance_A_Achievable Economic RVT Potential | F11 | Commercial | WA - Health | New | Space Heating | Natural Gas | Gas Furnace - Maintenance | A | Purchases (Cumulative) | Achievable Economic RVT Potential | 0 | 0 | 0 | 0 | 0 | 0 | 0 | 0 | 0 | 0 | 0 | 0 | 0 | 0 | 0 | 0 | 0 | 0 | 0 | 0 | 0 | 0 | 0 | 0 | 0 | 0 | 0
F1_Commercial_WA - Health_New_Space Heating_Natural Gas_Gas Boiler - Hot Water Reset_A_Achievable Economic RVT Potential | F1 | Commercial | WA - Health | New | Space Heating | Natural Gas | Gas Boiler - Hot Water Reset | A | Integrated Unit Energy Savings (kWh or therms) | Achievable Economic RVT Potential | 0 | 0 | 0 | 0 | 0 | 0 | 0 | 0 | 0 | 0 | 0 | 0 | 0 | 0 | 0 | 0 | 0 | 0 | 0 | 0 | 0 | 0 | 0 | 0 | 0 | 0 | 0
F2_Commercial_WA - Health_New_Space Heating_Natural Gas_Gas Boiler - Hot Water Reset_A_Achievable Economic RVT Potential | F2 | Commercial | WA - Health | New | Space Heating | Natural Gas | Gas Boiler - Hot Water Reset | A | Integrated Unit Summer Peak Savings (kW) | Achievable Economic RVT Potential | 0 | 0 | 0 | 0 | 0 | 0 | 0 | 0 | 0 | 0 | 0 | 0 | 0 | 0 | 0 | 0 | 0 | 0 | 0 | 0 | 0 | 0 | 0 | 0 | 0 | 0 | 0
F3_Commercial_WA - Health_New_Space Heating_Natural Gas_Gas Boiler - Hot Water Reset_A_Achievable Economic RVT Potential | F3 | Commercial | WA - Health | New | Space Heating | Natural Gas | Gas Boiler - Hot Water Reset | A | Integrated Unit Winter Peak Savings (kW) | Achievable Economic RVT Potential | 0 | 0 | 0 | 0 | 0 | 0 | 0 | 0 | 0 | 0 | 0 | 0 | 0 | 0 | 0 | 0 | 0 | 0 | 0 | 0 | 0 | 0 | 0 | 0 | 0 | 0 | 0
F4_Commercial_WA - Health_New_Space Heating_Natural Gas_Gas Boiler - Hot Water Reset_A_Achievable Economic RVT Potential | F4 | Commercial | WA - Health | New | Space Heating | Natural Gas | Gas Boiler - Hot Water Reset | A | Incremental Energy Savings (MWh or mTherms) | Achievable Economic RVT Potential | 0 | 0 | 0 | 0 | 0 | 0 | 0 | 0 | 0 | 0 | 0 | 0 | 0 | 0 | 0 | 0 | 0 | 0 | 0 | 0 | 0 | 0 | 0 | 0 | 0 | 0 | 0
F5_Commercial_WA - Health_New_Space Heating_Natural Gas_Gas Boiler - Hot Water Reset_A_Achievable Economic RVT Potential | F5 | Commercial | WA - Health | New | Space Heating | Natural Gas | Gas Boiler - Hot Water Reset | A | Incremental Summer Peak Savings (MW) | Achievable Economic RVT Potential | 0 | 0 | 0 | 0 | 0 | 0 | 0 | 0 | 0 | 0 | 0 | 0 | 0 | 0 | 0 | 0 | 0 | 0 | 0 | 0 | 0 | 0 | 0 | 0 | 0 | 0 | 0
F6_Commercial_WA - Health_New_Space Heating_Natural Gas_Gas Boiler - Hot Water Reset_A_Achievable Economic RVT Potential | F6 | Commercial | WA - Health | New | Space Heating | Natural Gas | Gas Boiler - Hot Water Reset | A | Incremental Winter Peak Savings (MW) | Achievable Economic RVT Potential | 0 | 0 | 0 | 0 | 0 | 0 | 0 | 0 | 0 | 0 | 0 | 0 | 0 | 0 | 0 | 0 | 0 | 0 | 0 | 0 | 0 | 0 | 0 | 0 | 0 | 0 | 0
F7_Commercial_WA - Health_New_Space Heating_Natural Gas_Gas Boiler - Hot Water Reset_A_Achievable Economic RVT Potential | F7 | Commercial | WA - Health | New | Space Heating | Natural Gas | Gas Boiler - Hot Water Reset | A | Cumulative Energy Savings (MWh or mTherms) | Achievable Economic RVT Potential | 0 | 0 | 0 | 0 | 0 | 0 | 0 | 0 | 0 | 0 | 0 | 0 | 0 | 0 | 0 | 0 | 0 | 0 | 0 | 0 | 0 | 0 | 0 | 0 | 0 | 0 | 0
F8_Commercial_WA - Health_New_Space Heating_Natural Gas_Gas Boiler - Hot Water Reset_A_Achievable Economic RVT Potential | F8 | Commercial | WA - Health | New | Space Heating | Natural Gas | Gas Boiler - Hot Water Reset | A | Cumulative Summer Peak Savings (MW) | Achievable Economic RVT Potential | 0 | 0 | 0 | 0 | 0 | 0 | 0 | 0 | 0 | 0 | 0 | 0 | 0 | 0 | 0 | 0 | 0 | 0 | 0 | 0 | 0 | 0 | 0 | 0 | 0 | 0 | 0
F9_Commercial_WA - Health_New_Space Heating_Natural Gas_Gas Boiler - Hot Water Reset_A_Achievable Economic RVT Potential | F9 | Commercial | WA - Health | New | Space Heating | Natural Gas | Gas Boiler - Hot Water Reset | A | Cumulative Winter Peak Savings (MW) | Achievable Economic RVT Potential | 0 | 0 | 0 | 0 | 0 | 0 | 0 | 0 | 0 | 0 | 0 | 0 | 0 | 0 | 0 | 0 | 0 | 0 | 0 | 0 | 0 | 0 | 0 | 0 | 0 | 0 | 0
F10_Commercial_WA - Health_New_Space Heating_Natural Gas_Gas Boiler - Hot Water Reset_A_Achievable Economic RVT Potential | F10 | Commercial | WA - Health | New | Space Heating | Natural Gas | Gas Boiler - Hot Water Reset | A | Purchases (Incremental) | Achievable Economic RVT Potential | 0 | 0 | 0 | 0 | 0 | 0 | 0 | 0 | 0 | 0 | 0 | 0 | 0 | 0 | 0 | 0 | 0 | 0 | 0 | 0 | 0 | 0 | 0 | 0 | 0 | 0 | 0
F11_Commercial_WA - Health_New_Space Heating_Natural Gas_Gas Boiler - Hot Water Reset_A_Achievable Economic RVT Potential | F11 | Commercial | WA - Health | New | Space Heating | Natural Gas | Gas Boiler - Hot Water Reset | A | Purchases (Cumulative) | Achievable Economic RVT Potential | 0 | 0 | 0 | 0 | 0 | 0 | 0 | 0 | 0 | 0 | 0 | 0 | 0 | 0 | 0 | 0 | 0 | 0 | 0 | 0 | 0 | 0 | 0 | 0 | 0 | 0 | 0
F1_Commercial_WA - Health_New_Space Heating_Natural Gas_Gas Boiler - Steam Trap Replacement_A_Achievable Economic RVT Potential | F1 | Commercial | WA - Health | New | Space Heating | Natural Gas | Gas Boiler - Steam Trap Replacement | A | Integrated Unit Energy Savings (kWh or therms) | Achievable Economic RVT Potential | 0 | 0 | 0 | 0 | 0 | 0 | 0 | 0 | 0 | 0 | 0 | 0 | 0 | 0 | 0 | 0 | 0 | 0 | 0 | 0 | 0 | 0 | 0 | 0 | 0 | 0 | 0
F2_Commercial_WA - Health_New_Space Heating_Natural Gas_Gas Boiler - Steam Trap Replacement_A_Achievable Economic RVT Potential | F2 | Commercial | WA - Health | New | Space Heating | Natural Gas | Gas Boiler - Steam Trap Replacement | A | Integrated Unit Summer Peak Savings (kW) | Achievable Economic RVT Potential | 0 | 0 | 0 | 0 | 0 | 0 | 0 | 0 | 0 | 0 | 0 | 0 | 0 | 0 | 0 | 0 | 0 | 0 | 0 | 0 | 0 | 0 | 0 | 0 | 0 | 0 | 0
F3_Commercial_WA - Health_New_Space Heating_Natural Gas_Gas Boiler - Steam Trap Replacement_A_Achievable Economic RVT Potential | F3 | Commercial | WA - Health | New | Space Heating | Natural Gas | Gas Boiler - Steam Trap Replacement | A | Integrated Unit Winter Peak Savings (kW) | Achievable Economic RVT Potential | 0 | 0 | 0 | 0 | 0 | 0 | 0 | 0 | 0 | 0 | 0 | 0 | 0 | 0 | 0 | 0 | 0 | 0 | 0 | 0 | 0 | 0 | 0 | 0 | 0 | 0 | 0
F4_Commercial_WA - Health_New_Space Heating_Natural Gas_Gas Boiler - Steam Trap Replacement_A_Achievable Economic RVT Potential | F4 | Commercial | WA - Health | New | Space Heating | Natural Gas | Gas Boiler - Steam Trap Replacement | A | Incremental Energy Savings (MWh or mTherms) | Achievable Economic RVT Potential | 0 | 0 | 0 | 0 | 0 | 0 | 0 | 0 | 0 | 0 | 0 | 0 | 0 | 0 | 0 | 0 | 0 | 0 | 0 | 0 | 0 | 0 | 0 | 0 | 0 | 0 | 0
F5_Commercial_WA - Health_New_Space Heating_Natural Gas_Gas Boiler - Steam Trap Replacement_A_Achievable Economic RVT Potential | F5 | Commercial | WA - Health | New | Space Heating | Natural Gas | Gas Boiler - Steam Trap Replacement | A | Incremental Summer Peak Savings (MW) | Achievable Economic RVT Potential | 0 | 0 | 0 | 0 | 0 | 0 | 0 | 0 | 0 | 0 | 0 | 0 | 0 | 0 | 0 | 0 | 0 | 0 | 0 | 0 | 0 | 0 | 0 | 0 | 0 | 0 | 0
F6_Commercial_WA - Health_New_Space Heating_Natural Gas_Gas Boiler - Steam Trap Replacement_A_Achievable Economic RVT Potential | F6 | Commercial | WA - Health | New | Space Heating | Natural Gas | Gas Boiler - Steam Trap Replacement | A | Incremental Winter Peak Savings (MW) | Achievable Economic RVT Potential | 0 | 0 | 0 | 0 | 0 | 0 | 0 | 0 | 0 | 0 | 0 | 0 | 0 | 0 | 0 | 0 | 0 | 0 | 0 | 0 | 0 | 0 | 0 | 0 | 0 | 0 | 0
F7_Commercial_WA - Health_New_Space Heating_Natural Gas_Gas Boiler - Steam Trap Replacement_A_Achievable Economic RVT Potential | F7 | Commercial | WA - Health | New | Space Heating | Natural Gas | Gas Boiler - Steam Trap Replacement | A | Cumulative Energy Savings (MWh or mTherms) | Achievable Economic RVT Potential | 0 | 0 | 0 | 0 | 0 | 0 | 0 | 0 | 0 | 0 | 0 | 0 | 0 | 0 | 0 | 0 | 0 | 0 | 0 | 0 | 0 | 0 | 0 | 0 | 0 | 0 | 0
F8_Commercial_WA - Health_New_Space Heating_Natural Gas_Gas Boiler - Steam Trap Replacement_A_Achievable Economic RVT Potential | F8 | Commercial | WA - Health | New | Space Heating | Natural Gas | Gas Boiler - Steam Trap Replacement | A | Cumulative Summer Peak Savings (MW) | Achievable Economic RVT Potential | 0 | 0 | 0 | 0 | 0 | 0 | 0 | 0 | 0 | 0 | 0 | 0 | 0 | 0 | 0 | 0 | 0 | 0 | 0 | 0 | 0 | 0 | 0 | 0 | 0 | 0 | 0
F9_Commercial_WA - Health_New_Space Heating_Natural Gas_Gas Boiler - Steam Trap Replacement_A_Achievable Economic RVT Potential | F9 | Commercial | WA - Health | New | Space Heating | Natural Gas | Gas Boiler - Steam Trap Replacement | A | Cumulative Winter Peak Savings (MW) | Achievable Economic RVT Potential | 0 | 0 | 0 | 0 | 0 | 0 | 0 | 0 | 0 | 0 | 0 | 0 | 0 | 0 | 0 | 0 | 0 | 0 | 0 | 0 | 0 | 0 | 0 | 0 | 0 | 0 | 0
F10_Commercial_WA - Health_New_Space Heating_Natural Gas_Gas Boiler - Steam Trap Replacement_A_Achievable Economic RVT Potential | F10 | Commercial | WA - Health | New | Space Heating | Natural Gas | Gas Boiler - Steam Trap Replacement | A | Purchases (Incremental) | Achievable Economic RVT Potential | 0 | 0 | 0 | 0 | 0 | 0 | 0 | 0 | 0 | 0 | 0 | 0 | 0 | 0 | 0 | 0 | 0 | 0 | 0 | 0 | 0 | 0 | 0 | 0 | 0 | 0 | 0
F11_Commercial_WA - Health_New_Space Heating_Natural Gas_Gas Boiler - Steam Trap Replacement_A_Achievable Economic RVT Potential | F11 | Commercial | WA - Health | New | Space Heating | Natural Gas | Gas Boiler - Steam Trap Replacement | A | Purchases (Cumulative) | Achievable Economic RVT Potential | 0 | 0 | 0 | 0 | 0 | 0 | 0 | 0 | 0 | 0 | 0 | 0 | 0 | 0 | 0 | 0 | 0 | 0 | 0 | 0 | 0 | 0 | 0 | 0 | 0 | 0 | 0
F1_Commercial_WA - Health_New_Space Heating_Natural Gas_Gas Boiler - High Turndown Burner_A_Achievable Economic RVT Potential | F1 | Commercial | WA - Health | New | Space Heating | Natural Gas | Gas Boiler - High Turndown Burner | A | Integrated Unit Energy Savings (kWh or therms) | Achievable Economic RVT Potential | 0 | 0 | 0 | 0 | 0 | 0 | 0 | 0 | 0 | 0 | 0 | 0 | 0 | 0 | 0 | 0 | 0 | 0 | 0 | 0 | 0 | 0 | 0 | 0 | 0 | 0 | 0
F2_Commercial_WA - Health_New_Space Heating_Natural Gas_Gas Boiler - High Turndown Burner_A_Achievable Economic RVT Potential | F2 | Commercial | WA - Health | New | Space Heating | Natural Gas | Gas Boiler - High Turndown Burner | A | Integrated Unit Summer Peak Savings (kW) | Achievable Economic RVT Potential | 0 | 0 | 0 | 0 | 0 | 0 | 0 | 0 | 0 | 0 | 0 | 0 | 0 | 0 | 0 | 0 | 0 | 0 | 0 | 0 | 0 | 0 | 0 | 0 | 0 | 0 | 0
F3_Commercial_WA - Health_New_Space Heating_Natural Gas_Gas Boiler - High Turndown Burner_A_Achievable Economic RVT Potential | F3 | Commercial | WA - Health | New | Space Heating | Natural Gas | Gas Boiler - High Turndown Burner | A | Integrated Unit Winter Peak Savings (kW) | Achievable Economic RVT Potential | 0 | 0 | 0 | 0 | 0 | 0 | 0 | 0 | 0 | 0 | 0 | 0 | 0 | 0 | 0 | 0 | 0 | 0 | 0 | 0 | 0 | 0 | 0 | 0 | 0 | 0 | 0
F4_Commercial_WA - Health_New_Space Heating_Natural Gas_Gas Boiler - High Turndown Burner_A_Achievable Economic RVT Potential | F4 | Commercial | WA - Health | New | Space Heating | Natural Gas | Gas Boiler - High Turndown Burner | A | Incremental Energy Savings (MWh or mTherms) | Achievable Economic RVT Potential | 0 | 0 | 0 | 0 | 0 | 0 | 0 | 0 | 0 | 0 | 0 | 0 | 0 | 0 | 0 | 0 | 0 | 0 | 0 | 0 | 0 | 0 | 0 | 0 | 0 | 0 | 0
F5_Commercial_WA - Health_New_Space Heating_Natural Gas_Gas Boiler - High Turndown Burner_A_Achievable Economic RVT Potential | F5 | Commercial | WA - Health | New | Space Heating | Natural Gas | Gas Boiler - High Turndown Burner | A | Incremental Summer Peak Savings (MW) | Achievable Economic RVT Potential | 0 | 0 | 0 | 0 | 0 | 0 | 0 | 0 | 0 | 0 | 0 | 0 | 0 | 0 | 0 | 0 | 0 | 0 | 0 | 0 | 0 | 0 | 0 | 0 | 0 | 0 | 0
F6_Commercial_WA - Health_New_Space Heating_Natural Gas_Gas Boiler - High Turndown Burner_A_Achievable Economic RVT Potential | F6 | Commercial | WA - Health | New | Space Heating | Natural Gas | Gas Boiler - High Turndown Burner | A | Incremental Winter Peak Savings (MW) | Achievable Economic RVT Potential | 0 | 0 | 0 | 0 | 0 | 0 | 0 | 0 | 0 | 0 | 0 | 0 | 0 | 0 | 0 | 0 | 0 | 0 | 0 | 0 | 0 | 0 | 0 | 0 | 0 | 0 | 0
F7_Commercial_WA - Health_New_Space Heating_Natural Gas_Gas Boiler - High Turndown Burner_A_Achievable Economic RVT Potential | F7 | Commercial | WA - Health | New | Space Heating | Natural Gas | Gas Boiler - High Turndown Burner | A | Cumulative Energy Savings (MWh or mTherms) | Achievable Economic RVT Potential | 0 | 0 | 0 | 0 | 0 | 0 | 0 | 0 | 0 | 0 | 0 | 0 | 0 | 0 | 0 | 0 | 0 | 0 | 0 | 0 | 0 | 0 | 0 | 0 | 0 | 0 | 0
F8_Commercial_WA - Health_New_Space Heating_Natural Gas_Gas Boiler - High Turndown Burner_A_Achievable Economic RVT Potential | F8 | Commercial | WA - Health | New | Space Heating | Natural Gas | Gas Boiler - High Turndown Burner | A | Cumulative Summer Peak Savings (MW) | Achievable Economic RVT Potential | 0 | 0 | 0 | 0 | 0 | 0 | 0 | 0 | 0 | 0 | 0 | 0 | 0 | 0 | 0 | 0 | 0 | 0 | 0 | 0 | 0 | 0 | 0 | 0 | 0 | 0 | 0
F9_Commercial_WA - Health_New_Space Heating_Natural Gas_Gas Boiler - High Turndown Burner_A_Achievable Economic RVT Potential | F9 | Commercial | WA - Health | New | Space Heating | Natural Gas | Gas Boiler - High Turndown Burner | A | Cumulative Winter Peak Savings (MW) | Achievable Economic RVT Potential | 0 | 0 | 0 | 0 | 0 | 0 | 0 | 0 | 0 | 0 | 0 | 0 | 0 | 0 | 0 | 0 | 0 | 0 | 0 | 0 | 0 | 0 | 0 | 0 | 0 | 0 | 0
F10_Commercial_WA - Health_New_Space Heating_Natural Gas_Gas Boiler - High Turndown Burner_A_Achievable Economic RVT Potential | F10 | Commercial | WA - Health | New | Space Heating | Natural Gas | Gas Boiler - High Turndown Burner | A | Purchases (Incremental) | Achievable Economic RVT Potential | 0 | 0 | 0 | 0 | 0 | 0 | 0 | 0 | 0 | 0 | 0 | 0 | 0 | 0 | 0 | 0 | 0 | 0 | 0 | 0 | 0 | 0 | 0 | 0 | 0 | 0 | 0
F11_Commercial_WA - Health_New_Space Heating_Natural Gas_Gas Boiler - High Turndown Burner_A_Achievable Economic RVT Potential | F11 | Commercial | WA - Health | New | Space Heating | Natural Gas | Gas Boiler - High Turndown Burner | A | Purchases (Cumulative) | Achievable Economic RVT Potential | 0 | 0 | 0 | 0 | 0 | 0 | 0 | 0 | 0 | 0 | 0 | 0 | 0 | 0 | 0 | 0 | 0 | 0 | 0 | 0 | 0 | 0 | 0 | 0 | 0 | 0 | 0
F1_Commercial_WA - Health_New_Space Heating_Natural Gas_Gas Boiler - Burner Control Optimization_A_Achievable Economic RVT Potential | F1 | Commercial | WA - Health | New | Space Heating | Natural Gas | Gas Boiler - Burner Control Optimization | A | Integrated Unit Energy Savings (kWh or therms) | Achievable Economic RVT Potential | 0 | 0 | 0 | 0 | 0 | 0 | 0 | 0 | 0 | 0 | 0 | 0 | 0 | 0 | 0 | 0 | 0 | 0 | 0 | 0 | 0 | 0 | 0 | 0 | 0 | 0 | 0
F2_Commercial_WA - Health_New_Space Heating_Natural Gas_Gas Boiler - Burner Control Optimization_A_Achievable Economic RVT Potential | F2 | Commercial | WA - Health | New | Space Heating | Natural Gas | Gas Boiler - Burner Control Optimization | A | Integrated Unit Summer Peak Savings (kW) | Achievable Economic RVT Potential | 0 | 0 | 0 | 0 | 0 | 0 | 0 | 0 | 0 | 0 | 0 | 0 | 0 | 0 | 0 | 0 | 0 | 0 | 0 | 0 | 0 | 0 | 0 | 0 | 0 | 0 | 0
F3_Commercial_WA - Health_New_Space Heating_Natural Gas_Gas Boiler - Burner Control Optimization_A_Achievable Economic RVT Potential | F3 | Commercial | WA - Health | New | Space Heating | Natural Gas | Gas Boiler - Burner Control Optimization | A | Integrated Unit Winter Peak Savings (kW) | Achievable Economic RVT Potential | 0 | 0 | 0 | 0 | 0 | 0 | 0 | 0 | 0 | 0 | 0 | 0 | 0 | 0 | 0 | 0 | 0 | 0 | 0 | 0 | 0 | 0 | 0 | 0 | 0 | 0 | 0
F4_Commercial_WA - Health_New_Space Heating_Natural Gas_Gas Boiler - Burner Control Optimization_A_Achievable Economic RVT Potential | F4 | Commercial | WA - Health | New | Space Heating | Natural Gas | Gas Boiler - Burner Control Optimization | A | Incremental Energy Savings (MWh or mTherms) | Achievable Economic RVT Potential | 0 | 0 | 0 | 0 | 0 | 0 | 0 | 0 | 0 | 0 | 0 | 0 | 0 | 0 | 0 | 0 | 0 | 0 | 0 | 0 | 0 | 0 | 0 | 0 | 0 | 0 | 0
F5_Commercial_WA - Health_New_Space Heating_Natural Gas_Gas Boiler - Burner Control Optimization_A_Achievable Economic RVT Potential | F5 | Commercial | WA - Health | New | Space Heating | Natural Gas | Gas Boiler - Burner Control Optimization | A | Incremental Summer Peak Savings (MW) | Achievable Economic RVT Potential | 0 | 0 | 0 | 0 | 0 | 0 | 0 | 0 | 0 | 0 | 0 | 0 | 0 | 0 | 0 | 0 | 0 | 0 | 0 | 0 | 0 | 0 | 0 | 0 | 0 | 0 | 0
F6_Commercial_WA - Health_New_Space Heating_Natural Gas_Gas Boiler - Burner Control Optimization_A_Achievable Economic RVT Potential | F6 | Commercial | WA - Health | New | Space Heating | Natural Gas | Gas Boiler - Burner Control Optimization | A | Incremental Winter Peak Savings (MW) | Achievable Economic RVT Potential | 0 | 0 | 0 | 0 | 0 | 0 | 0 | 0 | 0 | 0 | 0 | 0 | 0 | 0 | 0 | 0 | 0 | 0 | 0 | 0 | 0 | 0 | 0 | 0 | 0 | 0 | 0
F7_Commercial_WA - Health_New_Space Heating_Natural Gas_Gas Boiler - Burner Control Optimization_A_Achievable Economic RVT Potential | F7 | Commercial | WA - Health | New | Space Heating | Natural Gas | Gas Boiler - Burner Control Optimization | A | Cumulative Energy Savings (MWh or mTherms) | Achievable Economic RVT Potential | 0 | 0 | 0 | 0 | 0 | 0 | 0 | 0 | 0 | 0 | 0 | 0 | 0 | 0 | 0 | 0 | 0 | 0 | 0 | 0 | 0 | 0 | 0 | 0 | 0 | 0 | 0
F8_Commercial_WA - Health_New_Space Heating_Natural Gas_Gas Boiler - Burner Control Optimization_A_Achievable Economic RVT Potential | F8 | Commercial | WA - Health | New | Space Heating | Natural Gas | Gas Boiler - Burner Control Optimization | A | Cumulative Summer Peak Savings (MW) | Achievable Economic RVT Potential | 0 | 0 | 0 | 0 | 0 | 0 | 0 | 0 | 0 | 0 | 0 | 0 | 0 | 0 | 0 | 0 | 0 | 0 | 0 | 0 | 0 | 0 | 0 | 0 | 0 | 0 | 0
F9_Commercial_WA - Health_New_Space Heating_Natural Gas_Gas Boiler - Burner Control Optimization_A_Achievable Economic RVT Potential | F9 | Commercial | WA - Health | New | Space Heating | Natural Gas | Gas Boiler - Burner Control Optimization | A | Cumulative Winter Peak Savings (MW) | Achievable Economic RVT Potential | 0 | 0 | 0 | 0 | 0 | 0 | 0 | 0 | 0 | 0 | 0 | 0 | 0 | 0 | 0 | 0 | 0 | 0 | 0 | 0 | 0 | 0 | 0 | 0 | 0 | 0 | 0
F10_Commercial_WA - Health_New_Space Heating_Natural Gas_Gas Boiler - Burner Control Optimization_A_Achievable Economic RVT Potential | F10 | Commercial | WA - Health | New | Space Heating | Natural Gas | Gas Boiler - Burner Control Optimization | A | Purchases (Incremental) | Achievable Economic RVT Potential | 0 | 0 | 0 | 0 | 0 | 0 | 0 | 0 | 0 | 0 | 0 | 0 | 0 | 0 | 0 | 0 | 0 | 0 | 0 | 0 | 0 | 0 | 0 | 0 | 0 | 0 | 0
F11_Commercial_WA - Health_New_Space Heating_Natural Gas_Gas Boiler - Burner Control Optimization_A_Achievable Economic RVT Potential | F11 | Commercial | WA - Health | New | Space Heating | Natural Gas | Gas Boiler - Burner Control Optimization | A | Purchases (Cumulative) | Achievable Economic RVT Potential | 0 | 0 | 0 | 0 | 0 | 0 | 0 | 0 | 0 | 0 | 0 | 0 | 0 | 0 | 0 | 0 | 0 | 0 | 0 | 0 | 0 | 0 | 0 | 0 | 0 | 0 | 0
F1_Commercial_WA - Health_New_Space Heating_Natural Gas_Gas Boiler - Stack Economizer_A_Achievable Economic RVT Potential | F1 | Commercial | WA - Health | New | Space Heating | Natural Gas | Gas Boiler - Stack Economizer | A | Integrated Unit Energy Savings (kWh or therms) | Achievable Economic RVT Potential | 0 | 0 | 0 | 0 | 0 | 0 | 0 | 0 | 0 | 0 | 0 | 0 | 0 | 0 | 0 | 0 | 0 | 0 | 0 | 0 | 0 | 0 | 0 | 0 | 0 | 0 | 0
F2_Commercial_WA - Health_New_Space Heating_Natural Gas_Gas Boiler - Stack Economizer_A_Achievable Economic RVT Potential | F2 | Commercial | WA - Health | New | Space Heating | Natural Gas | Gas Boiler - Stack Economizer | A | Integrated Unit Summer Peak Savings (kW) | Achievable Economic RVT Potential | 0 | 0 | 0 | 0 | 0 | 0 | 0 | 0 | 0 | 0 | 0 | 0 | 0 | 0 | 0 | 0 | 0 | 0 | 0 | 0 | 0 | 0 | 0 | 0 | 0 | 0 | 0
F3_Commercial_WA - Health_New_Space Heating_Natural Gas_Gas Boiler - Stack Economizer_A_Achievable Economic RVT Potential | F3 | Commercial | WA - Health | New | Space Heating | Natural Gas | Gas Boiler - Stack Economizer | A | Integrated Unit Winter Peak Savings (kW) | Achievable Economic RVT Potential | 0 | 0 | 0 | 0 | 0 | 0 | 0 | 0 | 0 | 0 | 0 | 0 | 0 | 0 | 0 | 0 | 0 | 0 | 0 | 0 | 0 | 0 | 0 | 0 | 0 | 0 | 0
F4_Commercial_WA - Health_New_Space Heating_Natural Gas_Gas Boiler - Stack Economizer_A_Achievable Economic RVT Potential | F4 | Commercial | WA - Health | New | Space Heating | Natural Gas | Gas Boiler - Stack Economizer | A | Incremental Energy Savings (MWh or mTherms) | Achievable Economic RVT Potential | 0 | 0 | 0 | 0 | 0 | 0 | 0 | 0 | 0 | 0 | 0 | 0 | 0 | 0 | 0 | 0 | 0 | 0 | 0 | 0 | 0 | 0 | 0 | 0 | 0 | 0 | 0
F5_Commercial_WA - Health_New_Space Heating_Natural Gas_Gas Boiler - Stack Economizer_A_Achievable Economic RVT Potential | F5 | Commercial | WA - Health | New | Space Heating | Natural Gas | Gas Boiler - Stack Economizer | A | Incremental Summer Peak Savings (MW) | Achievable Economic RVT Potential | 0 | 0 | 0 | 0 | 0 | 0 | 0 | 0 | 0 | 0 | 0 | 0 | 0 | 0 | 0 | 0 | 0 | 0 | 0 | 0 | 0 | 0 | 0 | 0 | 0 | 0 | 0
F6_Commercial_WA - Health_New_Space Heating_Natural Gas_Gas Boiler - Stack Economizer_A_Achievable Economic RVT Potential | F6 | Commercial | WA - Health | New | Space Heating | Natural Gas | Gas Boiler - Stack Economizer | A | Incremental Winter Peak Savings (MW) | Achievable Economic RVT Potential | 0 | 0 | 0 | 0 | 0 | 0 | 0 | 0 | 0 | 0 | 0 | 0 | 0 | 0 | 0 | 0 | 0 | 0 | 0 | 0 | 0 | 0 | 0 | 0 | 0 | 0 | 0
F7_Commercial_WA - Health_New_Space Heating_Natural Gas_Gas Boiler - Stack Economizer_A_Achievable Economic RVT Potential | F7 | Commercial | WA - Health | New | Space Heating | Natural Gas | Gas Boiler - Stack Economizer | A | Cumulative Energy Savings (MWh or mTherms) | Achievable Economic RVT Potential | 0 | 0 | 0 | 0 | 0 | 0 | 0 | 0 | 0 | 0 | 0 | 0 | 0 | 0 | 0 | 0 | 0 | 0 | 0 | 0 | 0 | 0 | 0 | 0 | 0 | 0 | 0
F8_Commercial_WA - Health_New_Space Heating_Natural Gas_Gas Boiler - Stack Economizer_A_Achievable Economic RVT Potential | F8 | Commercial | WA - Health | New | Space Heating | Natural Gas | Gas Boiler - Stack Economizer | A | Cumulative Summer Peak Savings (MW) | Achievable Economic RVT Potential | 0 | 0 | 0 | 0 | 0 | 0 | 0 | 0 | 0 | 0 | 0 | 0 | 0 | 0 | 0 | 0 | 0 | 0 | 0 | 0 | 0 | 0 | 0 | 0 | 0 | 0 | 0
F9_Commercial_WA - Health_New_Space Heating_Natural Gas_Gas Boiler - Stack Economizer_A_Achievable Economic RVT Potential | F9 | Commercial | WA - Health | New | Space Heating | Natural Gas | Gas Boiler - Stack Economizer | A | Cumulative Winter Peak Savings (MW) | Achievable Economic RVT Potential | 0 | 0 | 0 | 0 | 0 | 0 | 0 | 0 | 0 | 0 | 0 | 0 | 0 | 0 | 0 | 0 | 0 | 0 | 0 | 0 | 0 | 0 | 0 | 0 | 0 | 0 | 0
F10_Commercial_WA - Health_New_Space Heating_Natural Gas_Gas Boiler - Stack Economizer_A_Achievable Economic RVT Potential | F10 | Commercial | WA - Health | New | Space Heating | Natural Gas | Gas Boiler - Stack Economizer | A | Purchases (Incremental) | Achievable Economic RVT Potential | 0 | 0 | 0 | 0 | 0 | 0 | 0 | 0 | 0 | 0 | 0 | 0 | 0 | 0 | 0 | 0 | 0 | 0 | 0 | 0 | 0 | 0 | 0 | 0 | 0 | 0 | 0
F11_Commercial_WA - Health_New_Space Heating_Natural Gas_Gas Boiler - Stack Economizer_A_Achievable Economic RVT Potential | F11 | Commercial | WA - Health | New | Space Heating | Natural Gas | Gas Boiler - Stack Economizer | A | Purchases (Cumulative) | Achievable Economic RVT Potential | 0 | 0 | 0 | 0 | 0 | 0 | 0 | 0 | 0 | 0 | 0 | 0 | 0 | 0 | 0 | 0 | 0 | 0 | 0 | 0 | 0 | 0 | 0 | 0 | 0 | 0 | 0
F1_Commercial_WA - Health_New_Space Heating_Natural Gas_Gas Boiler - Thermostatic Radiator Valves_A_Achievable Economic RVT Potential | F1 | Commercial | WA - Health | New | Space Heating | Natural Gas | Gas Boiler - Thermostatic Radiator Valves | A | Integrated Unit Energy Savings (kWh or therms) | Achievable Economic RVT Potential | 0 | 0 | 0 | 0 | 0 | 0 | 0 | 0 | 0 | 0 | 0 | 0 | 0 | 0 | 0 | 0 | 0 | 0 | 0 | 0 | 0 | 0 | 0 | 0 | 0 | 0 | 0
F2_Commercial_WA - Health_New_Space Heating_Natural Gas_Gas Boiler - Thermostatic Radiator Valves_A_Achievable Economic RVT Potential | F2 | Commercial | WA - Health | New | Space Heating | Natural Gas | Gas Boiler - Thermostatic Radiator Valves | A | Integrated Unit Summer Peak Savings (kW) | Achievable Economic RVT Potential | 0 | 0 | 0 | 0 | 0 | 0 | 0 | 0 | 0 | 0 | 0 | 0 | 0 | 0 | 0 | 0 | 0 | 0 | 0 | 0 | 0 | 0 | 0 | 0 | 0 | 0 | 0
F3_Commercial_WA - Health_New_Space Heating_Natural Gas_Gas Boiler - Thermostatic Radiator Valves_A_Achievable Economic RVT Potential | F3 | Commercial | WA - Health | New | Space Heating | Natural Gas | Gas Boiler - Thermostatic Radiator Valves | A | Integrated Unit Winter Peak Savings (kW) | Achievable Economic RVT Potential | 0 | 0 | 0 | 0 | 0 | 0 | 0 | 0 | 0 | 0 | 0 | 0 | 0 | 0 | 0 | 0 | 0 | 0 | 0 | 0 | 0 | 0 | 0 | 0 | 0 | 0 | 0
F4_Commercial_WA - Health_New_Space Heating_Natural Gas_Gas Boiler - Thermostatic Radiator Valves_A_Achievable Economic RVT Potential | F4 | Commercial | WA - Health | New | Space Heating | Natural Gas | Gas Boiler - Thermostatic Radiator Valves | A | Incremental Energy Savings (MWh or mTherms) | Achievable Economic RVT Potential | 0 | 0 | 0 | 0 | 0 | 0 | 0 | 0 | 0 | 0 | 0 | 0 | 0 | 0 | 0 | 0 | 0 | 0 | 0 | 0 | 0 | 0 | 0 | 0 | 0 | 0 | 0
F5_Commercial_WA - Health_New_Space Heating_Natural Gas_Gas Boiler - Thermostatic Radiator Valves_A_Achievable Economic RVT Potential | F5 | Commercial | WA - Health | New | Space Heating | Natural Gas | Gas Boiler - Thermostatic Radiator Valves | A | Incremental Summer Peak Savings (MW) | Achievable Economic RVT Potential | 0 | 0 | 0 | 0 | 0 | 0 | 0 | 0 | 0 | 0 | 0 | 0 | 0 | 0 | 0 | 0 | 0 | 0 | 0 | 0 | 0 | 0 | 0 | 0 | 0 | 0 | 0
F6_Commercial_WA - Health_New_Space Heating_Natural Gas_Gas Boiler - Thermostatic Radiator Valves_A_Achievable Economic RVT Potential | F6 | Commercial | WA - Health | New | Space Heating | Natural Gas | Gas Boiler - Thermostatic Radiator Valves | A | Incremental Winter Peak Savings (MW) | Achievable Economic RVT Potential | 0 | 0 | 0 | 0 | 0 | 0 | 0 | 0 | 0 | 0 | 0 | 0 | 0 | 0 | 0 | 0 | 0 | 0 | 0 | 0 | 0 | 0 | 0 | 0 | 0 | 0 | 0
F7_Commercial_WA - Health_New_Space Heating_Natural Gas_Gas Boiler - Thermostatic Radiator Valves_A_Achievable Economic RVT Potential | F7 | Commercial | WA - Health | New | Space Heating | Natural Gas | Gas Boiler - Thermostatic Radiator Valves | A | Cumulative Energy Savings (MWh or mTherms) | Achievable Economic RVT Potential | 0 | 0 | 0 | 0 | 0 | 0 | 0 | 0 | 0 | 0 | 0 | 0 | 0 | 0 | 0 | 0 | 0 | 0 | 0 | 0 | 0 | 0 | 0 | 0 | 0 | 0 | 0
F8_Commercial_WA - Health_New_Space Heating_Natural Gas_Gas Boiler - Thermostatic Radiator Valves_A_Achievable Economic RVT Potential | F8 | Commercial | WA - Health | New | Space Heating | Natural Gas | Gas Boiler - Thermostatic Radiator Valves | A | Cumulative Summer Peak Savings (MW) | Achievable Economic RVT Potential | 0 | 0 | 0 | 0 | 0 | 0 | 0 | 0 | 0 | 0 | 0 | 0 | 0 | 0 | 0 | 0 | 0 | 0 | 0 | 0 | 0 | 0 | 0 | 0 | 0 | 0 | 0
F9_Commercial_WA - Health_New_Space Heating_Natural Gas_Gas Boiler - Thermostatic Radiator Valves_A_Achievable Economic RVT Potential | F9 | Commercial | WA - Health | New | Space Heating | Natural Gas | Gas Boiler - Thermostatic Radiator Valves | A | Cumulative Winter Peak Savings (MW) | Achievable Economic RVT Potential | 0 | 0 | 0 | 0 | 0 | 0 | 0 | 0 | 0 | 0 | 0 | 0 | 0 | 0 | 0 | 0 | 0 | 0 | 0 | 0 | 0 | 0 | 0 | 0 | 0 | 0 | 0
F10_Commercial_WA - Health_New_Space Heating_Natural Gas_Gas Boiler - Thermostatic Radiator Valves_A_Achievable Economic RVT Potential | F10 | Commercial | WA - Health | New | Space Heating | Natural Gas | Gas Boiler - Thermostatic Radiator Valves | A | Purchases (Incremental) | Achievable Economic RVT Potential | 0 | 0 | 0 | 0 | 0 | 0 | 0 | 0 | 0 | 0 | 0 | 0 | 0 | 0 | 0 | 0 | 0 | 0 | 0 | 0 | 0 | 0 | 0 | 0 | 0 | 0 | 0
F11_Commercial_WA - Health_New_Space Heating_Natural Gas_Gas Boiler - Thermostatic Radiator Valves_A_Achievable Economic RVT Potential | F11 | Commercial | WA - Health | New | Space Heating | Natural Gas | Gas Boiler - Thermostatic Radiator Valves | A | Purchases (Cumulative) | Achievable Economic RVT Potential | 0 | 0 | 0 | 0 | 0 | 0 | 0 | 0 | 0 | 0 | 0 | 0 | 0 | 0 | 0 | 0 | 0 | 0 | 0 | 0 | 0 | 0 | 0 | 0 | 0 | 0 | 0
F1_Commercial_WA - Health_New_Space Heating_Natural Gas_HVAC - Shut Off Damper_A_Achievable Economic RVT Potential | F1 | Commercial | WA - Health | New | Space Heating | Natural Gas | HVAC - Shut Off Damper | A | Integrated Unit Energy Savings (kWh or therms) | Achievable Economic RVT Potential | 0 | 0 | 0 | 0 | 0 | 0 | 0 | 0 | 0 | 0 | 0 | 0 | 0 | 0 | 0 | 0 | 0 | 0 | 0 | 0 | 0 | 0 | 0 | 0 | 0 | 0 | 0
F2_Commercial_WA - Health_New_Space Heating_Natural Gas_HVAC - Shut Off Damper_A_Achievable Economic RVT Potential | F2 | Commercial | WA - Health | New | Space Heating | Natural Gas | HVAC - Shut Off Damper | A | Integrated Unit Summer Peak Savings (kW) | Achievable Economic RVT Potential | 0 | 0 | 0 | 0 | 0 | 0 | 0 | 0 | 0 | 0 | 0 | 0 | 0 | 0 | 0 | 0 | 0 | 0 | 0 | 0 | 0 | 0 | 0 | 0 | 0 | 0 | 0
F3_Commercial_WA - Health_New_Space Heating_Natural Gas_HVAC - Shut Off Damper_A_Achievable Economic RVT Potential | F3 | Commercial | WA - Health | New | Space Heating | Natural Gas | HVAC - Shut Off Damper | A | Integrated Unit Winter Peak Savings (kW) | Achievable Economic RVT Potential | 0 | 0 | 0 | 0 | 0 | 0 | 0 | 0 | 0 | 0 | 0 | 0 | 0 | 0 | 0 | 0 | 0 | 0 | 0 | 0 | 0 | 0 | 0 | 0 | 0 | 0 | 0
F4_Commercial_WA - Health_New_Space Heating_Natural Gas_HVAC - Shut Off Damper_A_Achievable Economic RVT Potential | F4 | Commercial | WA - Health | New | Space Heating | Natural Gas | HVAC - Shut Off Damper | A | Incremental Energy Savings (MWh or mTherms) | Achievable Economic RVT Potential | 0 | 0 | 0 | 0 | 0 | 0 | 0 | 0 | 0 | 0 | 0 | 0 | 0 | 0 | 0 | 0 | 0 | 0 | 0 | 0 | 0 | 0 | 0 | 0 | 0 | 0 | 0
F5_Commercial_WA - Health_New_Space Heating_Natural Gas_HVAC - Shut Off Damper_A_Achievable Economic RVT Potential | F5 | Commercial | WA - Health | New | Space Heating | Natural Gas | HVAC - Shut Off Damper | A | Incremental Summer Peak Savings (MW) | Achievable Economic RVT Potential | 0 | 0 | 0 | 0 | 0 | 0 | 0 | 0 | 0 | 0 | 0 | 0 | 0 | 0 | 0 | 0 | 0 | 0 | 0 | 0 | 0 | 0 | 0 | 0 | 0 | 0 | 0
F6_Commercial_WA - Health_New_Space Heating_Natural Gas_HVAC - Shut Off Damper_A_Achievable Economic RVT Potential | F6 | Commercial | WA - Health | New | Space Heating | Natural Gas | HVAC - Shut Off Damper | A | Incremental Winter Peak Savings (MW) | Achievable Economic RVT Potential | 0 | 0 | 0 | 0 | 0 | 0 | 0 | 0 | 0 | 0 | 0 | 0 | 0 | 0 | 0 | 0 | 0 | 0 | 0 | 0 | 0 | 0 | 0 | 0 | 0 | 0 | 0
F7_Commercial_WA - Health_New_Space Heating_Natural Gas_HVAC - Shut Off Damper_A_Achievable Economic RVT Potential | F7 | Commercial | WA - Health | New | Space Heating | Natural Gas | HVAC - Shut Off Damper | A | Cumulative Energy Savings (MWh or mTherms) | Achievable Economic RVT Potential | 0 | 0 | 0 | 0 | 0 | 0 | 0 | 0 | 0 | 0 | 0 | 0 | 0 | 0 | 0 | 0 | 0 | 0 | 0 | 0 | 0 | 0 | 0 | 0 | 0 | 0 | 0
F8_Commercial_WA - Health_New_Space Heating_Natural Gas_HVAC - Shut Off Damper_A_Achievable Economic RVT Potential | F8 | Commercial | WA - Health | New | Space Heating | Natural Gas | HVAC - Shut Off Damper | A | Cumulative Summer Peak Savings (MW) | Achievable Economic RVT Potential | 0 | 0 | 0 | 0 | 0 | 0 | 0 | 0 | 0 | 0 | 0 | 0 | 0 | 0 | 0 | 0 | 0 | 0 | 0 | 0 | 0 | 0 | 0 | 0 | 0 | 0 | 0
F9_Commercial_WA - Health_New_Space Heating_Natural Gas_HVAC - Shut Off Damper_A_Achievable Economic RVT Potential | F9 | Commercial | WA - Health | New | Space Heating | Natural Gas | HVAC - Shut Off Damper | A | Cumulative Winter Peak Savings (MW) | Achievable Economic RVT Potential | 0 | 0 | 0 | 0 | 0 | 0 | 0 | 0 | 0 | 0 | 0 | 0 | 0 | 0 | 0 | 0 | 0 | 0 | 0 | 0 | 0 | 0 | 0 | 0 | 0 | 0 | 0
F10_Commercial_WA - Health_New_Space Heating_Natural Gas_HVAC - Shut Off Damper_A_Achievable Economic RVT Potential | F10 | Commercial | WA - Health | New | Space Heating | Natural Gas | HVAC - Shut Off Damper | A | Purchases (Incremental) | Achievable Economic RVT Potential | 0 | 0 | 0 | 0 | 0 | 0 | 0 | 0 | 0 | 0 | 0 | 0 | 0 | 0 | 0 | 0 | 0 | 0 | 0 | 0 | 0 | 0 | 0 | 0 | 0 | 0 | 0
F11_Commercial_WA - Health_New_Space Heating_Natural Gas_HVAC - Shut Off Damper_A_Achievable Economic RVT Potential | F11 | Commercial | WA - Health | New | Space Heating | Natural Gas | HVAC - Shut Off Damper | A | Purchases (Cumulative) | Achievable Economic RVT Potential | 0 | 0 | 0 | 0 | 0 | 0 | 0 | 0 | 0 | 0 | 0 | 0 | 0 | 0 | 0 | 0 | 0 | 0 | 0 | 0 | 0 | 0 | 0 | 0 | 0 | 0 | 0
F1_Commercial_WA - Health_New_Space Heating_Natural Gas_Gas Furnace - Tube Inserts_A_Achievable Economic RVT Potential | F1 | Commercial | WA - Health | New | Space Heating | Natural Gas | Gas Furnace - Tube Inserts | A | Integrated Unit Energy Savings (kWh or therms) | Achievable Economic RVT Potential | 0 | 0 | 0 | 0 | 0 | 0 | 0 | 0 | 0 | 0 | 0 | 0 | 0 | 0 | 0 | 0 | 0 | 0 | 0 | 0 | 0 | 0 | 0 | 0 | 0 | 0 | 0
F2_Commercial_WA - Health_New_Space Heating_Natural Gas_Gas Furnace - Tube Inserts_A_Achievable Economic RVT Potential | F2 | Commercial | WA - Health | New | Space Heating | Natural Gas | Gas Furnace - Tube Inserts | A | Integrated Unit Summer Peak Savings (kW) | Achievable Economic RVT Potential | 0 | 0 | 0 | 0 | 0 | 0 | 0 | 0 | 0 | 0 | 0 | 0 | 0 | 0 | 0 | 0 | 0 | 0 | 0 | 0 | 0 | 0 | 0 | 0 | 0 | 0 | 0
F3_Commercial_WA - Health_New_Space Heating_Natural Gas_Gas Furnace - Tube Inserts_A_Achievable Economic RVT Potential | F3 | Commercial | WA - Health | New | Space Heating | Natural Gas | Gas Furnace - Tube Inserts | A | Integrated Unit Winter Peak Savings (kW) | Achievable Economic RVT Potential | 0 | 0 | 0 | 0 | 0 | 0 | 0 | 0 | 0 | 0 | 0 | 0 | 0 | 0 | 0 | 0 | 0 | 0 | 0 | 0 | 0 | 0 | 0 | 0 | 0 | 0 | 0
F4_Commercial_WA - Health_New_Space Heating_Natural Gas_Gas Furnace - Tube Inserts_A_Achievable Economic RVT Potential | F4 | Commercial | WA - Health | New | Space Heating | Natural Gas | Gas Furnace - Tube Inserts | A | Incremental Energy Savings (MWh or mTherms) | Achievable Economic RVT Potential | 0 | 0 | 0 | 0 | 0 | 0 | 0 | 0 | 0 | 0 | 0 | 0 | 0 | 0 | 0 | 0 | 0 | 0 | 0 | 0 | 0 | 0 | 0 | 0 | 0 | 0 | 0
F5_Commercial_WA - Health_New_Space Heating_Natural Gas_Gas Furnace - Tube Inserts_A_Achievable Economic RVT Potential | F5 | Commercial | WA - Health | New | Space Heating | Natural Gas | Gas Furnace - Tube Inserts | A | Incremental Summer Peak Savings (MW) | Achievable Economic RVT Potential | 0 | 0 | 0 | 0 | 0 | 0 | 0 | 0 | 0 | 0 | 0 | 0 | 0 | 0 | 0 | 0 | 0 | 0 | 0 | 0 | 0 | 0 | 0 | 0 | 0 | 0 | 0
F6_Commercial_WA - Health_New_Space Heating_Natural Gas_Gas Furnace - Tube Inserts_A_Achievable Economic RVT Potential | F6 | Commercial | WA - Health | New | Space Heating | Natural Gas | Gas Furnace - Tube Inserts | A | Incremental Winter Peak Savings (MW) | Achievable Economic RVT Potential | 0 | 0 | 0 | 0 | 0 | 0 | 0 | 0 | 0 | 0 | 0 | 0 | 0 | 0 | 0 | 0 | 0 | 0 | 0 | 0 | 0 | 0 | 0 | 0 | 0 | 0 | 0
F7_Commercial_WA - Health_New_Space Heating_Natural Gas_Gas Furnace - Tube Inserts_A_Achievable Economic RVT Potential | F7 | Commercial | WA - Health | New | Space Heating | Natural Gas | Gas Furnace - Tube Inserts | A | Cumulative Energy Savings (MWh or mTherms) | Achievable Economic RVT Potential | 0 | 0 | 0 | 0 | 0 | 0 | 0 | 0 | 0 | 0 | 0 | 0 | 0 | 0 | 0 | 0 | 0 | 0 | 0 | 0 | 0 | 0 | 0 | 0 | 0 | 0 | 0
F8_Commercial_WA - Health_New_Space Heating_Natural Gas_Gas Furnace - Tube Inserts_A_Achievable Economic RVT Potential | F8 | Commercial | WA - Health | New | Space Heating | Natural Gas | Gas Furnace - Tube Inserts | A | Cumulative Summer Peak Savings (MW) | Achievable Economic RVT Potential | 0 | 0 | 0 | 0 | 0 | 0 | 0 | 0 | 0 | 0 | 0 | 0 | 0 | 0 | 0 | 0 | 0 | 0 | 0 | 0 | 0 | 0 | 0 | 0 | 0 | 0 | 0
F9_Commercial_WA - Health_New_Space Heating_Natural Gas_Gas Furnace - Tube Inserts_A_Achievable Economic RVT Potential | F9 | Commercial | WA - Health | New | Space Heating | Natural Gas | Gas Furnace - Tube Inserts | A | Cumulative Winter Peak Savings (MW) | Achievable Economic RVT Potential | 0 | 0 | 0 | 0 | 0 | 0 | 0 | 0 | 0 | 0 | 0 | 0 | 0 | 0 | 0 | 0 | 0 | 0 | 0 | 0 | 0 | 0 | 0 | 0 | 0 | 0 | 0
F10_Commercial_WA - Health_New_Space Heating_Natural Gas_Gas Furnace - Tube Inserts_A_Achievable Economic RVT Potential | F10 | Commercial | WA - Health | New | Space Heating | Natural Gas | Gas Furnace - Tube Inserts | A | Purchases (Incremental) | Achievable Economic RVT Potential | 0 | 0 | 0 | 0 | 0 | 0 | 0 | 0 | 0 | 0 | 0 | 0 | 0 | 0 | 0 | 0 | 0 | 0 | 0 | 0 | 0 | 0 | 0 | 0 | 0 | 0 | 0
F11_Commercial_WA - Health_New_Space Heating_Natural Gas_Gas Furnace - Tube Inserts_A_Achievable Economic RVT Potential | F11 | Commercial | WA - Health | New | Space Heating | Natural Gas | Gas Furnace - Tube Inserts | A | Purchases (Cumulative) | Achievable Economic RVT Potential | 0 | 0 | 0 | 0 | 0 | 0 | 0 | 0 | 0 | 0 | 0 | 0 | 0 | 0 | 0 | 0 | 0 | 0 | 0 | 0 | 0 | 0 | 0 | 0 | 0 | 0 | 0
F1_Commercial_WA - Health_New_Space Heating_Natural Gas_Gas Boiler - Insulate Steam Lines/Condensate Tank_A_Achievable Economic RVT Potential | F1 | Commercial | WA - Health | New | Space Heating | Natural Gas | Gas Boiler - Insulate Steam Lines/Condensate Tank | A | Integrated Unit Energy Savings (kWh or therms) | Achievable Economic RVT Potential | 0 | 0 | 0 | 0 | 0 | 0 | 0 | 0 | 0 | 0 | 0 | 0 | 0 | 0 | 0 | 0 | 0 | 0 | 0 | 0 | 0 | 0 | 0 | 0 | 0 | 0 | 0
F2_Commercial_WA - Health_New_Space Heating_Natural Gas_Gas Boiler - Insulate Steam Lines/Condensate Tank_A_Achievable Economic RVT Potential | F2 | Commercial | WA - Health | New | Space Heating | Natural Gas | Gas Boiler - Insulate Steam Lines/Condensate Tank | A | Integrated Unit Summer Peak Savings (kW) | Achievable Economic RVT Potential | 0 | 0 | 0 | 0 | 0 | 0 | 0 | 0 | 0 | 0 | 0 | 0 | 0 | 0 | 0 | 0 | 0 | 0 | 0 | 0 | 0 | 0 | 0 | 0 | 0 | 0 | 0
F3_Commercial_WA - Health_New_Space Heating_Natural Gas_Gas Boiler - Insulate Steam Lines/Condensate Tank_A_Achievable Economic RVT Potential | F3 | Commercial | WA - Health | New | Space Heating | Natural Gas | Gas Boiler - Insulate Steam Lines/Condensate Tank | A | Integrated Unit Winter Peak Savings (kW) | Achievable Economic RVT Potential | 0 | 0 | 0 | 0 | 0 | 0 | 0 | 0 | 0 | 0 | 0 | 0 | 0 | 0 | 0 | 0 | 0 | 0 | 0 | 0 | 0 | 0 | 0 | 0 | 0 | 0 | 0
F4_Commercial_WA - Health_New_Space Heating_Natural Gas_Gas Boiler - Insulate Steam Lines/Condensate Tank_A_Achievable Economic RVT Potential | F4 | Commercial | WA - Health | New | Space Heating | Natural Gas | Gas Boiler - Insulate Steam Lines/Condensate Tank | A | Incremental Energy Savings (MWh or mTherms) | Achievable Economic RVT Potential | 0 | 0 | 0 | 0 | 0 | 0 | 0 | 0 | 0 | 0 | 0 | 0 | 0 | 0 | 0 | 0 | 0 | 0 | 0 | 0 | 0 | 0 | 0 | 0 | 0 | 0 | 0
F5_Commercial_WA - Health_New_Space Heating_Natural Gas_Gas Boiler - Insulate Steam Lines/Condensate Tank_A_Achievable Economic RVT Potential | F5 | Commercial | WA - Health | New | Space Heating | Natural Gas | Gas Boiler - Insulate Steam Lines/Condensate Tank | A | Incremental Summer Peak Savings (MW) | Achievable Economic RVT Potential | 0 | 0 | 0 | 0 | 0 | 0 | 0 | 0 | 0 | 0 | 0 | 0 | 0 | 0 | 0 | 0 | 0 | 0 | 0 | 0 | 0 | 0 | 0 | 0 | 0 | 0 | 0
F6_Commercial_WA - Health_New_Space Heating_Natural Gas_Gas Boiler - Insulate Steam Lines/Condensate Tank_A_Achievable Economic RVT Potential | F6 | Commercial | WA - Health | New | Space Heating | Natural Gas | Gas Boiler - Insulate Steam Lines/Condensate Tank | A | Incremental Winter Peak Savings (MW) | Achievable Economic RVT Potential | 0 | 0 | 0 | 0 | 0 | 0 | 0 | 0 | 0 | 0 | 0 | 0 | 0 | 0 | 0 | 0 | 0 | 0 | 0 | 0 | 0 | 0 | 0 | 0 | 0 | 0 | 0
F7_Commercial_WA - Health_New_Space Heating_Natural Gas_Gas Boiler - Insulate Steam Lines/Condensate Tank_A_Achievable Economic RVT Potential | F7 | Commercial | WA - Health | New | Space Heating | Natural Gas | Gas Boiler - Insulate Steam Lines/Condensate Tank | A | Cumulative Energy Savings (MWh or mTherms) | Achievable Economic RVT Potential | 0 | 0 | 0 | 0 | 0 | 0 | 0 | 0 | 0 | 0 | 0 | 0 | 0 | 0 | 0 | 0 | 0 | 0 | 0 | 0 | 0 | 0 | 0 | 0 | 0 | 0 | 0
F8_Commercial_WA - Health_New_Space Heating_Natural Gas_Gas Boiler - Insulate Steam Lines/Condensate Tank_A_Achievable Economic RVT Potential | F8 | Commercial | WA - Health | New | Space Heating | Natural Gas | Gas Boiler - Insulate Steam Lines/Condensate Tank | A | Cumulative Summer Peak Savings (MW) | Achievable Economic RVT Potential | 0 | 0 | 0 | 0 | 0 | 0 | 0 | 0 | 0 | 0 | 0 | 0 | 0 | 0 | 0 | 0 | 0 | 0 | 0 | 0 | 0 | 0 | 0 | 0 | 0 | 0 | 0
F9_Commercial_WA - Health_New_Space Heating_Natural Gas_Gas Boiler - Insulate Steam Lines/Condensate Tank_A_Achievable Economic RVT Potential | F9 | Commercial | WA - Health | New | Space Heating | Natural Gas | Gas Boiler - Insulate Steam Lines/Condensate Tank | A | Cumulative Winter Peak Savings (MW) | Achievable Economic RVT Potential | 0 | 0 | 0 | 0 | 0 | 0 | 0 | 0 | 0 | 0 | 0 | 0 | 0 | 0 | 0 | 0 | 0 | 0 | 0 | 0 | 0 | 0 | 0 | 0 | 0 | 0 | 0
F10_Commercial_WA - Health_New_Space Heating_Natural Gas_Gas Boiler - Insulate Steam Lines/Condensate Tank_A_Achievable Economic RVT Potential | F10 | Commercial | WA - Health | New | Space Heating | Natural Gas | Gas Boiler - Insulate Steam Lines/Condensate Tank | A | Purchases (Incremental) | Achievable Economic RVT Potential | 0 | 0 | 0 | 0 | 0 | 0 | 0 | 0 | 0 | 0 | 0 | 0 | 0 | 0 | 0 | 0 | 0 | 0 | 0 | 0 | 0 | 0 | 0 | 0 | 0 | 0 | 0
F11_Commercial_WA - Health_New_Space Heating_Natural Gas_Gas Boiler - Insulate Steam Lines/Condensate Tank_A_Achievable Economic RVT Potential | F11 | Commercial | WA - Health | New | Space Heating | Natural Gas | Gas Boiler - Insulate Steam Lines/Condensate Tank | A | Purchases (Cumulative) | Achievable Economic RVT Potential | 0 | 0 | 0 | 0 | 0 | 0 | 0 | 0 | 0 | 0 | 0 | 0 | 0 | 0 | 0 | 0 | 0 | 0 | 0 | 0 | 0 | 0 | 0 | 0 | 0 | 0 | 0
F1_Commercial_WA - Health_New_Space Heating_Natural Gas_Gas Boiler - Insulate Hot Water Lines_A_Achievable Economic RVT Potential | F1 | Commercial | WA - Health | New | Space Heating | Natural Gas | Gas Boiler - Insulate Hot Water Lines | A | Integrated Unit Energy Savings (kWh or therms) | Achievable Economic RVT Potential | 0 | 0 | 0 | 0 | 0 | 0 | 0 | 0 | 0 | 0 | 0 | 0 | 0 | 0 | 0 | 0 | 0 | 0 | 0 | 0 | 0 | 0 | 0 | 0 | 0 | 0 | 0
F2_Commercial_WA - Health_New_Space Heating_Natural Gas_Gas Boiler - Insulate Hot Water Lines_A_Achievable Economic RVT Potential | F2 | Commercial | WA - Health | New | Space Heating | Natural Gas | Gas Boiler - Insulate Hot Water Lines | A | Integrated Unit Summer Peak Savings (kW) | Achievable Economic RVT Potential | 0 | 0 | 0 | 0 | 0 | 0 | 0 | 0 | 0 | 0 | 0 | 0 | 0 | 0 | 0 | 0 | 0 | 0 | 0 | 0 | 0 | 0 | 0 | 0 | 0 | 0 | 0
F3_Commercial_WA - Health_New_Space Heating_Natural Gas_Gas Boiler - Insulate Hot Water Lines_A_Achievable Economic RVT Potential | F3 | Commercial | WA - Health | New | Space Heating | Natural Gas | Gas Boiler - Insulate Hot Water Lines | A | Integrated Unit Winter Peak Savings (kW) | Achievable Economic RVT Potential | 0 | 0 | 0 | 0 | 0 | 0 | 0 | 0 | 0 | 0 | 0 | 0 | 0 | 0 | 0 | 0 | 0 | 0 | 0 | 0 | 0 | 0 | 0 | 0 | 0 | 0 | 0
F4_Commercial_WA - Health_New_Space Heating_Natural Gas_Gas Boiler - Insulate Hot Water Lines_A_Achievable Economic RVT Potential | F4 | Commercial | WA - Health | New | Space Heating | Natural Gas | Gas Boiler - Insulate Hot Water Lines | A | Incremental Energy Savings (MWh or mTherms) | Achievable Economic RVT Potential | 0 | 0 | 0 | 0 | 0 | 0 | 0 | 0 | 0 | 0 | 0 | 0 | 0 | 0 | 0 | 0 | 0 | 0 | 0 | 0 | 0 | 0 | 0 | 0 | 0 | 0 | 0
F5_Commercial_WA - Health_New_Space Heating_Natural Gas_Gas Boiler - Insulate Hot Water Lines_A_Achievable Economic RVT Potential | F5 | Commercial | WA - Health | New | Space Heating | Natural Gas | Gas Boiler - Insulate Hot Water Lines | A | Incremental Summer Peak Savings (MW) | Achievable Economic RVT Potential | 0 | 0 | 0 | 0 | 0 | 0 | 0 | 0 | 0 | 0 | 0 | 0 | 0 | 0 | 0 | 0 | 0 | 0 | 0 | 0 | 0 | 0 | 0 | 0 | 0 | 0 | 0
F6_Commercial_WA - Health_New_Space Heating_Natural Gas_Gas Boiler - Insulate Hot Water Lines_A_Achievable Economic RVT Potential | F6 | Commercial | WA - Health | New | Space Heating | Natural Gas | Gas Boiler - Insulate Hot Water Lines | A | Incremental Winter Peak Savings (MW) | Achievable Economic RVT Potential | 0 | 0 | 0 | 0 | 0 | 0 | 0 | 0 | 0 | 0 | 0 | 0 | 0 | 0 | 0 | 0 | 0 | 0 | 0 | 0 | 0 | 0 | 0 | 0 | 0 | 0 | 0
F7_Commercial_WA - Health_New_Space Heating_Natural Gas_Gas Boiler - Insulate Hot Water Lines_A_Achievable Economic RVT Potential | F7 | Commercial | WA - Health | New | Space Heating | Natural Gas | Gas Boiler - Insulate Hot Water Lines | A | Cumulative Energy Savings (MWh or mTherms) | Achievable Economic RVT Potential | 0 | 0 | 0 | 0 | 0 | 0 | 0 | 0 | 0 | 0 | 0 | 0 | 0 | 0 | 0 | 0 | 0 | 0 | 0 | 0 | 0 | 0 | 0 | 0 | 0 | 0 | 0
F8_Commercial_WA - Health_New_Space Heating_Natural Gas_Gas Boiler - Insulate Hot Water Lines_A_Achievable Economic RVT Potential | F8 | Commercial | WA - Health | New | Space Heating | Natural Gas | Gas Boiler - Insulate Hot Water Lines | A | Cumulative Summer Peak Savings (MW) | Achievable Economic RVT Potential | 0 | 0 | 0 | 0 | 0 | 0 | 0 | 0 | 0 | 0 | 0 | 0 | 0 | 0 | 0 | 0 | 0 | 0 | 0 | 0 | 0 | 0 | 0 | 0 | 0 | 0 | 0
F9_Commercial_WA - Health_New_Space Heating_Natural Gas_Gas Boiler - Insulate Hot Water Lines_A_Achievable Economic RVT Potential | F9 | Commercial | WA - Health | New | Space Heating | Natural Gas | Gas Boiler - Insulate Hot Water Lines | A | Cumulative Winter Peak Savings (MW) | Achievable Economic RVT Potential | 0 | 0 | 0 | 0 | 0 | 0 | 0 | 0 | 0 | 0 | 0 | 0 | 0 | 0 | 0 | 0 | 0 | 0 | 0 | 0 | 0 | 0 | 0 | 0 | 0 | 0 | 0
F10_Commercial_WA - Health_New_Space Heating_Natural Gas_Gas Boiler - Insulate Hot Water Lines_A_Achievable Economic RVT Potential | F10 | Commercial | WA - Health | New | Space Heating | Natural Gas | Gas Boiler - Insulate Hot Water Lines | A | Purchases (Incremental) | Achievable Economic RVT Potential | 0 | 0 | 0 | 0 | 0 | 0 | 0 | 0 | 0 | 0 | 0 | 0 | 0 | 0 | 0 | 0 | 0 | 0 | 0 | 0 | 0 | 0 | 0 | 0 | 0 | 0 | 0
F11_Commercial_WA - Health_New_Space Heating_Natural Gas_Gas Boiler - Insulate Hot Water Lines_A_Achievable Economic RVT Potential | F11 | Commercial | WA - Health | New | Space Heating | Natural Gas | Gas Boiler - Insulate Hot Water Lines | A | Purchases (Cumulative) | Achievable Economic RVT Potential | 0 | 0 | 0 | 0 | 0 | 0 | 0 | 0 | 0 | 0 | 0 | 0 | 0 | 0 | 0 | 0 | 0 | 0 | 0 | 0 | 0 | 0 | 0 | 0 | 0 | 0 | 0
F1_Commercial_WA - Health_New_Space Heating_Natural Gas_Condensing RTU_A_Achievable Economic RVT Potential | F1 | Commercial | WA - Health | New | Space Heating | Natural Gas | Condensing RTU | A | Integrated Unit Energy Savings (kWh or therms) | Achievable Economic RVT Potential | 0 | 0 | 0 | 0 | 0 | 0 | 0 | 0 | 0 | 0 | 0 | 0 | 0 | 0 | 0 | 0 | 0 | 0 | 0 | 0 | 0 | 0 | 0 | 0 | 0 | 0 | 0
F2_Commercial_WA - Health_New_Space Heating_Natural Gas_Condensing RTU_A_Achievable Economic RVT Potential | F2 | Commercial | WA - Health | New | Space Heating | Natural Gas | Condensing RTU | A | Integrated Unit Summer Peak Savings (kW) | Achievable Economic RVT Potential | 0 | 0 | 0 | 0 | 0 | 0 | 0 | 0 | 0 | 0 | 0 | 0 | 0 | 0 | 0 | 0 | 0 | 0 | 0 | 0 | 0 | 0 | 0 | 0 | 0 | 0 | 0
F3_Commercial_WA - Health_New_Space Heating_Natural Gas_Condensing RTU_A_Achievable Economic RVT Potential | F3 | Commercial | WA - Health | New | Space Heating | Natural Gas | Condensing RTU | A | Integrated Unit Winter Peak Savings (kW) | Achievable Economic RVT Potential | 0 | 0 | 0 | 0 | 0 | 0 | 0 | 0 | 0 | 0 | 0 | 0 | 0 | 0 | 0 | 0 | 0 | 0 | 0 | 0 | 0 | 0 | 0 | 0 | 0 | 0 | 0
F4_Commercial_WA - Health_New_Space Heating_Natural Gas_Condensing RTU_A_Achievable Economic RVT Potential | F4 | Commercial | WA - Health | New | Space Heating | Natural Gas | Condensing RTU | A | Incremental Energy Savings (MWh or mTherms) | Achievable Economic RVT Potential | 0 | 0 | 0 | 0 | 0 | 0 | 0 | 0 | 0 | 0 | 0 | 0 | 0 | 0 | 0 | 0 | 0 | 0 | 0 | 0 | 0 | 0 | 0 | 0 | 0 | 0 | 0
F5_Commercial_WA - Health_New_Space Heating_Natural Gas_Condensing RTU_A_Achievable Economic RVT Potential | F5 | Commercial | WA - Health | New | Space Heating | Natural Gas | Condensing RTU | A | Incremental Summer Peak Savings (MW) | Achievable Economic RVT Potential | 0 | 0 | 0 | 0 | 0 | 0 | 0 | 0 | 0 | 0 | 0 | 0 | 0 | 0 | 0 | 0 | 0 | 0 | 0 | 0 | 0 | 0 | 0 | 0 | 0 | 0 | 0
F6_Commercial_WA - Health_New_Space Heating_Natural Gas_Condensing RTU_A_Achievable Economic RVT Potential | F6 | Commercial | WA - Health | New | Space Heating | Natural Gas | Condensing RTU | A | Incremental Winter Peak Savings (MW) | Achievable Economic RVT Potential | 0 | 0 | 0 | 0 | 0 | 0 | 0 | 0 | 0 | 0 | 0 | 0 | 0 | 0 | 0 | 0 | 0 | 0 | 0 | 0 | 0 | 0 | 0 | 0 | 0 | 0 | 0
F7_Commercial_WA - Health_New_Space Heating_Natural Gas_Condensing RTU_A_Achievable Economic RVT Potential | F7 | Commercial | WA - Health | New | Space Heating | Natural Gas | Condensing RTU | A | Cumulative Energy Savings (MWh or mTherms) | Achievable Economic RVT Potential | 0 | 0 | 0 | 0 | 0 | 0 | 0 | 0 | 0 | 0 | 0 | 0 | 0 | 0 | 0 | 0 | 0 | 0 | 0 | 0 | 0 | 0 | 0 | 0 | 0 | 0 | 0
F8_Commercial_WA - Health_New_Space Heating_Natural Gas_Condensing RTU_A_Achievable Economic RVT Potential | F8 | Commercial | WA - Health | New | Space Heating | Natural Gas | Condensing RTU | A | Cumulative Summer Peak Savings (MW) | Achievable Economic RVT Potential | 0 | 0 | 0 | 0 | 0 | 0 | 0 | 0 | 0 | 0 | 0 | 0 | 0 | 0 | 0 | 0 | 0 | 0 | 0 | 0 | 0 | 0 | 0 | 0 | 0 | 0 | 0
F9_Commercial_WA - Health_New_Space Heating_Natural Gas_Condensing RTU_A_Achievable Economic RVT Potential | F9 | Commercial | WA - Health | New | Space Heating | Natural Gas | Condensing RTU | A | Cumulative Winter Peak Savings (MW) | Achievable Economic RVT Potential | 0 | 0 | 0 | 0 | 0 | 0 | 0 | 0 | 0 | 0 | 0 | 0 | 0 | 0 | 0 | 0 | 0 | 0 | 0 | 0 | 0 | 0 | 0 | 0 | 0 | 0 | 0
F10_Commercial_WA - Health_New_Space Heating_Natural Gas_Condensing RTU_A_Achievable Economic RVT Potential | F10 | Commercial | WA - Health | New | Space Heating | Natural Gas | Condensing RTU | A | Purchases (Incremental) | Achievable Economic RVT Potential | 0 | 0 | 0 | 0 | 0 | 0 | 0 | 0 | 0 | 0 | 0 | 0 | 0 | 0 | 0 | 0 | 0 | 0 | 0 | 0 | 0 | 0 | 0 | 0 | 0 | 0 | 0
F11_Commercial_WA - Health_New_Space Heating_Natural Gas_Condensing RTU_A_Achievable Economic RVT Potential | F11 | Commercial | WA - Health | New | Space Heating | Natural Gas | Condensing RTU | A | Purchases (Cumulative) | Achievable Economic RVT Potential | 0 | 0 | 0 | 0 | 0 | 0 | 0 | 0 | 0 | 0 | 0 | 0 | 0 | 0 | 0 | 0 | 0 | 0 | 0 | 0 | 0 | 0 | 0 | 0 | 0 | 0 | 0
F1_Commercial_WA - Health_New_Space Heating_Natural Gas_Hydronic Heating Radiator Replacement_A_Achievable Economic RVT Potential | F1 | Commercial | WA - Health | New | Space Heating | Natural Gas | Hydronic Heating Radiator Replacement | A | Integrated Unit Energy Savings (kWh or therms) | Achievable Economic RVT Potential | 0 | 0 | 0 | 0 | 0 | 0 | 0 | 0 | 0 | 0 | 0 | 0 | 0 | 0 | 0 | 0 | 0 | 0 | 0 | 0 | 0 | 0 | 0 | 0 | 0 | 0 | 0
F2_Commercial_WA - Health_New_Space Heating_Natural Gas_Hydronic Heating Radiator Replacement_A_Achievable Economic RVT Potential | F2 | Commercial | WA - Health | New | Space Heating | Natural Gas | Hydronic Heating Radiator Replacement | A | Integrated Unit Summer Peak Savings (kW) | Achievable Economic RVT Potential | 0 | 0 | 0 | 0 | 0 | 0 | 0 | 0 | 0 | 0 | 0 | 0 | 0 | 0 | 0 | 0 | 0 | 0 | 0 | 0 | 0 | 0 | 0 | 0 | 0 | 0 | 0
F3_Commercial_WA - Health_New_Space Heating_Natural Gas_Hydronic Heating Radiator Replacement_A_Achievable Economic RVT Potential | F3 | Commercial | WA - Health | New | Space Heating | Natural Gas | Hydronic Heating Radiator Replacement | A | Integrated Unit Winter Peak Savings (kW) | Achievable Economic RVT Potential | 0 | 0 | 0 | 0 | 0 | 0 | 0 | 0 | 0 | 0 | 0 | 0 | 0 | 0 | 0 | 0 | 0 | 0 | 0 | 0 | 0 | 0 | 0 | 0 | 0 | 0 | 0
F4_Commercial_WA - Health_New_Space Heating_Natural Gas_Hydronic Heating Radiator Replacement_A_Achievable Economic RVT Potential | F4 | Commercial | WA - Health | New | Space Heating | Natural Gas | Hydronic Heating Radiator Replacement | A | Incremental Energy Savings (MWh or mTherms) | Achievable Economic RVT Potential | 0 | 0 | 0 | 0 | 0 | 0 | 0 | 0 | 0 | 0 | 0 | 0 | 0 | 0 | 0 | 0 | 0 | 0 | 0 | 0 | 0 | 0 | 0 | 0 | 0 | 0 | 0
F5_Commercial_WA - Health_New_Space Heating_Natural Gas_Hydronic Heating Radiator Replacement_A_Achievable Economic RVT Potential | F5 | Commercial | WA - Health | New | Space Heating | Natural Gas | Hydronic Heating Radiator Replacement | A | Incremental Summer Peak Savings (MW) | Achievable Economic RVT Potential | 0 | 0 | 0 | 0 | 0 | 0 | 0 | 0 | 0 | 0 | 0 | 0 | 0 | 0 | 0 | 0 | 0 | 0 | 0 | 0 | 0 | 0 | 0 | 0 | 0 | 0 | 0
F6_Commercial_WA - Health_New_Space Heating_Natural Gas_Hydronic Heating Radiator Replacement_A_Achievable Economic RVT Potential | F6 | Commercial | WA - Health | New | Space Heating | Natural Gas | Hydronic Heating Radiator Replacement | A | Incremental Winter Peak Savings (MW) | Achievable Economic RVT Potential | 0 | 0 | 0 | 0 | 0 | 0 | 0 | 0 | 0 | 0 | 0 | 0 | 0 | 0 | 0 | 0 | 0 | 0 | 0 | 0 | 0 | 0 | 0 | 0 | 0 | 0 | 0
F7_Commercial_WA - Health_New_Space Heating_Natural Gas_Hydronic Heating Radiator Replacement_A_Achievable Economic RVT Potential | F7 | Commercial | WA - Health | New | Space Heating | Natural Gas | Hydronic Heating Radiator Replacement | A | Cumulative Energy Savings (MWh or mTherms) | Achievable Economic RVT Potential | 0 | 0 | 0 | 0 | 0 | 0 | 0 | 0 | 0 | 0 | 0 | 0 | 0 | 0 | 0 | 0 | 0 | 0 | 0 | 0 | 0 | 0 | 0 | 0 | 0 | 0 | 0
F8_Commercial_WA - Health_New_Space Heating_Natural Gas_Hydronic Heating Radiator Replacement_A_Achievable Economic RVT Potential | F8 | Commercial | WA - Health | New | Space Heating | Natural Gas | Hydronic Heating Radiator Replacement | A | Cumulative Summer Peak Savings (MW) | Achievable Economic RVT Potential | 0 | 0 | 0 | 0 | 0 | 0 | 0 | 0 | 0 | 0 | 0 | 0 | 0 | 0 | 0 | 0 | 0 | 0 | 0 | 0 | 0 | 0 | 0 | 0 | 0 | 0 | 0
F9_Commercial_WA - Health_New_Space Heating_Natural Gas_Hydronic Heating Radiator Replacement_A_Achievable Economic RVT Potential | F9 | Commercial | WA - Health | New | Space Heating | Natural Gas | Hydronic Heating Radiator Replacement | A | Cumulative Winter Peak Savings (MW) | Achievable Economic RVT Potential | 0 | 0 | 0 | 0 | 0 | 0 | 0 | 0 | 0 | 0 | 0 | 0 | 0 | 0 | 0 | 0 | 0 | 0 | 0 | 0 | 0 | 0 | 0 | 0 | 0 | 0 | 0
F10_Commercial_WA - Health_New_Space Heating_Natural Gas_Hydronic Heating Radiator Replacement_A_Achievable Economic RVT Potential | F10 | Commercial | WA - Health | New | Space Heating | Natural Gas | Hydronic Heating Radiator Replacement | A | Purchases (Incremental) | Achievable Economic RVT Potential | 0 | 0 | 0 | 0 | 0 | 0 | 0 | 0 | 0 | 0 | 0 | 0 | 0 | 0 | 0 | 0 | 0 | 0 | 0 | 0 | 0 | 0 | 0 | 0 | 0 | 0 | 0
F11_Commercial_WA - Health_New_Space Heating_Natural Gas_Hydronic Heating Radiator Replacement_A_Achievable Economic RVT Potential | F11 | Commercial | WA - Health | New | Space Heating | Natural Gas | Hydronic Heating Radiator Replacement | A | Purchases (Cumulative) | Achievable Economic RVT Potential | 0 | 0 | 0 | 0 | 0 | 0 | 0 | 0 | 0 | 0 | 0 | 0 | 0 | 0 | 0 | 0 | 0 | 0 | 0 | 0 | 0 | 0 | 0 | 0 | 0 | 0 | 0
F1_Commercial_WA - Health_New_Space Heating_Natural Gas_Thermostat - Connected_A_Achievable Economic RVT Potential | F1 | Commercial | WA - Health | New | Space Heating | Natural Gas | Thermostat - Connected | A | Integrated Unit Energy Savings (kWh or therms) | Achievable Economic RVT Potential | 0 | 0 | 0 | 0 | 0 | 0 | 0 | 0 | 0 | 0 | 0 | 0 | 0 | 0 | 0 | 0 | 0 | 0 | 0 | 0 | 0 | 0 | 0 | 0 | 0 | 0 | 0
F2_Commercial_WA - Health_New_Space Heating_Natural Gas_Thermostat - Connected_A_Achievable Economic RVT Potential | F2 | Commercial | WA - Health | New | Space Heating | Natural Gas | Thermostat - Connected | A | Integrated Unit Summer Peak Savings (kW) | Achievable Economic RVT Potential | 0 | 0 | 0 | 0 | 0 | 0 | 0 | 0 | 0 | 0 | 0 | 0 | 0 | 0 | 0 | 0 | 0 | 0 | 0 | 0 | 0 | 0 | 0 | 0 | 0 | 0 | 0
F3_Commercial_WA - Health_New_Space Heating_Natural Gas_Thermostat - Connected_A_Achievable Economic RVT Potential | F3 | Commercial | WA - Health | New | Space Heating | Natural Gas | Thermostat - Connected | A | Integrated Unit Winter Peak Savings (kW) | Achievable Economic RVT Potential | 0 | 0 | 0 | 0 | 0 | 0 | 0 | 0 | 0 | 0 | 0 | 0 | 0 | 0 | 0 | 0 | 0 | 0 | 0 | 0 | 0 | 0 | 0 | 0 | 0 | 0 | 0
F4_Commercial_WA - Health_New_Space Heating_Natural Gas_Thermostat - Connected_A_Achievable Economic RVT Potential | F4 | Commercial | WA - Health | New | Space Heating | Natural Gas | Thermostat - Connected | A | Incremental Energy Savings (MWh or mTherms) | Achievable Economic RVT Potential | 0 | 0 | 0 | 0 | 0 | 0 | 0 | 0 | 0 | 0 | 0 | 0 | 0 | 0 | 0 | 0 | 0 | 0 | 0 | 0 | 0 | 0 | 0 | 0 | 0 | 0 | 0
F5_Commercial_WA - Health_New_Space Heating_Natural Gas_Thermostat - Connected_A_Achievable Economic RVT Potential | F5 | Commercial | WA - Health | New | Space Heating | Natural Gas | Thermostat - Connected | A | Incremental Summer Peak Savings (MW) | Achievable Economic RVT Potential | 0 | 0 | 0 | 0 | 0 | 0 | 0 | 0 | 0 | 0 | 0 | 0 | 0 | 0 | 0 | 0 | 0 | 0 | 0 | 0 | 0 | 0 | 0 | 0 | 0 | 0 | 0
F6_Commercial_WA - Health_New_Space Heating_Natural Gas_Thermostat - Connected_A_Achievable Economic RVT Potential | F6 | Commercial | WA - Health | New | Space Heating | Natural Gas | Thermostat - Connected | A | Incremental Winter Peak Savings (MW) | Achievable Economic RVT Potential | 0 | 0 | 0 | 0 | 0 | 0 | 0 | 0 | 0 | 0 | 0 | 0 | 0 | 0 | 0 | 0 | 0 | 0 | 0 | 0 | 0 | 0 | 0 | 0 | 0 | 0 | 0
F7_Commercial_WA - Health_New_Space Heating_Natural Gas_Thermostat - Connected_A_Achievable Economic RVT Potential | F7 | Commercial | WA - Health | New | Space Heating | Natural Gas | Thermostat - Connected | A | Cumulative Energy Savings (MWh or mTherms) | Achievable Economic RVT Potential | 0 | 0 | 0 | 0 | 0 | 0 | 0 | 0 | 0 | 0 | 0 | 0 | 0 | 0 | 0 | 0 | 0 | 0 | 0 | 0 | 0 | 0 | 0 | 0 | 0 | 0 | 0
F8_Commercial_WA - Health_New_Space Heating_Natural Gas_Thermostat - Connected_A_Achievable Economic RVT Potential | F8 | Commercial | WA - Health | New | Space Heating | Natural Gas | Thermostat - Connected | A | Cumulative Summer Peak Savings (MW) | Achievable Economic RVT Potential | 0 | 0 | 0 | 0 | 0 | 0 | 0 | 0 | 0 | 0 | 0 | 0 | 0 | 0 | 0 | 0 | 0 | 0 | 0 | 0 | 0 | 0 | 0 | 0 | 0 | 0 | 0
F9_Commercial_WA - Health_New_Space Heating_Natural Gas_Thermostat - Connected_A_Achievable Economic RVT Potential | F9 | Commercial | WA - Health | New | Space Heating | Natural Gas | Thermostat - Connected | A | Cumulative Winter Peak Savings (MW) | Achievable Economic RVT Potential | 0 | 0 | 0 | 0 | 0 | 0 | 0 | 0 | 0 | 0 | 0 | 0 | 0 | 0 | 0 | 0 | 0 | 0 | 0 | 0 | 0 | 0 | 0 | 0 | 0 | 0 | 0
F10_Commercial_WA - Health_New_Space Heating_Natural Gas_Thermostat - Connected_A_Achievable Economic RVT Potential | F10 | Commercial | WA - Health | New | Space Heating | Natural Gas | Thermostat - Connected | A | Purchases (Incremental) | Achievable Economic RVT Potential | 0 | 0 | 0 | 0 | 0 | 0 | 0 | 0 | 0 | 0 | 0 | 0 | 0 | 0 | 0 | 0 | 0 | 0 | 0 | 0 | 0 | 0 | 0 | 0 | 0 | 0 | 0
F11_Commercial_WA - Health_New_Space Heating_Natural Gas_Thermostat - Connected_A_Achievable Economic RVT Potential | F11 | Commercial | WA - Health | New | Space Heating | Natural Gas | Thermostat - Connected | A | Purchases (Cumulative) | Achievable Economic RVT Potential | 0 | 0 | 0 | 0 | 0 | 0 | 0 | 0 | 0 | 0 | 0 | 0 | 0 | 0 | 0 | 0 | 0 | 0 | 0 | 0 | 0 | 0 | 0 | 0 | 0 | 0 | 0
F1_Commercial_WA - Health_New_Water Heating_Natural Gas_Water Heater - Thermostatic Shower Restriction Valve_A_Achievable Economic RVT Potential | F1 | Commercial | WA - Health | New | Water Heating | Natural Gas | Water Heater - Thermostatic Shower Restriction Valve | A | Integrated Unit Energy Savings (kWh or therms) | Achievable Economic RVT Potential | 0 | 0 | 0 | 0 | 0 | 0 | 0 | 0 | 0 | 0 | 0 | 0 | 0 | 0 | 0 | 0 | 0 | 0 | 0 | 0 | 0 | 0 | 0 | 0 | 0 | 0 | 0
F2_Commercial_WA - Health_New_Water Heating_Natural Gas_Water Heater - Thermostatic Shower Restriction Valve_A_Achievable Economic RVT Potential | F2 | Commercial | WA - Health | New | Water Heating | Natural Gas | Water Heater - Thermostatic Shower Restriction Valve | A | Integrated Unit Summer Peak Savings (kW) | Achievable Economic RVT Potential | 0 | 0 | 0 | 0 | 0 | 0 | 0 | 0 | 0 | 0 | 0 | 0 | 0 | 0 | 0 | 0 | 0 | 0 | 0 | 0 | 0 | 0 | 0 | 0 | 0 | 0 | 0
F3_Commercial_WA - Health_New_Water Heating_Natural Gas_Water Heater - Thermostatic Shower Restriction Valve_A_Achievable Economic RVT Potential | F3 | Commercial | WA - Health | New | Water Heating | Natural Gas | Water Heater - Thermostatic Shower Restriction Valve | A | Integrated Unit Winter Peak Savings (kW) | Achievable Economic RVT Potential | 0 | 0 | 0 | 0 | 0 | 0 | 0 | 0 | 0 | 0 | 0 | 0 | 0 | 0 | 0 | 0 | 0 | 0 | 0 | 0 | 0 | 0 | 0 | 0 | 0 | 0 | 0
F4_Commercial_WA - Health_New_Water Heating_Natural Gas_Water Heater - Thermostatic Shower Restriction Valve_A_Achievable Economic RVT Potential | F4 | Commercial | WA - Health | New | Water Heating | Natural Gas | Water Heater - Thermostatic Shower Restriction Valve | A | Incremental Energy Savings (MWh or mTherms) | Achievable Economic RVT Potential | 0 | 0 | 0 | 0 | 0 | 0 | 0 | 0 | 0 | 0 | 0 | 0 | 0 | 0 | 0 | 0 | 0 | 0 | 0 | 0 | 0 | 0 | 0 | 0 | 0 | 0 | 0
F5_Commercial_WA - Health_New_Water Heating_Natural Gas_Water Heater - Thermostatic Shower Restriction Valve_A_Achievable Economic RVT Potential | F5 | Commercial | WA - Health | New | Water Heating | Natural Gas | Water Heater - Thermostatic Shower Restriction Valve | A | Incremental Summer Peak Savings (MW) | Achievable Economic RVT Potential | 0 | 0 | 0 | 0 | 0 | 0 | 0 | 0 | 0 | 0 | 0 | 0 | 0 | 0 | 0 | 0 | 0 | 0 | 0 | 0 | 0 | 0 | 0 | 0 | 0 | 0 | 0
F6_Commercial_WA - Health_New_Water Heating_Natural Gas_Water Heater - Thermostatic Shower Restriction Valve_A_Achievable Economic RVT Potential | F6 | Commercial | WA - Health | New | Water Heating | Natural Gas | Water Heater - Thermostatic Shower Restriction Valve | A | Incremental Winter Peak Savings (MW) | Achievable Economic RVT Potential | 0 | 0 | 0 | 0 | 0 | 0 | 0 | 0 | 0 | 0 | 0 | 0 | 0 | 0 | 0 | 0 | 0 | 0 | 0 | 0 | 0 | 0 | 0 | 0 | 0 | 0 | 0
F7_Commercial_WA - Health_New_Water Heating_Natural Gas_Water Heater - Thermostatic Shower Restriction Valve_A_Achievable Economic RVT Potential | F7 | Commercial | WA - Health | New | Water Heating | Natural Gas | Water Heater - Thermostatic Shower Restriction Valve | A | Cumulative Energy Savings (MWh or mTherms) | Achievable Economic RVT Potential | 0 | 0 | 0 | 0 | 0 | 0 | 0 | 0 | 0 | 0 | 0 | 0 | 0 | 0 | 0 | 0 | 0 | 0 | 0 | 0 | 0 | 0 | 0 | 0 | 0 | 0 | 0
F8_Commercial_WA - Health_New_Water Heating_Natural Gas_Water Heater - Thermostatic Shower Restriction Valve_A_Achievable Economic RVT Potential | F8 | Commercial | WA - Health | New | Water Heating | Natural Gas | Water Heater - Thermostatic Shower Restriction Valve | A | Cumulative Summer Peak Savings (MW) | Achievable Economic RVT Potential | 0 | 0 | 0 | 0 | 0 | 0 | 0 | 0 | 0 | 0 | 0 | 0 | 0 | 0 | 0 | 0 | 0 | 0 | 0 | 0 | 0 | 0 | 0 | 0 | 0 | 0 | 0
F9_Commercial_WA - Health_New_Water Heating_Natural Gas_Water Heater - Thermostatic Shower Restriction Valve_A_Achievable Economic RVT Potential | F9 | Commercial | WA - Health | New | Water Heating | Natural Gas | Water Heater - Thermostatic Shower Restriction Valve | A | Cumulative Winter Peak Savings (MW) | Achievable Economic RVT Potential | 0 | 0 | 0 | 0 | 0 | 0 | 0 | 0 | 0 | 0 | 0 | 0 | 0 | 0 | 0 | 0 | 0 | 0 | 0 | 0 | 0 | 0 | 0 | 0 | 0 | 0 | 0
F10_Commercial_WA - Health_New_Water Heating_Natural Gas_Water Heater - Thermostatic Shower Restriction Valve_A_Achievable Economic RVT Potential | F10 | Commercial | WA - Health | New | Water Heating | Natural Gas | Water Heater - Thermostatic Shower Restriction Valve | A | Purchases (Incremental) | Achievable Economic RVT Potential | 0 | 0 | 0 | 0 | 0 | 0 | 0 | 0 | 0 | 0 | 0 | 0 | 0 | 0 | 0 | 0 | 0 | 0 | 0 | 0 | 0 | 0 | 0 | 0 | 0 | 0 | 0
F11_Commercial_WA - Health_New_Water Heating_Natural Gas_Water Heater - Thermostatic Shower Restriction Valve_A_Achievable Economic RVT Potential | F11 | Commercial | WA - Health | New | Water Heating | Natural Gas | Water Heater - Thermostatic Shower Restriction Valve | A | Purchases (Cumulative) | Achievable Economic RVT Potential | 0 | 0 | 0 | 0 | 0 | 0 | 0 | 0 | 0 | 0 | 0 | 0 | 0 | 0 | 0 | 0 | 0 | 0 | 0 | 0 | 0 | 0 | 0 | 0 | 0 | 0 | 0
F1_Commercial_WA - Health_New_Water Heating_Natural Gas_Water Heater - Pre-Rinse Spray Valve_A_Achievable Economic RVT Potential | F1 | Commercial | WA - Health | New | Water Heating | Natural Gas | Water Heater - Pre-Rinse Spray Valve | A | Integrated Unit Energy Savings (kWh or therms) | Achievable Economic RVT Potential | 0 | 0 | 0 | 0 | 0 | 0 | 0 | 0 | 0 | 0 | 0 | 0 | 0 | 0 | 0 | 0 | 0 | 0 | 0 | 0 | 0 | 0 | 0 | 0 | 0 | 0 | 0
F2_Commercial_WA - Health_New_Water Heating_Natural Gas_Water Heater - Pre-Rinse Spray Valve_A_Achievable Economic RVT Potential | F2 | Commercial | WA - Health | New | Water Heating | Natural Gas | Water Heater - Pre-Rinse Spray Valve | A | Integrated Unit Summer Peak Savings (kW) | Achievable Economic RVT Potential | 0 | 0 | 0 | 0 | 0 | 0 | 0 | 0 | 0 | 0 | 0 | 0 | 0 | 0 | 0 | 0 | 0 | 0 | 0 | 0 | 0 | 0 | 0 | 0 | 0 | 0 | 0
F3_Commercial_WA - Health_New_Water Heating_Natural Gas_Water Heater - Pre-Rinse Spray Valve_A_Achievable Economic RVT Potential | F3 | Commercial | WA - Health | New | Water Heating | Natural Gas | Water Heater - Pre-Rinse Spray Valve | A | Integrated Unit Winter Peak Savings (kW) | Achievable Economic RVT Potential | 0 | 0 | 0 | 0 | 0 | 0 | 0 | 0 | 0 | 0 | 0 | 0 | 0 | 0 | 0 | 0 | 0 | 0 | 0 | 0 | 0 | 0 | 0 | 0 | 0 | 0 | 0
F4_Commercial_WA - Health_New_Water Heating_Natural Gas_Water Heater - Pre-Rinse Spray Valve_A_Achievable Economic RVT Potential | F4 | Commercial | WA - Health | New | Water Heating | Natural Gas | Water Heater - Pre-Rinse Spray Valve | A | Incremental Energy Savings (MWh or mTherms) | Achievable Economic RVT Potential | 0 | 0 | 0 | 0 | 0 | 0 | 0 | 0 | 0 | 0 | 0 | 0 | 0 | 0 | 0 | 0 | 0 | 0 | 0 | 0 | 0 | 0 | 0 | 0 | 0 | 0 | 0
F5_Commercial_WA - Health_New_Water Heating_Natural Gas_Water Heater - Pre-Rinse Spray Valve_A_Achievable Economic RVT Potential | F5 | Commercial | WA - Health | New | Water Heating | Natural Gas | Water Heater - Pre-Rinse Spray Valve | A | Incremental Summer Peak Savings (MW) | Achievable Economic RVT Potential | 0 | 0 | 0 | 0 | 0 | 0 | 0 | 0 | 0 | 0 | 0 | 0 | 0 | 0 | 0 | 0 | 0 | 0 | 0 | 0 | 0 | 0 | 0 | 0 | 0 | 0 | 0
F6_Commercial_WA - Health_New_Water Heating_Natural Gas_Water Heater - Pre-Rinse Spray Valve_A_Achievable Economic RVT Potential | F6 | Commercial | WA - Health | New | Water Heating | Natural Gas | Water Heater - Pre-Rinse Spray Valve | A | Incremental Winter Peak Savings (MW) | Achievable Economic RVT Potential | 0 | 0 | 0 | 0 | 0 | 0 | 0 | 0 | 0 | 0 | 0 | 0 | 0 | 0 | 0 | 0 | 0 | 0 | 0 | 0 | 0 | 0 | 0 | 0 | 0 | 0 | 0
F7_Commercial_WA - Health_New_Water Heating_Natural Gas_Water Heater - Pre-Rinse Spray Valve_A_Achievable Economic RVT Potential | F7 | Commercial | WA - Health | New | Water Heating | Natural Gas | Water Heater - Pre-Rinse Spray Valve | A | Cumulative Energy Savings (MWh or mTherms) | Achievable Economic RVT Potential | 0 | 0 | 0 | 0 | 0 | 0 | 0 | 0 | 0 | 0 | 0 | 0 | 0 | 0 | 0 | 0 | 0 | 0 | 0 | 0 | 0 | 0 | 0 | 0 | 0 | 0 | 0
F8_Commercial_WA - Health_New_Water Heating_Natural Gas_Water Heater - Pre-Rinse Spray Valve_A_Achievable Economic RVT Potential | F8 | Commercial | WA - Health | New | Water Heating | Natural Gas | Water Heater - Pre-Rinse Spray Valve | A | Cumulative Summer Peak Savings (MW) | Achievable Economic RVT Potential | 0 | 0 | 0 | 0 | 0 | 0 | 0 | 0 | 0 | 0 | 0 | 0 | 0 | 0 | 0 | 0 | 0 | 0 | 0 | 0 | 0 | 0 | 0 | 0 | 0 | 0 | 0
F9_Commercial_WA - Health_New_Water Heating_Natural Gas_Water Heater - Pre-Rinse Spray Valve_A_Achievable Economic RVT Potential | F9 | Commercial | WA - Health | New | Water Heating | Natural Gas | Water Heater - Pre-Rinse Spray Valve | A | Cumulative Winter Peak Savings (MW) | Achievable Economic RVT Potential | 0 | 0 | 0 | 0 | 0 | 0 | 0 | 0 | 0 | 0 | 0 | 0 | 0 | 0 | 0 | 0 | 0 | 0 | 0 | 0 | 0 | 0 | 0 | 0 | 0 | 0 | 0
F10_Commercial_WA - Health_New_Water Heating_Natural Gas_Water Heater - Pre-Rinse Spray Valve_A_Achievable Economic RVT Potential | F10 | Commercial | WA - Health | New | Water Heating | Natural Gas | Water Heater - Pre-Rinse Spray Valve | A | Purchases (Incremental) | Achievable Economic RVT Potential | 0 | 0 | 0 | 0 | 0 | 0 | 0 | 0 | 0 | 0 | 0 | 0 | 0 | 0 | 0 | 0 | 0 | 0 | 0 | 0 | 0 | 0 | 0 | 0 | 0 | 0 | 0
F11_Commercial_WA - Health_New_Water Heating_Natural Gas_Water Heater - Pre-Rinse Spray Valve_A_Achievable Economic RVT Potential | F11 | Commercial | WA - Health | New | Water Heating | Natural Gas | Water Heater - Pre-Rinse Spray Valve | A | Purchases (Cumulative) | Achievable Economic RVT Potential | 0 | 0 | 0 | 0 | 0 | 0 | 0 | 0 | 0 | 0 | 0 | 0 | 0 | 0 | 0 | 0 | 0 | 0 | 0 | 0 | 0 | 0 | 0 | 0 | 0 | 0 | 0
F1_Commercial_WA - Health_New_Water Heating_Natural Gas_Water Heater - Temperature Setback_A_Achievable Economic RVT Potential | F1 | Commercial | WA - Health | New | Water Heating | Natural Gas | Water Heater - Temperature Setback | A | Integrated Unit Energy Savings (kWh or therms) | Achievable Economic RVT Potential | 0 | 0 | 0 | 0 | 0 | 0 | 0 | 0 | 0 | 0 | 0 | 0 | 0 | 0 | 0 | 0 | 0 | 0 | 0 | 0 | 0 | 0 | 0 | 0 | 0 | 0 | 0
F2_Commercial_WA - Health_New_Water Heating_Natural Gas_Water Heater - Temperature Setback_A_Achievable Economic RVT Potential | F2 | Commercial | WA - Health | New | Water Heating | Natural Gas | Water Heater - Temperature Setback | A | Integrated Unit Summer Peak Savings (kW) | Achievable Economic RVT Potential | 0 | 0 | 0 | 0 | 0 | 0 | 0 | 0 | 0 | 0 | 0 | 0 | 0 | 0 | 0 | 0 | 0 | 0 | 0 | 0 | 0 | 0 | 0 | 0 | 0 | 0 | 0
F3_Commercial_WA - Health_New_Water Heating_Natural Gas_Water Heater - Temperature Setback_A_Achievable Economic RVT Potential | F3 | Commercial | WA - Health | New | Water Heating | Natural Gas | Water Heater - Temperature Setback | A | Integrated Unit Winter Peak Savings (kW) | Achievable Economic RVT Potential | 0 | 0 | 0 | 0 | 0 | 0 | 0 | 0 | 0 | 0 | 0 | 0 | 0 | 0 | 0 | 0 | 0 | 0 | 0 | 0 | 0 | 0 | 0 | 0 | 0 | 0 | 0
F4_Commercial_WA - Health_New_Water Heating_Natural Gas_Water Heater - Temperature Setback_A_Achievable Economic RVT Potential | F4 | Commercial | WA - Health | New | Water Heating | Natural Gas | Water Heater - Temperature Setback | A | Incremental Energy Savings (MWh or mTherms) | Achievable Economic RVT Potential | 0 | 0 | 0 | 0 | 0 | 0 | 0 | 0 | 0 | 0 | 0 | 0 | 0 | 0 | 0 | 0 | 0 | 0 | 0 | 0 | 0 | 0 | 0 | 0 | 0 | 0 | 0
F5_Commercial_WA - Health_New_Water Heating_Natural Gas_Water Heater - Temperature Setback_A_Achievable Economic RVT Potential | F5 | Commercial | WA - Health | New | Water Heating | Natural Gas | Water Heater - Temperature Setback | A | Incremental Summer Peak Savings (MW) | Achievable Economic RVT Potential | 0 | 0 | 0 | 0 | 0 | 0 | 0 | 0 | 0 | 0 | 0 | 0 | 0 | 0 | 0 | 0 | 0 | 0 | 0 | 0 | 0 | 0 | 0 | 0 | 0 | 0 | 0
F6_Commercial_WA - Health_New_Water Heating_Natural Gas_Water Heater - Temperature Setback_A_Achievable Economic RVT Potential | F6 | Commercial | WA - Health | New | Water Heating | Natural Gas | Water Heater - Temperature Setback | A | Incremental Winter Peak Savings (MW) | Achievable Economic RVT Potential | 0 | 0 | 0 | 0 | 0 | 0 | 0 | 0 | 0 | 0 | 0 | 0 | 0 | 0 | 0 | 0 | 0 | 0 | 0 | 0 | 0 | 0 | 0 | 0 | 0 | 0 | 0
F7_Commercial_WA - Health_New_Water Heating_Natural Gas_Water Heater - Temperature Setback_A_Achievable Economic RVT Potential | F7 | Commercial | WA - Health | New | Water Heating | Natural Gas | Water Heater - Temperature Setback | A | Cumulative Energy Savings (MWh or mTherms) | Achievable Economic RVT Potential | 0 | 0 | 0 | 0 | 0 | 0 | 0 | 0 | 0 | 0 | 0 | 0 | 0 | 0 | 0 | 0 | 0 | 0 | 0 | 0 | 0 | 0 | 0 | 0 | 0 | 0 | 0
F8_Commercial_WA - Health_New_Water Heating_Natural Gas_Water Heater - Temperature Setback_A_Achievable Economic RVT Potential | F8 | Commercial | WA - Health | New | Water Heating | Natural Gas | Water Heater - Temperature Setback | A | Cumulative Summer Peak Savings (MW) | Achievable Economic RVT Potential | 0 | 0 | 0 | 0 | 0 | 0 | 0 | 0 | 0 | 0 | 0 | 0 | 0 | 0 | 0 | 0 | 0 | 0 | 0 | 0 | 0 | 0 | 0 | 0 | 0 | 0 | 0
F9_Commercial_WA - Health_New_Water Heating_Natural Gas_Water Heater - Temperature Setback_A_Achievable Economic RVT Potential | F9 | Commercial | WA - Health | New | Water Heating | Natural Gas | Water Heater - Temperature Setback | A | Cumulative Winter Peak Savings (MW) | Achievable Economic RVT Potential | 0 | 0 | 0 | 0 | 0 | 0 | 0 | 0 | 0 | 0 | 0 | 0 | 0 | 0 | 0 | 0 | 0 | 0 | 0 | 0 | 0 | 0 | 0 | 0 | 0 | 0 | 0
F10_Commercial_WA - Health_New_Water Heating_Natural Gas_Water Heater - Temperature Setback_A_Achievable Economic RVT Potential | F10 | Commercial | WA - Health | New | Water Heating | Natural Gas | Water Heater - Temperature Setback | A | Purchases (Incremental) | Achievable Economic RVT Potential | 0 | 0 | 0 | 0 | 0 | 0 | 0 | 0 | 0 | 0 | 0 | 0 | 0 | 0 | 0 | 0 | 0 | 0 | 0 | 0 | 0 | 0 | 0 | 0 | 0 | 0 | 0
F11_Commercial_WA - Health_New_Water Heating_Natural Gas_Water Heater - Temperature Setback_A_Achievable Economic RVT Potential | F11 | Commercial | WA - Health | New | Water Heating | Natural Gas | Water Heater - Temperature Setback | A | Purchases (Cumulative) | Achievable Economic RVT Potential | 0 | 0 | 0 | 0 | 0 | 0 | 0 | 0 | 0 | 0 | 0 | 0 | 0 | 0 | 0 | 0 | 0 | 0 | 0 | 0 | 0 | 0 | 0 | 0 | 0 | 0 | 0
F1_Commercial_WA - Health_New_Water Heating_Natural Gas_Water Heater - Faucet Aerators_A_Achievable Economic RVT Potential | F1 | Commercial | WA - Health | New | Water Heating | Natural Gas | Water Heater - Faucet Aerators | A | Integrated Unit Energy Savings (kWh or therms) | Achievable Economic RVT Potential | 0 | 0 | 0 | 0 | 0 | 0 | 0 | 0 | 0 | 0 | 0 | 0 | 0 | 0 | 0 | 0 | 0 | 0 | 0 | 0 | 0 | 0 | 0 | 0 | 0 | 0 | 0
F2_Commercial_WA - Health_New_Water Heating_Natural Gas_Water Heater - Faucet Aerators_A_Achievable Economic RVT Potential | F2 | Commercial | WA - Health | New | Water Heating | Natural Gas | Water Heater - Faucet Aerators | A | Integrated Unit Summer Peak Savings (kW) | Achievable Economic RVT Potential | 0 | 0 | 0 | 0 | 0 | 0 | 0 | 0 | 0 | 0 | 0 | 0 | 0 | 0 | 0 | 0 | 0 | 0 | 0 | 0 | 0 | 0 | 0 | 0 | 0 | 0 | 0
F3_Commercial_WA - Health_New_Water Heating_Natural Gas_Water Heater - Faucet Aerators_A_Achievable Economic RVT Potential | F3 | Commercial | WA - Health | New | Water Heating | Natural Gas | Water Heater - Faucet Aerators | A | Integrated Unit Winter Peak Savings (kW) | Achievable Economic RVT Potential | 0 | 0 | 0 | 0 | 0 | 0 | 0 | 0 | 0 | 0 | 0 | 0 | 0 | 0 | 0 | 0 | 0 | 0 | 0 | 0 | 0 | 0 | 0 | 0 | 0 | 0 | 0
F4_Commercial_WA - Health_New_Water Heating_Natural Gas_Water Heater - Faucet Aerators_A_Achievable Economic RVT Potential | F4 | Commercial | WA - Health | New | Water Heating | Natural Gas | Water Heater - Faucet Aerators | A | Incremental Energy Savings (MWh or mTherms) | Achievable Economic RVT Potential | 0 | 0 | 0 | 0 | 0 | 0 | 0 | 0 | 0 | 0 | 0 | 0 | 0 | 0 | 0 | 0 | 0 | 0 | 0 | 0 | 0 | 0 | 0 | 0 | 0 | 0 | 0
F5_Commercial_WA - Health_New_Water Heating_Natural Gas_Water Heater - Faucet Aerators_A_Achievable Economic RVT Potential | F5 | Commercial | WA - Health | New | Water Heating | Natural Gas | Water Heater - Faucet Aerators | A | Incremental Summer Peak Savings (MW) | Achievable Economic RVT Potential | 0 | 0 | 0 | 0 | 0 | 0 | 0 | 0 | 0 | 0 | 0 | 0 | 0 | 0 | 0 | 0 | 0 | 0 | 0 | 0 | 0 | 0 | 0 | 0 | 0 | 0 | 0
F6_Commercial_WA - Health_New_Water Heating_Natural Gas_Water Heater - Faucet Aerators_A_Achievable Economic RVT Potential | F6 | Commercial | WA - Health | New | Water Heating | Natural Gas | Water Heater - Faucet Aerators | A | Incremental Winter Peak Savings (MW) | Achievable Economic RVT Potential | 0 | 0 | 0 | 0 | 0 | 0 | 0 | 0 | 0 | 0 | 0 | 0 | 0 | 0 | 0 | 0 | 0 | 0 | 0 | 0 | 0 | 0 | 0 | 0 | 0 | 0 | 0
F7_Commercial_WA - Health_New_Water Heating_Natural Gas_Water Heater - Faucet Aerators_A_Achievable Economic RVT Potential | F7 | Commercial | WA - Health | New | Water Heating | Natural Gas | Water Heater - Faucet Aerators | A | Cumulative Energy Savings (MWh or mTherms) | Achievable Economic RVT Potential | 0 | 0 | 0 | 0 | 0 | 0 | 0 | 0 | 0 | 0 | 0 | 0 | 0 | 0 | 0 | 0 | 0 | 0 | 0 | 0 | 0 | 0 | 0 | 0 | 0 | 0 | 0
F8_Commercial_WA - Health_New_Water Heating_Natural Gas_Water Heater - Faucet Aerators_A_Achievable Economic RVT Potential | F8 | Commercial | WA - Health | New | Water Heating | Natural Gas | Water Heater - Faucet Aerators | A | Cumulative Summer Peak Savings (MW) | Achievable Economic RVT Potential | 0 | 0 | 0 | 0 | 0 | 0 | 0 | 0 | 0 | 0 | 0 | 0 | 0 | 0 | 0 | 0 | 0 | 0 | 0 | 0 | 0 | 0 | 0 | 0 | 0 | 0 | 0
F9_Commercial_WA - Health_New_Water Heating_Natural Gas_Water Heater - Faucet Aerators_A_Achievable Economic RVT Potential | F9 | Commercial | WA - Health | New | Water Heating | Natural Gas | Water Heater - Faucet Aerators | A | Cumulative Winter Peak Savings (MW) | Achievable Economic RVT Potential | 0 | 0 | 0 | 0 | 0 | 0 | 0 | 0 | 0 | 0 | 0 | 0 | 0 | 0 | 0 | 0 | 0 | 0 | 0 | 0 | 0 | 0 | 0 | 0 | 0 | 0 | 0
F10_Commercial_WA - Health_New_Water Heating_Natural Gas_Water Heater - Faucet Aerators_A_Achievable Economic RVT Potential | F10 | Commercial | WA - Health | New | Water Heating | Natural Gas | Water Heater - Faucet Aerators | A | Purchases (Incremental) | Achievable Economic RVT Potential | 0 | 0 | 0 | 0 | 0 | 0 | 0 | 0 | 0 | 0 | 0 | 0 | 0 | 0 | 0 | 0 | 0 | 0 | 0 | 0 | 0 | 0 | 0 | 0 | 0 | 0 | 0
F11_Commercial_WA - Health_New_Water Heating_Natural Gas_Water Heater - Faucet Aerators_A_Achievable Economic RVT Potential | F11 | Commercial | WA - Health | New | Water Heating | Natural Gas | Water Heater - Faucet Aerators | A | Purchases (Cumulative) | Achievable Economic RVT Potential | 0 | 0 | 0 | 0 | 0 | 0 | 0 | 0 | 0 | 0 | 0 | 0 | 0 | 0 | 0 | 0 | 0 | 0 | 0 | 0 | 0 | 0 | 0 | 0 | 0 | 0 | 0
F1_Commercial_WA - Health_New_Water Heating_Natural Gas_Water Heater - Low-Flow Showerheads_A_Achievable Economic RVT Potential | F1 | Commercial | WA - Health | New | Water Heating | Natural Gas | Water Heater - Low-Flow Showerheads | A | Integrated Unit Energy Savings (kWh or therms) | Achievable Economic RVT Potential | 0 | 0 | 0 | 0 | 0 | 0 | 0 | 0 | 0 | 0 | 0 | 0 | 0 | 0 | 0 | 0 | 0 | 0 | 0 | 0 | 0 | 0 | 0 | 0 | 0 | 0 | 0
F2_Commercial_WA - Health_New_Water Heating_Natural Gas_Water Heater - Low-Flow Showerheads_A_Achievable Economic RVT Potential | F2 | Commercial | WA - Health | New | Water Heating | Natural Gas | Water Heater - Low-Flow Showerheads | A | Integrated Unit Summer Peak Savings (kW) | Achievable Economic RVT Potential | 0 | 0 | 0 | 0 | 0 | 0 | 0 | 0 | 0 | 0 | 0 | 0 | 0 | 0 | 0 | 0 | 0 | 0 | 0 | 0 | 0 | 0 | 0 | 0 | 0 | 0 | 0
F3_Commercial_WA - Health_New_Water Heating_Natural Gas_Water Heater - Low-Flow Showerheads_A_Achievable Economic RVT Potential | F3 | Commercial | WA - Health | New | Water Heating | Natural Gas | Water Heater - Low-Flow Showerheads | A | Integrated Unit Winter Peak Savings (kW) | Achievable Economic RVT Potential | 0 | 0 | 0 | 0 | 0 | 0 | 0 | 0 | 0 | 0 | 0 | 0 | 0 | 0 | 0 | 0 | 0 | 0 | 0 | 0 | 0 | 0 | 0 | 0 | 0 | 0 | 0
F4_Commercial_WA - Health_New_Water Heating_Natural Gas_Water Heater - Low-Flow Showerheads_A_Achievable Economic RVT Potential | F4 | Commercial | WA - Health | New | Water Heating | Natural Gas | Water Heater - Low-Flow Showerheads | A | Incremental Energy Savings (MWh or mTherms) | Achievable Economic RVT Potential | 0 | 0 | 0 | 0 | 0 | 0 | 0 | 0 | 0 | 0 | 0 | 0 | 0 | 0 | 0 | 0 | 0 | 0 | 0 | 0 | 0 | 0 | 0 | 0 | 0 | 0 | 0
F5_Commercial_WA - Health_New_Water Heating_Natural Gas_Water Heater - Low-Flow Showerheads_A_Achievable Economic RVT Potential | F5 | Commercial | WA - Health | New | Water Heating | Natural Gas | Water Heater - Low-Flow Showerheads | A | Incremental Summer Peak Savings (MW) | Achievable Economic RVT Potential | 0 | 0 | 0 | 0 | 0 | 0 | 0 | 0 | 0 | 0 | 0 | 0 | 0 | 0 | 0 | 0 | 0 | 0 | 0 | 0 | 0 | 0 | 0 | 0 | 0 | 0 | 0
F6_Commercial_WA - Health_New_Water Heating_Natural Gas_Water Heater - Low-Flow Showerheads_A_Achievable Economic RVT Potential | F6 | Commercial | WA - Health | New | Water Heating | Natural Gas | Water Heater - Low-Flow Showerheads | A | Incremental Winter Peak Savings (MW) | Achievable Economic RVT Potential | 0 | 0 | 0 | 0 | 0 | 0 | 0 | 0 | 0 | 0 | 0 | 0 | 0 | 0 | 0 | 0 | 0 | 0 | 0 | 0 | 0 | 0 | 0 | 0 | 0 | 0 | 0
F7_Commercial_WA - Health_New_Water Heating_Natural Gas_Water Heater - Low-Flow Showerheads_A_Achievable Economic RVT Potential | F7 | Commercial | WA - Health | New | Water Heating | Natural Gas | Water Heater - Low-Flow Showerheads | A | Cumulative Energy Savings (MWh or mTherms) | Achievable Economic RVT Potential | 0 | 0 | 0 | 0 | 0 | 0 | 0 | 0 | 0 | 0 | 0 | 0 | 0 | 0 | 0 | 0 | 0 | 0 | 0 | 0 | 0 | 0 | 0 | 0 | 0 | 0 | 0
F8_Commercial_WA - Health_New_Water Heating_Natural Gas_Water Heater - Low-Flow Showerheads_A_Achievable Economic RVT Potential | F8 | Commercial | WA - Health | New | Water Heating | Natural Gas | Water Heater - Low-Flow Showerheads | A | Cumulative Summer Peak Savings (MW) | Achievable Economic RVT Potential | 0 | 0 | 0 | 0 | 0 | 0 | 0 | 0 | 0 | 0 | 0 | 0 | 0 | 0 | 0 | 0 | 0 | 0 | 0 | 0 | 0 | 0 | 0 | 0 | 0 | 0 | 0
F9_Commercial_WA - Health_New_Water Heating_Natural Gas_Water Heater - Low-Flow Showerheads_A_Achievable Economic RVT Potential | F9 | Commercial | WA - Health | New | Water Heating | Natural Gas | Water Heater - Low-Flow Showerheads | A | Cumulative Winter Peak Savings (MW) | Achievable Economic RVT Potential | 0 | 0 | 0 | 0 | 0 | 0 | 0 | 0 | 0 | 0 | 0 | 0 | 0 | 0 | 0 | 0 | 0 | 0 | 0 | 0 | 0 | 0 | 0 | 0 | 0 | 0 | 0
F10_Commercial_WA - Health_New_Water Heating_Natural Gas_Water Heater - Low-Flow Showerheads_A_Achievable Economic RVT Potential | F10 | Commercial | WA - Health | New | Water Heating | Natural Gas | Water Heater - Low-Flow Showerheads | A | Purchases (Incremental) | Achievable Economic RVT Potential | 0 | 0 | 0 | 0 | 0 | 0 | 0 | 0 | 0 | 0 | 0 | 0 | 0 | 0 | 0 | 0 | 0 | 0 | 0 | 0 | 0 | 0 | 0 | 0 | 0 | 0 | 0
F11_Commercial_WA - Health_New_Water Heating_Natural Gas_Water Heater - Low-Flow Showerheads_A_Achievable Economic RVT Potential | F11 | Commercial | WA - Health | New | Water Heating | Natural Gas | Water Heater - Low-Flow Showerheads | A | Purchases (Cumulative) | Achievable Economic RVT Potential | 0 | 0 | 0 | 0 | 0 | 0 | 0 | 0 | 0 | 0 | 0 | 0 | 0 | 0 | 0 | 0 | 0 | 0 | 0 | 0 | 0 | 0 | 0 | 0 | 0 | 0 | 0
F1_Commercial_WA - Health_New_Water Heating_Natural Gas_Water Heater - Tank Blanket/Insulation_A_Achievable Economic RVT Potential | F1 | Commercial | WA - Health | New | Water Heating | Natural Gas | Water Heater - Tank Blanket/Insulation | A | Integrated Unit Energy Savings (kWh or therms) | Achievable Economic RVT Potential | 0 | 0 | 0 | 0 | 0 | 0 | 0 | 0 | 0 | 0 | 0 | 0 | 0 | 0 | 0 | 0 | 0 | 0 | 0 | 0 | 0 | 0 | 0 | 0 | 0 | 0 | 0
F2_Commercial_WA - Health_New_Water Heating_Natural Gas_Water Heater - Tank Blanket/Insulation_A_Achievable Economic RVT Potential | F2 | Commercial | WA - Health | New | Water Heating | Natural Gas | Water Heater - Tank Blanket/Insulation | A | Integrated Unit Summer Peak Savings (kW) | Achievable Economic RVT Potential | 0 | 0 | 0 | 0 | 0 | 0 | 0 | 0 | 0 | 0 | 0 | 0 | 0 | 0 | 0 | 0 | 0 | 0 | 0 | 0 | 0 | 0 | 0 | 0 | 0 | 0 | 0
F3_Commercial_WA - Health_New_Water Heating_Natural Gas_Water Heater - Tank Blanket/Insulation_A_Achievable Economic RVT Potential | F3 | Commercial | WA - Health | New | Water Heating | Natural Gas | Water Heater - Tank Blanket/Insulation | A | Integrated Unit Winter Peak Savings (kW) | Achievable Economic RVT Potential | 0 | 0 | 0 | 0 | 0 | 0 | 0 | 0 | 0 | 0 | 0 | 0 | 0 | 0 | 0 | 0 | 0 | 0 | 0 | 0 | 0 | 0 | 0 | 0 | 0 | 0 | 0
F4_Commercial_WA - Health_New_Water Heating_Natural Gas_Water Heater - Tank Blanket/Insulation_A_Achievable Economic RVT Potential | F4 | Commercial | WA - Health | New | Water Heating | Natural Gas | Water Heater - Tank Blanket/Insulation | A | Incremental Energy Savings (MWh or mTherms) | Achievable Economic RVT Potential | 0 | 0 | 0 | 0 | 0 | 0 | 0 | 0 | 0 | 0 | 0 | 0 | 0 | 0 | 0 | 0 | 0 | 0 | 0 | 0 | 0 | 0 | 0 | 0 | 0 | 0 | 0
F5_Commercial_WA - Health_New_Water Heating_Natural Gas_Water Heater - Tank Blanket/Insulation_A_Achievable Economic RVT Potential | F5 | Commercial | WA - Health | New | Water Heating | Natural Gas | Water Heater - Tank Blanket/Insulation | A | Incremental Summer Peak Savings (MW) | Achievable Economic RVT Potential | 0 | 0 | 0 | 0 | 0 | 0 | 0 | 0 | 0 | 0 | 0 | 0 | 0 | 0 | 0 | 0 | 0 | 0 | 0 | 0 | 0 | 0 | 0 | 0 | 0 | 0 | 0
F6_Commercial_WA - Health_New_Water Heating_Natural Gas_Water Heater - Tank Blanket/Insulation_A_Achievable Economic RVT Potential | F6 | Commercial | WA - Health | New | Water Heating | Natural Gas | Water Heater - Tank Blanket/Insulation | A | Incremental Winter Peak Savings (MW) | Achievable Economic RVT Potential | 0 | 0 | 0 | 0 | 0 | 0 | 0 | 0 | 0 | 0 | 0 | 0 | 0 | 0 | 0 | 0 | 0 | 0 | 0 | 0 | 0 | 0 | 0 | 0 | 0 | 0 | 0
F7_Commercial_WA - Health_New_Water Heating_Natural Gas_Water Heater - Tank Blanket/Insulation_A_Achievable Economic RVT Potential | F7 | Commercial | WA - Health | New | Water Heating | Natural Gas | Water Heater - Tank Blanket/Insulation | A | Cumulative Energy Savings (MWh or mTherms) | Achievable Economic RVT Potential | 0 | 0 | 0 | 0 | 0 | 0 | 0 | 0 | 0 | 0 | 0 | 0 | 0 | 0 | 0 | 0 | 0 | 0 | 0 | 0 | 0 | 0 | 0 | 0 | 0 | 0 | 0
F8_Commercial_WA - Health_New_Water Heating_Natural Gas_Water Heater - Tank Blanket/Insulation_A_Achievable Economic RVT Potential | F8 | Commercial | WA - Health | New | Water Heating | Natural Gas | Water Heater - Tank Blanket/Insulation | A | Cumulative Summer Peak Savings (MW) | Achievable Economic RVT Potential | 0 | 0 | 0 | 0 | 0 | 0 | 0 | 0 | 0 | 0 | 0 | 0 | 0 | 0 | 0 | 0 | 0 | 0 | 0 | 0 | 0 | 0 | 0 | 0 | 0 | 0 | 0
F9_Commercial_WA - Health_New_Water Heating_Natural Gas_Water Heater - Tank Blanket/Insulation_A_Achievable Economic RVT Potential | F9 | Commercial | WA - Health | New | Water Heating | Natural Gas | Water Heater - Tank Blanket/Insulation | A | Cumulative Winter Peak Savings (MW) | Achievable Economic RVT Potential | 0 | 0 | 0 | 0 | 0 | 0 | 0 | 0 | 0 | 0 | 0 | 0 | 0 | 0 | 0 | 0 | 0 | 0 | 0 | 0 | 0 | 0 | 0 | 0 | 0 | 0 | 0
F10_Commercial_WA - Health_New_Water Heating_Natural Gas_Water Heater - Tank Blanket/Insulation_A_Achievable Economic RVT Potential | F10 | Commercial | WA - Health | New | Water Heating | Natural Gas | Water Heater - Tank Blanket/Insulation | A | Purchases (Incremental) | Achievable Economic RVT Potential | 0 | 0 | 0 | 0 | 0 | 0 | 0 | 0 | 0 | 0 | 0 | 0 | 0 | 0 | 0 | 0 | 0 | 0 | 0 | 0 | 0 | 0 | 0 | 0 | 0 | 0 | 0
F11_Commercial_WA - Health_New_Water Heating_Natural Gas_Water Heater - Tank Blanket/Insulation_A_Achievable Economic RVT Potential | F11 | Commercial | WA - Health | New | Water Heating | Natural Gas | Water Heater - Tank Blanket/Insulation | A | Purchases (Cumulative) | Achievable Economic RVT Potential | 0 | 0 | 0 | 0 | 0 | 0 | 0 | 0 | 0 | 0 | 0 | 0 | 0 | 0 | 0 | 0 | 0 | 0 | 0 | 0 | 0 | 0 | 0 | 0 | 0 | 0 | 0
F1_Commercial_WA - Health_New_Water Heating_Natural Gas_Water Heater - Drainwater Heat Recovery_A_Achievable Economic RVT Potential | F1 | Commercial | WA - Health | New | Water Heating | Natural Gas | Water Heater - Drainwater Heat Recovery | A | Integrated Unit Energy Savings (kWh or therms) | Achievable Economic RVT Potential | 0 | 0 | 0 | 0 | 0 | 0 | 0 | 0 | 0 | 0 | 0 | 0 | 0 | 0 | 0 | 0 | 0 | 0 | 0 | 0 | 0 | 0 | 0 | 0 | 0 | 0 | 0
F2_Commercial_WA - Health_New_Water Heating_Natural Gas_Water Heater - Drainwater Heat Recovery_A_Achievable Economic RVT Potential | F2 | Commercial | WA - Health | New | Water Heating | Natural Gas | Water Heater - Drainwater Heat Recovery | A | Integrated Unit Summer Peak Savings (kW) | Achievable Economic RVT Potential | 0 | 0 | 0 | 0 | 0 | 0 | 0 | 0 | 0 | 0 | 0 | 0 | 0 | 0 | 0 | 0 | 0 | 0 | 0 | 0 | 0 | 0 | 0 | 0 | 0 | 0 | 0
F3_Commercial_WA - Health_New_Water Heating_Natural Gas_Water Heater - Drainwater Heat Recovery_A_Achievable Economic RVT Potential | F3 | Commercial | WA - Health | New | Water Heating | Natural Gas | Water Heater - Drainwater Heat Recovery | A | Integrated Unit Winter Peak Savings (kW) | Achievable Economic RVT Potential | 0 | 0 | 0 | 0 | 0 | 0 | 0 | 0 | 0 | 0 | 0 | 0 | 0 | 0 | 0 | 0 | 0 | 0 | 0 | 0 | 0 | 0 | 0 | 0 | 0 | 0 | 0
F4_Commercial_WA - Health_New_Water Heating_Natural Gas_Water Heater - Drainwater Heat Recovery_A_Achievable Economic RVT Potential | F4 | Commercial | WA - Health | New | Water Heating | Natural Gas | Water Heater - Drainwater Heat Recovery | A | Incremental Energy Savings (MWh or mTherms) | Achievable Economic RVT Potential | 0 | 0 | 0 | 0 | 0 | 0 | 0 | 0 | 0 | 0 | 0 | 0 | 0 | 0 | 0 | 0 | 0 | 0 | 0 | 0 | 0 | 0 | 0 | 0 | 0 | 0 | 0
F5_Commercial_WA - Health_New_Water Heating_Natural Gas_Water Heater - Drainwater Heat Recovery_A_Achievable Economic RVT Potential | F5 | Commercial | WA - Health | New | Water Heating | Natural Gas | Water Heater - Drainwater Heat Recovery | A | Incremental Summer Peak Savings (MW) | Achievable Economic RVT Potential | 0 | 0 | 0 | 0 | 0 | 0 | 0 | 0 | 0 | 0 | 0 | 0 | 0 | 0 | 0 | 0 | 0 | 0 | 0 | 0 | 0 | 0 | 0 | 0 | 0 | 0 | 0
F6_Commercial_WA - Health_New_Water Heating_Natural Gas_Water Heater - Drainwater Heat Recovery_A_Achievable Economic RVT Potential | F6 | Commercial | WA - Health | New | Water Heating | Natural Gas | Water Heater - Drainwater Heat Recovery | A | Incremental Winter Peak Savings (MW) | Achievable Economic RVT Potential | 0 | 0 | 0 | 0 | 0 | 0 | 0 | 0 | 0 | 0 | 0 | 0 | 0 | 0 | 0 | 0 | 0 | 0 | 0 | 0 | 0 | 0 | 0 | 0 | 0 | 0 | 0
F7_Commercial_WA - Health_New_Water Heating_Natural Gas_Water Heater - Drainwater Heat Recovery_A_Achievable Economic RVT Potential | F7 | Commercial | WA - Health | New | Water Heating | Natural Gas | Water Heater - Drainwater Heat Recovery | A | Cumulative Energy Savings (MWh or mTherms) | Achievable Economic RVT Potential | 0 | 0 | 0 | 0 | 0 | 0 | 0 | 0 | 0 | 0 | 0 | 0 | 0 | 0 | 0 | 0 | 0 | 0 | 0 | 0 | 0 | 0 | 0 | 0 | 0 | 0 | 0
F8_Commercial_WA - Health_New_Water Heating_Natural Gas_Water Heater - Drainwater Heat Recovery_A_Achievable Economic RVT Potential | F8 | Commercial | WA - Health | New | Water Heating | Natural Gas | Water Heater - Drainwater Heat Recovery | A | Cumulative Summer Peak Savings (MW) | Achievable Economic RVT Potential | 0 | 0 | 0 | 0 | 0 | 0 | 0 | 0 | 0 | 0 | 0 | 0 | 0 | 0 | 0 | 0 | 0 | 0 | 0 | 0 | 0 | 0 | 0 | 0 | 0 | 0 | 0
F9_Commercial_WA - Health_New_Water Heating_Natural Gas_Water Heater - Drainwater Heat Recovery_A_Achievable Economic RVT Potential | F9 | Commercial | WA - Health | New | Water Heating | Natural Gas | Water Heater - Drainwater Heat Recovery | A | Cumulative Winter Peak Savings (MW) | Achievable Economic RVT Potential | 0 | 0 | 0 | 0 | 0 | 0 | 0 | 0 | 0 | 0 | 0 | 0 | 0 | 0 | 0 | 0 | 0 | 0 | 0 | 0 | 0 | 0 | 0 | 0 | 0 | 0 | 0
F10_Commercial_WA - Health_New_Water Heating_Natural Gas_Water Heater - Drainwater Heat Recovery_A_Achievable Economic RVT Potential | F10 | Commercial | WA - Health | New | Water Heating | Natural Gas | Water Heater - Drainwater Heat Recovery | A | Purchases (Incremental) | Achievable Economic RVT Potential | 0 | 0 | 0 | 0 | 0 | 0 | 0 | 0 | 0 | 0 | 0 | 0 | 0 | 0 | 0 | 0 | 0 | 0 | 0 | 0 | 0 | 0 | 0 | 0 | 0 | 0 | 0
F11_Commercial_WA - Health_New_Water Heating_Natural Gas_Water Heater - Drainwater Heat Recovery_A_Achievable Economic RVT Potential | F11 | Commercial | WA - Health | New | Water Heating | Natural Gas | Water Heater - Drainwater Heat Recovery | A | Purchases (Cumulative) | Achievable Economic RVT Potential | 0 | 0 | 0 | 0 | 0 | 0 | 0 | 0 | 0 | 0 | 0 | 0 | 0 | 0 | 0 | 0 | 0 | 0 | 0 | 0 | 0 | 0 | 0 | 0 | 0 | 0 | 0
F1_Commercial_WA - Health_New_Water Heating_Natural Gas_Water Heater - Circulation Pump Controls_A_Achievable Economic RVT Potential | F1 | Commercial | WA - Health | New | Water Heating | Natural Gas | Water Heater - Circulation Pump Controls | A | Integrated Unit Energy Savings (kWh or therms) | Achievable Economic RVT Potential | 0 | 0 | 0 | 0 | 0 | 0 | 0 | 0 | 0 | 0 | 0 | 0 | 0 | 0 | 0 | 0 | 0 | 0 | 0 | 0 | 0 | 0 | 0 | 0 | 0 | 0 | 0
F2_Commercial_WA - Health_New_Water Heating_Natural Gas_Water Heater - Circulation Pump Controls_A_Achievable Economic RVT Potential | F2 | Commercial | WA - Health | New | Water Heating | Natural Gas | Water Heater - Circulation Pump Controls | A | Integrated Unit Summer Peak Savings (kW) | Achievable Economic RVT Potential | 0 | 0 | 0 | 0 | 0 | 0 | 0 | 0 | 0 | 0 | 0 | 0 | 0 | 0 | 0 | 0 | 0 | 0 | 0 | 0 | 0 | 0 | 0 | 0 | 0 | 0 | 0
F3_Commercial_WA - Health_New_Water Heating_Natural Gas_Water Heater - Circulation Pump Controls_A_Achievable Economic RVT Potential | F3 | Commercial | WA - Health | New | Water Heating | Natural Gas | Water Heater - Circulation Pump Controls | A | Integrated Unit Winter Peak Savings (kW) | Achievable Economic RVT Potential | 0 | 0 | 0 | 0 | 0 | 0 | 0 | 0 | 0 | 0 | 0 | 0 | 0 | 0 | 0 | 0 | 0 | 0 | 0 | 0 | 0 | 0 | 0 | 0 | 0 | 0 | 0
F4_Commercial_WA - Health_New_Water Heating_Natural Gas_Water Heater - Circulation Pump Controls_A_Achievable Economic RVT Potential | F4 | Commercial | WA - Health | New | Water Heating | Natural Gas | Water Heater - Circulation Pump Controls | A | Incremental Energy Savings (MWh or mTherms) | Achievable Economic RVT Potential | 0 | 0 | 0 | 0 | 0 | 0 | 0 | 0 | 0 | 0 | 0 | 0 | 0 | 0 | 0 | 0 | 0 | 0 | 0 | 0 | 0 | 0 | 0 | 0 | 0 | 0 | 0
F5_Commercial_WA - Health_New_Water Heating_Natural Gas_Water Heater - Circulation Pump Controls_A_Achievable Economic RVT Potential | F5 | Commercial | WA - Health | New | Water Heating | Natural Gas | Water Heater - Circulation Pump Controls | A | Incremental Summer Peak Savings (MW) | Achievable Economic RVT Potential | 0 | 0 | 0 | 0 | 0 | 0 | 0 | 0 | 0 | 0 | 0 | 0 | 0 | 0 | 0 | 0 | 0 | 0 | 0 | 0 | 0 | 0 | 0 | 0 | 0 | 0 | 0
F6_Commercial_WA - Health_New_Water Heating_Natural Gas_Water Heater - Circulation Pump Controls_A_Achievable Economic RVT Potential | F6 | Commercial | WA - Health | New | Water Heating | Natural Gas | Water Heater - Circulation Pump Controls | A | Incremental Winter Peak Savings (MW) | Achievable Economic RVT Potential | 0 | 0 | 0 | 0 | 0 | 0 | 0 | 0 | 0 | 0 | 0 | 0 | 0 | 0 | 0 | 0 | 0 | 0 | 0 | 0 | 0 | 0 | 0 | 0 | 0 | 0 | 0
F7_Commercial_WA - Health_New_Water Heating_Natural Gas_Water Heater - Circulation Pump Controls_A_Achievable Economic RVT Potential | F7 | Commercial | WA - Health | New | Water Heating | Natural Gas | Water Heater - Circulation Pump Controls | A | Cumulative Energy Savings (MWh or mTherms) | Achievable Economic RVT Potential | 0 | 0 | 0 | 0 | 0 | 0 | 0 | 0 | 0 | 0 | 0 | 0 | 0 | 0 | 0 | 0 | 0 | 0 | 0 | 0 | 0 | 0 | 0 | 0 | 0 | 0 | 0
F8_Commercial_WA - Health_New_Water Heating_Natural Gas_Water Heater - Circulation Pump Controls_A_Achievable Economic RVT Potential | F8 | Commercial | WA - Health | New | Water Heating | Natural Gas | Water Heater - Circulation Pump Controls | A | Cumulative Summer Peak Savings (MW) | Achievable Economic RVT Potential | 0 | 0 | 0 | 0 | 0 | 0 | 0 | 0 | 0 | 0 | 0 | 0 | 0 | 0 | 0 | 0 | 0 | 0 | 0 | 0 | 0 | 0 | 0 | 0 | 0 | 0 | 0
F9_Commercial_WA - Health_New_Water Heating_Natural Gas_Water Heater - Circulation Pump Controls_A_Achievable Economic RVT Potential | F9 | Commercial | WA - Health | New | Water Heating | Natural Gas | Water Heater - Circulation Pump Controls | A | Cumulative Winter Peak Savings (MW) | Achievable Economic RVT Potential | 0 | 0 | 0 | 0 | 0 | 0 | 0 | 0 | 0 | 0 | 0 | 0 | 0 | 0 | 0 | 0 | 0 | 0 | 0 | 0 | 0 | 0 | 0 | 0 | 0 | 0 | 0
F10_Commercial_WA - Health_New_Water Heating_Natural Gas_Water Heater - Circulation Pump Controls_A_Achievable Economic RVT Potential | F10 | Commercial | WA - Health | New | Water Heating | Natural Gas | Water Heater - Circulation Pump Controls | A | Purchases (Incremental) | Achievable Economic RVT Potential | 0 | 0 | 0 | 0 | 0 | 0 | 0 | 0 | 0 | 0 | 0 | 0 | 0 | 0 | 0 | 0 | 0 | 0 | 0 | 0 | 0 | 0 | 0 | 0 | 0 | 0 | 0
F11_Commercial_WA - Health_New_Water Heating_Natural Gas_Water Heater - Circulation Pump Controls_A_Achievable Economic RVT Potential | F11 | Commercial | WA - Health | New | Water Heating | Natural Gas | Water Heater - Circulation Pump Controls | A | Purchases (Cumulative) | Achievable Economic RVT Potential | 0 | 0 | 0 | 0 | 0 | 0 | 0 | 0 | 0 | 0 | 0 | 0 | 0 | 0 | 0 | 0 | 0 | 0 | 0 | 0 | 0 | 0 | 0 | 0 | 0 | 0 | 0
F1_Commercial_WA - Health_New_Water Heating_Natural Gas_Water Heater - Pipe Insulation_A_Achievable Economic RVT Potential | F1 | Commercial | WA - Health | New | Water Heating | Natural Gas | Water Heater - Pipe Insulation | A | Integrated Unit Energy Savings (kWh or therms) | Achievable Economic RVT Potential | 0 | 0 | 0 | 0 | 0 | 0 | 0 | 0 | 0 | 0 | 0 | 0 | 0 | 0 | 0 | 0 | 0 | 0 | 0 | 0 | 0 | 0 | 0 | 0 | 0 | 0 | 0
F2_Commercial_WA - Health_New_Water Heating_Natural Gas_Water Heater - Pipe Insulation_A_Achievable Economic RVT Potential | F2 | Commercial | WA - Health | New | Water Heating | Natural Gas | Water Heater - Pipe Insulation | A | Integrated Unit Summer Peak Savings (kW) | Achievable Economic RVT Potential | 0 | 0 | 0 | 0 | 0 | 0 | 0 | 0 | 0 | 0 | 0 | 0 | 0 | 0 | 0 | 0 | 0 | 0 | 0 | 0 | 0 | 0 | 0 | 0 | 0 | 0 | 0
F3_Commercial_WA - Health_New_Water Heating_Natural Gas_Water Heater - Pipe Insulation_A_Achievable Economic RVT Potential | F3 | Commercial | WA - Health | New | Water Heating | Natural Gas | Water Heater - Pipe Insulation | A | Integrated Unit Winter Peak Savings (kW) | Achievable Economic RVT Potential | 0 | 0 | 0 | 0 | 0 | 0 | 0 | 0 | 0 | 0 | 0 | 0 | 0 | 0 | 0 | 0 | 0 | 0 | 0 | 0 | 0 | 0 | 0 | 0 | 0 | 0 | 0
F4_Commercial_WA - Health_New_Water Heating_Natural Gas_Water Heater - Pipe Insulation_A_Achievable Economic RVT Potential | F4 | Commercial | WA - Health | New | Water Heating | Natural Gas | Water Heater - Pipe Insulation | A | Incremental Energy Savings (MWh or mTherms) | Achievable Economic RVT Potential | 0 | 0 | 0 | 0 | 0 | 0 | 0 | 0 | 0 | 0 | 0 | 0 | 0 | 0 | 0 | 0 | 0 | 0 | 0 | 0 | 0 | 0 | 0 | 0 | 0 | 0 | 0
F5_Commercial_WA - Health_New_Water Heating_Natural Gas_Water Heater - Pipe Insulation_A_Achievable Economic RVT Potential | F5 | Commercial | WA - Health | New | Water Heating | Natural Gas | Water Heater - Pipe Insulation | A | Incremental Summer Peak Savings (MW) | Achievable Economic RVT Potential | 0 | 0 | 0 | 0 | 0 | 0 | 0 | 0 | 0 | 0 | 0 | 0 | 0 | 0 | 0 | 0 | 0 | 0 | 0 | 0 | 0 | 0 | 0 | 0 | 0 | 0 | 0
F6_Commercial_WA - Health_New_Water Heating_Natural Gas_Water Heater - Pipe Insulation_A_Achievable Economic RVT Potential | F6 | Commercial | WA - Health | New | Water Heating | Natural Gas | Water Heater - Pipe Insulation | A | Incremental Winter Peak Savings (MW) | Achievable Economic RVT Potential | 0 | 0 | 0 | 0 | 0 | 0 | 0 | 0 | 0 | 0 | 0 | 0 | 0 | 0 | 0 | 0 | 0 | 0 | 0 | 0 | 0 | 0 | 0 | 0 | 0 | 0 | 0
F7_Commercial_WA - Health_New_Water Heating_Natural Gas_Water Heater - Pipe Insulation_A_Achievable Economic RVT Potential | F7 | Commercial | WA - Health | New | Water Heating | Natural Gas | Water Heater - Pipe Insulation | A | Cumulative Energy Savings (MWh or mTherms) | Achievable Economic RVT Potential | 0 | 0 | 0 | 0 | 0 | 0 | 0 | 0 | 0 | 0 | 0 | 0 | 0 | 0 | 0 | 0 | 0 | 0 | 0 | 0 | 0 | 0 | 0 | 0 | 0 | 0 | 0
F8_Commercial_WA - Health_New_Water Heating_Natural Gas_Water Heater - Pipe Insulation_A_Achievable Economic RVT Potential | F8 | Commercial | WA - Health | New | Water Heating | Natural Gas | Water Heater - Pipe Insulation | A | Cumulative Summer Peak Savings (MW) | Achievable Economic RVT Potential | 0 | 0 | 0 | 0 | 0 | 0 | 0 | 0 | 0 | 0 | 0 | 0 | 0 | 0 | 0 | 0 | 0 | 0 | 0 | 0 | 0 | 0 | 0 | 0 | 0 | 0 | 0
F9_Commercial_WA - Health_New_Water Heating_Natural Gas_Water Heater - Pipe Insulation_A_Achievable Economic RVT Potential | F9 | Commercial | WA - Health | New | Water Heating | Natural Gas | Water Heater - Pipe Insulation | A | Cumulative Winter Peak Savings (MW) | Achievable Economic RVT Potential | 0 | 0 | 0 | 0 | 0 | 0 | 0 | 0 | 0 | 0 | 0 | 0 | 0 | 0 | 0 | 0 | 0 | 0 | 0 | 0 | 0 | 0 | 0 | 0 | 0 | 0 | 0
F10_Commercial_WA - Health_New_Water Heating_Natural Gas_Water Heater - Pipe Insulation_A_Achievable Economic RVT Potential | F10 | Commercial | WA - Health | New | Water Heating | Natural Gas | Water Heater - Pipe Insulation | A | Purchases (Incremental) | Achievable Economic RVT Potential | 0 | 0 | 0 | 0 | 0 | 0 | 0 | 0 | 0 | 0 | 0 | 0 | 0 | 0 | 0 | 0 | 0 | 0 | 0 | 0 | 0 | 0 | 0 | 0 | 0 | 0 | 0
F11_Commercial_WA - Health_New_Water Heating_Natural Gas_Water Heater - Pipe Insulation_A_Achievable Economic RVT Potential | F11 | Commercial | WA - Health | New | Water Heating | Natural Gas | Water Heater - Pipe Insulation | A | Purchases (Cumulative) | Achievable Economic RVT Potential | 0 | 0 | 0 | 0 | 0 | 0 | 0 | 0 | 0 | 0 | 0 | 0 | 0 | 0 | 0 | 0 | 0 | 0 | 0 | 0 | 0 | 0 | 0 | 0 | 0 | 0 | 0
F1_Commercial_WA - Health_New_Water Heating_Natural Gas_Water Heater - Motion Control Faucet_A_Achievable Economic RVT Potential | F1 | Commercial | WA - Health | New | Water Heating | Natural Gas | Water Heater - Motion Control Faucet | A | Integrated Unit Energy Savings (kWh or therms) | Achievable Economic RVT Potential | 0 | 0 | 0 | 0 | 0 | 0 | 0 | 0 | 0 | 0 | 0 | 0 | 0 | 0 | 0 | 0 | 0 | 0 | 0 | 0 | 0 | 0 | 0 | 0 | 0 | 0 | 0
F2_Commercial_WA - Health_New_Water Heating_Natural Gas_Water Heater - Motion Control Faucet_A_Achievable Economic RVT Potential | F2 | Commercial | WA - Health | New | Water Heating | Natural Gas | Water Heater - Motion Control Faucet | A | Integrated Unit Summer Peak Savings (kW) | Achievable Economic RVT Potential | 0 | 0 | 0 | 0 | 0 | 0 | 0 | 0 | 0 | 0 | 0 | 0 | 0 | 0 | 0 | 0 | 0 | 0 | 0 | 0 | 0 | 0 | 0 | 0 | 0 | 0 | 0
F3_Commercial_WA - Health_New_Water Heating_Natural Gas_Water Heater - Motion Control Faucet_A_Achievable Economic RVT Potential | F3 | Commercial | WA - Health | New | Water Heating | Natural Gas | Water Heater - Motion Control Faucet | A | Integrated Unit Winter Peak Savings (kW) | Achievable Economic RVT Potential | 0 | 0 | 0 | 0 | 0 | 0 | 0 | 0 | 0 | 0 | 0 | 0 | 0 | 0 | 0 | 0 | 0 | 0 | 0 | 0 | 0 | 0 | 0 | 0 | 0 | 0 | 0
F4_Commercial_WA - Health_New_Water Heating_Natural Gas_Water Heater - Motion Control Faucet_A_Achievable Economic RVT Potential | F4 | Commercial | WA - Health | New | Water Heating | Natural Gas | Water Heater - Motion Control Faucet | A | Incremental Energy Savings (MWh or mTherms) | Achievable Economic RVT Potential | 0 | 0 | 0 | 0 | 0 | 0 | 0 | 0 | 0 | 0 | 0 | 0 | 0 | 0 | 0 | 0 | 0 | 0 | 0 | 0 | 0 | 0 | 0 | 0 | 0 | 0 | 0
F5_Commercial_WA - Health_New_Water Heating_Natural Gas_Water Heater - Motion Control Faucet_A_Achievable Economic RVT Potential | F5 | Commercial | WA - Health | New | Water Heating | Natural Gas | Water Heater - Motion Control Faucet | A | Incremental Summer Peak Savings (MW) | Achievable Economic RVT Potential | 0 | 0 | 0 | 0 | 0 | 0 | 0 | 0 | 0 | 0 | 0 | 0 | 0 | 0 | 0 | 0 | 0 | 0 | 0 | 0 | 0 | 0 | 0 | 0 | 0 | 0 | 0
F6_Commercial_WA - Health_New_Water Heating_Natural Gas_Water Heater - Motion Control Faucet_A_Achievable Economic RVT Potential | F6 | Commercial | WA - Health | New | Water Heating | Natural Gas | Water Heater - Motion Control Faucet | A | Incremental Winter Peak Savings (MW) | Achievable Economic RVT Potential | 0 | 0 | 0 | 0 | 0 | 0 | 0 | 0 | 0 | 0 | 0 | 0 | 0 | 0 | 0 | 0 | 0 | 0 | 0 | 0 | 0 | 0 | 0 | 0 | 0 | 0 | 0
F7_Commercial_WA - Health_New_Water Heating_Natural Gas_Water Heater - Motion Control Faucet_A_Achievable Economic RVT Potential | F7 | Commercial | WA - Health | New | Water Heating | Natural Gas | Water Heater - Motion Control Faucet | A | Cumulative Energy Savings (MWh or mTherms) | Achievable Economic RVT Potential | 0 | 0 | 0 | 0 | 0 | 0 | 0 | 0 | 0 | 0 | 0 | 0 | 0 | 0 | 0 | 0 | 0 | 0 | 0 | 0 | 0 | 0 | 0 | 0 | 0 | 0 | 0
F8_Commercial_WA - Health_New_Water Heating_Natural Gas_Water Heater - Motion Control Faucet_A_Achievable Economic RVT Potential | F8 | Commercial | WA - Health | New | Water Heating | Natural Gas | Water Heater - Motion Control Faucet | A | Cumulative Summer Peak Savings (MW) | Achievable Economic RVT Potential | 0 | 0 | 0 | 0 | 0 | 0 | 0 | 0 | 0 | 0 | 0 | 0 | 0 | 0 | 0 | 0 | 0 | 0 | 0 | 0 | 0 | 0 | 0 | 0 | 0 | 0 | 0
F9_Commercial_WA - Health_New_Water Heating_Natural Gas_Water Heater - Motion Control Faucet_A_Achievable Economic RVT Potential | F9 | Commercial | WA - Health | New | Water Heating | Natural Gas | Water Heater - Motion Control Faucet | A | Cumulative Winter Peak Savings (MW) | Achievable Economic RVT Potential | 0 | 0 | 0 | 0 | 0 | 0 | 0 | 0 | 0 | 0 | 0 | 0 | 0 | 0 | 0 | 0 | 0 | 0 | 0 | 0 | 0 | 0 | 0 | 0 | 0 | 0 | 0
F10_Commercial_WA - Health_New_Water Heating_Natural Gas_Water Heater - Motion Control Faucet_A_Achievable Economic RVT Potential | F10 | Commercial | WA - Health | New | Water Heating | Natural Gas | Water Heater - Motion Control Faucet | A | Purchases (Incremental) | Achievable Economic RVT Potential | 0 | 0 | 0 | 0 | 0 | 0 | 0 | 0 | 0 | 0 | 0 | 0 | 0 | 0 | 0 | 0 | 0 | 0 | 0 | 0 | 0 | 0 | 0 | 0 | 0 | 0 | 0
F11_Commercial_WA - Health_New_Water Heating_Natural Gas_Water Heater - Motion Control Faucet_A_Achievable Economic RVT Potential | F11 | Commercial | WA - Health | New | Water Heating | Natural Gas | Water Heater - Motion Control Faucet | A | Purchases (Cumulative) | Achievable Economic RVT Potential | 0 | 0 | 0 | 0 | 0 | 0 | 0 | 0 | 0 | 0 | 0 | 0 | 0 | 0 | 0 | 0 | 0 | 0 | 0 | 0 | 0 | 0 | 0 | 0 | 0 | 0 | 0
F1_Commercial_WA - Health_New_Water Heating_Natural Gas_Water Heater - Solar System_A_Achievable Economic RVT Potential | F1 | Commercial | WA - Health | New | Water Heating | Natural Gas | Water Heater - Solar System | A | Integrated Unit Energy Savings (kWh or therms) | Achievable Economic RVT Potential | 0 | 0 | 0 | 0 | 0 | 0 | 0 | 0 | 0 | 0 | 0 | 0 | 0 | 0 | 0 | 0 | 0 | 0 | 0 | 0 | 0 | 0 | 0 | 0 | 0 | 0 | 0
F2_Commercial_WA - Health_New_Water Heating_Natural Gas_Water Heater - Solar System_A_Achievable Economic RVT Potential | F2 | Commercial | WA - Health | New | Water Heating | Natural Gas | Water Heater - Solar System | A | Integrated Unit Summer Peak Savings (kW) | Achievable Economic RVT Potential | 0 | 0 | 0 | 0 | 0 | 0 | 0 | 0 | 0 | 0 | 0 | 0 | 0 | 0 | 0 | 0 | 0 | 0 | 0 | 0 | 0 | 0 | 0 | 0 | 0 | 0 | 0
F3_Commercial_WA - Health_New_Water Heating_Natural Gas_Water Heater - Solar System_A_Achievable Economic RVT Potential | F3 | Commercial | WA - Health | New | Water Heating | Natural Gas | Water Heater - Solar System | A | Integrated Unit Winter Peak Savings (kW) | Achievable Economic RVT Potential | 0 | 0 | 0 | 0 | 0 | 0 | 0 | 0 | 0 | 0 | 0 | 0 | 0 | 0 | 0 | 0 | 0 | 0 | 0 | 0 | 0 | 0 | 0 | 0 | 0 | 0 | 0
F4_Commercial_WA - Health_New_Water Heating_Natural Gas_Water Heater - Solar System_A_Achievable Economic RVT Potential | F4 | Commercial | WA - Health | New | Water Heating | Natural Gas | Water Heater - Solar System | A | Incremental Energy Savings (MWh or mTherms) | Achievable Economic RVT Potential | 0 | 0 | 0 | 0 | 0 | 0 | 0 | 0 | 0 | 0 | 0 | 0 | 0 | 0 | 0 | 0 | 0 | 0 | 0 | 0 | 0 | 0 | 0 | 0 | 0 | 0 | 0
F5_Commercial_WA - Health_New_Water Heating_Natural Gas_Water Heater - Solar System_A_Achievable Economic RVT Potential | F5 | Commercial | WA - Health | New | Water Heating | Natural Gas | Water Heater - Solar System | A | Incremental Summer Peak Savings (MW) | Achievable Economic RVT Potential | 0 | 0 | 0 | 0 | 0 | 0 | 0 | 0 | 0 | 0 | 0 | 0 | 0 | 0 | 0 | 0 | 0 | 0 | 0 | 0 | 0 | 0 | 0 | 0 | 0 | 0 | 0
F6_Commercial_WA - Health_New_Water Heating_Natural Gas_Water Heater - Solar System_A_Achievable Economic RVT Potential | F6 | Commercial | WA - Health | New | Water Heating | Natural Gas | Water Heater - Solar System | A | Incremental Winter Peak Savings (MW) | Achievable Economic RVT Potential | 0 | 0 | 0 | 0 | 0 | 0 | 0 | 0 | 0 | 0 | 0 | 0 | 0 | 0 | 0 | 0 | 0 | 0 | 0 | 0 | 0 | 0 | 0 | 0 | 0 | 0 | 0
F7_Commercial_WA - Health_New_Water Heating_Natural Gas_Water Heater - Solar System_A_Achievable Economic RVT Potential | F7 | Commercial | WA - Health | New | Water Heating | Natural Gas | Water Heater - Solar System | A | Cumulative Energy Savings (MWh or mTherms) | Achievable Economic RVT Potential | 0 | 0 | 0 | 0 | 0 | 0 | 0 | 0 | 0 | 0 | 0 | 0 | 0 | 0 | 0 | 0 | 0 | 0 | 0 | 0 | 0 | 0 | 0 | 0 | 0 | 0 | 0
F8_Commercial_WA - Health_New_Water Heating_Natural Gas_Water Heater - Solar System_A_Achievable Economic RVT Potential | F8 | Commercial | WA - Health | New | Water Heating | Natural Gas | Water Heater - Solar System | A | Cumulative Summer Peak Savings (MW) | Achievable Economic RVT Potential | 0 | 0 | 0 | 0 | 0 | 0 | 0 | 0 | 0 | 0 | 0 | 0 | 0 | 0 | 0 | 0 | 0 | 0 | 0 | 0 | 0 | 0 | 0 | 0 | 0 | 0 | 0
F9_Commercial_WA - Health_New_Water Heating_Natural Gas_Water Heater - Solar System_A_Achievable Economic RVT Potential | F9 | Commercial | WA - Health | New | Water Heating | Natural Gas | Water Heater - Solar System | A | Cumulative Winter Peak Savings (MW) | Achievable Economic RVT Potential | 0 | 0 | 0 | 0 | 0 | 0 | 0 | 0 | 0 | 0 | 0 | 0 | 0 | 0 | 0 | 0 | 0 | 0 | 0 | 0 | 0 | 0 | 0 | 0 | 0 | 0 | 0
F10_Commercial_WA - Health_New_Water Heating_Natural Gas_Water Heater - Solar System_A_Achievable Economic RVT Potential | F10 | Commercial | WA - Health | New | Water Heating | Natural Gas | Water Heater - Solar System | A | Purchases (Incremental) | Achievable Economic RVT Potential | 0 | 0 | 0 | 0 | 0 | 0 | 0 | 0 | 0 | 0 | 0 | 0 | 0 | 0 | 0 | 0 | 0 | 0 | 0 | 0 | 0 | 0 | 0 | 0 | 0 | 0 | 0
F11_Commercial_WA - Health_New_Water Heating_Natural Gas_Water Heater - Solar System_A_Achievable Economic RVT Potential | F11 | Commercial | WA - Health | New | Water Heating | Natural Gas | Water Heater - Solar System | A | Purchases (Cumulative) | Achievable Economic RVT Potential | 0 | 0 | 0 | 0 | 0 | 0 | 0 | 0 | 0 | 0 | 0 | 0 | 0 | 0 | 0 | 0 | 0 | 0 | 0 | 0 | 0 | 0 | 0 | 0 | 0 | 0 | 0
F1_Commercial_WA - Health_New_Water Heating_Natural Gas_Commercial Laundry - Ozone Treatment_A_Achievable Economic RVT Potential | F1 | Commercial | WA - Health | New | Water Heating | Natural Gas | Commercial Laundry - Ozone Treatment | A | Integrated Unit Energy Savings (kWh or therms) | Achievable Economic RVT Potential | 0 | 0 | 0 | 0 | 0 | 0 | 0 | 0 | 0 | 0 | 0 | 0 | 0 | 0 | 0 | 0 | 0 | 0 | 0 | 0 | 0 | 0 | 0 | 0 | 0 | 0 | 0
F2_Commercial_WA - Health_New_Water Heating_Natural Gas_Commercial Laundry - Ozone Treatment_A_Achievable Economic RVT Potential | F2 | Commercial | WA - Health | New | Water Heating | Natural Gas | Commercial Laundry - Ozone Treatment | A | Integrated Unit Summer Peak Savings (kW) | Achievable Economic RVT Potential | 0 | 0 | 0 | 0 | 0 | 0 | 0 | 0 | 0 | 0 | 0 | 0 | 0 | 0 | 0 | 0 | 0 | 0 | 0 | 0 | 0 | 0 | 0 | 0 | 0 | 0 | 0
F3_Commercial_WA - Health_New_Water Heating_Natural Gas_Commercial Laundry - Ozone Treatment_A_Achievable Economic RVT Potential | F3 | Commercial | WA - Health | New | Water Heating | Natural Gas | Commercial Laundry - Ozone Treatment | A | Integrated Unit Winter Peak Savings (kW) | Achievable Economic RVT Potential | 0 | 0 | 0 | 0 | 0 | 0 | 0 | 0 | 0 | 0 | 0 | 0 | 0 | 0 | 0 | 0 | 0 | 0 | 0 | 0 | 0 | 0 | 0 | 0 | 0 | 0 | 0
F4_Commercial_WA - Health_New_Water Heating_Natural Gas_Commercial Laundry - Ozone Treatment_A_Achievable Economic RVT Potential | F4 | Commercial | WA - Health | New | Water Heating | Natural Gas | Commercial Laundry - Ozone Treatment | A | Incremental Energy Savings (MWh or mTherms) | Achievable Economic RVT Potential | 0 | 0 | 0 | 0 | 0 | 0 | 0 | 0 | 0 | 0 | 0 | 0 | 0 | 0 | 0 | 0 | 0 | 0 | 0 | 0 | 0 | 0 | 0 | 0 | 0 | 0 | 0
F5_Commercial_WA - Health_New_Water Heating_Natural Gas_Commercial Laundry - Ozone Treatment_A_Achievable Economic RVT Potential | F5 | Commercial | WA - Health | New | Water Heating | Natural Gas | Commercial Laundry - Ozone Treatment | A | Incremental Summer Peak Savings (MW) | Achievable Economic RVT Potential | 0 | 0 | 0 | 0 | 0 | 0 | 0 | 0 | 0 | 0 | 0 | 0 | 0 | 0 | 0 | 0 | 0 | 0 | 0 | 0 | 0 | 0 | 0 | 0 | 0 | 0 | 0
F6_Commercial_WA - Health_New_Water Heating_Natural Gas_Commercial Laundry - Ozone Treatment_A_Achievable Economic RVT Potential | F6 | Commercial | WA - Health | New | Water Heating | Natural Gas | Commercial Laundry - Ozone Treatment | A | Incremental Winter Peak Savings (MW) | Achievable Economic RVT Potential | 0 | 0 | 0 | 0 | 0 | 0 | 0 | 0 | 0 | 0 | 0 | 0 | 0 | 0 | 0 | 0 | 0 | 0 | 0 | 0 | 0 | 0 | 0 | 0 | 0 | 0 | 0
F7_Commercial_WA - Health_New_Water Heating_Natural Gas_Commercial Laundry - Ozone Treatment_A_Achievable Economic RVT Potential | F7 | Commercial | WA - Health | New | Water Heating | Natural Gas | Commercial Laundry - Ozone Treatment | A | Cumulative Energy Savings (MWh or mTherms) | Achievable Economic RVT Potential | 0 | 0 | 0 | 0 | 0 | 0 | 0 | 0 | 0 | 0 | 0 | 0 | 0 | 0 | 0 | 0 | 0 | 0 | 0 | 0 | 0 | 0 | 0 | 0 | 0 | 0 | 0
F8_Commercial_WA - Health_New_Water Heating_Natural Gas_Commercial Laundry - Ozone Treatment_A_Achievable Economic RVT Potential | F8 | Commercial | WA - Health | New | Water Heating | Natural Gas | Commercial Laundry - Ozone Treatment | A | Cumulative Summer Peak Savings (MW) | Achievable Economic RVT Potential | 0 | 0 | 0 | 0 | 0 | 0 | 0 | 0 | 0 | 0 | 0 | 0 | 0 | 0 | 0 | 0 | 0 | 0 | 0 | 0 | 0 | 0 | 0 | 0 | 0 | 0 | 0
F9_Commercial_WA - Health_New_Water Heating_Natural Gas_Commercial Laundry - Ozone Treatment_A_Achievable Economic RVT Potential | F9 | Commercial | WA - Health | New | Water Heating | Natural Gas | Commercial Laundry - Ozone Treatment | A | Cumulative Winter Peak Savings (MW) | Achievable Economic RVT Potential | 0 | 0 | 0 | 0 | 0 | 0 | 0 | 0 | 0 | 0 | 0 | 0 | 0 | 0 | 0 | 0 | 0 | 0 | 0 | 0 | 0 | 0 | 0 | 0 | 0 | 0 | 0
F10_Commercial_WA - Health_New_Water Heating_Natural Gas_Commercial Laundry - Ozone Treatment_A_Achievable Economic RVT Potential | F10 | Commercial | WA - Health | New | Water Heating | Natural Gas | Commercial Laundry - Ozone Treatment | A | Purchases (Incremental) | Achievable Economic RVT Potential | 0 | 0 | 0 | 0 | 0 | 0 | 0 | 0 | 0 | 0 | 0 | 0 | 0 | 0 | 0 | 0 | 0 | 0 | 0 | 0 | 0 | 0 | 0 | 0 | 0 | 0 | 0
F11_Commercial_WA - Health_New_Water Heating_Natural Gas_Commercial Laundry - Ozone Treatment_A_Achievable Economic RVT Potential | F11 | Commercial | WA - Health | New | Water Heating | Natural Gas | Commercial Laundry - Ozone Treatment | A | Purchases (Cumulative) | Achievable Economic RVT Potential | 0 | 0 | 0 | 0 | 0 | 0 | 0 | 0 | 0 | 0 | 0 | 0 | 0 | 0 | 0 | 0 | 0 | 0 | 0 | 0 | 0 | 0 | 0 | 0 | 0 | 0 | 0
F1_Commercial_WA - Health_New_Water Heating_Natural Gas_Commercial Laundry - ENERGY STAR Washer_A_Achievable Economic RVT Potential | F1 | Commercial | WA - Health | New | Water Heating | Natural Gas | Commercial Laundry - ENERGY STAR Washer | A | Integrated Unit Energy Savings (kWh or therms) | Achievable Economic RVT Potential | 0 | 0 | 0 | 0 | 0 | 0 | 0 | 0 | 0 | 0 | 0 | 0 | 0 | 0 | 0 | 0 | 0 | 0 | 0 | 0 | 0 | 0 | 0 | 0 | 0 | 0 | 0
F2_Commercial_WA - Health_New_Water Heating_Natural Gas_Commercial Laundry - ENERGY STAR Washer_A_Achievable Economic RVT Potential | F2 | Commercial | WA - Health | New | Water Heating | Natural Gas | Commercial Laundry - ENERGY STAR Washer | A | Integrated Unit Summer Peak Savings (kW) | Achievable Economic RVT Potential | 0 | 0 | 0 | 0 | 0 | 0 | 0 | 0 | 0 | 0 | 0 | 0 | 0 | 0 | 0 | 0 | 0 | 0 | 0 | 0 | 0 | 0 | 0 | 0 | 0 | 0 | 0
F3_Commercial_WA - Health_New_Water Heating_Natural Gas_Commercial Laundry - ENERGY STAR Washer_A_Achievable Economic RVT Potential | F3 | Commercial | WA - Health | New | Water Heating | Natural Gas | Commercial Laundry - ENERGY STAR Washer | A | Integrated Unit Winter Peak Savings (kW) | Achievable Economic RVT Potential | 0 | 0 | 0 | 0 | 0 | 0 | 0 | 0 | 0 | 0 | 0 | 0 | 0 | 0 | 0 | 0 | 0 | 0 | 0 | 0 | 0 | 0 | 0 | 0 | 0 | 0 | 0
F4_Commercial_WA - Health_New_Water Heating_Natural Gas_Commercial Laundry - ENERGY STAR Washer_A_Achievable Economic RVT Potential | F4 | Commercial | WA - Health | New | Water Heating | Natural Gas | Commercial Laundry - ENERGY STAR Washer | A | Incremental Energy Savings (MWh or mTherms) | Achievable Economic RVT Potential | 0 | 0 | 0 | 0 | 0 | 0 | 0 | 0 | 0 | 0 | 0 | 0 | 0 | 0 | 0 | 0 | 0 | 0 | 0 | 0 | 0 | 0 | 0 | 0 | 0 | 0 | 0
F5_Commercial_WA - Health_New_Water Heating_Natural Gas_Commercial Laundry - ENERGY STAR Washer_A_Achievable Economic RVT Potential | F5 | Commercial | WA - Health | New | Water Heating | Natural Gas | Commercial Laundry - ENERGY STAR Washer | A | Incremental Summer Peak Savings (MW) | Achievable Economic RVT Potential | 0 | 0 | 0 | 0 | 0 | 0 | 0 | 0 | 0 | 0 | 0 | 0 | 0 | 0 | 0 | 0 | 0 | 0 | 0 | 0 | 0 | 0 | 0 | 0 | 0 | 0 | 0
F6_Commercial_WA - Health_New_Water Heating_Natural Gas_Commercial Laundry - ENERGY STAR Washer_A_Achievable Economic RVT Potential | F6 | Commercial | WA - Health | New | Water Heating | Natural Gas | Commercial Laundry - ENERGY STAR Washer | A | Incremental Winter Peak Savings (MW) | Achievable Economic RVT Potential | 0 | 0 | 0 | 0 | 0 | 0 | 0 | 0 | 0 | 0 | 0 | 0 | 0 | 0 | 0 | 0 | 0 | 0 | 0 | 0 | 0 | 0 | 0 | 0 | 0 | 0 | 0
F7_Commercial_WA - Health_New_Water Heating_Natural Gas_Commercial Laundry - ENERGY STAR Washer_A_Achievable Economic RVT Potential | F7 | Commercial | WA - Health | New | Water Heating | Natural Gas | Commercial Laundry - ENERGY STAR Washer | A | Cumulative Energy Savings (MWh or mTherms) | Achievable Economic RVT Potential | 0 | 0 | 0 | 0 | 0 | 0 | 0 | 0 | 0 | 0 | 0 | 0 | 0 | 0 | 0 | 0 | 0 | 0 | 0 | 0 | 0 | 0 | 0 | 0 | 0 | 0 | 0
F8_Commercial_WA - Health_New_Water Heating_Natural Gas_Commercial Laundry - ENERGY STAR Washer_A_Achievable Economic RVT Potential | F8 | Commercial | WA - Health | New | Water Heating | Natural Gas | Commercial Laundry - ENERGY STAR Washer | A | Cumulative Summer Peak Savings (MW) | Achievable Economic RVT Potential | 0 | 0 | 0 | 0 | 0 | 0 | 0 | 0 | 0 | 0 | 0 | 0 | 0 | 0 | 0 | 0 | 0 | 0 | 0 | 0 | 0 | 0 | 0 | 0 | 0 | 0 | 0
F9_Commercial_WA - Health_New_Water Heating_Natural Gas_Commercial Laundry - ENERGY STAR Washer_A_Achievable Economic RVT Potential | F9 | Commercial | WA - Health | New | Water Heating | Natural Gas | Commercial Laundry - ENERGY STAR Washer | A | Cumulative Winter Peak Savings (MW) | Achievable Economic RVT Potential | 0 | 0 | 0 | 0 | 0 | 0 | 0 | 0 | 0 | 0 | 0 | 0 | 0 | 0 | 0 | 0 | 0 | 0 | 0 | 0 | 0 | 0 | 0 | 0 | 0 | 0 | 0
F10_Commercial_WA - Health_New_Water Heating_Natural Gas_Commercial Laundry - ENERGY STAR Washer_A_Achievable Economic RVT Potential | F10 | Commercial | WA - Health | New | Water Heating | Natural Gas | Commercial Laundry - ENERGY STAR Washer | A | Purchases (Incremental) | Achievable Economic RVT Potential | 0 | 0 | 0 | 0 | 0 | 0 | 0 | 0 | 0 | 0 | 0 | 0 | 0 | 0 | 0 | 0 | 0 | 0 | 0 | 0 | 0 | 0 | 0 | 0 | 0 | 0 | 0
F11_Commercial_WA - Health_New_Water Heating_Natural Gas_Commercial Laundry - ENERGY STAR Washer_A_Achievable Economic RVT Potential | F11 | Commercial | WA - Health | New | Water Heating | Natural Gas | Commercial Laundry - ENERGY STAR Washer | A | Purchases (Cumulative) | Achievable Economic RVT Potential | 0 | 0 | 0 | 0 | 0 | 0 | 0 | 0 | 0 | 0 | 0 | 0 | 0 | 0 | 0 | 0 | 0 | 0 | 0 | 0 | 0 | 0 | 0 | 0 | 0 | 0 | 0
F1_Commercial_WA - Health_New_Water Heating_Natural Gas_Water Heater - Efficient Dishwasher_A_Achievable Economic RVT Potential | F1 | Commercial | WA - Health | New | Water Heating | Natural Gas | Water Heater - Efficient Dishwasher | A | Integrated Unit Energy Savings (kWh or therms) | Achievable Economic RVT Potential | 0 | 0 | 0 | 0 | 0 | 0 | 0 | 0 | 0 | 0 | 0 | 0 | 0 | 0 | 0 | 0 | 0 | 0 | 0 | 0 | 0 | 0 | 0 | 0 | 0 | 0 | 0
F2_Commercial_WA - Health_New_Water Heating_Natural Gas_Water Heater - Efficient Dishwasher_A_Achievable Economic RVT Potential | F2 | Commercial | WA - Health | New | Water Heating | Natural Gas | Water Heater - Efficient Dishwasher | A | Integrated Unit Summer Peak Savings (kW) | Achievable Economic RVT Potential | 0 | 0 | 0 | 0 | 0 | 0 | 0 | 0 | 0 | 0 | 0 | 0 | 0 | 0 | 0 | 0 | 0 | 0 | 0 | 0 | 0 | 0 | 0 | 0 | 0 | 0 | 0
F3_Commercial_WA - Health_New_Water Heating_Natural Gas_Water Heater - Efficient Dishwasher_A_Achievable Economic RVT Potential | F3 | Commercial | WA - Health | New | Water Heating | Natural Gas | Water Heater - Efficient Dishwasher | A | Integrated Unit Winter Peak Savings (kW) | Achievable Economic RVT Potential | 0 | 0 | 0 | 0 | 0 | 0 | 0 | 0 | 0 | 0 | 0 | 0 | 0 | 0 | 0 | 0 | 0 | 0 | 0 | 0 | 0 | 0 | 0 | 0 | 0 | 0 | 0
F4_Commercial_WA - Health_New_Water Heating_Natural Gas_Water Heater - Efficient Dishwasher_A_Achievable Economic RVT Potential | F4 | Commercial | WA - Health | New | Water Heating | Natural Gas | Water Heater - Efficient Dishwasher | A | Incremental Energy Savings (MWh or mTherms) | Achievable Economic RVT Potential | 0 | 0 | 0 | 0 | 0 | 0 | 0 | 0 | 0 | 0 | 0 | 0 | 0 | 0 | 0 | 0 | 0 | 0 | 0 | 0 | 0 | 0 | 0 | 0 | 0 | 0 | 0
F5_Commercial_WA - Health_New_Water Heating_Natural Gas_Water Heater - Efficient Dishwasher_A_Achievable Economic RVT Potential | F5 | Commercial | WA - Health | New | Water Heating | Natural Gas | Water Heater - Efficient Dishwasher | A | Incremental Summer Peak Savings (MW) | Achievable Economic RVT Potential | 0 | 0 | 0 | 0 | 0 | 0 | 0 | 0 | 0 | 0 | 0 | 0 | 0 | 0 | 0 | 0 | 0 | 0 | 0 | 0 | 0 | 0 | 0 | 0 | 0 | 0 | 0
F6_Commercial_WA - Health_New_Water Heating_Natural Gas_Water Heater - Efficient Dishwasher_A_Achievable Economic RVT Potential | F6 | Commercial | WA - Health | New | Water Heating | Natural Gas | Water Heater - Efficient Dishwasher | A | Incremental Winter Peak Savings (MW) | Achievable Economic RVT Potential | 0 | 0 | 0 | 0 | 0 | 0 | 0 | 0 | 0 | 0 | 0 | 0 | 0 | 0 | 0 | 0 | 0 | 0 | 0 | 0 | 0 | 0 | 0 | 0 | 0 | 0 | 0
F7_Commercial_WA - Health_New_Water Heating_Natural Gas_Water Heater - Efficient Dishwasher_A_Achievable Economic RVT Potential | F7 | Commercial | WA - Health | New | Water Heating | Natural Gas | Water Heater - Efficient Dishwasher | A | Cumulative Energy Savings (MWh or mTherms) | Achievable Economic RVT Potential | 0 | 0 | 0 | 0 | 0 | 0 | 0 | 0 | 0 | 0 | 0 | 0 | 0 | 0 | 0 | 0 | 0 | 0 | 0 | 0 | 0 | 0 | 0 | 0 | 0 | 0 | 0
F8_Commercial_WA - Health_New_Water Heating_Natural Gas_Water Heater - Efficient Dishwasher_A_Achievable Economic RVT Potential | F8 | Commercial | WA - Health | New | Water Heating | Natural Gas | Water Heater - Efficient Dishwasher | A | Cumulative Summer Peak Savings (MW) | Achievable Economic RVT Potential | 0 | 0 | 0 | 0 | 0 | 0 | 0 | 0 | 0 | 0 | 0 | 0 | 0 | 0 | 0 | 0 | 0 | 0 | 0 | 0 | 0 | 0 | 0 | 0 | 0 | 0 | 0
F9_Commercial_WA - Health_New_Water Heating_Natural Gas_Water Heater - Efficient Dishwasher_A_Achievable Economic RVT Potential | F9 | Commercial | WA - Health | New | Water Heating | Natural Gas | Water Heater - Efficient Dishwasher | A | Cumulative Winter Peak Savings (MW) | Achievable Economic RVT Potential | 0 | 0 | 0 | 0 | 0 | 0 | 0 | 0 | 0 | 0 | 0 | 0 | 0 | 0 | 0 | 0 | 0 | 0 | 0 | 0 | 0 | 0 | 0 | 0 | 0 | 0 | 0
F10_Commercial_WA - Health_New_Water Heating_Natural Gas_Water Heater - Efficient Dishwasher_A_Achievable Economic RVT Potential | F10 | Commercial | WA - Health | New | Water Heating | Natural Gas | Water Heater - Efficient Dishwasher | A | Purchases (Incremental) | Achievable Economic RVT Potential | 0 | 0 | 0 | 0 | 0 | 0 | 0 | 0 | 0 | 0 | 0 | 0 | 0 | 0 | 0 | 0 | 0 | 0 | 0 | 0 | 0 | 0 | 0 | 0 | 0 | 0 | 0
F11_Commercial_WA - Health_New_Water Heating_Natural Gas_Water Heater - Efficient Dishwasher_A_Achievable Economic RVT Potential | F11 | Commercial | WA - Health | New | Water Heating | Natural Gas | Water Heater - Efficient Dishwasher | A | Purchases (Cumulative) | Achievable Economic RVT Potential | 0 | 0 | 0 | 0 | 0 | 0 | 0 | 0 | 0 | 0 | 0 | 0 | 0 | 0 | 0 | 0 | 0 | 0 | 0 | 0 | 0 | 0 | 0 | 0 | 0 | 0 | 0
F1_Commercial_WA - Health_New_Water Heating_Natural Gas_Commercial Laundry - Alternative Dry-Cleaning Methods_A_Achievable Economic RVT Potential | F1 | Commercial | WA - Health | New | Water Heating | Natural Gas | Commercial Laundry - Alternative Dry-Cleaning Methods | A | Integrated Unit Energy Savings (kWh or therms) | Achievable Economic RVT Potential | 0 | 0 | 0 | 0 | 0 | 0 | 0 | 0 | 0 | 0 | 0 | 0 | 0 | 0 | 0 | 0 | 0 | 0 | 0 | 0 | 0 | 0 | 0 | 0 | 0 | 0 | 0
F2_Commercial_WA - Health_New_Water Heating_Natural Gas_Commercial Laundry - Alternative Dry-Cleaning Methods_A_Achievable Economic RVT Potential | F2 | Commercial | WA - Health | New | Water Heating | Natural Gas | Commercial Laundry - Alternative Dry-Cleaning Methods | A | Integrated Unit Summer Peak Savings (kW) | Achievable Economic RVT Potential | 0 | 0 | 0 | 0 | 0 | 0 | 0 | 0 | 0 | 0 | 0 | 0 | 0 | 0 | 0 | 0 | 0 | 0 | 0 | 0 | 0 | 0 | 0 | 0 | 0 | 0 | 0
F3_Commercial_WA - Health_New_Water Heating_Natural Gas_Commercial Laundry - Alternative Dry-Cleaning Methods_A_Achievable Economic RVT Potential | F3 | Commercial | WA - Health | New | Water Heating | Natural Gas | Commercial Laundry - Alternative Dry-Cleaning Methods | A | Integrated Unit Winter Peak Savings (kW) | Achievable Economic RVT Potential | 0 | 0 | 0 | 0 | 0 | 0 | 0 | 0 | 0 | 0 | 0 | 0 | 0 | 0 | 0 | 0 | 0 | 0 | 0 | 0 | 0 | 0 | 0 | 0 | 0 | 0 | 0
F4_Commercial_WA - Health_New_Water Heating_Natural Gas_Commercial Laundry - Alternative Dry-Cleaning Methods_A_Achievable Economic RVT Potential | F4 | Commercial | WA - Health | New | Water Heating | Natural Gas | Commercial Laundry - Alternative Dry-Cleaning Methods | A | Incremental Energy Savings (MWh or mTherms) | Achievable Economic RVT Potential | 0 | 0 | 0 | 0 | 0 | 0 | 0 | 0 | 0 | 0 | 0 | 0 | 0 | 0 | 0 | 0 | 0 | 0 | 0 | 0 | 0 | 0 | 0 | 0 | 0 | 0 | 0
F5_Commercial_WA - Health_New_Water Heating_Natural Gas_Commercial Laundry - Alternative Dry-Cleaning Methods_A_Achievable Economic RVT Potential | F5 | Commercial | WA - Health | New | Water Heating | Natural Gas | Commercial Laundry - Alternative Dry-Cleaning Methods | A | Incremental Summer Peak Savings (MW) | Achievable Economic RVT Potential | 0 | 0 | 0 | 0 | 0 | 0 | 0 | 0 | 0 | 0 | 0 | 0 | 0 | 0 | 0 | 0 | 0 | 0 | 0 | 0 | 0 | 0 | 0 | 0 | 0 | 0 | 0
F6_Commercial_WA - Health_New_Water Heating_Natural Gas_Commercial Laundry - Alternative Dry-Cleaning Methods_A_Achievable Economic RVT Potential | F6 | Commercial | WA - Health | New | Water Heating | Natural Gas | Commercial Laundry - Alternative Dry-Cleaning Methods | A | Incremental Winter Peak Savings (MW) | Achievable Economic RVT Potential | 0 | 0 | 0 | 0 | 0 | 0 | 0 | 0 | 0 | 0 | 0 | 0 | 0 | 0 | 0 | 0 | 0 | 0 | 0 | 0 | 0 | 0 | 0 | 0 | 0 | 0 | 0
F7_Commercial_WA - Health_New_Water Heating_Natural Gas_Commercial Laundry - Alternative Dry-Cleaning Methods_A_Achievable Economic RVT Potential | F7 | Commercial | WA - Health | New | Water Heating | Natural Gas | Commercial Laundry - Alternative Dry-Cleaning Methods | A | Cumulative Energy Savings (MWh or mTherms) | Achievable Economic RVT Potential | 0 | 0 | 0 | 0 | 0 | 0 | 0 | 0 | 0 | 0 | 0 | 0 | 0 | 0 | 0 | 0 | 0 | 0 | 0 | 0 | 0 | 0 | 0 | 0 | 0 | 0 | 0
F8_Commercial_WA - Health_New_Water Heating_Natural Gas_Commercial Laundry - Alternative Dry-Cleaning Methods_A_Achievable Economic RVT Potential | F8 | Commercial | WA - Health | New | Water Heating | Natural Gas | Commercial Laundry - Alternative Dry-Cleaning Methods | A | Cumulative Summer Peak Savings (MW) | Achievable Economic RVT Potential | 0 | 0 | 0 | 0 | 0 | 0 | 0 | 0 | 0 | 0 | 0 | 0 | 0 | 0 | 0 | 0 | 0 | 0 | 0 | 0 | 0 | 0 | 0 | 0 | 0 | 0 | 0
F9_Commercial_WA - Health_New_Water Heating_Natural Gas_Commercial Laundry - Alternative Dry-Cleaning Methods_A_Achievable Economic RVT Potential | F9 | Commercial | WA - Health | New | Water Heating | Natural Gas | Commercial Laundry - Alternative Dry-Cleaning Methods | A | Cumulative Winter Peak Savings (MW) | Achievable Economic RVT Potential | 0 | 0 | 0 | 0 | 0 | 0 | 0 | 0 | 0 | 0 | 0 | 0 | 0 | 0 | 0 | 0 | 0 | 0 | 0 | 0 | 0 | 0 | 0 | 0 | 0 | 0 | 0
F10_Commercial_WA - Health_New_Water Heating_Natural Gas_Commercial Laundry - Alternative Dry-Cleaning Methods_A_Achievable Economic RVT Potential | F10 | Commercial | WA - Health | New | Water Heating | Natural Gas | Commercial Laundry - Alternative Dry-Cleaning Methods | A | Purchases (Incremental) | Achievable Economic RVT Potential | 0 | 0 | 0 | 0 | 0 | 0 | 0 | 0 | 0 | 0 | 0 | 0 | 0 | 0 | 0 | 0 | 0 | 0 | 0 | 0 | 0 | 0 | 0 | 0 | 0 | 0 | 0
F11_Commercial_WA - Health_New_Water Heating_Natural Gas_Commercial Laundry - Alternative Dry-Cleaning Methods_A_Achievable Economic RVT Potential | F11 | Commercial | WA - Health | New | Water Heating | Natural Gas | Commercial Laundry - Alternative Dry-Cleaning Methods | A | Purchases (Cumulative) | Achievable Economic RVT Potential | 0 | 0 | 0 | 0 | 0 | 0 | 0 | 0 | 0 | 0 | 0 | 0 | 0 | 0 | 0 | 0 | 0 | 0 | 0 | 0 | 0 | 0 | 0 | 0 | 0 | 0 | 0
F1_Commercial_WA - Health_New_Space Heating_Natural Gas_Advanced Kitchen Ventilation Controls_A_Achievable Economic RVT Potential | F1 | Commercial | WA - Health | New | Space Heating | Natural Gas | Advanced Kitchen Ventilation Controls | A | Integrated Unit Energy Savings (kWh or therms) | Achievable Economic RVT Potential | 0 | 0 | 0 | 0 | 0 | 0 | 0 | 0 | 0 | 0 | 0 | 0 | 0 | 0 | 0 | 0 | 0 | 0 | 0 | 0 | 0 | 0 | 0 | 0 | 0 | 0 | 0
F2_Commercial_WA - Health_New_Space Heating_Natural Gas_Advanced Kitchen Ventilation Controls_A_Achievable Economic RVT Potential | F2 | Commercial | WA - Health | New | Space Heating | Natural Gas | Advanced Kitchen Ventilation Controls | A | Integrated Unit Summer Peak Savings (kW) | Achievable Economic RVT Potential | 0 | 0 | 0 | 0 | 0 | 0 | 0 | 0 | 0 | 0 | 0 | 0 | 0 | 0 | 0 | 0 | 0 | 0 | 0 | 0 | 0 | 0 | 0 | 0 | 0 | 0 | 0
F3_Commercial_WA - Health_New_Space Heating_Natural Gas_Advanced Kitchen Ventilation Controls_A_Achievable Economic RVT Potential | F3 | Commercial | WA - Health | New | Space Heating | Natural Gas | Advanced Kitchen Ventilation Controls | A | Integrated Unit Winter Peak Savings (kW) | Achievable Economic RVT Potential | 0 | 0 | 0 | 0 | 0 | 0 | 0 | 0 | 0 | 0 | 0 | 0 | 0 | 0 | 0 | 0 | 0 | 0 | 0 | 0 | 0 | 0 | 0 | 0 | 0 | 0 | 0
F4_Commercial_WA - Health_New_Space Heating_Natural Gas_Advanced Kitchen Ventilation Controls_A_Achievable Economic RVT Potential | F4 | Commercial | WA - Health | New | Space Heating | Natural Gas | Advanced Kitchen Ventilation Controls | A | Incremental Energy Savings (MWh or mTherms) | Achievable Economic RVT Potential | 0 | 0 | 0 | 0 | 0 | 0 | 0 | 0 | 0 | 0 | 0 | 0 | 0 | 0 | 0 | 0 | 0 | 0 | 0 | 0 | 0 | 0 | 0 | 0 | 0 | 0 | 0
F5_Commercial_WA - Health_New_Space Heating_Natural Gas_Advanced Kitchen Ventilation Controls_A_Achievable Economic RVT Potential | F5 | Commercial | WA - Health | New | Space Heating | Natural Gas | Advanced Kitchen Ventilation Controls | A | Incremental Summer Peak Savings (MW) | Achievable Economic RVT Potential | 0 | 0 | 0 | 0 | 0 | 0 | 0 | 0 | 0 | 0 | 0 | 0 | 0 | 0 | 0 | 0 | 0 | 0 | 0 | 0 | 0 | 0 | 0 | 0 | 0 | 0 | 0
F6_Commercial_WA - Health_New_Space Heating_Natural Gas_Advanced Kitchen Ventilation Controls_A_Achievable Economic RVT Potential | F6 | Commercial | WA - Health | New | Space Heating | Natural Gas | Advanced Kitchen Ventilation Controls | A | Incremental Winter Peak Savings (MW) | Achievable Economic RVT Potential | 0 | 0 | 0 | 0 | 0 | 0 | 0 | 0 | 0 | 0 | 0 | 0 | 0 | 0 | 0 | 0 | 0 | 0 | 0 | 0 | 0 | 0 | 0 | 0 | 0 | 0 | 0
F7_Commercial_WA - Health_New_Space Heating_Natural Gas_Advanced Kitchen Ventilation Controls_A_Achievable Economic RVT Potential | F7 | Commercial | WA - Health | New | Space Heating | Natural Gas | Advanced Kitchen Ventilation Controls | A | Cumulative Energy Savings (MWh or mTherms) | Achievable Economic RVT Potential | 0 | 0 | 0 | 0 | 0 | 0 | 0 | 0 | 0 | 0 | 0 | 0 | 0 | 0 | 0 | 0 | 0 | 0 | 0 | 0 | 0 | 0 | 0 | 0 | 0 | 0 | 0
F8_Commercial_WA - Health_New_Space Heating_Natural Gas_Advanced Kitchen Ventilation Controls_A_Achievable Economic RVT Potential | F8 | Commercial | WA - Health | New | Space Heating | Natural Gas | Advanced Kitchen Ventilation Controls | A | Cumulative Summer Peak Savings (MW) | Achievable Economic RVT Potential | 0 | 0 | 0 | 0 | 0 | 0 | 0 | 0 | 0 | 0 | 0 | 0 | 0 | 0 | 0 | 0 | 0 | 0 | 0 | 0 | 0 | 0 | 0 | 0 | 0 | 0 | 0
F9_Commercial_WA - Health_New_Space Heating_Natural Gas_Advanced Kitchen Ventilation Controls_A_Achievable Economic RVT Potential | F9 | Commercial | WA - Health | New | Space Heating | Natural Gas | Advanced Kitchen Ventilation Controls | A | Cumulative Winter Peak Savings (MW) | Achievable Economic RVT Potential | 0 | 0 | 0 | 0 | 0 | 0 | 0 | 0 | 0 | 0 | 0 | 0 | 0 | 0 | 0 | 0 | 0 | 0 | 0 | 0 | 0 | 0 | 0 | 0 | 0 | 0 | 0
F10_Commercial_WA - Health_New_Space Heating_Natural Gas_Advanced Kitchen Ventilation Controls_A_Achievable Economic RVT Potential | F10 | Commercial | WA - Health | New | Space Heating | Natural Gas | Advanced Kitchen Ventilation Controls | A | Purchases (Incremental) | Achievable Economic RVT Potential | 0 | 0 | 0 | 0 | 0 | 0 | 0 | 0 | 0 | 0 | 0 | 0 | 0 | 0 | 0 | 0 | 0 | 0 | 0 | 0 | 0 | 0 | 0 | 0 | 0 | 0 | 0
F11_Commercial_WA - Health_New_Space Heating_Natural Gas_Advanced Kitchen Ventilation Controls_A_Achievable Economic RVT Potential | F11 | Commercial | WA - Health | New | Space Heating | Natural Gas | Advanced Kitchen Ventilation Controls | A | Purchases (Cumulative) | Achievable Economic RVT Potential | 0 | 0 | 0 | 0 | 0 | 0 | 0 | 0 | 0 | 0 | 0 | 0 | 0 | 0 | 0 | 0 | 0 | 0 | 0 | 0 | 0 | 0 | 0 | 0 | 0 | 0 | 0
F1_Commercial_WA - Health_New_Space Heating_Natural Gas_Infiltration Control - Loading Dock Sealing_A_Achievable Economic RVT Potential | F1 | Commercial | WA - Health | New | Space Heating | Natural Gas | Infiltration Control - Loading Dock Sealing | A | Integrated Unit Energy Savings (kWh or therms) | Achievable Economic RVT Potential | 0 | 0 | 0 | 0 | 0 | 0 | 0 | 0 | 0 | 0 | 0 | 0 | 0 | 0 | 0 | 0 | 0 | 0 | 0 | 0 | 0 | 0 | 0 | 0 | 0 | 0 | 0
F2_Commercial_WA - Health_New_Space Heating_Natural Gas_Infiltration Control - Loading Dock Sealing_A_Achievable Economic RVT Potential | F2 | Commercial | WA - Health | New | Space Heating | Natural Gas | Infiltration Control - Loading Dock Sealing | A | Integrated Unit Summer Peak Savings (kW) | Achievable Economic RVT Potential | 0 | 0 | 0 | 0 | 0 | 0 | 0 | 0 | 0 | 0 | 0 | 0 | 0 | 0 | 0 | 0 | 0 | 0 | 0 | 0 | 0 | 0 | 0 | 0 | 0 | 0 | 0
F3_Commercial_WA - Health_New_Space Heating_Natural Gas_Infiltration Control - Loading Dock Sealing_A_Achievable Economic RVT Potential | F3 | Commercial | WA - Health | New | Space Heating | Natural Gas | Infiltration Control - Loading Dock Sealing | A | Integrated Unit Winter Peak Savings (kW) | Achievable Economic RVT Potential | 0 | 0 | 0 | 0 | 0 | 0 | 0 | 0 | 0 | 0 | 0 | 0 | 0 | 0 | 0 | 0 | 0 | 0 | 0 | 0 | 0 | 0 | 0 | 0 | 0 | 0 | 0
F4_Commercial_WA - Health_New_Space Heating_Natural Gas_Infiltration Control - Loading Dock Sealing_A_Achievable Economic RVT Potential | F4 | Commercial | WA - Health | New | Space Heating | Natural Gas | Infiltration Control - Loading Dock Sealing | A | Incremental Energy Savings (MWh or mTherms) | Achievable Economic RVT Potential | 0 | 0 | 0 | 0 | 0 | 0 | 0 | 0 | 0 | 0 | 0 | 0 | 0 | 0 | 0 | 0 | 0 | 0 | 0 | 0 | 0 | 0 | 0 | 0 | 0 | 0 | 0
F5_Commercial_WA - Health_New_Space Heating_Natural Gas_Infiltration Control - Loading Dock Sealing_A_Achievable Economic RVT Potential | F5 | Commercial | WA - Health | New | Space Heating | Natural Gas | Infiltration Control - Loading Dock Sealing | A | Incremental Summer Peak Savings (MW) | Achievable Economic RVT Potential | 0 | 0 | 0 | 0 | 0 | 0 | 0 | 0 | 0 | 0 | 0 | 0 | 0 | 0 | 0 | 0 | 0 | 0 | 0 | 0 | 0 | 0 | 0 | 0 | 0 | 0 | 0
F6_Commercial_WA - Health_New_Space Heating_Natural Gas_Infiltration Control - Loading Dock Sealing_A_Achievable Economic RVT Potential | F6 | Commercial | WA - Health | New | Space Heating | Natural Gas | Infiltration Control - Loading Dock Sealing | A | Incremental Winter Peak Savings (MW) | Achievable Economic RVT Potential | 0 | 0 | 0 | 0 | 0 | 0 | 0 | 0 | 0 | 0 | 0 | 0 | 0 | 0 | 0 | 0 | 0 | 0 | 0 | 0 | 0 | 0 | 0 | 0 | 0 | 0 | 0
F7_Commercial_WA - Health_New_Space Heating_Natural Gas_Infiltration Control - Loading Dock Sealing_A_Achievable Economic RVT Potential | F7 | Commercial | WA - Health | New | Space Heating | Natural Gas | Infiltration Control - Loading Dock Sealing | A | Cumulative Energy Savings (MWh or mTherms) | Achievable Economic RVT Potential | 0 | 0 | 0 | 0 | 0 | 0 | 0 | 0 | 0 | 0 | 0 | 0 | 0 | 0 | 0 | 0 | 0 | 0 | 0 | 0 | 0 | 0 | 0 | 0 | 0 | 0 | 0
F8_Commercial_WA - Health_New_Space Heating_Natural Gas_Infiltration Control - Loading Dock Sealing_A_Achievable Economic RVT Potential | F8 | Commercial | WA - Health | New | Space Heating | Natural Gas | Infiltration Control - Loading Dock Sealing | A | Cumulative Summer Peak Savings (MW) | Achievable Economic RVT Potential | 0 | 0 | 0 | 0 | 0 | 0 | 0 | 0 | 0 | 0 | 0 | 0 | 0 | 0 | 0 | 0 | 0 | 0 | 0 | 0 | 0 | 0 | 0 | 0 | 0 | 0 | 0
F9_Commercial_WA - Health_New_Space Heating_Natural Gas_Infiltration Control - Loading Dock Sealing_A_Achievable Economic RVT Potential | F9 | Commercial | WA - Health | New | Space Heating | Natural Gas | Infiltration Control - Loading Dock Sealing | A | Cumulative Winter Peak Savings (MW) | Achievable Economic RVT Potential | 0 | 0 | 0 | 0 | 0 | 0 | 0 | 0 | 0 | 0 | 0 | 0 | 0 | 0 | 0 | 0 | 0 | 0 | 0 | 0 | 0 | 0 | 0 | 0 | 0 | 0 | 0
F10_Commercial_WA - Health_New_Space Heating_Natural Gas_Infiltration Control - Loading Dock Sealing_A_Achievable Economic RVT Potential | F10 | Commercial | WA - Health | New | Space Heating | Natural Gas | Infiltration Control - Loading Dock Sealing | A | Purchases (Incremental) | Achievable Economic RVT Potential | 0 | 0 | 0 | 0 | 0 | 0 | 0 | 0 | 0 | 0 | 0 | 0 | 0 | 0 | 0 | 0 | 0 | 0 | 0 | 0 | 0 | 0 | 0 | 0 | 0 | 0 | 0
F11_Commercial_WA - Health_New_Space Heating_Natural Gas_Infiltration Control - Loading Dock Sealing_A_Achievable Economic RVT Potential | F11 | Commercial | WA - Health | New | Space Heating | Natural Gas | Infiltration Control - Loading Dock Sealing | A | Purchases (Cumulative) | Achievable Economic RVT Potential | 0 | 0 | 0 | 0 | 0 | 0 | 0 | 0 | 0 | 0 | 0 | 0 | 0 | 0 | 0 | 0 | 0 | 0 | 0 | 0 | 0 | 0 | 0 | 0 | 0 | 0 | 0
F1_Commercial_WA - Health_New_Space Heating_Natural Gas_Greenhouse Heat Curtain_A_Achievable Economic RVT Potential | F1 | Commercial | WA - Health | New | Space Heating | Natural Gas | Greenhouse Heat Curtain | A | Integrated Unit Energy Savings (kWh or therms) | Achievable Economic RVT Potential | 0 | 0 | 0 | 0 | 0 | 0 | 0 | 0 | 0 | 0 | 0 | 0 | 0 | 0 | 0 | 0 | 0 | 0 | 0 | 0 | 0 | 0 | 0 | 0 | 0 | 0 | 0
F2_Commercial_WA - Health_New_Space Heating_Natural Gas_Greenhouse Heat Curtain_A_Achievable Economic RVT Potential | F2 | Commercial | WA - Health | New | Space Heating | Natural Gas | Greenhouse Heat Curtain | A | Integrated Unit Summer Peak Savings (kW) | Achievable Economic RVT Potential | 0 | 0 | 0 | 0 | 0 | 0 | 0 | 0 | 0 | 0 | 0 | 0 | 0 | 0 | 0 | 0 | 0 | 0 | 0 | 0 | 0 | 0 | 0 | 0 | 0 | 0 | 0
F3_Commercial_WA - Health_New_Space Heating_Natural Gas_Greenhouse Heat Curtain_A_Achievable Economic RVT Potential | F3 | Commercial | WA - Health | New | Space Heating | Natural Gas | Greenhouse Heat Curtain | A | Integrated Unit Winter Peak Savings (kW) | Achievable Economic RVT Potential | 0 | 0 | 0 | 0 | 0 | 0 | 0 | 0 | 0 | 0 | 0 | 0 | 0 | 0 | 0 | 0 | 0 | 0 | 0 | 0 | 0 | 0 | 0 | 0 | 0 | 0 | 0
F4_Commercial_WA - Health_New_Space Heating_Natural Gas_Greenhouse Heat Curtain_A_Achievable Economic RVT Potential | F4 | Commercial | WA - Health | New | Space Heating | Natural Gas | Greenhouse Heat Curtain | A | Incremental Energy Savings (MWh or mTherms) | Achievable Economic RVT Potential | 0 | 0 | 0 | 0 | 0 | 0 | 0 | 0 | 0 | 0 | 0 | 0 | 0 | 0 | 0 | 0 | 0 | 0 | 0 | 0 | 0 | 0 | 0 | 0 | 0 | 0 | 0
F5_Commercial_WA - Health_New_Space Heating_Natural Gas_Greenhouse Heat Curtain_A_Achievable Economic RVT Potential | F5 | Commercial | WA - Health | New | Space Heating | Natural Gas | Greenhouse Heat Curtain | A | Incremental Summer Peak Savings (MW) | Achievable Economic RVT Potential | 0 | 0 | 0 | 0 | 0 | 0 | 0 | 0 | 0 | 0 | 0 | 0 | 0 | 0 | 0 | 0 | 0 | 0 | 0 | 0 | 0 | 0 | 0 | 0 | 0 | 0 | 0
F6_Commercial_WA - Health_New_Space Heating_Natural Gas_Greenhouse Heat Curtain_A_Achievable Economic RVT Potential | F6 | Commercial | WA - Health | New | Space Heating | Natural Gas | Greenhouse Heat Curtain | A | Incremental Winter Peak Savings (MW) | Achievable Economic RVT Potential | 0 | 0 | 0 | 0 | 0 | 0 | 0 | 0 | 0 | 0 | 0 | 0 | 0 | 0 | 0 | 0 | 0 | 0 | 0 | 0 | 0 | 0 | 0 | 0 | 0 | 0 | 0
F7_Commercial_WA - Health_New_Space Heating_Natural Gas_Greenhouse Heat Curtain_A_Achievable Economic RVT Potential | F7 | Commercial | WA - Health | New | Space Heating | Natural Gas | Greenhouse Heat Curtain | A | Cumulative Energy Savings (MWh or mTherms) | Achievable Economic RVT Potential | 0 | 0 | 0 | 0 | 0 | 0 | 0 | 0 | 0 | 0 | 0 | 0 | 0 | 0 | 0 | 0 | 0 | 0 | 0 | 0 | 0 | 0 | 0 | 0 | 0 | 0 | 0
F8_Commercial_WA - Health_New_Space Heating_Natural Gas_Greenhouse Heat Curtain_A_Achievable Economic RVT Potential | F8 | Commercial | WA - Health | New | Space Heating | Natural Gas | Greenhouse Heat Curtain | A | Cumulative Summer Peak Savings (MW) | Achievable Economic RVT Potential | 0 | 0 | 0 | 0 | 0 | 0 | 0 | 0 | 0 | 0 | 0 | 0 | 0 | 0 | 0 | 0 | 0 | 0 | 0 | 0 | 0 | 0 | 0 | 0 | 0 | 0 | 0
F9_Commercial_WA - Health_New_Space Heating_Natural Gas_Greenhouse Heat Curtain_A_Achievable Economic RVT Potential | F9 | Commercial | WA - Health | New | Space Heating | Natural Gas | Greenhouse Heat Curtain | A | Cumulative Winter Peak Savings (MW) | Achievable Economic RVT Potential | 0 | 0 | 0 | 0 | 0 | 0 | 0 | 0 | 0 | 0 | 0 | 0 | 0 | 0 | 0 | 0 | 0 | 0 | 0 | 0 | 0 | 0 | 0 | 0 | 0 | 0 | 0
F10_Commercial_WA - Health_New_Space Heating_Natural Gas_Greenhouse Heat Curtain_A_Achievable Economic RVT Potential | F10 | Commercial | WA - Health | New | Space Heating | Natural Gas | Greenhouse Heat Curtain | A | Purchases (Incremental) | Achievable Economic RVT Potential | 0 | 0 | 0 | 0 | 0 | 0 | 0 | 0 | 0 | 0 | 0 | 0 | 0 | 0 | 0 | 0 | 0 | 0 | 0 | 0 | 0 | 0 | 0 | 0 | 0 | 0 | 0
F11_Commercial_WA - Health_New_Space Heating_Natural Gas_Greenhouse Heat Curtain_A_Achievable Economic RVT Potential | F11 | Commercial | WA - Health | New | Space Heating | Natural Gas | Greenhouse Heat Curtain | A | Purchases (Cumulative) | Achievable Economic RVT Potential | 0 | 0 | 0 | 0 | 0 | 0 | 0 | 0 | 0 | 0 | 0 | 0 | 0 | 0 | 0 | 0 | 0 | 0 | 0 | 0 | 0 | 0 | 0 | 0 | 0 | 0 | 0
F1_Commercial_WA - Health_New_Space Heating_Natural Gas_Ventilation - Parking Garages, Demand Controlled_A_Achievable Economic RVT Potential | F1 | Commercial | WA - Health | New | Space Heating | Natural Gas | Ventilation - Parking Garages, Demand Controlled | A | Integrated Unit Energy Savings (kWh or therms) | Achievable Economic RVT Potential | 0 | 0 | 0 | 0 | 0 | 0 | 0 | 0 | 0 | 0 | 0 | 0 | 0 | 0 | 0 | 0 | 0 | 0 | 0 | 0 | 0 | 0 | 0 | 0 | 0 | 0 | 0
F2_Commercial_WA - Health_New_Space Heating_Natural Gas_Ventilation - Parking Garages, Demand Controlled_A_Achievable Economic RVT Potential | F2 | Commercial | WA - Health | New | Space Heating | Natural Gas | Ventilation - Parking Garages, Demand Controlled | A | Integrated Unit Summer Peak Savings (kW) | Achievable Economic RVT Potential | 0 | 0 | 0 | 0 | 0 | 0 | 0 | 0 | 0 | 0 | 0 | 0 | 0 | 0 | 0 | 0 | 0 | 0 | 0 | 0 | 0 | 0 | 0 | 0 | 0 | 0 | 0
F3_Commercial_WA - Health_New_Space Heating_Natural Gas_Ventilation - Parking Garages, Demand Controlled_A_Achievable Economic RVT Potential | F3 | Commercial | WA - Health | New | Space Heating | Natural Gas | Ventilation - Parking Garages, Demand Controlled | A | Integrated Unit Winter Peak Savings (kW) | Achievable Economic RVT Potential | 0 | 0 | 0 | 0 | 0 | 0 | 0 | 0 | 0 | 0 | 0 | 0 | 0 | 0 | 0 | 0 | 0 | 0 | 0 | 0 | 0 | 0 | 0 | 0 | 0 | 0 | 0
F4_Commercial_WA - Health_New_Space Heating_Natural Gas_Ventilation - Parking Garages, Demand Controlled_A_Achievable Economic RVT Potential | F4 | Commercial | WA - Health | New | Space Heating | Natural Gas | Ventilation - Parking Garages, Demand Controlled | A | Incremental Energy Savings (MWh or mTherms) | Achievable Economic RVT Potential | 0 | 0 | 0 | 0 | 0 | 0 | 0 | 0 | 0 | 0 | 0 | 0 | 0 | 0 | 0 | 0 | 0 | 0 | 0 | 0 | 0 | 0 | 0 | 0 | 0 | 0 | 0
F5_Commercial_WA - Health_New_Space Heating_Natural Gas_Ventilation - Parking Garages, Demand Controlled_A_Achievable Economic RVT Potential | F5 | Commercial | WA - Health | New | Space Heating | Natural Gas | Ventilation - Parking Garages, Demand Controlled | A | Incremental Summer Peak Savings (MW) | Achievable Economic RVT Potential | 0 | 0 | 0 | 0 | 0 | 0 | 0 | 0 | 0 | 0 | 0 | 0 | 0 | 0 | 0 | 0 | 0 | 0 | 0 | 0 | 0 | 0 | 0 | 0 | 0 | 0 | 0
F6_Commercial_WA - Health_New_Space Heating_Natural Gas_Ventilation - Parking Garages, Demand Controlled_A_Achievable Economic RVT Potential | F6 | Commercial | WA - Health | New | Space Heating | Natural Gas | Ventilation - Parking Garages, Demand Controlled | A | Incremental Winter Peak Savings (MW) | Achievable Economic RVT Potential | 0 | 0 | 0 | 0 | 0 | 0 | 0 | 0 | 0 | 0 | 0 | 0 | 0 | 0 | 0 | 0 | 0 | 0 | 0 | 0 | 0 | 0 | 0 | 0 | 0 | 0 | 0
F7_Commercial_WA - Health_New_Space Heating_Natural Gas_Ventilation - Parking Garages, Demand Controlled_A_Achievable Economic RVT Potential | F7 | Commercial | WA - Health | New | Space Heating | Natural Gas | Ventilation - Parking Garages, Demand Controlled | A | Cumulative Energy Savings (MWh or mTherms) | Achievable Economic RVT Potential | 0 | 0 | 0 | 0 | 0 | 0 | 0 | 0 | 0 | 0 | 0 | 0 | 0 | 0 | 0 | 0 | 0 | 0 | 0 | 0 | 0 | 0 | 0 | 0 | 0 | 0 | 0
F8_Commercial_WA - Health_New_Space Heating_Natural Gas_Ventilation - Parking Garages, Demand Controlled_A_Achievable Economic RVT Potential | F8 | Commercial | WA - Health | New | Space Heating | Natural Gas | Ventilation - Parking Garages, Demand Controlled | A | Cumulative Summer Peak Savings (MW) | Achievable Economic RVT Potential | 0 | 0 | 0 | 0 | 0 | 0 | 0 | 0 | 0 | 0 | 0 | 0 | 0 | 0 | 0 | 0 | 0 | 0 | 0 | 0 | 0 | 0 | 0 | 0 | 0 | 0 | 0
F9_Commercial_WA - Health_New_Space Heating_Natural Gas_Ventilation - Parking Garages, Demand Controlled_A_Achievable Economic RVT Potential | F9 | Commercial | WA - Health | New | Space Heating | Natural Gas | Ventilation - Parking Garages, Demand Controlled | A | Cumulative Winter Peak Savings (MW) | Achievable Economic RVT Potential | 0 | 0 | 0 | 0 | 0 | 0 | 0 | 0 | 0 | 0 | 0 | 0 | 0 | 0 | 0 | 0 | 0 | 0 | 0 | 0 | 0 | 0 | 0 | 0 | 0 | 0 | 0
F10_Commercial_WA - Health_New_Space Heating_Natural Gas_Ventilation - Parking Garages, Demand Controlled_A_Achievable Economic RVT Potential | F10 | Commercial | WA - Health | New | Space Heating | Natural Gas | Ventilation - Parking Garages, Demand Controlled | A | Purchases (Incremental) | Achievable Economic RVT Potential | 0 | 0 | 0 | 0 | 0 | 0 | 0 | 0 | 0 | 0 | 0 | 0 | 0 | 0 | 0 | 0 | 0 | 0 | 0 | 0 | 0 | 0 | 0 | 0 | 0 | 0 | 0
F11_Commercial_WA - Health_New_Space Heating_Natural Gas_Ventilation - Parking Garages, Demand Controlled_A_Achievable Economic RVT Potential | F11 | Commercial | WA - Health | New | Space Heating | Natural Gas | Ventilation - Parking Garages, Demand Controlled | A | Purchases (Cumulative) | Achievable Economic RVT Potential | 0 | 0 | 0 | 0 | 0 | 0 | 0 | 0 | 0 | 0 | 0 | 0 | 0 | 0 | 0 | 0 | 0 | 0 | 0 | 0 | 0 | 0 | 0 | 0 | 0 | 0 | 0
F1_Commercial_WA - Health_New_Miscellaneous_Natural Gas_Pool Heater - Night Covers_A_Achievable Economic RVT Potential | F1 | Commercial | WA - Health | New | Miscellaneous | Natural Gas | Pool Heater - Night Covers | A | Integrated Unit Energy Savings (kWh or therms) | Achievable Economic RVT Potential | 0 | 0 | 0 | 0 | 0 | 0 | 0 | 0 | 0 | 0 | 0 | 0 | 0 | 0 | 0 | 0 | 0 | 0 | 0 | 0 | 0 | 0 | 0 | 0 | 0 | 0 | 0
F2_Commercial_WA - Health_New_Miscellaneous_Natural Gas_Pool Heater - Night Covers_A_Achievable Economic RVT Potential | F2 | Commercial | WA - Health | New | Miscellaneous | Natural Gas | Pool Heater - Night Covers | A | Integrated Unit Summer Peak Savings (kW) | Achievable Economic RVT Potential | 0 | 0 | 0 | 0 | 0 | 0 | 0 | 0 | 0 | 0 | 0 | 0 | 0 | 0 | 0 | 0 | 0 | 0 | 0 | 0 | 0 | 0 | 0 | 0 | 0 | 0 | 0
F3_Commercial_WA - Health_New_Miscellaneous_Natural Gas_Pool Heater - Night Covers_A_Achievable Economic RVT Potential | F3 | Commercial | WA - Health | New | Miscellaneous | Natural Gas | Pool Heater - Night Covers | A | Integrated Unit Winter Peak Savings (kW) | Achievable Economic RVT Potential | 0 | 0 | 0 | 0 | 0 | 0 | 0 | 0 | 0 | 0 | 0 | 0 | 0 | 0 | 0 | 0 | 0 | 0 | 0 | 0 | 0 | 0 | 0 | 0 | 0 | 0 | 0
F4_Commercial_WA - Health_New_Miscellaneous_Natural Gas_Pool Heater - Night Covers_A_Achievable Economic RVT Potential | F4 | Commercial | WA - Health | New | Miscellaneous | Natural Gas | Pool Heater - Night Covers | A | Incremental Energy Savings (MWh or mTherms) | Achievable Economic RVT Potential | 0 | 0 | 0 | 0 | 0 | 0 | 0 | 0 | 0 | 0 | 0 | 0 | 0 | 0 | 0 | 0 | 0 | 0 | 0 | 0 | 0 | 0 | 0 | 0 | 0 | 0 | 0
F5_Commercial_WA - Health_New_Miscellaneous_Natural Gas_Pool Heater - Night Covers_A_Achievable Economic RVT Potential | F5 | Commercial | WA - Health | New | Miscellaneous | Natural Gas | Pool Heater - Night Covers | A | Incremental Summer Peak Savings (MW) | Achievable Economic RVT Potential | 0 | 0 | 0 | 0 | 0 | 0 | 0 | 0 | 0 | 0 | 0 | 0 | 0 | 0 | 0 | 0 | 0 | 0 | 0 | 0 | 0 | 0 | 0 | 0 | 0 | 0 | 0
F6_Commercial_WA - Health_New_Miscellaneous_Natural Gas_Pool Heater - Night Covers_A_Achievable Economic RVT Potential | F6 | Commercial | WA - Health | New | Miscellaneous | Natural Gas | Pool Heater - Night Covers | A | Incremental Winter Peak Savings (MW) | Achievable Economic RVT Potential | 0 | 0 | 0 | 0 | 0 | 0 | 0 | 0 | 0 | 0 | 0 | 0 | 0 | 0 | 0 | 0 | 0 | 0 | 0 | 0 | 0 | 0 | 0 | 0 | 0 | 0 | 0
F7_Commercial_WA - Health_New_Miscellaneous_Natural Gas_Pool Heater - Night Covers_A_Achievable Economic RVT Potential | F7 | Commercial | WA - Health | New | Miscellaneous | Natural Gas | Pool Heater - Night Covers | A | Cumulative Energy Savings (MWh or mTherms) | Achievable Economic RVT Potential | 0 | 0 | 0 | 0 | 0 | 0 | 0 | 0 | 0 | 0 | 0 | 0 | 0 | 0 | 0 | 0 | 0 | 0 | 0 | 0 | 0 | 0 | 0 | 0 | 0 | 0 | 0
F8_Commercial_WA - Health_New_Miscellaneous_Natural Gas_Pool Heater - Night Covers_A_Achievable Economic RVT Potential | F8 | Commercial | WA - Health | New | Miscellaneous | Natural Gas | Pool Heater - Night Covers | A | Cumulative Summer Peak Savings (MW) | Achievable Economic RVT Potential | 0 | 0 | 0 | 0 | 0 | 0 | 0 | 0 | 0 | 0 | 0 | 0 | 0 | 0 | 0 | 0 | 0 | 0 | 0 | 0 | 0 | 0 | 0 | 0 | 0 | 0 | 0
F9_Commercial_WA - Health_New_Miscellaneous_Natural Gas_Pool Heater - Night Covers_A_Achievable Economic RVT Potential | F9 | Commercial | WA - Health | New | Miscellaneous | Natural Gas | Pool Heater - Night Covers | A | Cumulative Winter Peak Savings (MW) | Achievable Economic RVT Potential | 0 | 0 | 0 | 0 | 0 | 0 | 0 | 0 | 0 | 0 | 0 | 0 | 0 | 0 | 0 | 0 | 0 | 0 | 0 | 0 | 0 | 0 | 0 | 0 | 0 | 0 | 0
F10_Commercial_WA - Health_New_Miscellaneous_Natural Gas_Pool Heater - Night Covers_A_Achievable Economic RVT Potential | F10 | Commercial | WA - Health | New | Miscellaneous | Natural Gas | Pool Heater - Night Covers | A | Purchases (Incremental) | Achievable Economic RVT Potential | 0 | 0 | 0 | 0 | 0 | 0 | 0 | 0 | 0 | 0 | 0 | 0 | 0 | 0 | 0 | 0 | 0 | 0 | 0 | 0 | 0 | 0 | 0 | 0 | 0 | 0 | 0
F11_Commercial_WA - Health_New_Miscellaneous_Natural Gas_Pool Heater - Night Covers_A_Achievable Economic RVT Potential | F11 | Commercial | WA - Health | New | Miscellaneous | Natural Gas | Pool Heater - Night Covers | A | Purchases (Cumulative) | Achievable Economic RVT Potential | 0 | 0 | 0 | 0 | 0 | 0 | 0 | 0 | 0 | 0 | 0 | 0 | 0 | 0 | 0 | 0 | 0 | 0 | 0 | 0 | 0 | 0 | 0 | 0 | 0 | 0 | 0
F1_Commercial_WA - Health_New_Space Heating_Natural Gas_Advanced New Construction Designs_A_Achievable Economic RVT Potential | F1 | Commercial | WA - Health | New | Space Heating | Natural Gas | Advanced New Construction Designs | A | Integrated Unit Energy Savings (kWh or therms) | Achievable Economic RVT Potential | 0 | 0 | 0 | 0 | 0 | 0 | 0 | 0 | 0 | 0 | 0 | 0 | 0 | 0 | 0 | 0 | 0 | 0 | 0 | 0 | 0 | 0 | 0 | 0 | 0 | 0 | 0
F2_Commercial_WA - Health_New_Space Heating_Natural Gas_Advanced New Construction Designs_A_Achievable Economic RVT Potential | F2 | Commercial | WA - Health | New | Space Heating | Natural Gas | Advanced New Construction Designs | A | Integrated Unit Summer Peak Savings (kW) | Achievable Economic RVT Potential | 0 | 0 | 0 | 0 | 0 | 0 | 0 | 0 | 0 | 0 | 0 | 0 | 0 | 0 | 0 | 0 | 0 | 0 | 0 | 0 | 0 | 0 | 0 | 0 | 0 | 0 | 0
F3_Commercial_WA - Health_New_Space Heating_Natural Gas_Advanced New Construction Designs_A_Achievable Economic RVT Potential | F3 | Commercial | WA - Health | New | Space Heating | Natural Gas | Advanced New Construction Designs | A | Integrated Unit Winter Peak Savings (kW) | Achievable Economic RVT Potential | 0 | 0 | 0 | 0 | 0 | 0 | 0 | 0 | 0 | 0 | 0 | 0 | 0 | 0 | 0 | 0 | 0 | 0 | 0 | 0 | 0 | 0 | 0 | 0 | 0 | 0 | 0
F4_Commercial_WA - Health_New_Space Heating_Natural Gas_Advanced New Construction Designs_A_Achievable Economic RVT Potential | F4 | Commercial | WA - Health | New | Space Heating | Natural Gas | Advanced New Construction Designs | A | Incremental Energy Savings (MWh or mTherms) | Achievable Economic RVT Potential | 0 | 0 | 0 | 0 | 0 | 0 | 0 | 0 | 0 | 0 | 0 | 0 | 0 | 0 | 0 | 0 | 0 | 0 | 0 | 0 | 0 | 0 | 0 | 0 | 0 | 0 | 0
F5_Commercial_WA - Health_New_Space Heating_Natural Gas_Advanced New Construction Designs_A_Achievable Economic RVT Potential | F5 | Commercial | WA - Health | New | Space Heating | Natural Gas | Advanced New Construction Designs | A | Incremental Summer Peak Savings (MW) | Achievable Economic RVT Potential | 0 | 0 | 0 | 0 | 0 | 0 | 0 | 0 | 0 | 0 | 0 | 0 | 0 | 0 | 0 | 0 | 0 | 0 | 0 | 0 | 0 | 0 | 0 | 0 | 0 | 0 | 0
F6_Commercial_WA - Health_New_Space Heating_Natural Gas_Advanced New Construction Designs_A_Achievable Economic RVT Potential | F6 | Commercial | WA - Health | New | Space Heating | Natural Gas | Advanced New Construction Designs | A | Incremental Winter Peak Savings (MW) | Achievable Economic RVT Potential | 0 | 0 | 0 | 0 | 0 | 0 | 0 | 0 | 0 | 0 | 0 | 0 | 0 | 0 | 0 | 0 | 0 | 0 | 0 | 0 | 0 | 0 | 0 | 0 | 0 | 0 | 0
F7_Commercial_WA - Health_New_Space Heating_Natural Gas_Advanced New Construction Designs_A_Achievable Economic RVT Potential | F7 | Commercial | WA - Health | New | Space Heating | Natural Gas | Advanced New Construction Designs | A | Cumulative Energy Savings (MWh or mTherms) | Achievable Economic RVT Potential | 0 | 0 | 0 | 0 | 0 | 0 | 0 | 0 | 0 | 0 | 0 | 0 | 0 | 0 | 0 | 0 | 0 | 0 | 0 | 0 | 0 | 0 | 0 | 0 | 0 | 0 | 0
F8_Commercial_WA - Health_New_Space Heating_Natural Gas_Advanced New Construction Designs_A_Achievable Economic RVT Potential | F8 | Commercial | WA - Health | New | Space Heating | Natural Gas | Advanced New Construction Designs | A | Cumulative Summer Peak Savings (MW) | Achievable Economic RVT Potential | 0 | 0 | 0 | 0 | 0 | 0 | 0 | 0 | 0 | 0 | 0 | 0 | 0 | 0 | 0 | 0 | 0 | 0 | 0 | 0 | 0 | 0 | 0 | 0 | 0 | 0 | 0
F9_Commercial_WA - Health_New_Space Heating_Natural Gas_Advanced New Construction Designs_A_Achievable Economic RVT Potential | F9 | Commercial | WA - Health | New | Space Heating | Natural Gas | Advanced New Construction Designs | A | Cumulative Winter Peak Savings (MW) | Achievable Economic RVT Potential | 0 | 0 | 0 | 0 | 0 | 0 | 0 | 0 | 0 | 0 | 0 | 0 | 0 | 0 | 0 | 0 | 0 | 0 | 0 | 0 | 0 | 0 | 0 | 0 | 0 | 0 | 0
F10_Commercial_WA - Health_New_Space Heating_Natural Gas_Advanced New Construction Designs_A_Achievable Economic RVT Potential | F10 | Commercial | WA - Health | New | Space Heating | Natural Gas | Advanced New Construction Designs | A | Purchases (Incremental) | Achievable Economic RVT Potential | 0 | 0 | 0 | 0 | 0 | 0 | 0 | 0 | 0 | 0 | 0 | 0 | 0 | 0 | 0 | 0 | 0 | 0 | 0 | 0 | 0 | 0 | 0 | 0 | 0 | 0 | 0
F11_Commercial_WA - Health_New_Space Heating_Natural Gas_Advanced New Construction Designs_A_Achievable Economic RVT Potential | F11 | Commercial | WA - Health | New | Space Heating | Natural Gas | Advanced New Construction Designs | A | Purchases (Cumulative) | Achievable Economic RVT Potential | 0 | 0 | 0 | 0 | 0 | 0 | 0 | 0 | 0 | 0 | 0 | 0 | 0 | 0 | 0 | 0 | 0 | 0 | 0 | 0 | 0 | 0 | 0 | 0 | 0 | 0 | 0
F1_Commercial_WA - Health_New_Water Heating_Natural Gas_Advanced New Construction Designs_A_Achievable Economic RVT Potential | F1 | Commercial | WA - Health | New | Water Heating | Natural Gas | Advanced New Construction Designs | A | Integrated Unit Energy Savings (kWh or therms) | Achievable Economic RVT Potential | 0 | 0 | 0 | 0 | 0 | 0 | 0 | 0 | 0 | 0 | 0 | 0 | 0 | 0 | 0 | 0 | 0 | 0 | 0 | 0 | 0 | 0 | 0 | 0 | 0 | 0 | 0
F2_Commercial_WA - Health_New_Water Heating_Natural Gas_Advanced New Construction Designs_A_Achievable Economic RVT Potential | F2 | Commercial | WA - Health | New | Water Heating | Natural Gas | Advanced New Construction Designs | A | Integrated Unit Summer Peak Savings (kW) | Achievable Economic RVT Potential | 0 | 0 | 0 | 0 | 0 | 0 | 0 | 0 | 0 | 0 | 0 | 0 | 0 | 0 | 0 | 0 | 0 | 0 | 0 | 0 | 0 | 0 | 0 | 0 | 0 | 0 | 0
F3_Commercial_WA - Health_New_Water Heating_Natural Gas_Advanced New Construction Designs_A_Achievable Economic RVT Potential | F3 | Commercial | WA - Health | New | Water Heating | Natural Gas | Advanced New Construction Designs | A | Integrated Unit Winter Peak Savings (kW) | Achievable Economic RVT Potential | 0 | 0 | 0 | 0 | 0 | 0 | 0 | 0 | 0 | 0 | 0 | 0 | 0 | 0 | 0 | 0 | 0 | 0 | 0 | 0 | 0 | 0 | 0 | 0 | 0 | 0 | 0
F4_Commercial_WA - Health_New_Water Heating_Natural Gas_Advanced New Construction Designs_A_Achievable Economic RVT Potential | F4 | Commercial | WA - Health | New | Water Heating | Natural Gas | Advanced New Construction Designs | A | Incremental Energy Savings (MWh or mTherms) | Achievable Economic RVT Potential | 0 | 0 | 0 | 0 | 0 | 0 | 0 | 0 | 0 | 0 | 0 | 0 | 0 | 0 | 0 | 0 | 0 | 0 | 0 | 0 | 0 | 0 | 0 | 0 | 0 | 0 | 0
F5_Commercial_WA - Health_New_Water Heating_Natural Gas_Advanced New Construction Designs_A_Achievable Economic RVT Potential | F5 | Commercial | WA - Health | New | Water Heating | Natural Gas | Advanced New Construction Designs | A | Incremental Summer Peak Savings (MW) | Achievable Economic RVT Potential | 0 | 0 | 0 | 0 | 0 | 0 | 0 | 0 | 0 | 0 | 0 | 0 | 0 | 0 | 0 | 0 | 0 | 0 | 0 | 0 | 0 | 0 | 0 | 0 | 0 | 0 | 0
F6_Commercial_WA - Health_New_Water Heating_Natural Gas_Advanced New Construction Designs_A_Achievable Economic RVT Potential | F6 | Commercial | WA - Health | New | Water Heating | Natural Gas | Advanced New Construction Designs | A | Incremental Winter Peak Savings (MW) | Achievable Economic RVT Potential | 0 | 0 | 0 | 0 | 0 | 0 | 0 | 0 | 0 | 0 | 0 | 0 | 0 | 0 | 0 | 0 | 0 | 0 | 0 | 0 | 0 | 0 | 0 | 0 | 0 | 0 | 0
F7_Commercial_WA - Health_New_Water Heating_Natural Gas_Advanced New Construction Designs_A_Achievable Economic RVT Potential | F7 | Commercial | WA - Health | New | Water Heating | Natural Gas | Advanced New Construction Designs | A | Cumulative Energy Savings (MWh or mTherms) | Achievable Economic RVT Potential | 0 | 0 | 0 | 0 | 0 | 0 | 0 | 0 | 0 | 0 | 0 | 0 | 0 | 0 | 0 | 0 | 0 | 0 | 0 | 0 | 0 | 0 | 0 | 0 | 0 | 0 | 0
F8_Commercial_WA - Health_New_Water Heating_Natural Gas_Advanced New Construction Designs_A_Achievable Economic RVT Potential | F8 | Commercial | WA - Health | New | Water Heating | Natural Gas | Advanced New Construction Designs | A | Cumulative Summer Peak Savings (MW) | Achievable Economic RVT Potential | 0 | 0 | 0 | 0 | 0 | 0 | 0 | 0 | 0 | 0 | 0 | 0 | 0 | 0 | 0 | 0 | 0 | 0 | 0 | 0 | 0 | 0 | 0 | 0 | 0 | 0 | 0
F9_Commercial_WA - Health_New_Water Heating_Natural Gas_Advanced New Construction Designs_A_Achievable Economic RVT Potential | F9 | Commercial | WA - Health | New | Water Heating | Natural Gas | Advanced New Construction Designs | A | Cumulative Winter Peak Savings (MW) | Achievable Economic RVT Potential | 0 | 0 | 0 | 0 | 0 | 0 | 0 | 0 | 0 | 0 | 0 | 0 | 0 | 0 | 0 | 0 | 0 | 0 | 0 | 0 | 0 | 0 | 0 | 0 | 0 | 0 | 0
F10_Commercial_WA - Health_New_Water Heating_Natural Gas_Advanced New Construction Designs_A_Achievable Economic RVT Potential | F10 | Commercial | WA - Health | New | Water Heating | Natural Gas | Advanced New Construction Designs | A | Purchases (Incremental) | Achievable Economic RVT Potential | 0 | 0 | 0 | 0 | 0 | 0 | 0 | 0 | 0 | 0 | 0 | 0 | 0 | 0 | 0 | 0 | 0 | 0 | 0 | 0 | 0 | 0 | 0 | 0 | 0 | 0 | 0
F11_Commercial_WA - Health_New_Water Heating_Natural Gas_Advanced New Construction Designs_A_Achievable Economic RVT Potential | F11 | Commercial | WA - Health | New | Water Heating | Natural Gas | Advanced New Construction Designs | A | Purchases (Cumulative) | Achievable Economic RVT Potential | 0 | 0 | 0 | 0 | 0 | 0 | 0 | 0 | 0 | 0 | 0 | 0 | 0 | 0 | 0 | 0 | 0 | 0 | 0 | 0 | 0 | 0 | 0 | 0 | 0 | 0 | 0
F1_Commercial_WA - Health_New_Space Heating_Natural Gas_Strategic Energy Management_A_Achievable Economic RVT Potential | F1 | Commercial | WA - Health | New | Space Heating | Natural Gas | Strategic Energy Management | A | Integrated Unit Energy Savings (kWh or therms) | Achievable Economic RVT Potential | 0 | 0 | 0 | 0 | 0 | 0 | 0 | 0 | 0 | 0 | 0 | 0 | 0 | 0 | 0 | 0 | 0 | 0 | 0 | 0 | 0 | 0 | 0 | 0 | 0 | 0 | 0
F2_Commercial_WA - Health_New_Space Heating_Natural Gas_Strategic Energy Management_A_Achievable Economic RVT Potential | F2 | Commercial | WA - Health | New | Space Heating | Natural Gas | Strategic Energy Management | A | Integrated Unit Summer Peak Savings (kW) | Achievable Economic RVT Potential | 0 | 0 | 0 | 0 | 0 | 0 | 0 | 0 | 0 | 0 | 0 | 0 | 0 | 0 | 0 | 0 | 0 | 0 | 0 | 0 | 0 | 0 | 0 | 0 | 0 | 0 | 0
F3_Commercial_WA - Health_New_Space Heating_Natural Gas_Strategic Energy Management_A_Achievable Economic RVT Potential | F3 | Commercial | WA - Health | New | Space Heating | Natural Gas | Strategic Energy Management | A | Integrated Unit Winter Peak Savings (kW) | Achievable Economic RVT Potential | 0 | 0 | 0 | 0 | 0 | 0 | 0 | 0 | 0 | 0 | 0 | 0 | 0 | 0 | 0 | 0 | 0 | 0 | 0 | 0 | 0 | 0 | 0 | 0 | 0 | 0 | 0
F4_Commercial_WA - Health_New_Space Heating_Natural Gas_Strategic Energy Management_A_Achievable Economic RVT Potential | F4 | Commercial | WA - Health | New | Space Heating | Natural Gas | Strategic Energy Management | A | Incremental Energy Savings (MWh or mTherms) | Achievable Economic RVT Potential | 0 | 0 | 0 | 0 | 0 | 0 | 0 | 0 | 0 | 0 | 0 | 0 | 0 | 0 | 0 | 0 | 0 | 0 | 0 | 0 | 0 | 0 | 0 | 0 | 0 | 0 | 0
F5_Commercial_WA - Health_New_Space Heating_Natural Gas_Strategic Energy Management_A_Achievable Economic RVT Potential | F5 | Commercial | WA - Health | New | Space Heating | Natural Gas | Strategic Energy Management | A | Incremental Summer Peak Savings (MW) | Achievable Economic RVT Potential | 0 | 0 | 0 | 0 | 0 | 0 | 0 | 0 | 0 | 0 | 0 | 0 | 0 | 0 | 0 | 0 | 0 | 0 | 0 | 0 | 0 | 0 | 0 | 0 | 0 | 0 | 0
F6_Commercial_WA - Health_New_Space Heating_Natural Gas_Strategic Energy Management_A_Achievable Economic RVT Potential | F6 | Commercial | WA - Health | New | Space Heating | Natural Gas | Strategic Energy Management | A | Incremental Winter Peak Savings (MW) | Achievable Economic RVT Potential | 0 | 0 | 0 | 0 | 0 | 0 | 0 | 0 | 0 | 0 | 0 | 0 | 0 | 0 | 0 | 0 | 0 | 0 | 0 | 0 | 0 | 0 | 0 | 0 | 0 | 0 | 0
F7_Commercial_WA - Health_New_Space Heating_Natural Gas_Strategic Energy Management_A_Achievable Economic RVT Potential | F7 | Commercial | WA - Health | New | Space Heating | Natural Gas | Strategic Energy Management | A | Cumulative Energy Savings (MWh or mTherms) | Achievable Economic RVT Potential | 0 | 0 | 0 | 0 | 0 | 0 | 0 | 0 | 0 | 0 | 0 | 0 | 0 | 0 | 0 | 0 | 0 | 0 | 0 | 0 | 0 | 0 | 0 | 0 | 0 | 0 | 0
F8_Commercial_WA - Health_New_Space Heating_Natural Gas_Strategic Energy Management_A_Achievable Economic RVT Potential | F8 | Commercial | WA - Health | New | Space Heating | Natural Gas | Strategic Energy Management | A | Cumulative Summer Peak Savings (MW) | Achievable Economic RVT Potential | 0 | 0 | 0 | 0 | 0 | 0 | 0 | 0 | 0 | 0 | 0 | 0 | 0 | 0 | 0 | 0 | 0 | 0 | 0 | 0 | 0 | 0 | 0 | 0 | 0 | 0 | 0
F9_Commercial_WA - Health_New_Space Heating_Natural Gas_Strategic Energy Management_A_Achievable Economic RVT Potential | F9 | Commercial | WA - Health | New | Space Heating | Natural Gas | Strategic Energy Management | A | Cumulative Winter Peak Savings (MW) | Achievable Economic RVT Potential | 0 | 0 | 0 | 0 | 0 | 0 | 0 | 0 | 0 | 0 | 0 | 0 | 0 | 0 | 0 | 0 | 0 | 0 | 0 | 0 | 0 | 0 | 0 | 0 | 0 | 0 | 0
F10_Commercial_WA - Health_New_Space Heating_Natural Gas_Strategic Energy Management_A_Achievable Economic RVT Potential | F10 | Commercial | WA - Health | New | Space Heating | Natural Gas | Strategic Energy Management | A | Purchases (Incremental) | Achievable Economic RVT Potential | 0 | 0 | 0 | 0 | 0 | 0 | 0 | 0 | 0 | 0 | 0 | 0 | 0 | 0 | 0 | 0 | 0 | 0 | 0 | 0 | 0 | 0 | 0 | 0 | 0 | 0 | 0
F11_Commercial_WA - Health_New_Space Heating_Natural Gas_Strategic Energy Management_A_Achievable Economic RVT Potential | F11 | Commercial | WA - Health | New | Space Heating | Natural Gas | Strategic Energy Management | A | Purchases (Cumulative) | Achievable Economic RVT Potential | 0 | 0 | 0 | 0 | 0 | 0 | 0 | 0 | 0 | 0 | 0 | 0 | 0 | 0 | 0 | 0 | 0 | 0 | 0 | 0 | 0 | 0 | 0 | 0 | 0 | 0 | 0
F1_Commercial_WA - Health_New_Water Heating_Natural Gas_Strategic Energy Management_A_Achievable Economic RVT Potential | F1 | Commercial | WA - Health | New | Water Heating | Natural Gas | Strategic Energy Management | A | Integrated Unit Energy Savings (kWh or therms) | Achievable Economic RVT Potential | 0 | 0 | 0 | 0 | 0 | 0 | 0 | 0 | 0 | 0 | 0 | 0 | 0 | 0 | 0 | 0 | 0 | 0 | 0 | 0 | 0 | 0 | 0 | 0 | 0 | 0 | 0
F2_Commercial_WA - Health_New_Water Heating_Natural Gas_Strategic Energy Management_A_Achievable Economic RVT Potential | F2 | Commercial | WA - Health | New | Water Heating | Natural Gas | Strategic Energy Management | A | Integrated Unit Summer Peak Savings (kW) | Achievable Economic RVT Potential | 0 | 0 | 0 | 0 | 0 | 0 | 0 | 0 | 0 | 0 | 0 | 0 | 0 | 0 | 0 | 0 | 0 | 0 | 0 | 0 | 0 | 0 | 0 | 0 | 0 | 0 | 0
F3_Commercial_WA - Health_New_Water Heating_Natural Gas_Strategic Energy Management_A_Achievable Economic RVT Potential | F3 | Commercial | WA - Health | New | Water Heating | Natural Gas | Strategic Energy Management | A | Integrated Unit Winter Peak Savings (kW) | Achievable Economic RVT Potential | 0 | 0 | 0 | 0 | 0 | 0 | 0 | 0 | 0 | 0 | 0 | 0 | 0 | 0 | 0 | 0 | 0 | 0 | 0 | 0 | 0 | 0 | 0 | 0 | 0 | 0 | 0
F4_Commercial_WA - Health_New_Water Heating_Natural Gas_Strategic Energy Management_A_Achievable Economic RVT Potential | F4 | Commercial | WA - Health | New | Water Heating | Natural Gas | Strategic Energy Management | A | Incremental Energy Savings (MWh or mTherms) | Achievable Economic RVT Potential | 0 | 0 | 0 | 0 | 0 | 0 | 0 | 0 | 0 | 0 | 0 | 0 | 0 | 0 | 0 | 0 | 0 | 0 | 0 | 0 | 0 | 0 | 0 | 0 | 0 | 0 | 0
F5_Commercial_WA - Health_New_Water Heating_Natural Gas_Strategic Energy Management_A_Achievable Economic RVT Potential | F5 | Commercial | WA - Health | New | Water Heating | Natural Gas | Strategic Energy Management | A | Incremental Summer Peak Savings (MW) | Achievable Economic RVT Potential | 0 | 0 | 0 | 0 | 0 | 0 | 0 | 0 | 0 | 0 | 0 | 0 | 0 | 0 | 0 | 0 | 0 | 0 | 0 | 0 | 0 | 0 | 0 | 0 | 0 | 0 | 0
F6_Commercial_WA - Health_New_Water Heating_Natural Gas_Strategic Energy Management_A_Achievable Economic RVT Potential | F6 | Commercial | WA - Health | New | Water Heating | Natural Gas | Strategic Energy Management | A | Incremental Winter Peak Savings (MW) | Achievable Economic RVT Potential | 0 | 0 | 0 | 0 | 0 | 0 | 0 | 0 | 0 | 0 | 0 | 0 | 0 | 0 | 0 | 0 | 0 | 0 | 0 | 0 | 0 | 0 | 0 | 0 | 0 | 0 | 0
F7_Commercial_WA - Health_New_Water Heating_Natural Gas_Strategic Energy Management_A_Achievable Economic RVT Potential | F7 | Commercial | WA - Health | New | Water Heating | Natural Gas | Strategic Energy Management | A | Cumulative Energy Savings (MWh or mTherms) | Achievable Economic RVT Potential | 0 | 0 | 0 | 0 | 0 | 0 | 0 | 0 | 0 | 0 | 0 | 0 | 0 | 0 | 0 | 0 | 0 | 0 | 0 | 0 | 0 | 0 | 0 | 0 | 0 | 0 | 0
F8_Commercial_WA - Health_New_Water Heating_Natural Gas_Strategic Energy Management_A_Achievable Economic RVT Potential | F8 | Commercial | WA - Health | New | Water Heating | Natural Gas | Strategic Energy Management | A | Cumulative Summer Peak Savings (MW) | Achievable Economic RVT Potential | 0 | 0 | 0 | 0 | 0 | 0 | 0 | 0 | 0 | 0 | 0 | 0 | 0 | 0 | 0 | 0 | 0 | 0 | 0 | 0 | 0 | 0 | 0 | 0 | 0 | 0 | 0
F9_Commercial_WA - Health_New_Water Heating_Natural Gas_Strategic Energy Management_A_Achievable Economic RVT Potential | F9 | Commercial | WA - Health | New | Water Heating | Natural Gas | Strategic Energy Management | A | Cumulative Winter Peak Savings (MW) | Achievable Economic RVT Potential | 0 | 0 | 0 | 0 | 0 | 0 | 0 | 0 | 0 | 0 | 0 | 0 | 0 | 0 | 0 | 0 | 0 | 0 | 0 | 0 | 0 | 0 | 0 | 0 | 0 | 0 | 0
F10_Commercial_WA - Health_New_Water Heating_Natural Gas_Strategic Energy Management_A_Achievable Economic RVT Potential | F10 | Commercial | WA - Health | New | Water Heating | Natural Gas | Strategic Energy Management | A | Purchases (Incremental) | Achievable Economic RVT Potential | 0 | 0 | 0 | 0 | 0 | 0 | 0 | 0 | 0 | 0 | 0 | 0 | 0 | 0 | 0 | 0 | 0 | 0 | 0 | 0 | 0 | 0 | 0 | 0 | 0 | 0 | 0
F11_Commercial_WA - Health_New_Water Heating_Natural Gas_Strategic Energy Management_A_Achievable Economic RVT Potential | F11 | Commercial | WA - Health | New | Water Heating | Natural Gas | Strategic Energy Management | A | Purchases (Cumulative) | Achievable Economic RVT Potential | 0 | 0 | 0 | 0 | 0 | 0 | 0 | 0 | 0 | 0 | 0 | 0 | 0 | 0 | 0 | 0 | 0 | 0 | 0 | 0 | 0 | 0 | 0 | 0 | 0 | 0 | 0
F1_Commercial_WA - Health_New_Space Heating_Natural Gas_Retrocommissioning_A_Achievable Economic RVT Potential | F1 | Commercial | WA - Health | New | Space Heating | Natural Gas | Retrocommissioning | A | Integrated Unit Energy Savings (kWh or therms) | Achievable Economic RVT Potential | 0 | 0 | 0 | 0 | 0 | 0 | 0 | 0 | 0 | 0 | 0 | 0 | 0 | 0 | 0 | 0 | 0 | 0 | 0 | 0 | 0 | 0 | 0 | 0 | 0 | 0 | 0
F2_Commercial_WA - Health_New_Space Heating_Natural Gas_Retrocommissioning_A_Achievable Economic RVT Potential | F2 | Commercial | WA - Health | New | Space Heating | Natural Gas | Retrocommissioning | A | Integrated Unit Summer Peak Savings (kW) | Achievable Economic RVT Potential | 0 | 0 | 0 | 0 | 0 | 0 | 0 | 0 | 0 | 0 | 0 | 0 | 0 | 0 | 0 | 0 | 0 | 0 | 0 | 0 | 0 | 0 | 0 | 0 | 0 | 0 | 0
F3_Commercial_WA - Health_New_Space Heating_Natural Gas_Retrocommissioning_A_Achievable Economic RVT Potential | F3 | Commercial | WA - Health | New | Space Heating | Natural Gas | Retrocommissioning | A | Integrated Unit Winter Peak Savings (kW) | Achievable Economic RVT Potential | 0 | 0 | 0 | 0 | 0 | 0 | 0 | 0 | 0 | 0 | 0 | 0 | 0 | 0 | 0 | 0 | 0 | 0 | 0 | 0 | 0 | 0 | 0 | 0 | 0 | 0 | 0
F4_Commercial_WA - Health_New_Space Heating_Natural Gas_Retrocommissioning_A_Achievable Economic RVT Potential | F4 | Commercial | WA - Health | New | Space Heating | Natural Gas | Retrocommissioning | A | Incremental Energy Savings (MWh or mTherms) | Achievable Economic RVT Potential | 0 | 0 | 0 | 0 | 0 | 0 | 0 | 0 | 0 | 0 | 0 | 0 | 0 | 0 | 0 | 0 | 0 | 0 | 0 | 0 | 0 | 0 | 0 | 0 | 0 | 0 | 0
F5_Commercial_WA - Health_New_Space Heating_Natural Gas_Retrocommissioning_A_Achievable Economic RVT Potential | F5 | Commercial | WA - Health | New | Space Heating | Natural Gas | Retrocommissioning | A | Incremental Summer Peak Savings (MW) | Achievable Economic RVT Potential | 0 | 0 | 0 | 0 | 0 | 0 | 0 | 0 | 0 | 0 | 0 | 0 | 0 | 0 | 0 | 0 | 0 | 0 | 0 | 0 | 0 | 0 | 0 | 0 | 0 | 0 | 0
F6_Commercial_WA - Health_New_Space Heating_Natural Gas_Retrocommissioning_A_Achievable Economic RVT Potential | F6 | Commercial | WA - Health | New | Space Heating | Natural Gas | Retrocommissioning | A | Incremental Winter Peak Savings (MW) | Achievable Economic RVT Potential | 0 | 0 | 0 | 0 | 0 | 0 | 0 | 0 | 0 | 0 | 0 | 0 | 0 | 0 | 0 | 0 | 0 | 0 | 0 | 0 | 0 | 0 | 0 | 0 | 0 | 0 | 0
F7_Commercial_WA - Health_New_Space Heating_Natural Gas_Retrocommissioning_A_Achievable Economic RVT Potential | F7 | Commercial | WA - Health | New | Space Heating | Natural Gas | Retrocommissioning | A | Cumulative Energy Savings (MWh or mTherms) | Achievable Economic RVT Potential | 0 | 0 | 0 | 0 | 0 | 0 | 0 | 0 | 0 | 0 | 0 | 0 | 0 | 0 | 0 | 0 | 0 | 0 | 0 | 0 | 0 | 0 | 0 | 0 | 0 | 0 | 0
F8_Commercial_WA - Health_New_Space Heating_Natural Gas_Retrocommissioning_A_Achievable Economic RVT Potential | F8 | Commercial | WA - Health | New | Space Heating | Natural Gas | Retrocommissioning | A | Cumulative Summer Peak Savings (MW) | Achievable Economic RVT Potential | 0 | 0 | 0 | 0 | 0 | 0 | 0 | 0 | 0 | 0 | 0 | 0 | 0 | 0 | 0 | 0 | 0 | 0 | 0 | 0 | 0 | 0 | 0 | 0 | 0 | 0 | 0
F9_Commercial_WA - Health_New_Space Heating_Natural Gas_Retrocommissioning_A_Achievable Economic RVT Potential | F9 | Commercial | WA - Health | New | Space Heating | Natural Gas | Retrocommissioning | A | Cumulative Winter Peak Savings (MW) | Achievable Economic RVT Potential | 0 | 0 | 0 | 0 | 0 | 0 | 0 | 0 | 0 | 0 | 0 | 0 | 0 | 0 | 0 | 0 | 0 | 0 | 0 | 0 | 0 | 0 | 0 | 0 | 0 | 0 | 0
F10_Commercial_WA - Health_New_Space Heating_Natural Gas_Retrocommissioning_A_Achievable Economic RVT Potential | F10 | Commercial | WA - Health | New | Space Heating | Natural Gas | Retrocommissioning | A | Purchases (Incremental) | Achievable Economic RVT Potential | 0 | 0 | 0 | 0 | 0 | 0 | 0 | 0 | 0 | 0 | 0 | 0 | 0 | 0 | 0 | 0 | 0 | 0 | 0 | 0 | 0 | 0 | 0 | 0 | 0 | 0 | 0
F11_Commercial_WA - Health_New_Space Heating_Natural Gas_Retrocommissioning_A_Achievable Economic RVT Potential | F11 | Commercial | WA - Health | New | Space Heating | Natural Gas | Retrocommissioning | A | Purchases (Cumulative) | Achievable Economic RVT Potential | 0 | 0 | 0 | 0 | 0 | 0 | 0 | 0 | 0 | 0 | 0 | 0 | 0 | 0 | 0 | 0 | 0 | 0 | 0 | 0 | 0 | 0 | 0 | 0 | 0 | 0 | 0
F1_Commercial_WA - Health_New_Water Heating_Natural Gas_Retrocommissioning_A_Achievable Economic RVT Potential | F1 | Commercial | WA - Health | New | Water Heating | Natural Gas | Retrocommissioning | A | Integrated Unit Energy Savings (kWh or therms) | Achievable Economic RVT Potential | 0 | 0 | 0 | 0 | 0 | 0 | 0 | 0 | 0 | 0 | 0 | 0 | 0 | 0 | 0 | 0 | 0 | 0 | 0 | 0 | 0 | 0 | 0 | 0 | 0 | 0 | 0
F2_Commercial_WA - Health_New_Water Heating_Natural Gas_Retrocommissioning_A_Achievable Economic RVT Potential | F2 | Commercial | WA - Health | New | Water Heating | Natural Gas | Retrocommissioning | A | Integrated Unit Summer Peak Savings (kW) | Achievable Economic RVT Potential | 0 | 0 | 0 | 0 | 0 | 0 | 0 | 0 | 0 | 0 | 0 | 0 | 0 | 0 | 0 | 0 | 0 | 0 | 0 | 0 | 0 | 0 | 0 | 0 | 0 | 0 | 0
F3_Commercial_WA - Health_New_Water Heating_Natural Gas_Retrocommissioning_A_Achievable Economic RVT Potential | F3 | Commercial | WA - Health | New | Water Heating | Natural Gas | Retrocommissioning | A | Integrated Unit Winter Peak Savings (kW) | Achievable Economic RVT Potential | 0 | 0 | 0 | 0 | 0 | 0 | 0 | 0 | 0 | 0 | 0 | 0 | 0 | 0 | 0 | 0 | 0 | 0 | 0 | 0 | 0 | 0 | 0 | 0 | 0 | 0 | 0
F4_Commercial_WA - Health_New_Water Heating_Natural Gas_Retrocommissioning_A_Achievable Economic RVT Potential | F4 | Commercial | WA - Health | New | Water Heating | Natural Gas | Retrocommissioning | A | Incremental Energy Savings (MWh or mTherms) | Achievable Economic RVT Potential | 0 | 0 | 0 | 0 | 0 | 0 | 0 | 0 | 0 | 0 | 0 | 0 | 0 | 0 | 0 | 0 | 0 | 0 | 0 | 0 | 0 | 0 | 0 | 0 | 0 | 0 | 0
F5_Commercial_WA - Health_New_Water Heating_Natural Gas_Retrocommissioning_A_Achievable Economic RVT Potential | F5 | Commercial | WA - Health | New | Water Heating | Natural Gas | Retrocommissioning | A | Incremental Summer Peak Savings (MW) | Achievable Economic RVT Potential | 0 | 0 | 0 | 0 | 0 | 0 | 0 | 0 | 0 | 0 | 0 | 0 | 0 | 0 | 0 | 0 | 0 | 0 | 0 | 0 | 0 | 0 | 0 | 0 | 0 | 0 | 0
F6_Commercial_WA - Health_New_Water Heating_Natural Gas_Retrocommissioning_A_Achievable Economic RVT Potential | F6 | Commercial | WA - Health | New | Water Heating | Natural Gas | Retrocommissioning | A | Incremental Winter Peak Savings (MW) | Achievable Economic RVT Potential | 0 | 0 | 0 | 0 | 0 | 0 | 0 | 0 | 0 | 0 | 0 | 0 | 0 | 0 | 0 | 0 | 0 | 0 | 0 | 0 | 0 | 0 | 0 | 0 | 0 | 0 | 0
F7_Commercial_WA - Health_New_Water Heating_Natural Gas_Retrocommissioning_A_Achievable Economic RVT Potential | F7 | Commercial | WA - Health | New | Water Heating | Natural Gas | Retrocommissioning | A | Cumulative Energy Savings (MWh or mTherms) | Achievable Economic RVT Potential | 0 | 0 | 0 | 0 | 0 | 0 | 0 | 0 | 0 | 0 | 0 | 0 | 0 | 0 | 0 | 0 | 0 | 0 | 0 | 0 | 0 | 0 | 0 | 0 | 0 | 0 | 0
F8_Commercial_WA - Health_New_Water Heating_Natural Gas_Retrocommissioning_A_Achievable Economic RVT Potential | F8 | Commercial | WA - Health | New | Water Heating | Natural Gas | Retrocommissioning | A | Cumulative Summer Peak Savings (MW) | Achievable Economic RVT Potential | 0 | 0 | 0 | 0 | 0 | 0 | 0 | 0 | 0 | 0 | 0 | 0 | 0 | 0 | 0 | 0 | 0 | 0 | 0 | 0 | 0 | 0 | 0 | 0 | 0 | 0 | 0
F9_Commercial_WA - Health_New_Water Heating_Natural Gas_Retrocommissioning_A_Achievable Economic RVT Potential | F9 | Commercial | WA - Health | New | Water Heating | Natural Gas | Retrocommissioning | A | Cumulative Winter Peak Savings (MW) | Achievable Economic RVT Potential | 0 | 0 | 0 | 0 | 0 | 0 | 0 | 0 | 0 | 0 | 0 | 0 | 0 | 0 | 0 | 0 | 0 | 0 | 0 | 0 | 0 | 0 | 0 | 0 | 0 | 0 | 0
F10_Commercial_WA - Health_New_Water Heating_Natural Gas_Retrocommissioning_A_Achievable Economic RVT Potential | F10 | Commercial | WA - Health | New | Water Heating | Natural Gas | Retrocommissioning | A | Purchases (Incremental) | Achievable Economic RVT Potential | 0 | 0 | 0 | 0 | 0 | 0 | 0 | 0 | 0 | 0 | 0 | 0 | 0 | 0 | 0 | 0 | 0 | 0 | 0 | 0 | 0 | 0 | 0 | 0 | 0 | 0 | 0
F11_Commercial_WA - Health_New_Water Heating_Natural Gas_Retrocommissioning_A_Achievable Economic RVT Potential | F11 | Commercial | WA - Health | New | Water Heating | Natural Gas | Retrocommissioning | A | Purchases (Cumulative) | Achievable Economic RVT Potential | 0 | 0 | 0 | 0 | 0 | 0 | 0 | 0 | 0 | 0 | 0 | 0 | 0 | 0 | 0 | 0 | 0 | 0 | 0 | 0 | 0 | 0 | 0 | 0 | 0 | 0 | 0
F1_Commercial_OR - College_Existing_Space Heating_Natural Gas_Insulation - Ceiling_A_Achievable Economic RVT Potential | F1 | Commercial | OR - College | Existing | Space Heating | Natural Gas | Insulation - Ceiling | A | Integrated Unit Energy Savings (kWh or therms) | Achievable Economic RVT Potential | 0 | 0 | 0.062202 | 0.061617 | 0.060997 | 0.060348 | 0.05966 | 0.058922 | 0.058132 | 0.057291 | 0.056402 | 0.05548 | 0.054571 | 0.05367 | 0.052785 | 0.051946 | 0.051175 | 0.050562 | 0.050113 | 0.049733 | 0.049445 | 0.049177 | 0.049112 | 0.049053 | 0.048999 | 0.048949 | 0.048904
F2_Commercial_OR - College_Existing_Space Heating_Natural Gas_Insulation - Ceiling_A_Achievable Economic RVT Potential | F2 | Commercial | OR - College | Existing | Space Heating | Natural Gas | Insulation - Ceiling | A | Integrated Unit Summer Peak Savings (kW) | Achievable Economic RVT Potential | 0 | 0 | 0 | 0 | 0 | 0 | 0 | 0 | 0 | 0 | 0 | 0 | 0 | 0 | 0 | 0 | 0 | 0 | 0 | 0 | 0 | 0 | 0 | 0 | 0 | 0 | 0
F3_Commercial_OR - College_Existing_Space Heating_Natural Gas_Insulation - Ceiling_A_Achievable Economic RVT Potential | F3 | Commercial | OR - College | Existing | Space Heating | Natural Gas | Insulation - Ceiling | A | Integrated Unit Winter Peak Savings (kW) | Achievable Economic RVT Potential | 0 | 0 | 0 | 0 | 0 | 0 | 0 | 0 | 0 | 0 | 0 | 0 | 0 | 0 | 0 | 0 | 0 | 0 | 0 | 0 | 0 | 0 | 0 | 0 | 0 | 0 | 0
F4_Commercial_OR - College_Existing_Space Heating_Natural Gas_Insulation - Ceiling_A_Achievable Economic RVT Potential | F4 | Commercial | OR - College | Existing | Space Heating | Natural Gas | Insulation - Ceiling | A | Incremental Energy Savings (MWh or mTherms) | Achievable Economic RVT Potential | 0 | 0 | 0 | 0 | 0 | 0 | 0 | 0 | 0 | 0 | 0 | 0 | 0 | 0 | 0 | 0 | 0 | 0 | 0 | 0 | 0 | 0 | 0 | 0 | 0 | 0 | 0
F5_Commercial_OR - College_Existing_Space Heating_Natural Gas_Insulation - Ceiling_A_Achievable Economic RVT Potential | F5 | Commercial | OR - College | Existing | Space Heating | Natural Gas | Insulation - Ceiling | A | Incremental Summer Peak Savings (MW) | Achievable Economic RVT Potential | 0 | 0 | 0 | 0 | 0 | 0 | 0 | 0 | 0 | 0 | 0 | 0 | 0 | 0 | 0 | 0 | 0 | 0 | 0 | 0 | 0 | 0 | 0 | 0 | 0 | 0 | 0
F6_Commercial_OR - College_Existing_Space Heating_Natural Gas_Insulation - Ceiling_A_Achievable Economic RVT Potential | F6 | Commercial | OR - College | Existing | Space Heating | Natural Gas | Insulation - Ceiling | A | Incremental Winter Peak Savings (MW) | Achievable Economic RVT Potential | 0 | 0 | 0 | 0 | 0 | 0 | 0 | 0 | 0 | 0 | 0 | 0 | 0 | 0 | 0 | 0 | 0 | 0 | 0 | 0 | 0 | 0 | 0 | 0 | 0 | 0 | 0
F7_Commercial_OR - College_Existing_Space Heating_Natural Gas_Insulation - Ceiling_A_Achievable Economic RVT Potential | F7 | Commercial | OR - College | Existing | Space Heating | Natural Gas | Insulation - Ceiling | A | Cumulative Energy Savings (MWh or mTherms) | Achievable Economic RVT Potential | 0 | 0 | 0 | 0 | 0 | 0 | 0 | 0 | 0 | 0 | 0 | 0 | 0 | 0 | 0 | 0 | 0 | 0 | 0 | 0 | 0 | 0 | 0 | 0 | 0 | 0 | 0
F8_Commercial_OR - College_Existing_Space Heating_Natural Gas_Insulation - Ceiling_A_Achievable Economic RVT Potential | F8 | Commercial | OR - College | Existing | Space Heating | Natural Gas | Insulation - Ceiling | A | Cumulative Summer Peak Savings (MW) | Achievable Economic RVT Potential | 0 | 0 | 0 | 0 | 0 | 0 | 0 | 0 | 0 | 0 | 0 | 0 | 0 | 0 | 0 | 0 | 0 | 0 | 0 | 0 | 0 | 0 | 0 | 0 | 0 | 0 | 0
F9_Commercial_OR - College_Existing_Space Heating_Natural Gas_Insulation - Ceiling_A_Achievable Economic RVT Potential | F9 | Commercial | OR - College | Existing | Space Heating | Natural Gas | Insulation - Ceiling | A | Cumulative Winter Peak Savings (MW) | Achievable Economic RVT Potential | 0 | 0 | 0 | 0 | 0 | 0 | 0 | 0 | 0 | 0 | 0 | 0 | 0 | 0 | 0 | 0 | 0 | 0 | 0 | 0 | 0 | 0 | 0 | 0 | 0 | 0 | 0
F10_Commercial_OR - College_Existing_Space Heating_Natural Gas_Insulation - Ceiling_A_Achievable Economic RVT Potential | F10 | Commercial | OR - College | Existing | Space Heating | Natural Gas | Insulation - Ceiling | A | Purchases (Incremental) | Achievable Economic RVT Potential | 0 | 0 | 0 | 0 | 0 | 0 | 0 | 0 | 0 | 0 | 0 | 0 | 0 | 0 | 0 | 0 | 0 | 0 | 0 | 0 | 0 | 0 | 0 | 0 | 0 | 0 | 0
F11_Commercial_OR - College_Existing_Space Heating_Natural Gas_Insulation - Ceiling_A_Achievable Economic RVT Potential | F11 | Commercial | OR - College | Existing | Space Heating | Natural Gas | Insulation - Ceiling | A | Purchases (Cumulative) | Achievable Economic RVT Potential | 0 | 0 | 0 | 0 | 0 | 0 | 0 | 0 | 0 | 0 | 0 | 0 | 0 | 0 | 0 | 0 | 0 | 0 | 0 | 0 | 0 | 0 | 0 | 0 | 0 | 0 | 0
F1_Commercial_OR - College_Existing_Space Heating_Natural Gas_Insulation - Ducting_A_Achievable Economic RVT Potential | F1 | Commercial | OR - College | Existing | Space Heating | Natural Gas | Insulation - Ducting | A | Integrated Unit Energy Savings (kWh or therms) | Achievable Economic RVT Potential | 0 | 0 | 0 | 0 | 0 | 0 | 0 | 0 | 0 | 0 | 0 | 0 | 0 | 0 | 0 | 0 | 0 | 0 | 0 | 0 | 0 | 0 | 0 | 0 | 0 | 0 | 0
F2_Commercial_OR - College_Existing_Space Heating_Natural Gas_Insulation - Ducting_A_Achievable Economic RVT Potential | F2 | Commercial | OR - College | Existing | Space Heating | Natural Gas | Insulation - Ducting | A | Integrated Unit Summer Peak Savings (kW) | Achievable Economic RVT Potential | 0 | 0 | 0 | 0 | 0 | 0 | 0 | 0 | 0 | 0 | 0 | 0 | 0 | 0 | 0 | 0 | 0 | 0 | 0 | 0 | 0 | 0 | 0 | 0 | 0 | 0 | 0
F3_Commercial_OR - College_Existing_Space Heating_Natural Gas_Insulation - Ducting_A_Achievable Economic RVT Potential | F3 | Commercial | OR - College | Existing | Space Heating | Natural Gas | Insulation - Ducting | A | Integrated Unit Winter Peak Savings (kW) | Achievable Economic RVT Potential | 0 | 0 | 0 | 0 | 0 | 0 | 0 | 0 | 0 | 0 | 0 | 0 | 0 | 0 | 0 | 0 | 0 | 0 | 0 | 0 | 0 | 0 | 0 | 0 | 0 | 0 | 0
F4_Commercial_OR - College_Existing_Space Heating_Natural Gas_Insulation - Ducting_A_Achievable Economic RVT Potential | F4 | Commercial | OR - College | Existing | Space Heating | Natural Gas | Insulation - Ducting | A | Incremental Energy Savings (MWh or mTherms) | Achievable Economic RVT Potential | 0 | 0 | 0 | 0 | 0 | 0 | 0 | 0 | 0 | 0 | 0 | 0 | 0 | 0 | 0 | 0 | 0 | 0 | 0 | 0 | 0 | 0 | 0 | 0 | 0 | 0 | 0
F5_Commercial_OR - College_Existing_Space Heating_Natural Gas_Insulation - Ducting_A_Achievable Economic RVT Potential | F5 | Commercial | OR - College | Existing | Space Heating | Natural Gas | Insulation - Ducting | A | Incremental Summer Peak Savings (MW) | Achievable Economic RVT Potential | 0 | 0 | 0 | 0 | 0 | 0 | 0 | 0 | 0 | 0 | 0 | 0 | 0 | 0 | 0 | 0 | 0 | 0 | 0 | 0 | 0 | 0 | 0 | 0 | 0 | 0 | 0
F6_Commercial_OR - College_Existing_Space Heating_Natural Gas_Insulation - Ducting_A_Achievable Economic RVT Potential | F6 | Commercial | OR - College | Existing | Space Heating | Natural Gas | Insulation - Ducting | A | Incremental Winter Peak Savings (MW) | Achievable Economic RVT Potential | 0 | 0 | 0 | 0 | 0 | 0 | 0 | 0 | 0 | 0 | 0 | 0 | 0 | 0 | 0 | 0 | 0 | 0 | 0 | 0 | 0 | 0 | 0 | 0 | 0 | 0 | 0
F7_Commercial_OR - College_Existing_Space Heating_Natural Gas_Insulation - Ducting_A_Achievable Economic RVT Potential | F7 | Commercial | OR - College | Existing | Space Heating | Natural Gas | Insulation - Ducting | A | Cumulative Energy Savings (MWh or mTherms) | Achievable Economic RVT Potential | 0 | 0 | 0 | 0 | 0 | 0 | 0 | 0 | 0 | 0 | 0 | 0 | 0 | 0 | 0 | 0 | 0 | 0 | 0 | 0 | 0 | 0 | 0 | 0 | 0 | 0 | 0
F8_Commercial_OR - College_Existing_Space Heating_Natural Gas_Insulation - Ducting_A_Achievable Economic RVT Potential | F8 | Commercial | OR - College | Existing | Space Heating | Natural Gas | Insulation - Ducting | A | Cumulative Summer Peak Savings (MW) | Achievable Economic RVT Potential | 0 | 0 | 0 | 0 | 0 | 0 | 0 | 0 | 0 | 0 | 0 | 0 | 0 | 0 | 0 | 0 | 0 | 0 | 0 | 0 | 0 | 0 | 0 | 0 | 0 | 0 | 0
F9_Commercial_OR - College_Existing_Space Heating_Natural Gas_Insulation - Ducting_A_Achievable Economic RVT Potential | F9 | Commercial | OR - College | Existing | Space Heating | Natural Gas | Insulation - Ducting | A | Cumulative Winter Peak Savings (MW) | Achievable Economic RVT Potential | 0 | 0 | 0 | 0 | 0 | 0 | 0 | 0 | 0 | 0 | 0 | 0 | 0 | 0 | 0 | 0 | 0 | 0 | 0 | 0 | 0 | 0 | 0 | 0 | 0 | 0 | 0
F10_Commercial_OR - College_Existing_Space Heating_Natural Gas_Insulation - Ducting_A_Achievable Economic RVT Potential | F10 | Commercial | OR - College | Existing | Space Heating | Natural Gas | Insulation - Ducting | A | Purchases (Incremental) | Achievable Economic RVT Potential | 0 | 0 | 0 | 0 | 0 | 0 | 0 | 0 | 0 | 0 | 0 | 0 | 0 | 0 | 0 | 0 | 0 | 0 | 0 | 0 | 0 | 0 | 0 | 0 | 0 | 0 | 0
F11_Commercial_OR - College_Existing_Space Heating_Natural Gas_Insulation - Ducting_A_Achievable Economic RVT Potential | F11 | Commercial | OR - College | Existing | Space Heating | Natural Gas | Insulation - Ducting | A | Purchases (Cumulative) | Achievable Economic RVT Potential | 0 | 0 | 0 | 0 | 0 | 0 | 0 | 0 | 0 | 0 | 0 | 0 | 0 | 0 | 0 | 0 | 0 | 0 | 0 | 0 | 0 | 0 | 0 | 0 | 0 | 0 | 0
F1_Commercial_OR - College_Existing_Space Heating_Natural Gas_Insulation - Wall Cavity_A_Achievable Economic RVT Potential | F1 | Commercial | OR - College | Existing | Space Heating | Natural Gas | Insulation - Wall Cavity | A | Integrated Unit Energy Savings (kWh or therms) | Achievable Economic RVT Potential | 0 | 0 | 0.19656 | 0.19582 | 0.19509 | 0.19437 | 0.19366 | 0.19295 | 0.19226 | 0.19158 | 0.19091 | 0.19025 | 0.1896 | 0.18897 | 0.18836 | 0.18777 | 0.18722 | 0.18671 | 0.18624 | 0.18579 | 0.18537 | 0.18498 | 0.18474 | 0.18452 | 0.18431 | 0.18413 | 0.18396
F2_Commercial_OR - College_Existing_Space Heating_Natural Gas_Insulation - Wall Cavity_A_Achievable Economic RVT Potential | F2 | Commercial | OR - College | Existing | Space Heating | Natural Gas | Insulation - Wall Cavity | A | Integrated Unit Summer Peak Savings (kW) | Achievable Economic RVT Potential | 0 | 0 | 0 | 0 | 0 | 0 | 0 | 0 | 0 | 0 | 0 | 0 | 0 | 0 | 0 | 0 | 0 | 0 | 0 | 0 | 0 | 0 | 0 | 0 | 0 | 0 | 0
F3_Commercial_OR - College_Existing_Space Heating_Natural Gas_Insulation - Wall Cavity_A_Achievable Economic RVT Potential | F3 | Commercial | OR - College | Existing | Space Heating | Natural Gas | Insulation - Wall Cavity | A | Integrated Unit Winter Peak Savings (kW) | Achievable Economic RVT Potential | 0 | 0 | 0 | 0 | 0 | 0 | 0 | 0 | 0 | 0 | 0 | 0 | 0 | 0 | 0 | 0 | 0 | 0 | 0 | 0 | 0 | 0 | 0 | 0 | 0 | 0 | 0
F4_Commercial_OR - College_Existing_Space Heating_Natural Gas_Insulation - Wall Cavity_A_Achievable Economic RVT Potential | F4 | Commercial | OR - College | Existing | Space Heating | Natural Gas | Insulation - Wall Cavity | A | Incremental Energy Savings (MWh or mTherms) | Achievable Economic RVT Potential | 0 | 0 | 0 | 0 | 0 | 0 | 0 | 0 | 0 | 0 | 0 | 0 | 0 | 0 | 0 | 0 | 0 | 0 | 0 | 0 | 0 | 0 | 0 | 0 | 0 | 0 | 0
F5_Commercial_OR - College_Existing_Space Heating_Natural Gas_Insulation - Wall Cavity_A_Achievable Economic RVT Potential | F5 | Commercial | OR - College | Existing | Space Heating | Natural Gas | Insulation - Wall Cavity | A | Incremental Summer Peak Savings (MW) | Achievable Economic RVT Potential | 0 | 0 | 0 | 0 | 0 | 0 | 0 | 0 | 0 | 0 | 0 | 0 | 0 | 0 | 0 | 0 | 0 | 0 | 0 | 0 | 0 | 0 | 0 | 0 | 0 | 0 | 0
F6_Commercial_OR - College_Existing_Space Heating_Natural Gas_Insulation - Wall Cavity_A_Achievable Economic RVT Potential | F6 | Commercial | OR - College | Existing | Space Heating | Natural Gas | Insulation - Wall Cavity | A | Incremental Winter Peak Savings (MW) | Achievable Economic RVT Potential | 0 | 0 | 0 | 0 | 0 | 0 | 0 | 0 | 0 | 0 | 0 | 0 | 0 | 0 | 0 | 0 | 0 | 0 | 0 | 0 | 0 | 0 | 0 | 0 | 0 | 0 | 0
F7_Commercial_OR - College_Existing_Space Heating_Natural Gas_Insulation - Wall Cavity_A_Achievable Economic RVT Potential | F7 | Commercial | OR - College | Existing | Space Heating | Natural Gas | Insulation - Wall Cavity | A | Cumulative Energy Savings (MWh or mTherms) | Achievable Economic RVT Potential | 0 | 0 | 0 | 0 | 0 | 0 | 0 | 0 | 0 | 0 | 0 | 0 | 0 | 0 | 0 | 0 | 0 | 0 | 0 | 0 | 0 | 0 | 0 | 0 | 0 | 0 | 0
F8_Commercial_OR - College_Existing_Space Heating_Natural Gas_Insulation - Wall Cavity_A_Achievable Economic RVT Potential | F8 | Commercial | OR - College | Existing | Space Heating | Natural Gas | Insulation - Wall Cavity | A | Cumulative Summer Peak Savings (MW) | Achievable Economic RVT Potential | 0 | 0 | 0 | 0 | 0 | 0 | 0 | 0 | 0 | 0 | 0 | 0 | 0 | 0 | 0 | 0 | 0 | 0 | 0 | 0 | 0 | 0 | 0 | 0 | 0 | 0 | 0
F9_Commercial_OR - College_Existing_Space Heating_Natural Gas_Insulation - Wall Cavity_A_Achievable Economic RVT Potential | F9 | Commercial | OR - College | Existing | Space Heating | Natural Gas | Insulation - Wall Cavity | A | Cumulative Winter Peak Savings (MW) | Achievable Economic RVT Potential | 0 | 0 | 0 | 0 | 0 | 0 | 0 | 0 | 0 | 0 | 0 | 0 | 0 | 0 | 0 | 0 | 0 | 0 | 0 | 0 | 0 | 0 | 0 | 0 | 0 | 0 | 0
F10_Commercial_OR - College_Existing_Space Heating_Natural Gas_Insulation - Wall Cavity_A_Achievable Economic RVT Potential | F10 | Commercial | OR - College | Existing | Space Heating | Natural Gas | Insulation - Wall Cavity | A | Purchases (Incremental) | Achievable Economic RVT Potential | 0 | 0 | 0 | 0 | 0 | 0 | 0 | 0 | 0 | 0 | 0 | 0 | 0 | 0 | 0 | 0 | 0 | 0 | 0 | 0 | 0 | 0 | 0 | 0 | 0 | 0 | 0
F11_Commercial_OR - College_Existing_Space Heating_Natural Gas_Insulation - Wall Cavity_A_Achievable Economic RVT Potential | F11 | Commercial | OR - College | Existing | Space Heating | Natural Gas | Insulation - Wall Cavity | A | Purchases (Cumulative) | Achievable Economic RVT Potential | 0 | 0 | 0 | 0 | 0 | 0 | 0 | 0 | 0 | 0 | 0 | 0 | 0 | 0 | 0 | 0 | 0 | 0 | 0 | 0 | 0 | 0 | 0 | 0 | 0 | 0 | 0
F1_Commercial_OR - College_Existing_Space Heating_Natural Gas_Green Roof - Vegetated Rooftop_A_Achievable Economic RVT Potential | F1 | Commercial | OR - College | Existing | Space Heating | Natural Gas | Green Roof - Vegetated Rooftop | A | Integrated Unit Energy Savings (kWh or therms) | Achievable Economic RVT Potential | 0 | 0 | 0.003533 | 0.0034769 | 0.0034164 | 0.0033563 | 0.0032957 | 0.0032309 | 0.0031604 | 0.0030847 | 0.0030045 | 0.0029216 | 0.0028386 | 0.0027572 | 0.0026791 | 0.0026063 | 0.0025411 | 0.0024897 | 0.0024522 | 0.0024216 | 0.0023996 | 0.0023796 | 0.0023764 | 0.0023735 | 0.0023709 | 0.0023685 | 0.0023663
F2_Commercial_OR - College_Existing_Space Heating_Natural Gas_Green Roof - Vegetated Rooftop_A_Achievable Economic RVT Potential | F2 | Commercial | OR - College | Existing | Space Heating | Natural Gas | Green Roof - Vegetated Rooftop | A | Integrated Unit Summer Peak Savings (kW) | Achievable Economic RVT Potential | 0 | 0 | 0 | 0 | 0 | 0 | 0 | 0 | 0 | 0 | 0 | 0 | 0 | 0 | 0 | 0 | 0 | 0 | 0 | 0 | 0 | 0 | 0 | 0 | 0 | 0 | 0
F3_Commercial_OR - College_Existing_Space Heating_Natural Gas_Green Roof - Vegetated Rooftop_A_Achievable Economic RVT Potential | F3 | Commercial | OR - College | Existing | Space Heating | Natural Gas | Green Roof - Vegetated Rooftop | A | Integrated Unit Winter Peak Savings (kW) | Achievable Economic RVT Potential | 0 | 0 | 0 | 0 | 0 | 0 | 0 | 0 | 0 | 0 | 0 | 0 | 0 | 0 | 0 | 0 | 0 | 0 | 0 | 0 | 0 | 0 | 0 | 0 | 0 | 0 | 0
F4_Commercial_OR - College_Existing_Space Heating_Natural Gas_Green Roof - Vegetated Rooftop_A_Achievable Economic RVT Potential | F4 | Commercial | OR - College | Existing | Space Heating | Natural Gas | Green Roof - Vegetated Rooftop | A | Incremental Energy Savings (MWh or mTherms) | Achievable Economic RVT Potential | 0 | 0 | 0 | 0 | 0 | 0 | 0 | 0 | 0 | 0 | 0 | 0 | 0 | 0 | 0 | 0 | 0 | 0 | 0 | 0 | 0 | 0 | 0 | 0 | 0 | 0 | 0
F5_Commercial_OR - College_Existing_Space Heating_Natural Gas_Green Roof - Vegetated Rooftop_A_Achievable Economic RVT Potential | F5 | Commercial | OR - College | Existing | Space Heating | Natural Gas | Green Roof - Vegetated Rooftop | A | Incremental Summer Peak Savings (MW) | Achievable Economic RVT Potential | 0 | 0 | 0 | 0 | 0 | 0 | 0 | 0 | 0 | 0 | 0 | 0 | 0 | 0 | 0 | 0 | 0 | 0 | 0 | 0 | 0 | 0 | 0 | 0 | 0 | 0 | 0
F6_Commercial_OR - College_Existing_Space Heating_Natural Gas_Green Roof - Vegetated Rooftop_A_Achievable Economic RVT Potential | F6 | Commercial | OR - College | Existing | Space Heating | Natural Gas | Green Roof - Vegetated Rooftop | A | Incremental Winter Peak Savings (MW) | Achievable Economic RVT Potential | 0 | 0 | 0 | 0 | 0 | 0 | 0 | 0 | 0 | 0 | 0 | 0 | 0 | 0 | 0 | 0 | 0 | 0 | 0 | 0 | 0 | 0 | 0 | 0 | 0 | 0 | 0
F7_Commercial_OR - College_Existing_Space Heating_Natural Gas_Green Roof - Vegetated Rooftop_A_Achievable Economic RVT Potential | F7 | Commercial | OR - College | Existing | Space Heating | Natural Gas | Green Roof - Vegetated Rooftop | A | Cumulative Energy Savings (MWh or mTherms) | Achievable Economic RVT Potential | 0 | 0 | 0 | 0 | 0 | 0 | 0 | 0 | 0 | 0 | 0 | 0 | 0 | 0 | 0 | 0 | 0 | 0 | 0 | 0 | 0 | 0 | 0 | 0 | 0 | 0 | 0
F8_Commercial_OR - College_Existing_Space Heating_Natural Gas_Green Roof - Vegetated Rooftop_A_Achievable Economic RVT Potential | F8 | Commercial | OR - College | Existing | Space Heating | Natural Gas | Green Roof - Vegetated Rooftop | A | Cumulative Summer Peak Savings (MW) | Achievable Economic RVT Potential | 0 | 0 | 0 | 0 | 0 | 0 | 0 | 0 | 0 | 0 | 0 | 0 | 0 | 0 | 0 | 0 | 0 | 0 | 0 | 0 | 0 | 0 | 0 | 0 | 0 | 0 | 0
F9_Commercial_OR - College_Existing_Space Heating_Natural Gas_Green Roof - Vegetated Rooftop_A_Achievable Economic RVT Potential | F9 | Commercial | OR - College | Existing | Space Heating | Natural Gas | Green Roof - Vegetated Rooftop | A | Cumulative Winter Peak Savings (MW) | Achievable Economic RVT Potential | 0 | 0 | 0 | 0 | 0 | 0 | 0 | 0 | 0 | 0 | 0 | 0 | 0 | 0 | 0 | 0 | 0 | 0 | 0 | 0 | 0 | 0 | 0 | 0 | 0 | 0 | 0
F10_Commercial_OR - College_Existing_Space Heating_Natural Gas_Green Roof - Vegetated Rooftop_A_Achievable Economic RVT Potential | F10 | Commercial | OR - College | Existing | Space Heating | Natural Gas | Green Roof - Vegetated Rooftop | A | Purchases (Incremental) | Achievable Economic RVT Potential | 0 | 0 | 0 | 0 | 0 | 0 | 0 | 0 | 0 | 0 | 0 | 0 | 0 | 0 | 0 | 0 | 0 | 0 | 0 | 0 | 0 | 0 | 0 | 0 | 0 | 0 | 0
F11_Commercial_OR - College_Existing_Space Heating_Natural Gas_Green Roof - Vegetated Rooftop_A_Achievable Economic RVT Potential | F11 | Commercial | OR - College | Existing | Space Heating | Natural Gas | Green Roof - Vegetated Rooftop | A | Purchases (Cumulative) | Achievable Economic RVT Potential | 0 | 0 | 0 | 0 | 0 | 0 | 0 | 0 | 0 | 0 | 0 | 0 | 0 | 0 | 0 | 0 | 0 | 0 | 0 | 0 | 0 | 0 | 0 | 0 | 0 | 0 | 0
F1_Commercial_OR - College_Existing_Space Heating_Natural Gas_Ducting - Repair and Sealing_A_Achievable Economic RVT Potential | F1 | Commercial | OR - College | Existing | Space Heating | Natural Gas | Ducting - Repair and Sealing | A | Integrated Unit Energy Savings (kWh or therms) | Achievable Economic RVT Potential | 0 | 0 | 0.20327 | 0.20242 | 0.20152 | 0.20059 | 0.1996 | 0.19855 | 0.19742 | 0.19621 | 0.19491 | 0.19352 | 0.19207 | 0.1906 | 0.18916 | 0.18779 | 0.18655 | 0.18549 | 0.18464 | 0.18392 | 0.18336 | 0.18285 | 0.18261 | 0.18239 | 0.18219 | 0.182 | 0.18184
F2_Commercial_OR - College_Existing_Space Heating_Natural Gas_Ducting - Repair and Sealing_A_Achievable Economic RVT Potential | F2 | Commercial | OR - College | Existing | Space Heating | Natural Gas | Ducting - Repair and Sealing | A | Integrated Unit Summer Peak Savings (kW) | Achievable Economic RVT Potential | 0 | 0 | 0 | 0 | 0 | 0 | 0 | 0 | 0 | 0 | 0 | 0 | 0 | 0 | 0 | 0 | 0 | 0 | 0 | 0 | 0 | 0 | 0 | 0 | 0 | 0 | 0
F3_Commercial_OR - College_Existing_Space Heating_Natural Gas_Ducting - Repair and Sealing_A_Achievable Economic RVT Potential | F3 | Commercial | OR - College | Existing | Space Heating | Natural Gas | Ducting - Repair and Sealing | A | Integrated Unit Winter Peak Savings (kW) | Achievable Economic RVT Potential | 0 | 0 | 0 | 0 | 0 | 0 | 0 | 0 | 0 | 0 | 0 | 0 | 0 | 0 | 0 | 0 | 0 | 0 | 0 | 0 | 0 | 0 | 0 | 0 | 0 | 0 | 0
F4_Commercial_OR - College_Existing_Space Heating_Natural Gas_Ducting - Repair and Sealing_A_Achievable Economic RVT Potential | F4 | Commercial | OR - College | Existing | Space Heating | Natural Gas | Ducting - Repair and Sealing | A | Incremental Energy Savings (MWh or mTherms) | Achievable Economic RVT Potential | 0 | 0 | 0 | 0 | 0 | 0 | 0 | 0 | 0 | 0 | 0 | 0 | 0 | 0 | 0 | 0 | 0 | 0 | 0 | 0 | 0 | 0 | 0 | 0 | 0 | 0 | 0
F5_Commercial_OR - College_Existing_Space Heating_Natural Gas_Ducting - Repair and Sealing_A_Achievable Economic RVT Potential | F5 | Commercial | OR - College | Existing | Space Heating | Natural Gas | Ducting - Repair and Sealing | A | Incremental Summer Peak Savings (MW) | Achievable Economic RVT Potential | 0 | 0 | 0 | 0 | 0 | 0 | 0 | 0 | 0 | 0 | 0 | 0 | 0 | 0 | 0 | 0 | 0 | 0 | 0 | 0 | 0 | 0 | 0 | 0 | 0 | 0 | 0
F6_Commercial_OR - College_Existing_Space Heating_Natural Gas_Ducting - Repair and Sealing_A_Achievable Economic RVT Potential | F6 | Commercial | OR - College | Existing | Space Heating | Natural Gas | Ducting - Repair and Sealing | A | Incremental Winter Peak Savings (MW) | Achievable Economic RVT Potential | 0 | 0 | 0 | 0 | 0 | 0 | 0 | 0 | 0 | 0 | 0 | 0 | 0 | 0 | 0 | 0 | 0 | 0 | 0 | 0 | 0 | 0 | 0 | 0 | 0 | 0 | 0
F7_Commercial_OR - College_Existing_Space Heating_Natural Gas_Ducting - Repair and Sealing_A_Achievable Economic RVT Potential | F7 | Commercial | OR - College | Existing | Space Heating | Natural Gas | Ducting - Repair and Sealing | A | Cumulative Energy Savings (MWh or mTherms) | Achievable Economic RVT Potential | 0 | 0 | 0 | 0 | 0 | 0 | 0 | 0 | 0 | 0 | 0 | 0 | 0 | 0 | 0 | 0 | 0 | 0 | 0 | 0 | 0 | 0 | 0 | 0 | 0 | 0 | 0
F8_Commercial_OR - College_Existing_Space Heating_Natural Gas_Ducting - Repair and Sealing_A_Achievable Economic RVT Potential | F8 | Commercial | OR - College | Existing | Space Heating | Natural Gas | Ducting - Repair and Sealing | A | Cumulative Summer Peak Savings (MW) | Achievable Economic RVT Potential | 0 | 0 | 0 | 0 | 0 | 0 | 0 | 0 | 0 | 0 | 0 | 0 | 0 | 0 | 0 | 0 | 0 | 0 | 0 | 0 | 0 | 0 | 0 | 0 | 0 | 0 | 0
F9_Commercial_OR - College_Existing_Space Heating_Natural Gas_Ducting - Repair and Sealing_A_Achievable Economic RVT Potential | F9 | Commercial | OR - College | Existing | Space Heating | Natural Gas | Ducting - Repair and Sealing | A | Cumulative Winter Peak Savings (MW) | Achievable Economic RVT Potential | 0 | 0 | 0 | 0 | 0 | 0 | 0 | 0 | 0 | 0 | 0 | 0 | 0 | 0 | 0 | 0 | 0 | 0 | 0 | 0 | 0 | 0 | 0 | 0 | 0 | 0 | 0
F10_Commercial_OR - College_Existing_Space Heating_Natural Gas_Ducting - Repair and Sealing_A_Achievable Economic RVT Potential | F10 | Commercial | OR - College | Existing | Space Heating | Natural Gas | Ducting - Repair and Sealing | A | Purchases (Incremental) | Achievable Economic RVT Potential | 0 | 0 | 0 | 0 | 0 | 0 | 0 | 0 | 0 | 0 | 0 | 0 | 0 | 0 | 0 | 0 | 0 | 0 | 0 | 0 | 0 | 0 | 0 | 0 | 0 | 0 | 0
F11_Commercial_OR - College_Existing_Space Heating_Natural Gas_Ducting - Repair and Sealing_A_Achievable Economic RVT Potential | F11 | Commercial | OR - College | Existing | Space Heating | Natural Gas | Ducting - Repair and Sealing | A | Purchases (Cumulative) | Achievable Economic RVT Potential | 0 | 0 | 0 | 0 | 0 | 0 | 0 | 0 | 0 | 0 | 0 | 0 | 0 | 0 | 0 | 0 | 0 | 0 | 0 | 0 | 0 | 0 | 0 | 0 | 0 | 0 | 0
F1_Commercial_OR - College_Existing_Space Heating_Natural Gas_Windows - High Efficiency Glazing_A_Achievable Economic RVT Potential | F1 | Commercial | OR - College | Existing | Space Heating | Natural Gas | Windows - High Efficiency Glazing | A | Integrated Unit Energy Savings (kWh or therms) | Achievable Economic RVT Potential | 0 | 0 | 0 | 0 | 0 | 0 | 0 | 0 | 0 | 0 | 0 | 0 | 0 | 0 | 0 | 0 | 0 | 0 | 0 | 0 | 0 | 0 | 0 | 0 | 0 | 0 | 0
F2_Commercial_OR - College_Existing_Space Heating_Natural Gas_Windows - High Efficiency Glazing_A_Achievable Economic RVT Potential | F2 | Commercial | OR - College | Existing | Space Heating | Natural Gas | Windows - High Efficiency Glazing | A | Integrated Unit Summer Peak Savings (kW) | Achievable Economic RVT Potential | 0 | 0 | 0 | 0 | 0 | 0 | 0 | 0 | 0 | 0 | 0 | 0 | 0 | 0 | 0 | 0 | 0 | 0 | 0 | 0 | 0 | 0 | 0 | 0 | 0 | 0 | 0
F3_Commercial_OR - College_Existing_Space Heating_Natural Gas_Windows - High Efficiency Glazing_A_Achievable Economic RVT Potential | F3 | Commercial | OR - College | Existing | Space Heating | Natural Gas | Windows - High Efficiency Glazing | A | Integrated Unit Winter Peak Savings (kW) | Achievable Economic RVT Potential | 0 | 0 | 0 | 0 | 0 | 0 | 0 | 0 | 0 | 0 | 0 | 0 | 0 | 0 | 0 | 0 | 0 | 0 | 0 | 0 | 0 | 0 | 0 | 0 | 0 | 0 | 0
F4_Commercial_OR - College_Existing_Space Heating_Natural Gas_Windows - High Efficiency Glazing_A_Achievable Economic RVT Potential | F4 | Commercial | OR - College | Existing | Space Heating | Natural Gas | Windows - High Efficiency Glazing | A | Incremental Energy Savings (MWh or mTherms) | Achievable Economic RVT Potential | 0 | 0 | 0 | 0 | 0 | 0 | 0 | 0 | 0 | 0 | 0 | 0 | 0 | 0 | 0 | 0 | 0 | 0 | 0 | 0 | 0 | 0 | 0 | 0 | 0 | 0 | 0
F5_Commercial_OR - College_Existing_Space Heating_Natural Gas_Windows - High Efficiency Glazing_A_Achievable Economic RVT Potential | F5 | Commercial | OR - College | Existing | Space Heating | Natural Gas | Windows - High Efficiency Glazing | A | Incremental Summer Peak Savings (MW) | Achievable Economic RVT Potential | 0 | 0 | 0 | 0 | 0 | 0 | 0 | 0 | 0 | 0 | 0 | 0 | 0 | 0 | 0 | 0 | 0 | 0 | 0 | 0 | 0 | 0 | 0 | 0 | 0 | 0 | 0
F6_Commercial_OR - College_Existing_Space Heating_Natural Gas_Windows - High Efficiency Glazing_A_Achievable Economic RVT Potential | F6 | Commercial | OR - College | Existing | Space Heating | Natural Gas | Windows - High Efficiency Glazing | A | Incremental Winter Peak Savings (MW) | Achievable Economic RVT Potential | 0 | 0 | 0 | 0 | 0 | 0 | 0 | 0 | 0 | 0 | 0 | 0 | 0 | 0 | 0 | 0 | 0 | 0 | 0 | 0 | 0 | 0 | 0 | 0 | 0 | 0 | 0
F7_Commercial_OR - College_Existing_Space Heating_Natural Gas_Windows - High Efficiency Glazing_A_Achievable Economic RVT Potential | F7 | Commercial | OR - College | Existing | Space Heating | Natural Gas | Windows - High Efficiency Glazing | A | Cumulative Energy Savings (MWh or mTherms) | Achievable Economic RVT Potential | 0 | 0 | 0 | 0 | 0 | 0 | 0 | 0 | 0 | 0 | 0 | 0 | 0 | 0 | 0 | 0 | 0 | 0 | 0 | 0 | 0 | 0 | 0 | 0 | 0 | 0 | 0
F8_Commercial_OR - College_Existing_Space Heating_Natural Gas_Windows - High Efficiency Glazing_A_Achievable Economic RVT Potential | F8 | Commercial | OR - College | Existing | Space Heating | Natural Gas | Windows - High Efficiency Glazing | A | Cumulative Summer Peak Savings (MW) | Achievable Economic RVT Potential | 0 | 0 | 0 | 0 | 0 | 0 | 0 | 0 | 0 | 0 | 0 | 0 | 0 | 0 | 0 | 0 | 0 | 0 | 0 | 0 | 0 | 0 | 0 | 0 | 0 | 0 | 0
F9_Commercial_OR - College_Existing_Space Heating_Natural Gas_Windows - High Efficiency Glazing_A_Achievable Economic RVT Potential | F9 | Commercial | OR - College | Existing | Space Heating | Natural Gas | Windows - High Efficiency Glazing | A | Cumulative Winter Peak Savings (MW) | Achievable Economic RVT Potential | 0 | 0 | 0 | 0 | 0 | 0 | 0 | 0 | 0 | 0 | 0 | 0 | 0 | 0 | 0 | 0 | 0 | 0 | 0 | 0 | 0 | 0 | 0 | 0 | 0 | 0 | 0
F10_Commercial_OR - College_Existing_Space Heating_Natural Gas_Windows - High Efficiency Glazing_A_Achievable Economic RVT Potential | F10 | Commercial | OR - College | Existing | Space Heating | Natural Gas | Windows - High Efficiency Glazing | A | Purchases (Incremental) | Achievable Economic RVT Potential | 0 | 0 | 0 | 0 | 0 | 0 | 0 | 0 | 0 | 0 | 0 | 0 | 0 | 0 | 0 | 0 | 0 | 0 | 0 | 0 | 0 | 0 | 0 | 0 | 0 | 0 | 0
F11_Commercial_OR - College_Existing_Space Heating_Natural Gas_Windows - High Efficiency Glazing_A_Achievable Economic RVT Potential | F11 | Commercial | OR - College | Existing | Space Heating | Natural Gas | Windows - High Efficiency Glazing | A | Purchases (Cumulative) | Achievable Economic RVT Potential | 0 | 0 | 0 | 0 | 0 | 0 | 0 | 0 | 0 | 0 | 0 | 0 | 0 | 0 | 0 | 0 | 0 | 0 | 0 | 0 | 0 | 0 | 0 | 0 | 0 | 0 | 0
F1_Commercial_OR - College_Existing_Space Heating_Natural Gas_Windows - Secondary Glazing Systems_A_Achievable Economic RVT Potential | F1 | Commercial | OR - College | Existing | Space Heating | Natural Gas | Windows - Secondary Glazing Systems | A | Integrated Unit Energy Savings (kWh or therms) | Achievable Economic RVT Potential | 0 | 0 | 2.1469 | 2.1223 | 2.0959 | 2.068 | 2.0382 | 2.0059 | 1.971 | 1.9337 | 1.8941 | 1.853 | 1.8122 | 1.7724 | 1.7343 | 1.6985 | 1.6661 | 1.6409 | 1.6231 | 1.6084 | 1.5979 | 1.5882 | 1.5861 | 1.5842 | 1.5824 | 1.5808 | 1.5794
F2_Commercial_OR - College_Existing_Space Heating_Natural Gas_Windows - Secondary Glazing Systems_A_Achievable Economic RVT Potential | F2 | Commercial | OR - College | Existing | Space Heating | Natural Gas | Windows - Secondary Glazing Systems | A | Integrated Unit Summer Peak Savings (kW) | Achievable Economic RVT Potential | 0 | 0 | 0 | 0 | 0 | 0 | 0 | 0 | 0 | 0 | 0 | 0 | 0 | 0 | 0 | 0 | 0 | 0 | 0 | 0 | 0 | 0 | 0 | 0 | 0 | 0 | 0
F3_Commercial_OR - College_Existing_Space Heating_Natural Gas_Windows - Secondary Glazing Systems_A_Achievable Economic RVT Potential | F3 | Commercial | OR - College | Existing | Space Heating | Natural Gas | Windows - Secondary Glazing Systems | A | Integrated Unit Winter Peak Savings (kW) | Achievable Economic RVT Potential | 0 | 0 | 0 | 0 | 0 | 0 | 0 | 0 | 0 | 0 | 0 | 0 | 0 | 0 | 0 | 0 | 0 | 0 | 0 | 0 | 0 | 0 | 0 | 0 | 0 | 0 | 0
F4_Commercial_OR - College_Existing_Space Heating_Natural Gas_Windows - Secondary Glazing Systems_A_Achievable Economic RVT Potential | F4 | Commercial | OR - College | Existing | Space Heating | Natural Gas | Windows - Secondary Glazing Systems | A | Incremental Energy Savings (MWh or mTherms) | Achievable Economic RVT Potential | 0 | 0 | 0 | 0 | 0 | 0 | 0 | 0 | 0 | 0 | 0 | 0 | 0 | 0 | 0 | 0 | 0 | 0 | 0 | 0 | 0 | 0 | 0 | 0 | 0 | 0 | 0
F5_Commercial_OR - College_Existing_Space Heating_Natural Gas_Windows - Secondary Glazing Systems_A_Achievable Economic RVT Potential | F5 | Commercial | OR - College | Existing | Space Heating | Natural Gas | Windows - Secondary Glazing Systems | A | Incremental Summer Peak Savings (MW) | Achievable Economic RVT Potential | 0 | 0 | 0 | 0 | 0 | 0 | 0 | 0 | 0 | 0 | 0 | 0 | 0 | 0 | 0 | 0 | 0 | 0 | 0 | 0 | 0 | 0 | 0 | 0 | 0 | 0 | 0
F6_Commercial_OR - College_Existing_Space Heating_Natural Gas_Windows - Secondary Glazing Systems_A_Achievable Economic RVT Potential | F6 | Commercial | OR - College | Existing | Space Heating | Natural Gas | Windows - Secondary Glazing Systems | A | Incremental Winter Peak Savings (MW) | Achievable Economic RVT Potential | 0 | 0 | 0 | 0 | 0 | 0 | 0 | 0 | 0 | 0 | 0 | 0 | 0 | 0 | 0 | 0 | 0 | 0 | 0 | 0 | 0 | 0 | 0 | 0 | 0 | 0 | 0
F7_Commercial_OR - College_Existing_Space Heating_Natural Gas_Windows - Secondary Glazing Systems_A_Achievable Economic RVT Potential | F7 | Commercial | OR - College | Existing | Space Heating | Natural Gas | Windows - Secondary Glazing Systems | A | Cumulative Energy Savings (MWh or mTherms) | Achievable Economic RVT Potential | 0 | 0 | 0 | 0 | 0 | 0 | 0 | 0 | 0 | 0 | 0 | 0 | 0 | 0 | 0 | 0 | 0 | 0 | 0 | 0 | 0 | 0 | 0 | 0 | 0 | 0 | 0
F8_Commercial_OR - College_Existing_Space Heating_Natural Gas_Windows - Secondary Glazing Systems_A_Achievable Economic RVT Potential | F8 | Commercial | OR - College | Existing | Space Heating | Natural Gas | Windows - Secondary Glazing Systems | A | Cumulative Summer Peak Savings (MW) | Achievable Economic RVT Potential | 0 | 0 | 0 | 0 | 0 | 0 | 0 | 0 | 0 | 0 | 0 | 0 | 0 | 0 | 0 | 0 | 0 | 0 | 0 | 0 | 0 | 0 | 0 | 0 | 0 | 0 | 0
F9_Commercial_OR - College_Existing_Space Heating_Natural Gas_Windows - Secondary Glazing Systems_A_Achievable Economic RVT Potential | F9 | Commercial | OR - College | Existing | Space Heating | Natural Gas | Windows - Secondary Glazing Systems | A | Cumulative Winter Peak Savings (MW) | Achievable Economic RVT Potential | 0 | 0 | 0 | 0 | 0 | 0 | 0 | 0 | 0 | 0 | 0 | 0 | 0 | 0 | 0 | 0 | 0 | 0 | 0 | 0 | 0 | 0 | 0 | 0 | 0 | 0 | 0
F10_Commercial_OR - College_Existing_Space Heating_Natural Gas_Windows - Secondary Glazing Systems_A_Achievable Economic RVT Potential | F10 | Commercial | OR - College | Existing | Space Heating | Natural Gas | Windows - Secondary Glazing Systems | A | Purchases (Incremental) | Achievable Economic RVT Potential | 0 | 0 | 0 | 0 | 0 | 0 | 0 | 0 | 0 | 0 | 0 | 0 | 0 | 0 | 0 | 0 | 0 | 0 | 0 | 0 | 0 | 0 | 0 | 0 | 0 | 0 | 0
F11_Commercial_OR - College_Existing_Space Heating_Natural Gas_Windows - Secondary Glazing Systems_A_Achievable Economic RVT Potential | F11 | Commercial | OR - College | Existing | Space Heating | Natural Gas | Windows - Secondary Glazing Systems | A | Purchases (Cumulative) | Achievable Economic RVT Potential | 0 | 0 | 0 | 0 | 0 | 0 | 0 | 0 | 0 | 0 | 0 | 0 | 0 | 0 | 0 | 0 | 0 | 0 | 0 | 0 | 0 | 0 | 0 | 0 | 0 | 0 | 0
F1_Commercial_OR - College_Existing_Space Heating_Natural Gas_HVAC - Energy Recovery Ventilator_A_Achievable Economic RVT Potential | F1 | Commercial | OR - College | Existing | Space Heating | Natural Gas | HVAC - Energy Recovery Ventilator | A | Integrated Unit Energy Savings (kWh or therms) | Achievable Economic RVT Potential | 0 | 0 | 0.15223 | 0.1512 | 0.1501 | 0.14893 | 0.14768 | 0.14633 | 0.14486 | 0.14325 | 0.1415 | 0.13962 | 0.13766 | 0.13566 | 0.13369 | 0.13183 | 0.13014 | 0.12884 | 0.12795 | 0.12724 | 0.12676 | 0.12633 | 0.12616 | 0.12601 | 0.12587 | 0.12574 | 0.12563
F2_Commercial_OR - College_Existing_Space Heating_Natural Gas_HVAC - Energy Recovery Ventilator_A_Achievable Economic RVT Potential | F2 | Commercial | OR - College | Existing | Space Heating | Natural Gas | HVAC - Energy Recovery Ventilator | A | Integrated Unit Summer Peak Savings (kW) | Achievable Economic RVT Potential | 0 | 0 | 0 | 0 | 0 | 0 | 0 | 0 | 0 | 0 | 0 | 0 | 0 | 0 | 0 | 0 | 0 | 0 | 0 | 0 | 0 | 0 | 0 | 0 | 0 | 0 | 0
F3_Commercial_OR - College_Existing_Space Heating_Natural Gas_HVAC - Energy Recovery Ventilator_A_Achievable Economic RVT Potential | F3 | Commercial | OR - College | Existing | Space Heating | Natural Gas | HVAC - Energy Recovery Ventilator | A | Integrated Unit Winter Peak Savings (kW) | Achievable Economic RVT Potential | 0 | 0 | 0 | 0 | 0 | 0 | 0 | 0 | 0 | 0 | 0 | 0 | 0 | 0 | 0 | 0 | 0 | 0 | 0 | 0 | 0 | 0 | 0 | 0 | 0 | 0 | 0
F4_Commercial_OR - College_Existing_Space Heating_Natural Gas_HVAC - Energy Recovery Ventilator_A_Achievable Economic RVT Potential | F4 | Commercial | OR - College | Existing | Space Heating | Natural Gas | HVAC - Energy Recovery Ventilator | A | Incremental Energy Savings (MWh or mTherms) | Achievable Economic RVT Potential | 0 | 0 | 0 | 0 | 0 | 0 | 0 | 0 | 0 | 0 | 0 | 0 | 0 | 0 | 0 | 0 | 0 | 0 | 0 | 0 | 0 | 0 | 0 | 0 | 0 | 0 | 0
F5_Commercial_OR - College_Existing_Space Heating_Natural Gas_HVAC - Energy Recovery Ventilator_A_Achievable Economic RVT Potential | F5 | Commercial | OR - College | Existing | Space Heating | Natural Gas | HVAC - Energy Recovery Ventilator | A | Incremental Summer Peak Savings (MW) | Achievable Economic RVT Potential | 0 | 0 | 0 | 0 | 0 | 0 | 0 | 0 | 0 | 0 | 0 | 0 | 0 | 0 | 0 | 0 | 0 | 0 | 0 | 0 | 0 | 0 | 0 | 0 | 0 | 0 | 0
F6_Commercial_OR - College_Existing_Space Heating_Natural Gas_HVAC - Energy Recovery Ventilator_A_Achievable Economic RVT Potential | F6 | Commercial | OR - College | Existing | Space Heating | Natural Gas | HVAC - Energy Recovery Ventilator | A | Incremental Winter Peak Savings (MW) | Achievable Economic RVT Potential | 0 | 0 | 0 | 0 | 0 | 0 | 0 | 0 | 0 | 0 | 0 | 0 | 0 | 0 | 0 | 0 | 0 | 0 | 0 | 0 | 0 | 0 | 0 | 0 | 0 | 0 | 0
F7_Commercial_OR - College_Existing_Space Heating_Natural Gas_HVAC - Energy Recovery Ventilator_A_Achievable Economic RVT Potential | F7 | Commercial | OR - College | Existing | Space Heating | Natural Gas | HVAC - Energy Recovery Ventilator | A | Cumulative Energy Savings (MWh or mTherms) | Achievable Economic RVT Potential | 0 | 0 | 0 | 0 | 0 | 0 | 0 | 0 | 0 | 0 | 0 | 0 | 0 | 0 | 0 | 0 | 0 | 0 | 0 | 0 | 0 | 0 | 0 | 0 | 0 | 0 | 0
F8_Commercial_OR - College_Existing_Space Heating_Natural Gas_HVAC - Energy Recovery Ventilator_A_Achievable Economic RVT Potential | F8 | Commercial | OR - College | Existing | Space Heating | Natural Gas | HVAC - Energy Recovery Ventilator | A | Cumulative Summer Peak Savings (MW) | Achievable Economic RVT Potential | 0 | 0 | 0 | 0 | 0 | 0 | 0 | 0 | 0 | 0 | 0 | 0 | 0 | 0 | 0 | 0 | 0 | 0 | 0 | 0 | 0 | 0 | 0 | 0 | 0 | 0 | 0
F9_Commercial_OR - College_Existing_Space Heating_Natural Gas_HVAC - Energy Recovery Ventilator_A_Achievable Economic RVT Potential | F9 | Commercial | OR - College | Existing | Space Heating | Natural Gas | HVAC - Energy Recovery Ventilator | A | Cumulative Winter Peak Savings (MW) | Achievable Economic RVT Potential | 0 | 0 | 0 | 0 | 0 | 0 | 0 | 0 | 0 | 0 | 0 | 0 | 0 | 0 | 0 | 0 | 0 | 0 | 0 | 0 | 0 | 0 | 0 | 0 | 0 | 0 | 0
F10_Commercial_OR - College_Existing_Space Heating_Natural Gas_HVAC - Energy Recovery Ventilator_A_Achievable Economic RVT Potential | F10 | Commercial | OR - College | Existing | Space Heating | Natural Gas | HVAC - Energy Recovery Ventilator | A | Purchases (Incremental) | Achievable Economic RVT Potential | 0 | 0 | 0 | 0 | 0 | 0 | 0 | 0 | 0 | 0 | 0 | 0 | 0 | 0 | 0 | 0 | 0 | 0 | 0 | 0 | 0 | 0 | 0 | 0 | 0 | 0 | 0
F11_Commercial_OR - College_Existing_Space Heating_Natural Gas_HVAC - Energy Recovery Ventilator_A_Achievable Economic RVT Potential | F11 | Commercial | OR - College | Existing | Space Heating | Natural Gas | HVAC - Energy Recovery Ventilator | A | Purchases (Cumulative) | Achievable Economic RVT Potential | 0 | 0 | 0 | 0 | 0 | 0 | 0 | 0 | 0 | 0 | 0 | 0 | 0 | 0 | 0 | 0 | 0 | 0 | 0 | 0 | 0 | 0 | 0 | 0 | 0 | 0 | 0
F1_Commercial_OR - College_Existing_Space Heating_Natural Gas_Building Shell - Air Sealing (Infiltration Control)_A_Achievable Economic RVT Potential | F1 | Commercial | OR - College | Existing | Space Heating | Natural Gas | Building Shell - Air Sealing (Infiltration Control) | A | Integrated Unit Energy Savings (kWh or therms) | Achievable Economic RVT Potential | 0 | 0 | 6.5689 | 6.5493 | 6.5299 | 6.511 | 6.4924 | 6.4742 | 6.4564 | 6.4392 | 6.4224 | 6.4062 | 6.3905 | 6.3755 | 6.3611 | 6.3474 | 6.3343 | 6.3219 | 6.3103 | 6.2995 | 6.2895 | 6.2804 | 6.2722 | 6.2646 | 6.2578 | 6.2515 | 6.2458
F2_Commercial_OR - College_Existing_Space Heating_Natural Gas_Building Shell - Air Sealing (Infiltration Control)_A_Achievable Economic RVT Potential | F2 | Commercial | OR - College | Existing | Space Heating | Natural Gas | Building Shell - Air Sealing (Infiltration Control) | A | Integrated Unit Summer Peak Savings (kW) | Achievable Economic RVT Potential | 0 | 0 | 0 | 0 | 0 | 0 | 0 | 0 | 0 | 0 | 0 | 0 | 0 | 0 | 0 | 0 | 0 | 0 | 0 | 0 | 0 | 0 | 0 | 0 | 0 | 0 | 0
F3_Commercial_OR - College_Existing_Space Heating_Natural Gas_Building Shell - Air Sealing (Infiltration Control)_A_Achievable Economic RVT Potential | F3 | Commercial | OR - College | Existing | Space Heating | Natural Gas | Building Shell - Air Sealing (Infiltration Control) | A | Integrated Unit Winter Peak Savings (kW) | Achievable Economic RVT Potential | 0 | 0 | 0 | 0 | 0 | 0 | 0 | 0 | 0 | 0 | 0 | 0 | 0 | 0 | 0 | 0 | 0 | 0 | 0 | 0 | 0 | 0 | 0 | 0 | 0 | 0 | 0
F4_Commercial_OR - College_Existing_Space Heating_Natural Gas_Building Shell - Air Sealing (Infiltration Control)_A_Achievable Economic RVT Potential | F4 | Commercial | OR - College | Existing | Space Heating | Natural Gas | Building Shell - Air Sealing (Infiltration Control) | A | Incremental Energy Savings (MWh or mTherms) | Achievable Economic RVT Potential | 0 | 0 | 6.4016e-05 | 1.848e-05 | 0.00021086 | 0.00055631 | 0.001278 | 0.0026142 | 0.0048238 | 0.008085 | 0.012336 | 0.017111 | 0.021423 | 0.02424 | 0.0242 | 0.021098 | 0.015448 | 0.0084879 | 0.0014422 | 0 | 0 | 0 | 0 | 0 | 0 | 0 | 0
F5_Commercial_OR - College_Existing_Space Heating_Natural Gas_Building Shell - Air Sealing (Infiltration Control)_A_Achievable Economic RVT Potential | F5 | Commercial | OR - College | Existing | Space Heating | Natural Gas | Building Shell - Air Sealing (Infiltration Control) | A | Incremental Summer Peak Savings (MW) | Achievable Economic RVT Potential | 0 | 0 | 0 | 0 | 0 | 0 | 0 | 0 | 0 | 0 | 0 | 0 | 0 | 0 | 0 | 0 | 0 | 0 | 0 | 0 | 0 | 0 | 0 | 0 | 0 | 0 | 0
F6_Commercial_OR - College_Existing_Space Heating_Natural Gas_Building Shell - Air Sealing (Infiltration Control)_A_Achievable Economic RVT Potential | F6 | Commercial | OR - College | Existing | Space Heating | Natural Gas | Building Shell - Air Sealing (Infiltration Control) | A | Incremental Winter Peak Savings (MW) | Achievable Economic RVT Potential | 0 | 0 | 0 | 0 | 0 | 0 | 0 | 0 | 0 | 0 | 0 | 0 | 0 | 0 | 0 | 0 | 0 | 0 | 0 | 0 | 0 | 0 | 0 | 0 | 0 | 0 | 0
F7_Commercial_OR - College_Existing_Space Heating_Natural Gas_Building Shell - Air Sealing (Infiltration Control)_A_Achievable Economic RVT Potential | F7 | Commercial | OR - College | Existing | Space Heating | Natural Gas | Building Shell - Air Sealing (Infiltration Control) | A | Cumulative Energy Savings (MWh or mTherms) | Achievable Economic RVT Potential | 0 | 0 | 6.4016e-05 | 8.2305e-05 | 0.00029292 | 0.00084838 | 0.002124 | 0.0047322 | 0.009543 | 0.017603 | 0.029893 | 0.046928 | 0.068237 | 0.092316 | 0.11631 | 0.13715 | 0.15232 | 0.16051 | 0.16166 | 0.16138 | 0.16112 | 0.16089 | 0.16068 | 0.16049 | 0.16031 | 0.16015 | 0.16
F8_Commercial_OR - College_Existing_Space Heating_Natural Gas_Building Shell - Air Sealing (Infiltration Control)_A_Achievable Economic RVT Potential | F8 | Commercial | OR - College | Existing | Space Heating | Natural Gas | Building Shell - Air Sealing (Infiltration Control) | A | Cumulative Summer Peak Savings (MW) | Achievable Economic RVT Potential | 0 | 0 | 0 | 0 | 0 | 0 | 0 | 0 | 0 | 0 | 0 | 0 | 0 | 0 | 0 | 0 | 0 | 0 | 0 | 0 | 0 | 0 | 0 | 0 | 0 | 0 | 0
F9_Commercial_OR - College_Existing_Space Heating_Natural Gas_Building Shell - Air Sealing (Infiltration Control)_A_Achievable Economic RVT Potential | F9 | Commercial | OR - College | Existing | Space Heating | Natural Gas | Building Shell - Air Sealing (Infiltration Control) | A | Cumulative Winter Peak Savings (MW) | Achievable Economic RVT Potential | 0 | 0 | 0 | 0 | 0 | 0 | 0 | 0 | 0 | 0 | 0 | 0 | 0 | 0 | 0 | 0 | 0 | 0 | 0 | 0 | 0 | 0 | 0 | 0 | 0 | 0 | 0
F10_Commercial_OR - College_Existing_Space Heating_Natural Gas_Building Shell - Air Sealing (Infiltration Control)_A_Achievable Economic RVT Potential | F10 | Commercial | OR - College | Existing | Space Heating | Natural Gas | Building Shell - Air Sealing (Infiltration Control) | A | Purchases (Incremental) | Achievable Economic RVT Potential | 0 | 0 | 0.0097453 | 0.0028217 | 0.032291 | 0.085441 | 0.19685 | 0.40378 | 0.74714 | 1.2556 | 1.9208 | 2.671 | 3.3523 | 3.802 | 3.8044 | 3.3239 | 2.4387 | 1.3426 | 0.22855 | 0 | 0 | 0 | 0 | 0 | 0 | 0 | 0
F11_Commercial_OR - College_Existing_Space Heating_Natural Gas_Building Shell - Air Sealing (Infiltration Control)_A_Achievable Economic RVT Potential | F11 | Commercial | OR - College | Existing | Space Heating | Natural Gas | Building Shell - Air Sealing (Infiltration Control) | A | Purchases (Cumulative) | Achievable Economic RVT Potential | 0 | 0 | 0.0097453 | 0.012567 | 0.044858 | 0.1303 | 0.32715 | 0.73093 | 1.4781 | 2.7337 | 4.6544 | 7.3254 | 10.6778 | 14.4798 | 18.2842 | 21.6082 | 24.0469 | 25.3895 | 25.618 | 25.618 | 25.618 | 25.618 | 25.618 | 25.618 | 25.618 | 25.618 | 25.618
F1_Commercial_OR - College_Existing_Space Heating_Natural Gas_Ventilation - Demand Controlled_A_Achievable Economic RVT Potential | F1 | Commercial | OR - College | Existing | Space Heating | Natural Gas | Ventilation - Demand Controlled | A | Integrated Unit Energy Savings (kWh or therms) | Achievable Economic RVT Potential | 0 | 0 | 0.037427 | 0.0371 | 0.036757 | 0.0364 | 0.036024 | 0.035623 | 0.035194 | 0.034734 | 0.034241 | 0.03372 | 0.033179 | 0.032631 | 0.032093 | 0.031583 | 0.031114 | 0.030742 | 0.030469 | 0.030238 | 0.030062 | 0.0299 | 0.02986 | 0.029824 | 0.029791 | 0.029761 | 0.029734
F2_Commercial_OR - College_Existing_Space Heating_Natural Gas_Ventilation - Demand Controlled_A_Achievable Economic RVT Potential | F2 | Commercial | OR - College | Existing | Space Heating | Natural Gas | Ventilation - Demand Controlled | A | Integrated Unit Summer Peak Savings (kW) | Achievable Economic RVT Potential | 0 | 0 | 0 | 0 | 0 | 0 | 0 | 0 | 0 | 0 | 0 | 0 | 0 | 0 | 0 | 0 | 0 | 0 | 0 | 0 | 0 | 0 | 0 | 0 | 0 | 0 | 0
F3_Commercial_OR - College_Existing_Space Heating_Natural Gas_Ventilation - Demand Controlled_A_Achievable Economic RVT Potential | F3 | Commercial | OR - College | Existing | Space Heating | Natural Gas | Ventilation - Demand Controlled | A | Integrated Unit Winter Peak Savings (kW) | Achievable Economic RVT Potential | 0 | 0 | 0 | 0 | 0 | 0 | 0 | 0 | 0 | 0 | 0 | 0 | 0 | 0 | 0 | 0 | 0 | 0 | 0 | 0 | 0 | 0 | 0 | 0 | 0 | 0 | 0
F4_Commercial_OR - College_Existing_Space Heating_Natural Gas_Ventilation - Demand Controlled_A_Achievable Economic RVT Potential | F4 | Commercial | OR - College | Existing | Space Heating | Natural Gas | Ventilation - Demand Controlled | A | Incremental Energy Savings (MWh or mTherms) | Achievable Economic RVT Potential | 0 | 0 | 0 | 0 | 0 | 0 | 0 | 0 | 0 | 0 | 0 | 0 | 0 | 0 | 0 | 0 | 0 | 0 | 0 | 0 | 0 | 0 | 0 | 0 | 0 | 0 | 0
F5_Commercial_OR - College_Existing_Space Heating_Natural Gas_Ventilation - Demand Controlled_A_Achievable Economic RVT Potential | F5 | Commercial | OR - College | Existing | Space Heating | Natural Gas | Ventilation - Demand Controlled | A | Incremental Summer Peak Savings (MW) | Achievable Economic RVT Potential | 0 | 0 | 0 | 0 | 0 | 0 | 0 | 0 | 0 | 0 | 0 | 0 | 0 | 0 | 0 | 0 | 0 | 0 | 0 | 0 | 0 | 0 | 0 | 0 | 0 | 0 | 0
F6_Commercial_OR - College_Existing_Space Heating_Natural Gas_Ventilation - Demand Controlled_A_Achievable Economic RVT Potential | F6 | Commercial | OR - College | Existing | Space Heating | Natural Gas | Ventilation - Demand Controlled | A | Incremental Winter Peak Savings (MW) | Achievable Economic RVT Potential | 0 | 0 | 0 | 0 | 0 | 0 | 0 | 0 | 0 | 0 | 0 | 0 | 0 | 0 | 0 | 0 | 0 | 0 | 0 | 0 | 0 | 0 | 0 | 0 | 0 | 0 | 0
F7_Commercial_OR - College_Existing_Space Heating_Natural Gas_Ventilation - Demand Controlled_A_Achievable Economic RVT Potential | F7 | Commercial | OR - College | Existing | Space Heating | Natural Gas | Ventilation - Demand Controlled | A | Cumulative Energy Savings (MWh or mTherms) | Achievable Economic RVT Potential | 0 | 0 | 0 | 0 | 0 | 0 | 0 | 0 | 0 | 0 | 0 | 0 | 0 | 0 | 0 | 0 | 0 | 0 | 0 | 0 | 0 | 0 | 0 | 0 | 0 | 0 | 0
F8_Commercial_OR - College_Existing_Space Heating_Natural Gas_Ventilation - Demand Controlled_A_Achievable Economic RVT Potential | F8 | Commercial | OR - College | Existing | Space Heating | Natural Gas | Ventilation - Demand Controlled | A | Cumulative Summer Peak Savings (MW) | Achievable Economic RVT Potential | 0 | 0 | 0 | 0 | 0 | 0 | 0 | 0 | 0 | 0 | 0 | 0 | 0 | 0 | 0 | 0 | 0 | 0 | 0 | 0 | 0 | 0 | 0 | 0 | 0 | 0 | 0
F9_Commercial_OR - College_Existing_Space Heating_Natural Gas_Ventilation - Demand Controlled_A_Achievable Economic RVT Potential | F9 | Commercial | OR - College | Existing | Space Heating | Natural Gas | Ventilation - Demand Controlled | A | Cumulative Winter Peak Savings (MW) | Achievable Economic RVT Potential | 0 | 0 | 0 | 0 | 0 | 0 | 0 | 0 | 0 | 0 | 0 | 0 | 0 | 0 | 0 | 0 | 0 | 0 | 0 | 0 | 0 | 0 | 0 | 0 | 0 | 0 | 0
F10_Commercial_OR - College_Existing_Space Heating_Natural Gas_Ventilation - Demand Controlled_A_Achievable Economic RVT Potential | F10 | Commercial | OR - College | Existing | Space Heating | Natural Gas | Ventilation - Demand Controlled | A | Purchases (Incremental) | Achievable Economic RVT Potential | 0 | 0 | 0 | 0 | 0 | 0 | 0 | 0 | 0 | 0 | 0 | 0 | 0 | 0 | 0 | 0 | 0 | 0 | 0 | 0 | 0 | 0 | 0 | 0 | 0 | 0 | 0
F11_Commercial_OR - College_Existing_Space Heating_Natural Gas_Ventilation - Demand Controlled_A_Achievable Economic RVT Potential | F11 | Commercial | OR - College | Existing | Space Heating | Natural Gas | Ventilation - Demand Controlled | A | Purchases (Cumulative) | Achievable Economic RVT Potential | 0 | 0 | 0 | 0 | 0 | 0 | 0 | 0 | 0 | 0 | 0 | 0 | 0 | 0 | 0 | 0 | 0 | 0 | 0 | 0 | 0 | 0 | 0 | 0 | 0 | 0 | 0
F1_Commercial_OR - College_Existing_Space Heating_Natural Gas_HVAC - Dedicated Outdoor Air System (DOAS)_A_Achievable Economic RVT Potential | F1 | Commercial | OR - College | Existing | Space Heating | Natural Gas | HVAC - Dedicated Outdoor Air System (DOAS) | A | Integrated Unit Energy Savings (kWh or therms) | Achievable Economic RVT Potential | 0 | 0 | -0.032495 | -0.032398 | -0.032303 | -0.032209 | -0.032117 | -0.032027 | -0.031939 | -0.031853 | -0.031771 | -0.03169 | -0.031613 | -0.031539 | -0.031467 | -0.031399 | -0.031335 | -0.031274 | -0.031216 | -0.031162 | -0.031113 | -0.031068 | -0.031027 | -0.03099 | -0.030956 | -0.030925 | -0.030897
F2_Commercial_OR - College_Existing_Space Heating_Natural Gas_HVAC - Dedicated Outdoor Air System (DOAS)_A_Achievable Economic RVT Potential | F2 | Commercial | OR - College | Existing | Space Heating | Natural Gas | HVAC - Dedicated Outdoor Air System (DOAS) | A | Integrated Unit Summer Peak Savings (kW) | Achievable Economic RVT Potential | 0 | 0 | 0 | 0 | 0 | 0 | 0 | 0 | 0 | 0 | 0 | 0 | 0 | 0 | 0 | 0 | 0 | 0 | 0 | 0 | 0 | 0 | 0 | 0 | 0 | 0 | 0
F3_Commercial_OR - College_Existing_Space Heating_Natural Gas_HVAC - Dedicated Outdoor Air System (DOAS)_A_Achievable Economic RVT Potential | F3 | Commercial | OR - College | Existing | Space Heating | Natural Gas | HVAC - Dedicated Outdoor Air System (DOAS) | A | Integrated Unit Winter Peak Savings (kW) | Achievable Economic RVT Potential | 0 | 0 | 0 | 0 | 0 | 0 | 0 | 0 | 0 | 0 | 0 | 0 | 0 | 0 | 0 | 0 | 0 | 0 | 0 | 0 | 0 | 0 | 0 | 0 | 0 | 0 | 0
F4_Commercial_OR - College_Existing_Space Heating_Natural Gas_HVAC - Dedicated Outdoor Air System (DOAS)_A_Achievable Economic RVT Potential | F4 | Commercial | OR - College | Existing | Space Heating | Natural Gas | HVAC - Dedicated Outdoor Air System (DOAS) | A | Incremental Energy Savings (MWh or mTherms) | Achievable Economic RVT Potential | 0 | 0 | 0 | 0 | 0 | 0 | 0 | 0 | 0 | 0 | 0 | 0 | 0 | 0 | 0 | 0 | 0 | 0 | 0 | 0 | 0 | 0 | 0 | 0 | 0 | 0 | 0
F5_Commercial_OR - College_Existing_Space Heating_Natural Gas_HVAC - Dedicated Outdoor Air System (DOAS)_A_Achievable Economic RVT Potential | F5 | Commercial | OR - College | Existing | Space Heating | Natural Gas | HVAC - Dedicated Outdoor Air System (DOAS) | A | Incremental Summer Peak Savings (MW) | Achievable Economic RVT Potential | 0 | 0 | 0 | 0 | 0 | 0 | 0 | 0 | 0 | 0 | 0 | 0 | 0 | 0 | 0 | 0 | 0 | 0 | 0 | 0 | 0 | 0 | 0 | 0 | 0 | 0 | 0
F6_Commercial_OR - College_Existing_Space Heating_Natural Gas_HVAC - Dedicated Outdoor Air System (DOAS)_A_Achievable Economic RVT Potential | F6 | Commercial | OR - College | Existing | Space Heating | Natural Gas | HVAC - Dedicated Outdoor Air System (DOAS) | A | Incremental Winter Peak Savings (MW) | Achievable Economic RVT Potential | 0 | 0 | 0 | 0 | 0 | 0 | 0 | 0 | 0 | 0 | 0 | 0 | 0 | 0 | 0 | 0 | 0 | 0 | 0 | 0 | 0 | 0 | 0 | 0 | 0 | 0 | 0
F7_Commercial_OR - College_Existing_Space Heating_Natural Gas_HVAC - Dedicated Outdoor Air System (DOAS)_A_Achievable Economic RVT Potential | F7 | Commercial | OR - College | Existing | Space Heating | Natural Gas | HVAC - Dedicated Outdoor Air System (DOAS) | A | Cumulative Energy Savings (MWh or mTherms) | Achievable Economic RVT Potential | 0 | 0 | 0 | 0 | 0 | 0 | 0 | 0 | 0 | 0 | 0 | 0 | 0 | 0 | 0 | 0 | 0 | 0 | 0 | 0 | 0 | 0 | 0 | 0 | 0 | 0 | 0
F8_Commercial_OR - College_Existing_Space Heating_Natural Gas_HVAC - Dedicated Outdoor Air System (DOAS)_A_Achievable Economic RVT Potential | F8 | Commercial | OR - College | Existing | Space Heating | Natural Gas | HVAC - Dedicated Outdoor Air System (DOAS) | A | Cumulative Summer Peak Savings (MW) | Achievable Economic RVT Potential | 0 | 0 | 0 | 0 | 0 | 0 | 0 | 0 | 0 | 0 | 0 | 0 | 0 | 0 | 0 | 0 | 0 | 0 | 0 | 0 | 0 | 0 | 0 | 0 | 0 | 0 | 0
F9_Commercial_OR - College_Existing_Space Heating_Natural Gas_HVAC - Dedicated Outdoor Air System (DOAS)_A_Achievable Economic RVT Potential | F9 | Commercial | OR - College | Existing | Space Heating | Natural Gas | HVAC - Dedicated Outdoor Air System (DOAS) | A | Cumulative Winter Peak Savings (MW) | Achievable Economic RVT Potential | 0 | 0 | 0 | 0 | 0 | 0 | 0 | 0 | 0 | 0 | 0 | 0 | 0 | 0 | 0 | 0 | 0 | 0 | 0 | 0 | 0 | 0 | 0 | 0 | 0 | 0 | 0
F10_Commercial_OR - College_Existing_Space Heating_Natural Gas_HVAC - Dedicated Outdoor Air System (DOAS)_A_Achievable Economic RVT Potential | F10 | Commercial | OR - College | Existing | Space Heating | Natural Gas | HVAC - Dedicated Outdoor Air System (DOAS) | A | Purchases (Incremental) | Achievable Economic RVT Potential | 0 | 0 | 0 | 0 | 0 | 0 | 0 | 0 | 0 | 0 | 0 | 0 | 0 | 0 | 0 | 0 | 0 | 0 | 0 | 0 | 0 | 0 | 0 | 0 | 0 | 0 | 0
F11_Commercial_OR - College_Existing_Space Heating_Natural Gas_HVAC - Dedicated Outdoor Air System (DOAS)_A_Achievable Economic RVT Potential | F11 | Commercial | OR - College | Existing | Space Heating | Natural Gas | HVAC - Dedicated Outdoor Air System (DOAS) | A | Purchases (Cumulative) | Achievable Economic RVT Potential | 0 | 0 | 0 | 0 | 0 | 0 | 0 | 0 | 0 | 0 | 0 | 0 | 0 | 0 | 0 | 0 | 0 | 0 | 0 | 0 | 0 | 0 | 0 | 0 | 0 | 0 | 0
F1_Commercial_OR - College_Existing_Space Heating_Natural Gas_Destratification Fans (HVLS)_A_Achievable Economic RVT Potential | F1 | Commercial | OR - College | Existing | Space Heating | Natural Gas | Destratification Fans (HVLS) | A | Integrated Unit Energy Savings (kWh or therms) | Achievable Economic RVT Potential | 0 | 0 | 762.479 | 754.5276 | 745.9151 | 736.7548 | 726.8909 | 716.1194 | 704.4086 | 691.7837 | 678.3414 | 664.3106 | 650.3749 | 636.7674 | 623.7218 | 611.4856 | 600.4611 | 591.6951 | 585.2764 | 579.9891 | 576.1845 | 572.7035 | 571.9432 | 571.2501 | 570.6184 | 570.0426 | 569.5177
F2_Commercial_OR - College_Existing_Space Heating_Natural Gas_Destratification Fans (HVLS)_A_Achievable Economic RVT Potential | F2 | Commercial | OR - College | Existing | Space Heating | Natural Gas | Destratification Fans (HVLS) | A | Integrated Unit Summer Peak Savings (kW) | Achievable Economic RVT Potential | 0 | 0 | 0 | 0 | 0 | 0 | 0 | 0 | 0 | 0 | 0 | 0 | 0 | 0 | 0 | 0 | 0 | 0 | 0 | 0 | 0 | 0 | 0 | 0 | 0 | 0 | 0
F3_Commercial_OR - College_Existing_Space Heating_Natural Gas_Destratification Fans (HVLS)_A_Achievable Economic RVT Potential | F3 | Commercial | OR - College | Existing | Space Heating | Natural Gas | Destratification Fans (HVLS) | A | Integrated Unit Winter Peak Savings (kW) | Achievable Economic RVT Potential | 0 | 0 | 0 | 0 | 0 | 0 | 0 | 0 | 0 | 0 | 0 | 0 | 0 | 0 | 0 | 0 | 0 | 0 | 0 | 0 | 0 | 0 | 0 | 0 | 0 | 0 | 0
F4_Commercial_OR - College_Existing_Space Heating_Natural Gas_Destratification Fans (HVLS)_A_Achievable Economic RVT Potential | F4 | Commercial | OR - College | Existing | Space Heating | Natural Gas | Destratification Fans (HVLS) | A | Incremental Energy Savings (MWh or mTherms) | Achievable Economic RVT Potential | 0 | 0 | 0 | 0 | 0 | 0 | 0 | 0 | 0 | 0 | 0 | 0 | 0 | 0 | 0 | 0 | 0 | 0 | 0 | 0 | 0 | 0 | 0 | 0 | 0 | 0 | 0
F5_Commercial_OR - College_Existing_Space Heating_Natural Gas_Destratification Fans (HVLS)_A_Achievable Economic RVT Potential | F5 | Commercial | OR - College | Existing | Space Heating | Natural Gas | Destratification Fans (HVLS) | A | Incremental Summer Peak Savings (MW) | Achievable Economic RVT Potential | 0 | 0 | 0 | 0 | 0 | 0 | 0 | 0 | 0 | 0 | 0 | 0 | 0 | 0 | 0 | 0 | 0 | 0 | 0 | 0 | 0 | 0 | 0 | 0 | 0 | 0 | 0
F6_Commercial_OR - College_Existing_Space Heating_Natural Gas_Destratification Fans (HVLS)_A_Achievable Economic RVT Potential | F6 | Commercial | OR - College | Existing | Space Heating | Natural Gas | Destratification Fans (HVLS) | A | Incremental Winter Peak Savings (MW) | Achievable Economic RVT Potential | 0 | 0 | 0 | 0 | 0 | 0 | 0 | 0 | 0 | 0 | 0 | 0 | 0 | 0 | 0 | 0 | 0 | 0 | 0 | 0 | 0 | 0 | 0 | 0 | 0 | 0 | 0
F7_Commercial_OR - College_Existing_Space Heating_Natural Gas_Destratification Fans (HVLS)_A_Achievable Economic RVT Potential | F7 | Commercial | OR - College | Existing | Space Heating | Natural Gas | Destratification Fans (HVLS) | A | Cumulative Energy Savings (MWh or mTherms) | Achievable Economic RVT Potential | 0 | 0 | 0 | 0 | 0 | 0 | 0 | 0 | 0 | 0 | 0 | 0 | 0 | 0 | 0 | 0 | 0 | 0 | 0 | 0 | 0 | 0 | 0 | 0 | 0 | 0 | 0
F8_Commercial_OR - College_Existing_Space Heating_Natural Gas_Destratification Fans (HVLS)_A_Achievable Economic RVT Potential | F8 | Commercial | OR - College | Existing | Space Heating | Natural Gas | Destratification Fans (HVLS) | A | Cumulative Summer Peak Savings (MW) | Achievable Economic RVT Potential | 0 | 0 | 0 | 0 | 0 | 0 | 0 | 0 | 0 | 0 | 0 | 0 | 0 | 0 | 0 | 0 | 0 | 0 | 0 | 0 | 0 | 0 | 0 | 0 | 0 | 0 | 0
F9_Commercial_OR - College_Existing_Space Heating_Natural Gas_Destratification Fans (HVLS)_A_Achievable Economic RVT Potential | F9 | Commercial | OR - College | Existing | Space Heating | Natural Gas | Destratification Fans (HVLS) | A | Cumulative Winter Peak Savings (MW) | Achievable Economic RVT Potential | 0 | 0 | 0 | 0 | 0 | 0 | 0 | 0 | 0 | 0 | 0 | 0 | 0 | 0 | 0 | 0 | 0 | 0 | 0 | 0 | 0 | 0 | 0 | 0 | 0 | 0 | 0
F10_Commercial_OR - College_Existing_Space Heating_Natural Gas_Destratification Fans (HVLS)_A_Achievable Economic RVT Potential | F10 | Commercial | OR - College | Existing | Space Heating | Natural Gas | Destratification Fans (HVLS) | A | Purchases (Incremental) | Achievable Economic RVT Potential | 0 | 0 | 0 | 0 | 0 | 0 | 0 | 0 | 0 | 0 | 0 | 0 | 0 | 0 | 0 | 0 | 0 | 0 | 0 | 0 | 0 | 0 | 0 | 0 | 0 | 0 | 0
F11_Commercial_OR - College_Existing_Space Heating_Natural Gas_Destratification Fans (HVLS)_A_Achievable Economic RVT Potential | F11 | Commercial | OR - College | Existing | Space Heating | Natural Gas | Destratification Fans (HVLS) | A | Purchases (Cumulative) | Achievable Economic RVT Potential | 0 | 0 | 0 | 0 | 0 | 0 | 0 | 0 | 0 | 0 | 0 | 0 | 0 | 0 | 0 | 0 | 0 | 0 | 0 | 0 | 0 | 0 | 0 | 0 | 0 | 0 | 0
F1_Commercial_OR - College_Existing_Space Heating_Natural Gas_Gas Boiler - Maintenance_A_Achievable Economic RVT Potential | F1 | Commercial | OR - College | Existing | Space Heating | Natural Gas | Gas Boiler - Maintenance | A | Integrated Unit Energy Savings (kWh or therms) | Achievable Economic RVT Potential | 0 | 0 | 0.14873 | 0.14636 | 0.14382 | 0.14129 | 0.13874 | 0.13601 | 0.13306 | 0.12988 | 0.12651 | 0.12304 | 0.11956 | 0.11614 | 0.11287 | 0.10982 | 0.10709 | 0.10495 | 0.10339 | 0.10211 | 0.1012 | 0.10038 | 0.10026 | 0.10015 | 0.10005 | 0.099965 | 0.099884
F2_Commercial_OR - College_Existing_Space Heating_Natural Gas_Gas Boiler - Maintenance_A_Achievable Economic RVT Potential | F2 | Commercial | OR - College | Existing | Space Heating | Natural Gas | Gas Boiler - Maintenance | A | Integrated Unit Summer Peak Savings (kW) | Achievable Economic RVT Potential | 0 | 0 | 0 | 0 | 0 | 0 | 0 | 0 | 0 | 0 | 0 | 0 | 0 | 0 | 0 | 0 | 0 | 0 | 0 | 0 | 0 | 0 | 0 | 0 | 0 | 0 | 0
F3_Commercial_OR - College_Existing_Space Heating_Natural Gas_Gas Boiler - Maintenance_A_Achievable Economic RVT Potential | F3 | Commercial | OR - College | Existing | Space Heating | Natural Gas | Gas Boiler - Maintenance | A | Integrated Unit Winter Peak Savings (kW) | Achievable Economic RVT Potential | 0 | 0 | 0 | 0 | 0 | 0 | 0 | 0 | 0 | 0 | 0 | 0 | 0 | 0 | 0 | 0 | 0 | 0 | 0 | 0 | 0 | 0 | 0 | 0 | 0 | 0 | 0
F4_Commercial_OR - College_Existing_Space Heating_Natural Gas_Gas Boiler - Maintenance_A_Achievable Economic RVT Potential | F4 | Commercial | OR - College | Existing | Space Heating | Natural Gas | Gas Boiler - Maintenance | A | Incremental Energy Savings (MWh or mTherms) | Achievable Economic RVT Potential | 0 | 0 | 0 | 0 | 0 | 0 | 0 | 0 | 0 | 0 | 0 | 0 | 0 | 0 | 0 | 0 | 0 | 0 | 0 | 0 | 0 | 0 | 0 | 0 | 0 | 0 | 0
F5_Commercial_OR - College_Existing_Space Heating_Natural Gas_Gas Boiler - Maintenance_A_Achievable Economic RVT Potential | F5 | Commercial | OR - College | Existing | Space Heating | Natural Gas | Gas Boiler - Maintenance | A | Incremental Summer Peak Savings (MW) | Achievable Economic RVT Potential | 0 | 0 | 0 | 0 | 0 | 0 | 0 | 0 | 0 | 0 | 0 | 0 | 0 | 0 | 0 | 0 | 0 | 0 | 0 | 0 | 0 | 0 | 0 | 0 | 0 | 0 | 0
F6_Commercial_OR - College_Existing_Space Heating_Natural Gas_Gas Boiler - Maintenance_A_Achievable Economic RVT Potential | F6 | Commercial | OR - College | Existing | Space Heating | Natural Gas | Gas Boiler - Maintenance | A | Incremental Winter Peak Savings (MW) | Achievable Economic RVT Potential | 0 | 0 | 0 | 0 | 0 | 0 | 0 | 0 | 0 | 0 | 0 | 0 | 0 | 0 | 0 | 0 | 0 | 0 | 0 | 0 | 0 | 0 | 0 | 0 | 0 | 0 | 0
F7_Commercial_OR - College_Existing_Space Heating_Natural Gas_Gas Boiler - Maintenance_A_Achievable Economic RVT Potential | F7 | Commercial | OR - College | Existing | Space Heating | Natural Gas | Gas Boiler - Maintenance | A | Cumulative Energy Savings (MWh or mTherms) | Achievable Economic RVT Potential | 0 | 0 | 0 | 0 | 0 | 0 | 0 | 0 | 0 | 0 | 0 | 0 | 0 | 0 | 0 | 0 | 0 | 0 | 0 | 0 | 0 | 0 | 0 | 0 | 0 | 0 | 0
F8_Commercial_OR - College_Existing_Space Heating_Natural Gas_Gas Boiler - Maintenance_A_Achievable Economic RVT Potential | F8 | Commercial | OR - College | Existing | Space Heating | Natural Gas | Gas Boiler - Maintenance | A | Cumulative Summer Peak Savings (MW) | Achievable Economic RVT Potential | 0 | 0 | 0 | 0 | 0 | 0 | 0 | 0 | 0 | 0 | 0 | 0 | 0 | 0 | 0 | 0 | 0 | 0 | 0 | 0 | 0 | 0 | 0 | 0 | 0 | 0 | 0
F9_Commercial_OR - College_Existing_Space Heating_Natural Gas_Gas Boiler - Maintenance_A_Achievable Economic RVT Potential | F9 | Commercial | OR - College | Existing | Space Heating | Natural Gas | Gas Boiler - Maintenance | A | Cumulative Winter Peak Savings (MW) | Achievable Economic RVT Potential | 0 | 0 | 0 | 0 | 0 | 0 | 0 | 0 | 0 | 0 | 0 | 0 | 0 | 0 | 0 | 0 | 0 | 0 | 0 | 0 | 0 | 0 | 0 | 0 | 0 | 0 | 0
F10_Commercial_OR - College_Existing_Space Heating_Natural Gas_Gas Boiler - Maintenance_A_Achievable Economic RVT Potential | F10 | Commercial | OR - College | Existing | Space Heating | Natural Gas | Gas Boiler - Maintenance | A | Purchases (Incremental) | Achievable Economic RVT Potential | 0 | 0 | 0 | 0 | 0 | 0 | 0 | 0 | 0 | 0 | 0 | 0 | 0 | 0 | 0 | 0 | 0 | 0 | 0 | 0 | 0 | 0 | 0 | 0 | 0 | 0 | 0
F11_Commercial_OR - College_Existing_Space Heating_Natural Gas_Gas Boiler - Maintenance_A_Achievable Economic RVT Potential | F11 | Commercial | OR - College | Existing | Space Heating | Natural Gas | Gas Boiler - Maintenance | A | Purchases (Cumulative) | Achievable Economic RVT Potential | 0 | 0 | 0 | 0 | 0 | 0 | 0 | 0 | 0 | 0 | 0 | 0 | 0 | 0 | 0 | 0 | 0 | 0 | 0 | 0 | 0 | 0 | 0 | 0 | 0 | 0 | 0
F1_Commercial_OR - College_Existing_Space Heating_Natural Gas_Gas Furnace - Maintenance_A_Achievable Economic RVT Potential | F1 | Commercial | OR - College | Existing | Space Heating | Natural Gas | Gas Furnace - Maintenance | A | Integrated Unit Energy Savings (kWh or therms) | Achievable Economic RVT Potential | 0 | 0 | 0.067406 | 0.066375 | 0.065242 | 0.064094 | 0.062914 | 0.061635 | 0.060227 | 0.0587 | 0.057074 | 0.055383 | 0.053683 | 0.052004 | 0.050384 | 0.04886 | 0.047477 | 0.046348 | 0.045478 | 0.044748 | 0.044187 | 0.043677 | 0.043487 | 0.043311 | 0.043149 | 0.042999 | 0.042861
F2_Commercial_OR - College_Existing_Space Heating_Natural Gas_Gas Furnace - Maintenance_A_Achievable Economic RVT Potential | F2 | Commercial | OR - College | Existing | Space Heating | Natural Gas | Gas Furnace - Maintenance | A | Integrated Unit Summer Peak Savings (kW) | Achievable Economic RVT Potential | 0 | 0 | 0 | 0 | 0 | 0 | 0 | 0 | 0 | 0 | 0 | 0 | 0 | 0 | 0 | 0 | 0 | 0 | 0 | 0 | 0 | 0 | 0 | 0 | 0 | 0 | 0
F3_Commercial_OR - College_Existing_Space Heating_Natural Gas_Gas Furnace - Maintenance_A_Achievable Economic RVT Potential | F3 | Commercial | OR - College | Existing | Space Heating | Natural Gas | Gas Furnace - Maintenance | A | Integrated Unit Winter Peak Savings (kW) | Achievable Economic RVT Potential | 0 | 0 | 0 | 0 | 0 | 0 | 0 | 0 | 0 | 0 | 0 | 0 | 0 | 0 | 0 | 0 | 0 | 0 | 0 | 0 | 0 | 0 | 0 | 0 | 0 | 0 | 0
F4_Commercial_OR - College_Existing_Space Heating_Natural Gas_Gas Furnace - Maintenance_A_Achievable Economic RVT Potential | F4 | Commercial | OR - College | Existing | Space Heating | Natural Gas | Gas Furnace - Maintenance | A | Incremental Energy Savings (MWh or mTherms) | Achievable Economic RVT Potential | 0 | 0 | 0 | 0 | 0 | 0 | 0 | 0 | 0 | 0 | 0 | 0 | 0 | 0 | 0 | 0 | 0 | 0 | 0 | 0 | 0 | 0 | 0 | 0 | 0 | 0 | 0
F5_Commercial_OR - College_Existing_Space Heating_Natural Gas_Gas Furnace - Maintenance_A_Achievable Economic RVT Potential | F5 | Commercial | OR - College | Existing | Space Heating | Natural Gas | Gas Furnace - Maintenance | A | Incremental Summer Peak Savings (MW) | Achievable Economic RVT Potential | 0 | 0 | 0 | 0 | 0 | 0 | 0 | 0 | 0 | 0 | 0 | 0 | 0 | 0 | 0 | 0 | 0 | 0 | 0 | 0 | 0 | 0 | 0 | 0 | 0 | 0 | 0
F6_Commercial_OR - College_Existing_Space Heating_Natural Gas_Gas Furnace - Maintenance_A_Achievable Economic RVT Potential | F6 | Commercial | OR - College | Existing | Space Heating | Natural Gas | Gas Furnace - Maintenance | A | Incremental Winter Peak Savings (MW) | Achievable Economic RVT Potential | 0 | 0 | 0 | 0 | 0 | 0 | 0 | 0 | 0 | 0 | 0 | 0 | 0 | 0 | 0 | 0 | 0 | 0 | 0 | 0 | 0 | 0 | 0 | 0 | 0 | 0 | 0
F7_Commercial_OR - College_Existing_Space Heating_Natural Gas_Gas Furnace - Maintenance_A_Achievable Economic RVT Potential | F7 | Commercial | OR - College | Existing | Space Heating | Natural Gas | Gas Furnace - Maintenance | A | Cumulative Energy Savings (MWh or mTherms) | Achievable Economic RVT Potential | 0 | 0 | 0 | 0 | 0 | 0 | 0 | 0 | 0 | 0 | 0 | 0 | 0 | 0 | 0 | 0 | 0 | 0 | 0 | 0 | 0 | 0 | 0 | 0 | 0 | 0 | 0
F8_Commercial_OR - College_Existing_Space Heating_Natural Gas_Gas Furnace - Maintenance_A_Achievable Economic RVT Potential | F8 | Commercial | OR - College | Existing | Space Heating | Natural Gas | Gas Furnace - Maintenance | A | Cumulative Summer Peak Savings (MW) | Achievable Economic RVT Potential | 0 | 0 | 0 | 0 | 0 | 0 | 0 | 0 | 0 | 0 | 0 | 0 | 0 | 0 | 0 | 0 | 0 | 0 | 0 | 0 | 0 | 0 | 0 | 0 | 0 | 0 | 0
F9_Commercial_OR - College_Existing_Space Heating_Natural Gas_Gas Furnace - Maintenance_A_Achievable Economic RVT Potential | F9 | Commercial | OR - College | Existing | Space Heating | Natural Gas | Gas Furnace - Maintenance | A | Cumulative Winter Peak Savings (MW) | Achievable Economic RVT Potential | 0 | 0 | 0 | 0 | 0 | 0 | 0 | 0 | 0 | 0 | 0 | 0 | 0 | 0 | 0 | 0 | 0 | 0 | 0 | 0 | 0 | 0 | 0 | 0 | 0 | 0 | 0
F10_Commercial_OR - College_Existing_Space Heating_Natural Gas_Gas Furnace - Maintenance_A_Achievable Economic RVT Potential | F10 | Commercial | OR - College | Existing | Space Heating | Natural Gas | Gas Furnace - Maintenance | A | Purchases (Incremental) | Achievable Economic RVT Potential | 0 | 0 | 0 | 0 | 0 | 0 | 0 | 0 | 0 | 0 | 0 | 0 | 0 | 0 | 0 | 0 | 0 | 0 | 0 | 0 | 0 | 0 | 0 | 0 | 0 | 0 | 0
F11_Commercial_OR - College_Existing_Space Heating_Natural Gas_Gas Furnace - Maintenance_A_Achievable Economic RVT Potential | F11 | Commercial | OR - College | Existing | Space Heating | Natural Gas | Gas Furnace - Maintenance | A | Purchases (Cumulative) | Achievable Economic RVT Potential | 0 | 0 | 0 | 0 | 0 | 0 | 0 | 0 | 0 | 0 | 0 | 0 | 0 | 0 | 0 | 0 | 0 | 0 | 0 | 0 | 0 | 0 | 0 | 0 | 0 | 0 | 0
F1_Commercial_OR - College_Existing_Space Heating_Natural Gas_Gas Boiler - Hot Water Reset_A_Achievable Economic RVT Potential | F1 | Commercial | OR - College | Existing | Space Heating | Natural Gas | Gas Boiler - Hot Water Reset | A | Integrated Unit Energy Savings (kWh or therms) | Achievable Economic RVT Potential | 0 | 0 | 266.4189 | 265.6119 | 264.8159 | 264.0333 | 263.2641 | 262.5081 | 261.7651 | 261.0352 | 260.3191 | 259.6188 | 258.9416 | 258.2857 | 257.6642 | 257.0824 | 256.5471 | 256.0642 | 255.6369 | 255.2467 | 254.8887 | 254.5632 | 254.2673 | 253.9983 | 253.7537 | 253.5314 | 253.3293
F2_Commercial_OR - College_Existing_Space Heating_Natural Gas_Gas Boiler - Hot Water Reset_A_Achievable Economic RVT Potential | F2 | Commercial | OR - College | Existing | Space Heating | Natural Gas | Gas Boiler - Hot Water Reset | A | Integrated Unit Summer Peak Savings (kW) | Achievable Economic RVT Potential | 0 | 0 | 0 | 0 | 0 | 0 | 0 | 0 | 0 | 0 | 0 | 0 | 0 | 0 | 0 | 0 | 0 | 0 | 0 | 0 | 0 | 0 | 0 | 0 | 0 | 0 | 0
F3_Commercial_OR - College_Existing_Space Heating_Natural Gas_Gas Boiler - Hot Water Reset_A_Achievable Economic RVT Potential | F3 | Commercial | OR - College | Existing | Space Heating | Natural Gas | Gas Boiler - Hot Water Reset | A | Integrated Unit Winter Peak Savings (kW) | Achievable Economic RVT Potential | 0 | 0 | 0 | 0 | 0 | 0 | 0 | 0 | 0 | 0 | 0 | 0 | 0 | 0 | 0 | 0 | 0 | 0 | 0 | 0 | 0 | 0 | 0 | 0 | 0 | 0 | 0
F4_Commercial_OR - College_Existing_Space Heating_Natural Gas_Gas Boiler - Hot Water Reset_A_Achievable Economic RVT Potential | F4 | Commercial | OR - College | Existing | Space Heating | Natural Gas | Gas Boiler - Hot Water Reset | A | Incremental Energy Savings (MWh or mTherms) | Achievable Economic RVT Potential | 0 | 0 | 0 | 0 | 0 | 0 | 0 | 0 | 0 | 0 | 0 | 0 | 0 | 0 | 0 | 0 | 0 | 0 | 0 | 0 | 0 | 0 | 0 | 0 | 0 | 0 | 0
F5_Commercial_OR - College_Existing_Space Heating_Natural Gas_Gas Boiler - Hot Water Reset_A_Achievable Economic RVT Potential | F5 | Commercial | OR - College | Existing | Space Heating | Natural Gas | Gas Boiler - Hot Water Reset | A | Incremental Summer Peak Savings (MW) | Achievable Economic RVT Potential | 0 | 0 | 0 | 0 | 0 | 0 | 0 | 0 | 0 | 0 | 0 | 0 | 0 | 0 | 0 | 0 | 0 | 0 | 0 | 0 | 0 | 0 | 0 | 0 | 0 | 0 | 0
F6_Commercial_OR - College_Existing_Space Heating_Natural Gas_Gas Boiler - Hot Water Reset_A_Achievable Economic RVT Potential | F6 | Commercial | OR - College | Existing | Space Heating | Natural Gas | Gas Boiler - Hot Water Reset | A | Incremental Winter Peak Savings (MW) | Achievable Economic RVT Potential | 0 | 0 | 0 | 0 | 0 | 0 | 0 | 0 | 0 | 0 | 0 | 0 | 0 | 0 | 0 | 0 | 0 | 0 | 0 | 0 | 0 | 0 | 0 | 0 | 0 | 0 | 0
F7_Commercial_OR - College_Existing_Space Heating_Natural Gas_Gas Boiler - Hot Water Reset_A_Achievable Economic RVT Potential | F7 | Commercial | OR - College | Existing | Space Heating | Natural Gas | Gas Boiler - Hot Water Reset | A | Cumulative Energy Savings (MWh or mTherms) | Achievable Economic RVT Potential | 0 | 0 | 0 | 0 | 0 | 0 | 0 | 0 | 0 | 0 | 0 | 0 | 0 | 0 | 0 | 0 | 0 | 0 | 0 | 0 | 0 | 0 | 0 | 0 | 0 | 0 | 0
F8_Commercial_OR - College_Existing_Space Heating_Natural Gas_Gas Boiler - Hot Water Reset_A_Achievable Economic RVT Potential | F8 | Commercial | OR - College | Existing | Space Heating | Natural Gas | Gas Boiler - Hot Water Reset | A | Cumulative Summer Peak Savings (MW) | Achievable Economic RVT Potential | 0 | 0 | 0 | 0 | 0 | 0 | 0 | 0 | 0 | 0 | 0 | 0 | 0 | 0 | 0 | 0 | 0 | 0 | 0 | 0 | 0 | 0 | 0 | 0 | 0 | 0 | 0
F9_Commercial_OR - College_Existing_Space Heating_Natural Gas_Gas Boiler - Hot Water Reset_A_Achievable Economic RVT Potential | F9 | Commercial | OR - College | Existing | Space Heating | Natural Gas | Gas Boiler - Hot Water Reset | A | Cumulative Winter Peak Savings (MW) | Achievable Economic RVT Potential | 0 | 0 | 0 | 0 | 0 | 0 | 0 | 0 | 0 | 0 | 0 | 0 | 0 | 0 | 0 | 0 | 0 | 0 | 0 | 0 | 0 | 0 | 0 | 0 | 0 | 0 | 0
F10_Commercial_OR - College_Existing_Space Heating_Natural Gas_Gas Boiler - Hot Water Reset_A_Achievable Economic RVT Potential | F10 | Commercial | OR - College | Existing | Space Heating | Natural Gas | Gas Boiler - Hot Water Reset | A | Purchases (Incremental) | Achievable Economic RVT Potential | 0 | 0 | 0 | 0 | 0 | 0 | 0 | 0 | 0 | 0 | 0 | 0 | 0 | 0 | 0 | 0 | 0 | 0 | 0 | 0 | 0 | 0 | 0 | 0 | 0 | 0 | 0
F11_Commercial_OR - College_Existing_Space Heating_Natural Gas_Gas Boiler - Hot Water Reset_A_Achievable Economic RVT Potential | F11 | Commercial | OR - College | Existing | Space Heating | Natural Gas | Gas Boiler - Hot Water Reset | A | Purchases (Cumulative) | Achievable Economic RVT Potential | 0 | 0 | 0 | 0 | 0 | 0 | 0 | 0 | 0 | 0 | 0 | 0 | 0 | 0 | 0 | 0 | 0 | 0 | 0 | 0 | 0 | 0 | 0 | 0 | 0 | 0 | 0
F1_Commercial_OR - College_Existing_Space Heating_Natural Gas_Gas Boiler - Steam Trap Replacement_A_Achievable Economic RVT Potential | F1 | Commercial | OR - College | Existing | Space Heating | Natural Gas | Gas Boiler - Steam Trap Replacement | A | Integrated Unit Energy Savings (kWh or therms) | Achievable Economic RVT Potential | 0 | 0 | 79.6124 | 79.3187 | 79.0285 | 78.7426 | 78.4611 | 78.1838 | 77.9106 | 77.6416 | 77.377 | 77.1174 | 76.8648 | 76.6189 | 76.3833 | 76.1598 | 75.9502 | 75.7563 | 75.579 | 75.4129 | 75.2564 | 75.1096 | 75.0221 | 74.9426 | 74.8703 | 74.8046 | 74.7448
F2_Commercial_OR - College_Existing_Space Heating_Natural Gas_Gas Boiler - Steam Trap Replacement_A_Achievable Economic RVT Potential | F2 | Commercial | OR - College | Existing | Space Heating | Natural Gas | Gas Boiler - Steam Trap Replacement | A | Integrated Unit Summer Peak Savings (kW) | Achievable Economic RVT Potential | 0 | 0 | 0 | 0 | 0 | 0 | 0 | 0 | 0 | 0 | 0 | 0 | 0 | 0 | 0 | 0 | 0 | 0 | 0 | 0 | 0 | 0 | 0 | 0 | 0 | 0 | 0
F3_Commercial_OR - College_Existing_Space Heating_Natural Gas_Gas Boiler - Steam Trap Replacement_A_Achievable Economic RVT Potential | F3 | Commercial | OR - College | Existing | Space Heating | Natural Gas | Gas Boiler - Steam Trap Replacement | A | Integrated Unit Winter Peak Savings (kW) | Achievable Economic RVT Potential | 0 | 0 | 0 | 0 | 0 | 0 | 0 | 0 | 0 | 0 | 0 | 0 | 0 | 0 | 0 | 0 | 0 | 0 | 0 | 0 | 0 | 0 | 0 | 0 | 0 | 0 | 0
F4_Commercial_OR - College_Existing_Space Heating_Natural Gas_Gas Boiler - Steam Trap Replacement_A_Achievable Economic RVT Potential | F4 | Commercial | OR - College | Existing | Space Heating | Natural Gas | Gas Boiler - Steam Trap Replacement | A | Incremental Energy Savings (MWh or mTherms) | Achievable Economic RVT Potential | 0 | 0 | 0 | 0 | 0 | 0 | 0 | 0 | 0 | 0 | 0 | 0 | 0 | 0 | 0 | 0 | 0 | 0 | 0 | 0 | 0 | 0 | 0 | 0 | 0 | 0 | 0
F5_Commercial_OR - College_Existing_Space Heating_Natural Gas_Gas Boiler - Steam Trap Replacement_A_Achievable Economic RVT Potential | F5 | Commercial | OR - College | Existing | Space Heating | Natural Gas | Gas Boiler - Steam Trap Replacement | A | Incremental Summer Peak Savings (MW) | Achievable Economic RVT Potential | 0 | 0 | 0 | 0 | 0 | 0 | 0 | 0 | 0 | 0 | 0 | 0 | 0 | 0 | 0 | 0 | 0 | 0 | 0 | 0 | 0 | 0 | 0 | 0 | 0 | 0 | 0
F6_Commercial_OR - College_Existing_Space Heating_Natural Gas_Gas Boiler - Steam Trap Replacement_A_Achievable Economic RVT Potential | F6 | Commercial | OR - College | Existing | Space Heating | Natural Gas | Gas Boiler - Steam Trap Replacement | A | Incremental Winter Peak Savings (MW) | Achievable Economic RVT Potential | 0 | 0 | 0 | 0 | 0 | 0 | 0 | 0 | 0 | 0 | 0 | 0 | 0 | 0 | 0 | 0 | 0 | 0 | 0 | 0 | 0 | 0 | 0 | 0 | 0 | 0 | 0
F7_Commercial_OR - College_Existing_Space Heating_Natural Gas_Gas Boiler - Steam Trap Replacement_A_Achievable Economic RVT Potential | F7 | Commercial | OR - College | Existing | Space Heating | Natural Gas | Gas Boiler - Steam Trap Replacement | A | Cumulative Energy Savings (MWh or mTherms) | Achievable Economic RVT Potential | 0 | 0 | 0 | 0 | 0 | 0 | 0 | 0 | 0 | 0 | 0 | 0 | 0 | 0 | 0 | 0 | 0 | 0 | 0 | 0 | 0 | 0 | 0 | 0 | 0 | 0 | 0
F8_Commercial_OR - College_Existing_Space Heating_Natural Gas_Gas Boiler - Steam Trap Replacement_A_Achievable Economic RVT Potential | F8 | Commercial | OR - College | Existing | Space Heating | Natural Gas | Gas Boiler - Steam Trap Replacement | A | Cumulative Summer Peak Savings (MW) | Achievable Economic RVT Potential | 0 | 0 | 0 | 0 | 0 | 0 | 0 | 0 | 0 | 0 | 0 | 0 | 0 | 0 | 0 | 0 | 0 | 0 | 0 | 0 | 0 | 0 | 0 | 0 | 0 | 0 | 0
F9_Commercial_OR - College_Existing_Space Heating_Natural Gas_Gas Boiler - Steam Trap Replacement_A_Achievable Economic RVT Potential | F9 | Commercial | OR - College | Existing | Space Heating | Natural Gas | Gas Boiler - Steam Trap Replacement | A | Cumulative Winter Peak Savings (MW) | Achievable Economic RVT Potential | 0 | 0 | 0 | 0 | 0 | 0 | 0 | 0 | 0 | 0 | 0 | 0 | 0 | 0 | 0 | 0 | 0 | 0 | 0 | 0 | 0 | 0 | 0 | 0 | 0 | 0 | 0
F10_Commercial_OR - College_Existing_Space Heating_Natural Gas_Gas Boiler - Steam Trap Replacement_A_Achievable Economic RVT Potential | F10 | Commercial | OR - College | Existing | Space Heating | Natural Gas | Gas Boiler - Steam Trap Replacement | A | Purchases (Incremental) | Achievable Economic RVT Potential | 0 | 0 | 0 | 0 | 0 | 0 | 0 | 0 | 0 | 0 | 0 | 0 | 0 | 0 | 0 | 0 | 0 | 0 | 0 | 0 | 0 | 0 | 0 | 0 | 0 | 0 | 0
F11_Commercial_OR - College_Existing_Space Heating_Natural Gas_Gas Boiler - Steam Trap Replacement_A_Achievable Economic RVT Potential | F11 | Commercial | OR - College | Existing | Space Heating | Natural Gas | Gas Boiler - Steam Trap Replacement | A | Purchases (Cumulative) | Achievable Economic RVT Potential | 0 | 0 | 0 | 0 | 0 | 0 | 0 | 0 | 0 | 0 | 0 | 0 | 0 | 0 | 0 | 0 | 0 | 0 | 0 | 0 | 0 | 0 | 0 | 0 | 0 | 0 | 0
F1_Commercial_OR - College_Existing_Space Heating_Natural Gas_Gas Boiler - High Turndown Burner_A_Achievable Economic RVT Potential | F1 | Commercial | OR - College | Existing | Space Heating | Natural Gas | Gas Boiler - High Turndown Burner | A | Integrated Unit Energy Savings (kWh or therms) | Achievable Economic RVT Potential | 0 | 0 | 0.24881 | 0.24645 | 0.24389 | 0.24118 | 0.23825 | 0.23506 | 0.23159 | 0.22782 | 0.22379 | 0.21955 | 0.21531 | 0.21108 | 0.20694 | 0.20304 | 0.19951 | 0.19671 | 0.19467 | 0.19298 | 0.19177 | 0.19066 | 0.19043 | 0.19023 | 0.19005 | 0.18988 | 0.18973
F2_Commercial_OR - College_Existing_Space Heating_Natural Gas_Gas Boiler - High Turndown Burner_A_Achievable Economic RVT Potential | F2 | Commercial | OR - College | Existing | Space Heating | Natural Gas | Gas Boiler - High Turndown Burner | A | Integrated Unit Summer Peak Savings (kW) | Achievable Economic RVT Potential | 0 | 0 | 0 | 0 | 0 | 0 | 0 | 0 | 0 | 0 | 0 | 0 | 0 | 0 | 0 | 0 | 0 | 0 | 0 | 0 | 0 | 0 | 0 | 0 | 0 | 0 | 0
F3_Commercial_OR - College_Existing_Space Heating_Natural Gas_Gas Boiler - High Turndown Burner_A_Achievable Economic RVT Potential | F3 | Commercial | OR - College | Existing | Space Heating | Natural Gas | Gas Boiler - High Turndown Burner | A | Integrated Unit Winter Peak Savings (kW) | Achievable Economic RVT Potential | 0 | 0 | 0 | 0 | 0 | 0 | 0 | 0 | 0 | 0 | 0 | 0 | 0 | 0 | 0 | 0 | 0 | 0 | 0 | 0 | 0 | 0 | 0 | 0 | 0 | 0 | 0
F4_Commercial_OR - College_Existing_Space Heating_Natural Gas_Gas Boiler - High Turndown Burner_A_Achievable Economic RVT Potential | F4 | Commercial | OR - College | Existing | Space Heating | Natural Gas | Gas Boiler - High Turndown Burner | A | Incremental Energy Savings (MWh or mTherms) | Achievable Economic RVT Potential | 0 | 0 | 0 | 0 | 0 | 0 | 0 | 0 | 0 | 0 | 0 | 0 | 0 | 0 | 0 | 0 | 0 | 0 | 0 | 0 | 0 | 0 | 0 | 0 | 0 | 0 | 0
F5_Commercial_OR - College_Existing_Space Heating_Natural Gas_Gas Boiler - High Turndown Burner_A_Achievable Economic RVT Potential | F5 | Commercial | OR - College | Existing | Space Heating | Natural Gas | Gas Boiler - High Turndown Burner | A | Incremental Summer Peak Savings (MW) | Achievable Economic RVT Potential | 0 | 0 | 0 | 0 | 0 | 0 | 0 | 0 | 0 | 0 | 0 | 0 | 0 | 0 | 0 | 0 | 0 | 0 | 0 | 0 | 0 | 0 | 0 | 0 | 0 | 0 | 0
F6_Commercial_OR - College_Existing_Space Heating_Natural Gas_Gas Boiler - High Turndown Burner_A_Achievable Economic RVT Potential | F6 | Commercial | OR - College | Existing | Space Heating | Natural Gas | Gas Boiler - High Turndown Burner | A | Incremental Winter Peak Savings (MW) | Achievable Economic RVT Potential | 0 | 0 | 0 | 0 | 0 | 0 | 0 | 0 | 0 | 0 | 0 | 0 | 0 | 0 | 0 | 0 | 0 | 0 | 0 | 0 | 0 | 0 | 0 | 0 | 0 | 0 | 0
F7_Commercial_OR - College_Existing_Space Heating_Natural Gas_Gas Boiler - High Turndown Burner_A_Achievable Economic RVT Potential | F7 | Commercial | OR - College | Existing | Space Heating | Natural Gas | Gas Boiler - High Turndown Burner | A | Cumulative Energy Savings (MWh or mTherms) | Achievable Economic RVT Potential | 0 | 0 | 0 | 0 | 0 | 0 | 0 | 0 | 0 | 0 | 0 | 0 | 0 | 0 | 0 | 0 | 0 | 0 | 0 | 0 | 0 | 0 | 0 | 0 | 0 | 0 | 0
F8_Commercial_OR - College_Existing_Space Heating_Natural Gas_Gas Boiler - High Turndown Burner_A_Achievable Economic RVT Potential | F8 | Commercial | OR - College | Existing | Space Heating | Natural Gas | Gas Boiler - High Turndown Burner | A | Cumulative Summer Peak Savings (MW) | Achievable Economic RVT Potential | 0 | 0 | 0 | 0 | 0 | 0 | 0 | 0 | 0 | 0 | 0 | 0 | 0 | 0 | 0 | 0 | 0 | 0 | 0 | 0 | 0 | 0 | 0 | 0 | 0 | 0 | 0
F9_Commercial_OR - College_Existing_Space Heating_Natural Gas_Gas Boiler - High Turndown Burner_A_Achievable Economic RVT Potential | F9 | Commercial | OR - College | Existing | Space Heating | Natural Gas | Gas Boiler - High Turndown Burner | A | Cumulative Winter Peak Savings (MW) | Achievable Economic RVT Potential | 0 | 0 | 0 | 0 | 0 | 0 | 0 | 0 | 0 | 0 | 0 | 0 | 0 | 0 | 0 | 0 | 0 | 0 | 0 | 0 | 0 | 0 | 0 | 0 | 0 | 0 | 0
F10_Commercial_OR - College_Existing_Space Heating_Natural Gas_Gas Boiler - High Turndown Burner_A_Achievable Economic RVT Potential | F10 | Commercial | OR - College | Existing | Space Heating | Natural Gas | Gas Boiler - High Turndown Burner | A | Purchases (Incremental) | Achievable Economic RVT Potential | 0 | 0 | 0 | 0 | 0 | 0 | 0 | 0 | 0 | 0 | 0 | 0 | 0 | 0 | 0 | 0 | 0 | 0 | 0 | 0 | 0 | 0 | 0 | 0 | 0 | 0 | 0
F11_Commercial_OR - College_Existing_Space Heating_Natural Gas_Gas Boiler - High Turndown Burner_A_Achievable Economic RVT Potential | F11 | Commercial | OR - College | Existing | Space Heating | Natural Gas | Gas Boiler - High Turndown Burner | A | Purchases (Cumulative) | Achievable Economic RVT Potential | 0 | 0 | 0 | 0 | 0 | 0 | 0 | 0 | 0 | 0 | 0 | 0 | 0 | 0 | 0 | 0 | 0 | 0 | 0 | 0 | 0 | 0 | 0 | 0 | 0 | 0 | 0
F1_Commercial_OR - College_Existing_Space Heating_Natural Gas_Gas Boiler - Burner Control Optimization_A_Achievable Economic RVT Potential | F1 | Commercial | OR - College | Existing | Space Heating | Natural Gas | Gas Boiler - Burner Control Optimization | A | Integrated Unit Energy Savings (kWh or therms) | Achievable Economic RVT Potential | 0 | 0 | 0.072116 | 0.071362 | 0.07055 | 0.06969 | 0.068766 | 0.067762 | 0.066674 | 0.065505 | 0.064264 | 0.062971 | 0.06169 | 0.060441 | 0.059245 | 0.058123 | 0.057112 | 0.05631 | 0.055726 | 0.055244 | 0.054896 | 0.054578 | 0.054514 | 0.054456 | 0.054403 | 0.054355 | 0.054311
F2_Commercial_OR - College_Existing_Space Heating_Natural Gas_Gas Boiler - Burner Control Optimization_A_Achievable Economic RVT Potential | F2 | Commercial | OR - College | Existing | Space Heating | Natural Gas | Gas Boiler - Burner Control Optimization | A | Integrated Unit Summer Peak Savings (kW) | Achievable Economic RVT Potential | 0 | 0 | 0 | 0 | 0 | 0 | 0 | 0 | 0 | 0 | 0 | 0 | 0 | 0 | 0 | 0 | 0 | 0 | 0 | 0 | 0 | 0 | 0 | 0 | 0 | 0 | 0
F3_Commercial_OR - College_Existing_Space Heating_Natural Gas_Gas Boiler - Burner Control Optimization_A_Achievable Economic RVT Potential | F3 | Commercial | OR - College | Existing | Space Heating | Natural Gas | Gas Boiler - Burner Control Optimization | A | Integrated Unit Winter Peak Savings (kW) | Achievable Economic RVT Potential | 0 | 0 | 0 | 0 | 0 | 0 | 0 | 0 | 0 | 0 | 0 | 0 | 0 | 0 | 0 | 0 | 0 | 0 | 0 | 0 | 0 | 0 | 0 | 0 | 0 | 0 | 0
F4_Commercial_OR - College_Existing_Space Heating_Natural Gas_Gas Boiler - Burner Control Optimization_A_Achievable Economic RVT Potential | F4 | Commercial | OR - College | Existing | Space Heating | Natural Gas | Gas Boiler - Burner Control Optimization | A | Incremental Energy Savings (MWh or mTherms) | Achievable Economic RVT Potential | 0 | 0 | 0 | 0 | 0 | 0 | 0 | 0 | 0 | 0 | 0 | 0 | 0 | 0 | 0 | 0 | 0 | 0 | 0 | 0 | 0 | 0 | 0 | 0 | 0 | 0 | 0
F5_Commercial_OR - College_Existing_Space Heating_Natural Gas_Gas Boiler - Burner Control Optimization_A_Achievable Economic RVT Potential | F5 | Commercial | OR - College | Existing | Space Heating | Natural Gas | Gas Boiler - Burner Control Optimization | A | Incremental Summer Peak Savings (MW) | Achievable Economic RVT Potential | 0 | 0 | 0 | 0 | 0 | 0 | 0 | 0 | 0 | 0 | 0 | 0 | 0 | 0 | 0 | 0 | 0 | 0 | 0 | 0 | 0 | 0 | 0 | 0 | 0 | 0 | 0
F6_Commercial_OR - College_Existing_Space Heating_Natural Gas_Gas Boiler - Burner Control Optimization_A_Achievable Economic RVT Potential | F6 | Commercial | OR - College | Existing | Space Heating | Natural Gas | Gas Boiler - Burner Control Optimization | A | Incremental Winter Peak Savings (MW) | Achievable Economic RVT Potential | 0 | 0 | 0 | 0 | 0 | 0 | 0 | 0 | 0 | 0 | 0 | 0 | 0 | 0 | 0 | 0 | 0 | 0 | 0 | 0 | 0 | 0 | 0 | 0 | 0 | 0 | 0
F7_Commercial_OR - College_Existing_Space Heating_Natural Gas_Gas Boiler - Burner Control Optimization_A_Achievable Economic RVT Potential | F7 | Commercial | OR - College | Existing | Space Heating | Natural Gas | Gas Boiler - Burner Control Optimization | A | Cumulative Energy Savings (MWh or mTherms) | Achievable Economic RVT Potential | 0 | 0 | 0 | 0 | 0 | 0 | 0 | 0 | 0 | 0 | 0 | 0 | 0 | 0 | 0 | 0 | 0 | 0 | 0 | 0 | 0 | 0 | 0 | 0 | 0 | 0 | 0
F8_Commercial_OR - College_Existing_Space Heating_Natural Gas_Gas Boiler - Burner Control Optimization_A_Achievable Economic RVT Potential | F8 | Commercial | OR - College | Existing | Space Heating | Natural Gas | Gas Boiler - Burner Control Optimization | A | Cumulative Summer Peak Savings (MW) | Achievable Economic RVT Potential | 0 | 0 | 0 | 0 | 0 | 0 | 0 | 0 | 0 | 0 | 0 | 0 | 0 | 0 | 0 | 0 | 0 | 0 | 0 | 0 | 0 | 0 | 0 | 0 | 0 | 0 | 0
F9_Commercial_OR - College_Existing_Space Heating_Natural Gas_Gas Boiler - Burner Control Optimization_A_Achievable Economic RVT Potential | F9 | Commercial | OR - College | Existing | Space Heating | Natural Gas | Gas Boiler - Burner Control Optimization | A | Cumulative Winter Peak Savings (MW) | Achievable Economic RVT Potential | 0 | 0 | 0 | 0 | 0 | 0 | 0 | 0 | 0 | 0 | 0 | 0 | 0 | 0 | 0 | 0 | 0 | 0 | 0 | 0 | 0 | 0 | 0 | 0 | 0 | 0 | 0
F10_Commercial_OR - College_Existing_Space Heating_Natural Gas_Gas Boiler - Burner Control Optimization_A_Achievable Economic RVT Potential | F10 | Commercial | OR - College | Existing | Space Heating | Natural Gas | Gas Boiler - Burner Control Optimization | A | Purchases (Incremental) | Achievable Economic RVT Potential | 0 | 0 | 0 | 0 | 0 | 0 | 0 | 0 | 0 | 0 | 0 | 0 | 0 | 0 | 0 | 0 | 0 | 0 | 0 | 0 | 0 | 0 | 0 | 0 | 0 | 0 | 0
F11_Commercial_OR - College_Existing_Space Heating_Natural Gas_Gas Boiler - Burner Control Optimization_A_Achievable Economic RVT Potential | F11 | Commercial | OR - College | Existing | Space Heating | Natural Gas | Gas Boiler - Burner Control Optimization | A | Purchases (Cumulative) | Achievable Economic RVT Potential | 0 | 0 | 0 | 0 | 0 | 0 | 0 | 0 | 0 | 0 | 0 | 0 | 0 | 0 | 0 | 0 | 0 | 0 | 0 | 0 | 0 | 0 | 0 | 0 | 0 | 0 | 0
F1_Commercial_OR - College_Existing_Space Heating_Natural Gas_Gas Boiler - Stack Economizer_A_Achievable Economic RVT Potential | F1 | Commercial | OR - College | Existing | Space Heating | Natural Gas | Gas Boiler - Stack Economizer | A | Integrated Unit Energy Savings (kWh or therms) | Achievable Economic RVT Potential | 0 | 0 | 0.23797 | 0.23418 | 0.23011 | 0.22606 | 0.22198 | 0.21762 | 0.21289 | 0.2078 | 0.20242 | 0.19686 | 0.19129 | 0.18583 | 0.18059 | 0.17571 | 0.17135 | 0.16791 | 0.16542 | 0.16338 | 0.16193 | 0.1606 | 0.16042 | 0.16024 | 0.16009 | 0.15994 | 0.15982
F2_Commercial_OR - College_Existing_Space Heating_Natural Gas_Gas Boiler - Stack Economizer_A_Achievable Economic RVT Potential | F2 | Commercial | OR - College | Existing | Space Heating | Natural Gas | Gas Boiler - Stack Economizer | A | Integrated Unit Summer Peak Savings (kW) | Achievable Economic RVT Potential | 0 | 0 | 0 | 0 | 0 | 0 | 0 | 0 | 0 | 0 | 0 | 0 | 0 | 0 | 0 | 0 | 0 | 0 | 0 | 0 | 0 | 0 | 0 | 0 | 0 | 0 | 0
F3_Commercial_OR - College_Existing_Space Heating_Natural Gas_Gas Boiler - Stack Economizer_A_Achievable Economic RVT Potential | F3 | Commercial | OR - College | Existing | Space Heating | Natural Gas | Gas Boiler - Stack Economizer | A | Integrated Unit Winter Peak Savings (kW) | Achievable Economic RVT Potential | 0 | 0 | 0 | 0 | 0 | 0 | 0 | 0 | 0 | 0 | 0 | 0 | 0 | 0 | 0 | 0 | 0 | 0 | 0 | 0 | 0 | 0 | 0 | 0 | 0 | 0 | 0
F4_Commercial_OR - College_Existing_Space Heating_Natural Gas_Gas Boiler - Stack Economizer_A_Achievable Economic RVT Potential | F4 | Commercial | OR - College | Existing | Space Heating | Natural Gas | Gas Boiler - Stack Economizer | A | Incremental Energy Savings (MWh or mTherms) | Achievable Economic RVT Potential | 0 | 0 | 0 | 0 | 0 | 0 | 0 | 0 | 0 | 0 | 0 | 0 | 0 | 0 | 0 | 0 | 0 | 0 | 0 | 0 | 0 | 0 | 0 | 0 | 0 | 0 | 0
F5_Commercial_OR - College_Existing_Space Heating_Natural Gas_Gas Boiler - Stack Economizer_A_Achievable Economic RVT Potential | F5 | Commercial | OR - College | Existing | Space Heating | Natural Gas | Gas Boiler - Stack Economizer | A | Incremental Summer Peak Savings (MW) | Achievable Economic RVT Potential | 0 | 0 | 0 | 0 | 0 | 0 | 0 | 0 | 0 | 0 | 0 | 0 | 0 | 0 | 0 | 0 | 0 | 0 | 0 | 0 | 0 | 0 | 0 | 0 | 0 | 0 | 0
F6_Commercial_OR - College_Existing_Space Heating_Natural Gas_Gas Boiler - Stack Economizer_A_Achievable Economic RVT Potential | F6 | Commercial | OR - College | Existing | Space Heating | Natural Gas | Gas Boiler - Stack Economizer | A | Incremental Winter Peak Savings (MW) | Achievable Economic RVT Potential | 0 | 0 | 0 | 0 | 0 | 0 | 0 | 0 | 0 | 0 | 0 | 0 | 0 | 0 | 0 | 0 | 0 | 0 | 0 | 0 | 0 | 0 | 0 | 0 | 0 | 0 | 0
F7_Commercial_OR - College_Existing_Space Heating_Natural Gas_Gas Boiler - Stack Economizer_A_Achievable Economic RVT Potential | F7 | Commercial | OR - College | Existing | Space Heating | Natural Gas | Gas Boiler - Stack Economizer | A | Cumulative Energy Savings (MWh or mTherms) | Achievable Economic RVT Potential | 0 | 0 | 0 | 0 | 0 | 0 | 0 | 0 | 0 | 0 | 0 | 0 | 0 | 0 | 0 | 0 | 0 | 0 | 0 | 0 | 0 | 0 | 0 | 0 | 0 | 0 | 0
F8_Commercial_OR - College_Existing_Space Heating_Natural Gas_Gas Boiler - Stack Economizer_A_Achievable Economic RVT Potential | F8 | Commercial | OR - College | Existing | Space Heating | Natural Gas | Gas Boiler - Stack Economizer | A | Cumulative Summer Peak Savings (MW) | Achievable Economic RVT Potential | 0 | 0 | 0 | 0 | 0 | 0 | 0 | 0 | 0 | 0 | 0 | 0 | 0 | 0 | 0 | 0 | 0 | 0 | 0 | 0 | 0 | 0 | 0 | 0 | 0 | 0 | 0
F9_Commercial_OR - College_Existing_Space Heating_Natural Gas_Gas Boiler - Stack Economizer_A_Achievable Economic RVT Potential | F9 | Commercial | OR - College | Existing | Space Heating | Natural Gas | Gas Boiler - Stack Economizer | A | Cumulative Winter Peak Savings (MW) | Achievable Economic RVT Potential | 0 | 0 | 0 | 0 | 0 | 0 | 0 | 0 | 0 | 0 | 0 | 0 | 0 | 0 | 0 | 0 | 0 | 0 | 0 | 0 | 0 | 0 | 0 | 0 | 0 | 0 | 0
F10_Commercial_OR - College_Existing_Space Heating_Natural Gas_Gas Boiler - Stack Economizer_A_Achievable Economic RVT Potential | F10 | Commercial | OR - College | Existing | Space Heating | Natural Gas | Gas Boiler - Stack Economizer | A | Purchases (Incremental) | Achievable Economic RVT Potential | 0 | 0 | 0 | 0 | 0 | 0 | 0 | 0 | 0 | 0 | 0 | 0 | 0 | 0 | 0 | 0 | 0 | 0 | 0 | 0 | 0 | 0 | 0 | 0 | 0 | 0 | 0
F11_Commercial_OR - College_Existing_Space Heating_Natural Gas_Gas Boiler - Stack Economizer_A_Achievable Economic RVT Potential | F11 | Commercial | OR - College | Existing | Space Heating | Natural Gas | Gas Boiler - Stack Economizer | A | Purchases (Cumulative) | Achievable Economic RVT Potential | 0 | 0 | 0 | 0 | 0 | 0 | 0 | 0 | 0 | 0 | 0 | 0 | 0 | 0 | 0 | 0 | 0 | 0 | 0 | 0 | 0 | 0 | 0 | 0 | 0 | 0 | 0
F1_Commercial_OR - College_Existing_Space Heating_Natural Gas_Gas Boiler - Thermostatic Radiator Valves_A_Achievable Economic RVT Potential | F1 | Commercial | OR - College | Existing | Space Heating | Natural Gas | Gas Boiler - Thermostatic Radiator Valves | A | Integrated Unit Energy Savings (kWh or therms) | Achievable Economic RVT Potential | 0 | 0 | 16.7505 | 16.6622 | 16.566 | 16.4632 | 16.3511 | 16.2273 | 16.0899 | 15.9374 | 15.769 | 15.5863 | 15.3933 | 15.1956 | 15.0013 | 14.8184 | 14.654 | 14.5225 | 14.4256 | 14.348 | 14.2966 | 14.2505 | 14.2339 | 14.2188 | 14.205 | 14.1926 | 14.1812
F2_Commercial_OR - College_Existing_Space Heating_Natural Gas_Gas Boiler - Thermostatic Radiator Valves_A_Achievable Economic RVT Potential | F2 | Commercial | OR - College | Existing | Space Heating | Natural Gas | Gas Boiler - Thermostatic Radiator Valves | A | Integrated Unit Summer Peak Savings (kW) | Achievable Economic RVT Potential | 0 | 0 | 0 | 0 | 0 | 0 | 0 | 0 | 0 | 0 | 0 | 0 | 0 | 0 | 0 | 0 | 0 | 0 | 0 | 0 | 0 | 0 | 0 | 0 | 0 | 0 | 0
F3_Commercial_OR - College_Existing_Space Heating_Natural Gas_Gas Boiler - Thermostatic Radiator Valves_A_Achievable Economic RVT Potential | F3 | Commercial | OR - College | Existing | Space Heating | Natural Gas | Gas Boiler - Thermostatic Radiator Valves | A | Integrated Unit Winter Peak Savings (kW) | Achievable Economic RVT Potential | 0 | 0 | 0 | 0 | 0 | 0 | 0 | 0 | 0 | 0 | 0 | 0 | 0 | 0 | 0 | 0 | 0 | 0 | 0 | 0 | 0 | 0 | 0 | 0 | 0 | 0 | 0
F4_Commercial_OR - College_Existing_Space Heating_Natural Gas_Gas Boiler - Thermostatic Radiator Valves_A_Achievable Economic RVT Potential | F4 | Commercial | OR - College | Existing | Space Heating | Natural Gas | Gas Boiler - Thermostatic Radiator Valves | A | Incremental Energy Savings (MWh or mTherms) | Achievable Economic RVT Potential | 0 | 0 | 0 | 0 | 0 | 0 | 0 | 0 | 0 | 0 | 0 | 0 | 0 | 0 | 0 | 0 | 0 | 0 | 0 | 0 | 0 | 0 | 0 | 0 | 0 | 0 | 0
F5_Commercial_OR - College_Existing_Space Heating_Natural Gas_Gas Boiler - Thermostatic Radiator Valves_A_Achievable Economic RVT Potential | F5 | Commercial | OR - College | Existing | Space Heating | Natural Gas | Gas Boiler - Thermostatic Radiator Valves | A | Incremental Summer Peak Savings (MW) | Achievable Economic RVT Potential | 0 | 0 | 0 | 0 | 0 | 0 | 0 | 0 | 0 | 0 | 0 | 0 | 0 | 0 | 0 | 0 | 0 | 0 | 0 | 0 | 0 | 0 | 0 | 0 | 0 | 0 | 0
F6_Commercial_OR - College_Existing_Space Heating_Natural Gas_Gas Boiler - Thermostatic Radiator Valves_A_Achievable Economic RVT Potential | F6 | Commercial | OR - College | Existing | Space Heating | Natural Gas | Gas Boiler - Thermostatic Radiator Valves | A | Incremental Winter Peak Savings (MW) | Achievable Economic RVT Potential | 0 | 0 | 0 | 0 | 0 | 0 | 0 | 0 | 0 | 0 | 0 | 0 | 0 | 0 | 0 | 0 | 0 | 0 | 0 | 0 | 0 | 0 | 0 | 0 | 0 | 0 | 0
F7_Commercial_OR - College_Existing_Space Heating_Natural Gas_Gas Boiler - Thermostatic Radiator Valves_A_Achievable Economic RVT Potential | F7 | Commercial | OR - College | Existing | Space Heating | Natural Gas | Gas Boiler - Thermostatic Radiator Valves | A | Cumulative Energy Savings (MWh or mTherms) | Achievable Economic RVT Potential | 0 | 0 | 0 | 0 | 0 | 0 | 0 | 0 | 0 | 0 | 0 | 0 | 0 | 0 | 0 | 0 | 0 | 0 | 0 | 0 | 0 | 0 | 0 | 0 | 0 | 0 | 0
F8_Commercial_OR - College_Existing_Space Heating_Natural Gas_Gas Boiler - Thermostatic Radiator Valves_A_Achievable Economic RVT Potential | F8 | Commercial | OR - College | Existing | Space Heating | Natural Gas | Gas Boiler - Thermostatic Radiator Valves | A | Cumulative Summer Peak Savings (MW) | Achievable Economic RVT Potential | 0 | 0 | 0 | 0 | 0 | 0 | 0 | 0 | 0 | 0 | 0 | 0 | 0 | 0 | 0 | 0 | 0 | 0 | 0 | 0 | 0 | 0 | 0 | 0 | 0 | 0 | 0
F9_Commercial_OR - College_Existing_Space Heating_Natural Gas_Gas Boiler - Thermostatic Radiator Valves_A_Achievable Economic RVT Potential | F9 | Commercial | OR - College | Existing | Space Heating | Natural Gas | Gas Boiler - Thermostatic Radiator Valves | A | Cumulative Winter Peak Savings (MW) | Achievable Economic RVT Potential | 0 | 0 | 0 | 0 | 0 | 0 | 0 | 0 | 0 | 0 | 0 | 0 | 0 | 0 | 0 | 0 | 0 | 0 | 0 | 0 | 0 | 0 | 0 | 0 | 0 | 0 | 0
F10_Commercial_OR - College_Existing_Space Heating_Natural Gas_Gas Boiler - Thermostatic Radiator Valves_A_Achievable Economic RVT Potential | F10 | Commercial | OR - College | Existing | Space Heating | Natural Gas | Gas Boiler - Thermostatic Radiator Valves | A | Purchases (Incremental) | Achievable Economic RVT Potential | 0 | 0 | 0 | 0 | 0 | 0 | 0 | 0 | 0 | 0 | 0 | 0 | 0 | 0 | 0 | 0 | 0 | 0 | 0 | 0 | 0 | 0 | 0 | 0 | 0 | 0 | 0
F11_Commercial_OR - College_Existing_Space Heating_Natural Gas_Gas Boiler - Thermostatic Radiator Valves_A_Achievable Economic RVT Potential | F11 | Commercial | OR - College | Existing | Space Heating | Natural Gas | Gas Boiler - Thermostatic Radiator Valves | A | Purchases (Cumulative) | Achievable Economic RVT Potential | 0 | 0 | 0 | 0 | 0 | 0 | 0 | 0 | 0 | 0 | 0 | 0 | 0 | 0 | 0 | 0 | 0 | 0 | 0 | 0 | 0 | 0 | 0 | 0 | 0 | 0 | 0
F1_Commercial_OR - College_Existing_Space Heating_Natural Gas_HVAC - Shut Off Damper_A_Achievable Economic RVT Potential | F1 | Commercial | OR - College | Existing | Space Heating | Natural Gas | HVAC - Shut Off Damper | A | Integrated Unit Energy Savings (kWh or therms) | Achievable Economic RVT Potential | 0 | 0 | 31.1555 | 30.6601 | 30.1269 | 29.5971 | 29.0622 | 28.491 | 27.8696 | 27.2018 | 26.495 | 25.7638 | 25.0322 | 24.3138 | 23.6253 | 22.9832 | 22.4086 | 21.9547 | 21.6242 | 21.3541 | 21.1602 | 20.9839 | 20.9559 | 20.9305 | 20.9072 | 20.8861 | 20.8668
F2_Commercial_OR - College_Existing_Space Heating_Natural Gas_HVAC - Shut Off Damper_A_Achievable Economic RVT Potential | F2 | Commercial | OR - College | Existing | Space Heating | Natural Gas | HVAC - Shut Off Damper | A | Integrated Unit Summer Peak Savings (kW) | Achievable Economic RVT Potential | 0 | 0 | 0 | 0 | 0 | 0 | 0 | 0 | 0 | 0 | 0 | 0 | 0 | 0 | 0 | 0 | 0 | 0 | 0 | 0 | 0 | 0 | 0 | 0 | 0 | 0 | 0
F3_Commercial_OR - College_Existing_Space Heating_Natural Gas_HVAC - Shut Off Damper_A_Achievable Economic RVT Potential | F3 | Commercial | OR - College | Existing | Space Heating | Natural Gas | HVAC - Shut Off Damper | A | Integrated Unit Winter Peak Savings (kW) | Achievable Economic RVT Potential | 0 | 0 | 0 | 0 | 0 | 0 | 0 | 0 | 0 | 0 | 0 | 0 | 0 | 0 | 0 | 0 | 0 | 0 | 0 | 0 | 0 | 0 | 0 | 0 | 0 | 0 | 0
F4_Commercial_OR - College_Existing_Space Heating_Natural Gas_HVAC - Shut Off Damper_A_Achievable Economic RVT Potential | F4 | Commercial | OR - College | Existing | Space Heating | Natural Gas | HVAC - Shut Off Damper | A | Incremental Energy Savings (MWh or mTherms) | Achievable Economic RVT Potential | 0 | 0 | 0 | 0 | 0 | 0 | 0 | 0 | 0 | 0 | 0 | 0 | 0 | 0 | 0 | 0 | 0 | 0 | 0 | 0 | 0 | 0 | 0 | 0 | 0 | 0 | 0
F5_Commercial_OR - College_Existing_Space Heating_Natural Gas_HVAC - Shut Off Damper_A_Achievable Economic RVT Potential | F5 | Commercial | OR - College | Existing | Space Heating | Natural Gas | HVAC - Shut Off Damper | A | Incremental Summer Peak Savings (MW) | Achievable Economic RVT Potential | 0 | 0 | 0 | 0 | 0 | 0 | 0 | 0 | 0 | 0 | 0 | 0 | 0 | 0 | 0 | 0 | 0 | 0 | 0 | 0 | 0 | 0 | 0 | 0 | 0 | 0 | 0
F6_Commercial_OR - College_Existing_Space Heating_Natural Gas_HVAC - Shut Off Damper_A_Achievable Economic RVT Potential | F6 | Commercial | OR - College | Existing | Space Heating | Natural Gas | HVAC - Shut Off Damper | A | Incremental Winter Peak Savings (MW) | Achievable Economic RVT Potential | 0 | 0 | 0 | 0 | 0 | 0 | 0 | 0 | 0 | 0 | 0 | 0 | 0 | 0 | 0 | 0 | 0 | 0 | 0 | 0 | 0 | 0 | 0 | 0 | 0 | 0 | 0
F7_Commercial_OR - College_Existing_Space Heating_Natural Gas_HVAC - Shut Off Damper_A_Achievable Economic RVT Potential | F7 | Commercial | OR - College | Existing | Space Heating | Natural Gas | HVAC - Shut Off Damper | A | Cumulative Energy Savings (MWh or mTherms) | Achievable Economic RVT Potential | 0 | 0 | 0 | 0 | 0 | 0 | 0 | 0 | 0 | 0 | 0 | 0 | 0 | 0 | 0 | 0 | 0 | 0 | 0 | 0 | 0 | 0 | 0 | 0 | 0 | 0 | 0
F8_Commercial_OR - College_Existing_Space Heating_Natural Gas_HVAC - Shut Off Damper_A_Achievable Economic RVT Potential | F8 | Commercial | OR - College | Existing | Space Heating | Natural Gas | HVAC - Shut Off Damper | A | Cumulative Summer Peak Savings (MW) | Achievable Economic RVT Potential | 0 | 0 | 0 | 0 | 0 | 0 | 0 | 0 | 0 | 0 | 0 | 0 | 0 | 0 | 0 | 0 | 0 | 0 | 0 | 0 | 0 | 0 | 0 | 0 | 0 | 0 | 0
F9_Commercial_OR - College_Existing_Space Heating_Natural Gas_HVAC - Shut Off Damper_A_Achievable Economic RVT Potential | F9 | Commercial | OR - College | Existing | Space Heating | Natural Gas | HVAC - Shut Off Damper | A | Cumulative Winter Peak Savings (MW) | Achievable Economic RVT Potential | 0 | 0 | 0 | 0 | 0 | 0 | 0 | 0 | 0 | 0 | 0 | 0 | 0 | 0 | 0 | 0 | 0 | 0 | 0 | 0 | 0 | 0 | 0 | 0 | 0 | 0 | 0
F10_Commercial_OR - College_Existing_Space Heating_Natural Gas_HVAC - Shut Off Damper_A_Achievable Economic RVT Potential | F10 | Commercial | OR - College | Existing | Space Heating | Natural Gas | HVAC - Shut Off Damper | A | Purchases (Incremental) | Achievable Economic RVT Potential | 0 | 0 | 0 | 0 | 0 | 0 | 0 | 0 | 0 | 0 | 0 | 0 | 0 | 0 | 0 | 0 | 0 | 0 | 0 | 0 | 0 | 0 | 0 | 0 | 0 | 0 | 0
F11_Commercial_OR - College_Existing_Space Heating_Natural Gas_HVAC - Shut Off Damper_A_Achievable Economic RVT Potential | F11 | Commercial | OR - College | Existing | Space Heating | Natural Gas | HVAC - Shut Off Damper | A | Purchases (Cumulative) | Achievable Economic RVT Potential | 0 | 0 | 0 | 0 | 0 | 0 | 0 | 0 | 0 | 0 | 0 | 0 | 0 | 0 | 0 | 0 | 0 | 0 | 0 | 0 | 0 | 0 | 0 | 0 | 0 | 0 | 0
F1_Commercial_OR - College_Existing_Space Heating_Natural Gas_Gas Furnace - Tube Inserts_A_Achievable Economic RVT Potential | F1 | Commercial | OR - College | Existing | Space Heating | Natural Gas | Gas Furnace - Tube Inserts | A | Integrated Unit Energy Savings (kWh or therms) | Achievable Economic RVT Potential | 0 | 0 | 0 | 0 | 0 | 0 | 0 | 0 | 0 | 0 | 0 | 0 | 0 | 0 | 0 | 0 | 0 | 0 | 0 | 0 | 0 | 0 | 0 | 0 | 0 | 0 | 0
F2_Commercial_OR - College_Existing_Space Heating_Natural Gas_Gas Furnace - Tube Inserts_A_Achievable Economic RVT Potential | F2 | Commercial | OR - College | Existing | Space Heating | Natural Gas | Gas Furnace - Tube Inserts | A | Integrated Unit Summer Peak Savings (kW) | Achievable Economic RVT Potential | 0 | 0 | 0 | 0 | 0 | 0 | 0 | 0 | 0 | 0 | 0 | 0 | 0 | 0 | 0 | 0 | 0 | 0 | 0 | 0 | 0 | 0 | 0 | 0 | 0 | 0 | 0
F3_Commercial_OR - College_Existing_Space Heating_Natural Gas_Gas Furnace - Tube Inserts_A_Achievable Economic RVT Potential | F3 | Commercial | OR - College | Existing | Space Heating | Natural Gas | Gas Furnace - Tube Inserts | A | Integrated Unit Winter Peak Savings (kW) | Achievable Economic RVT Potential | 0 | 0 | 0 | 0 | 0 | 0 | 0 | 0 | 0 | 0 | 0 | 0 | 0 | 0 | 0 | 0 | 0 | 0 | 0 | 0 | 0 | 0 | 0 | 0 | 0 | 0 | 0
F4_Commercial_OR - College_Existing_Space Heating_Natural Gas_Gas Furnace - Tube Inserts_A_Achievable Economic RVT Potential | F4 | Commercial | OR - College | Existing | Space Heating | Natural Gas | Gas Furnace - Tube Inserts | A | Incremental Energy Savings (MWh or mTherms) | Achievable Economic RVT Potential | 0 | 0 | 0 | 0 | 0 | 0 | 0 | 0 | 0 | 0 | 0 | 0 | 0 | 0 | 0 | 0 | 0 | 0 | 0 | 0 | 0 | 0 | 0 | 0 | 0 | 0 | 0
F5_Commercial_OR - College_Existing_Space Heating_Natural Gas_Gas Furnace - Tube Inserts_A_Achievable Economic RVT Potential | F5 | Commercial | OR - College | Existing | Space Heating | Natural Gas | Gas Furnace - Tube Inserts | A | Incremental Summer Peak Savings (MW) | Achievable Economic RVT Potential | 0 | 0 | 0 | 0 | 0 | 0 | 0 | 0 | 0 | 0 | 0 | 0 | 0 | 0 | 0 | 0 | 0 | 0 | 0 | 0 | 0 | 0 | 0 | 0 | 0 | 0 | 0
F6_Commercial_OR - College_Existing_Space Heating_Natural Gas_Gas Furnace - Tube Inserts_A_Achievable Economic RVT Potential | F6 | Commercial | OR - College | Existing | Space Heating | Natural Gas | Gas Furnace - Tube Inserts | A | Incremental Winter Peak Savings (MW) | Achievable Economic RVT Potential | 0 | 0 | 0 | 0 | 0 | 0 | 0 | 0 | 0 | 0 | 0 | 0 | 0 | 0 | 0 | 0 | 0 | 0 | 0 | 0 | 0 | 0 | 0 | 0 | 0 | 0 | 0
F7_Commercial_OR - College_Existing_Space Heating_Natural Gas_Gas Furnace - Tube Inserts_A_Achievable Economic RVT Potential | F7 | Commercial | OR - College | Existing | Space Heating | Natural Gas | Gas Furnace - Tube Inserts | A | Cumulative Energy Savings (MWh or mTherms) | Achievable Economic RVT Potential | 0 | 0 | 0 | 0 | 0 | 0 | 0 | 0 | 0 | 0 | 0 | 0 | 0 | 0 | 0 | 0 | 0 | 0 | 0 | 0 | 0 | 0 | 0 | 0 | 0 | 0 | 0
F8_Commercial_OR - College_Existing_Space Heating_Natural Gas_Gas Furnace - Tube Inserts_A_Achievable Economic RVT Potential | F8 | Commercial | OR - College | Existing | Space Heating | Natural Gas | Gas Furnace - Tube Inserts | A | Cumulative Summer Peak Savings (MW) | Achievable Economic RVT Potential | 0 | 0 | 0 | 0 | 0 | 0 | 0 | 0 | 0 | 0 | 0 | 0 | 0 | 0 | 0 | 0 | 0 | 0 | 0 | 0 | 0 | 0 | 0 | 0 | 0 | 0 | 0
F9_Commercial_OR - College_Existing_Space Heating_Natural Gas_Gas Furnace - Tube Inserts_A_Achievable Economic RVT Potential | F9 | Commercial | OR - College | Existing | Space Heating | Natural Gas | Gas Furnace - Tube Inserts | A | Cumulative Winter Peak Savings (MW) | Achievable Economic RVT Potential | 0 | 0 | 0 | 0 | 0 | 0 | 0 | 0 | 0 | 0 | 0 | 0 | 0 | 0 | 0 | 0 | 0 | 0 | 0 | 0 | 0 | 0 | 0 | 0 | 0 | 0 | 0
F10_Commercial_OR - College_Existing_Space Heating_Natural Gas_Gas Furnace - Tube Inserts_A_Achievable Economic RVT Potential | F10 | Commercial | OR - College | Existing | Space Heating | Natural Gas | Gas Furnace - Tube Inserts | A | Purchases (Incremental) | Achievable Economic RVT Potential | 0 | 0 | 0 | 0 | 0 | 0 | 0 | 0 | 0 | 0 | 0 | 0 | 0 | 0 | 0 | 0 | 0 | 0 | 0 | 0 | 0 | 0 | 0 | 0 | 0 | 0 | 0
F11_Commercial_OR - College_Existing_Space Heating_Natural Gas_Gas Furnace - Tube Inserts_A_Achievable Economic RVT Potential | F11 | Commercial | OR - College | Existing | Space Heating | Natural Gas | Gas Furnace - Tube Inserts | A | Purchases (Cumulative) | Achievable Economic RVT Potential | 0 | 0 | 0 | 0 | 0 | 0 | 0 | 0 | 0 | 0 | 0 | 0 | 0 | 0 | 0 | 0 | 0 | 0 | 0 | 0 | 0 | 0 | 0 | 0 | 0 | 0 | 0
F1_Commercial_OR - College_Existing_Space Heating_Natural Gas_Gas Boiler - Insulate Steam Lines/Condensate Tank_A_Achievable Economic RVT Potential | F1 | Commercial | OR - College | Existing | Space Heating | Natural Gas | Gas Boiler - Insulate Steam Lines/Condensate Tank | A | Integrated Unit Energy Savings (kWh or therms) | Achievable Economic RVT Potential | 0 | 0 | 4.2798 | 4.2612 | 4.2405 | 4.2182 | 4.1934 | 4.1655 | 4.1341 | 4.0987 | 4.0592 | 4.016 | 3.97 | 3.9227 | 3.8762 | 3.8325 | 3.7936 | 3.7614 | 3.7363 | 3.7162 | 3.7029 | 3.691 | 3.6867 | 3.6828 | 3.6792 | 3.676 | 3.6731
F2_Commercial_OR - College_Existing_Space Heating_Natural Gas_Gas Boiler - Insulate Steam Lines/Condensate Tank_A_Achievable Economic RVT Potential | F2 | Commercial | OR - College | Existing | Space Heating | Natural Gas | Gas Boiler - Insulate Steam Lines/Condensate Tank | A | Integrated Unit Summer Peak Savings (kW) | Achievable Economic RVT Potential | 0 | 0 | 0 | 0 | 0 | 0 | 0 | 0 | 0 | 0 | 0 | 0 | 0 | 0 | 0 | 0 | 0 | 0 | 0 | 0 | 0 | 0 | 0 | 0 | 0 | 0 | 0
F3_Commercial_OR - College_Existing_Space Heating_Natural Gas_Gas Boiler - Insulate Steam Lines/Condensate Tank_A_Achievable Economic RVT Potential | F3 | Commercial | OR - College | Existing | Space Heating | Natural Gas | Gas Boiler - Insulate Steam Lines/Condensate Tank | A | Integrated Unit Winter Peak Savings (kW) | Achievable Economic RVT Potential | 0 | 0 | 0 | 0 | 0 | 0 | 0 | 0 | 0 | 0 | 0 | 0 | 0 | 0 | 0 | 0 | 0 | 0 | 0 | 0 | 0 | 0 | 0 | 0 | 0 | 0 | 0
F4_Commercial_OR - College_Existing_Space Heating_Natural Gas_Gas Boiler - Insulate Steam Lines/Condensate Tank_A_Achievable Economic RVT Potential | F4 | Commercial | OR - College | Existing | Space Heating | Natural Gas | Gas Boiler - Insulate Steam Lines/Condensate Tank | A | Incremental Energy Savings (MWh or mTherms) | Achievable Economic RVT Potential | 0 | 0 | 0 | 0 | 0 | 0 | 0 | 0 | 0 | 0 | 0 | 0 | 0 | 0 | 0 | 0 | 0 | 0 | 0 | 0 | 0 | 0 | 0 | 0 | 0 | 0 | 0
F5_Commercial_OR - College_Existing_Space Heating_Natural Gas_Gas Boiler - Insulate Steam Lines/Condensate Tank_A_Achievable Economic RVT Potential | F5 | Commercial | OR - College | Existing | Space Heating | Natural Gas | Gas Boiler - Insulate Steam Lines/Condensate Tank | A | Incremental Summer Peak Savings (MW) | Achievable Economic RVT Potential | 0 | 0 | 0 | 0 | 0 | 0 | 0 | 0 | 0 | 0 | 0 | 0 | 0 | 0 | 0 | 0 | 0 | 0 | 0 | 0 | 0 | 0 | 0 | 0 | 0 | 0 | 0
F6_Commercial_OR - College_Existing_Space Heating_Natural Gas_Gas Boiler - Insulate Steam Lines/Condensate Tank_A_Achievable Economic RVT Potential | F6 | Commercial | OR - College | Existing | Space Heating | Natural Gas | Gas Boiler - Insulate Steam Lines/Condensate Tank | A | Incremental Winter Peak Savings (MW) | Achievable Economic RVT Potential | 0 | 0 | 0 | 0 | 0 | 0 | 0 | 0 | 0 | 0 | 0 | 0 | 0 | 0 | 0 | 0 | 0 | 0 | 0 | 0 | 0 | 0 | 0 | 0 | 0 | 0 | 0
F7_Commercial_OR - College_Existing_Space Heating_Natural Gas_Gas Boiler - Insulate Steam Lines/Condensate Tank_A_Achievable Economic RVT Potential | F7 | Commercial | OR - College | Existing | Space Heating | Natural Gas | Gas Boiler - Insulate Steam Lines/Condensate Tank | A | Cumulative Energy Savings (MWh or mTherms) | Achievable Economic RVT Potential | 0 | 0 | 0 | 0 | 0 | 0 | 0 | 0 | 0 | 0 | 0 | 0 | 0 | 0 | 0 | 0 | 0 | 0 | 0 | 0 | 0 | 0 | 0 | 0 | 0 | 0 | 0
F8_Commercial_OR - College_Existing_Space Heating_Natural Gas_Gas Boiler - Insulate Steam Lines/Condensate Tank_A_Achievable Economic RVT Potential | F8 | Commercial | OR - College | Existing | Space Heating | Natural Gas | Gas Boiler - Insulate Steam Lines/Condensate Tank | A | Cumulative Summer Peak Savings (MW) | Achievable Economic RVT Potential | 0 | 0 | 0 | 0 | 0 | 0 | 0 | 0 | 0 | 0 | 0 | 0 | 0 | 0 | 0 | 0 | 0 | 0 | 0 | 0 | 0 | 0 | 0 | 0 | 0 | 0 | 0
F9_Commercial_OR - College_Existing_Space Heating_Natural Gas_Gas Boiler - Insulate Steam Lines/Condensate Tank_A_Achievable Economic RVT Potential | F9 | Commercial | OR - College | Existing | Space Heating | Natural Gas | Gas Boiler - Insulate Steam Lines/Condensate Tank | A | Cumulative Winter Peak Savings (MW) | Achievable Economic RVT Potential | 0 | 0 | 0 | 0 | 0 | 0 | 0 | 0 | 0 | 0 | 0 | 0 | 0 | 0 | 0 | 0 | 0 | 0 | 0 | 0 | 0 | 0 | 0 | 0 | 0 | 0 | 0
F10_Commercial_OR - College_Existing_Space Heating_Natural Gas_Gas Boiler - Insulate Steam Lines/Condensate Tank_A_Achievable Economic RVT Potential | F10 | Commercial | OR - College | Existing | Space Heating | Natural Gas | Gas Boiler - Insulate Steam Lines/Condensate Tank | A | Purchases (Incremental) | Achievable Economic RVT Potential | 0 | 0 | 0 | 0 | 0 | 0 | 0 | 0 | 0 | 0 | 0 | 0 | 0 | 0 | 0 | 0 | 0 | 0 | 0 | 0 | 0 | 0 | 0 | 0 | 0 | 0 | 0
F11_Commercial_OR - College_Existing_Space Heating_Natural Gas_Gas Boiler - Insulate Steam Lines/Condensate Tank_A_Achievable Economic RVT Potential | F11 | Commercial | OR - College | Existing | Space Heating | Natural Gas | Gas Boiler - Insulate Steam Lines/Condensate Tank | A | Purchases (Cumulative) | Achievable Economic RVT Potential | 0 | 0 | 0 | 0 | 0 | 0 | 0 | 0 | 0 | 0 | 0 | 0 | 0 | 0 | 0 | 0 | 0 | 0 | 0 | 0 | 0 | 0 | 0 | 0 | 0 | 0 | 0
F1_Commercial_OR - College_Existing_Space Heating_Natural Gas_Gas Boiler - Insulate Hot Water Lines_A_Achievable Economic RVT Potential | F1 | Commercial | OR - College | Existing | Space Heating | Natural Gas | Gas Boiler - Insulate Hot Water Lines | A | Integrated Unit Energy Savings (kWh or therms) | Achievable Economic RVT Potential | 0 | 0 | 2.8561 | 2.8281 | 2.7976 | 2.7652 | 2.7303 | 2.6921 | 2.6505 | 2.6057 | 2.5579 | 2.508 | 2.4585 | 2.4096 | 2.3619 | 2.3172 | 2.2768 | 2.2449 | 2.2216 | 2.2024 | 2.1885 | 2.1758 | 2.1733 | 2.171 | 2.1689 | 2.1669 | 2.1652
F2_Commercial_OR - College_Existing_Space Heating_Natural Gas_Gas Boiler - Insulate Hot Water Lines_A_Achievable Economic RVT Potential | F2 | Commercial | OR - College | Existing | Space Heating | Natural Gas | Gas Boiler - Insulate Hot Water Lines | A | Integrated Unit Summer Peak Savings (kW) | Achievable Economic RVT Potential | 0 | 0 | 0 | 0 | 0 | 0 | 0 | 0 | 0 | 0 | 0 | 0 | 0 | 0 | 0 | 0 | 0 | 0 | 0 | 0 | 0 | 0 | 0 | 0 | 0 | 0 | 0
F3_Commercial_OR - College_Existing_Space Heating_Natural Gas_Gas Boiler - Insulate Hot Water Lines_A_Achievable Economic RVT Potential | F3 | Commercial | OR - College | Existing | Space Heating | Natural Gas | Gas Boiler - Insulate Hot Water Lines | A | Integrated Unit Winter Peak Savings (kW) | Achievable Economic RVT Potential | 0 | 0 | 0 | 0 | 0 | 0 | 0 | 0 | 0 | 0 | 0 | 0 | 0 | 0 | 0 | 0 | 0 | 0 | 0 | 0 | 0 | 0 | 0 | 0 | 0 | 0 | 0
F4_Commercial_OR - College_Existing_Space Heating_Natural Gas_Gas Boiler - Insulate Hot Water Lines_A_Achievable Economic RVT Potential | F4 | Commercial | OR - College | Existing | Space Heating | Natural Gas | Gas Boiler - Insulate Hot Water Lines | A | Incremental Energy Savings (MWh or mTherms) | Achievable Economic RVT Potential | 0 | 0 | 0 | 0 | 0 | 0 | 0 | 0 | 0 | 0 | 0 | 0 | 0 | 0 | 0 | 0 | 0 | 0 | 0 | 0 | 0 | 0 | 0 | 0 | 0 | 0 | 0
F5_Commercial_OR - College_Existing_Space Heating_Natural Gas_Gas Boiler - Insulate Hot Water Lines_A_Achievable Economic RVT Potential | F5 | Commercial | OR - College | Existing | Space Heating | Natural Gas | Gas Boiler - Insulate Hot Water Lines | A | Incremental Summer Peak Savings (MW) | Achievable Economic RVT Potential | 0 | 0 | 0 | 0 | 0 | 0 | 0 | 0 | 0 | 0 | 0 | 0 | 0 | 0 | 0 | 0 | 0 | 0 | 0 | 0 | 0 | 0 | 0 | 0 | 0 | 0 | 0
F6_Commercial_OR - College_Existing_Space Heating_Natural Gas_Gas Boiler - Insulate Hot Water Lines_A_Achievable Economic RVT Potential | F6 | Commercial | OR - College | Existing | Space Heating | Natural Gas | Gas Boiler - Insulate Hot Water Lines | A | Incremental Winter Peak Savings (MW) | Achievable Economic RVT Potential | 0 | 0 | 0 | 0 | 0 | 0 | 0 | 0 | 0 | 0 | 0 | 0 | 0 | 0 | 0 | 0 | 0 | 0 | 0 | 0 | 0 | 0 | 0 | 0 | 0 | 0 | 0
F7_Commercial_OR - College_Existing_Space Heating_Natural Gas_Gas Boiler - Insulate Hot Water Lines_A_Achievable Economic RVT Potential | F7 | Commercial | OR - College | Existing | Space Heating | Natural Gas | Gas Boiler - Insulate Hot Water Lines | A | Cumulative Energy Savings (MWh or mTherms) | Achievable Economic RVT Potential | 0 | 0 | 0 | 0 | 0 | 0 | 0 | 0 | 0 | 0 | 0 | 0 | 0 | 0 | 0 | 0 | 0 | 0 | 0 | 0 | 0 | 0 | 0 | 0 | 0 | 0 | 0
F8_Commercial_OR - College_Existing_Space Heating_Natural Gas_Gas Boiler - Insulate Hot Water Lines_A_Achievable Economic RVT Potential | F8 | Commercial | OR - College | Existing | Space Heating | Natural Gas | Gas Boiler - Insulate Hot Water Lines | A | Cumulative Summer Peak Savings (MW) | Achievable Economic RVT Potential | 0 | 0 | 0 | 0 | 0 | 0 | 0 | 0 | 0 | 0 | 0 | 0 | 0 | 0 | 0 | 0 | 0 | 0 | 0 | 0 | 0 | 0 | 0 | 0 | 0 | 0 | 0
F9_Commercial_OR - College_Existing_Space Heating_Natural Gas_Gas Boiler - Insulate Hot Water Lines_A_Achievable Economic RVT Potential | F9 | Commercial | OR - College | Existing | Space Heating | Natural Gas | Gas Boiler - Insulate Hot Water Lines | A | Cumulative Winter Peak Savings (MW) | Achievable Economic RVT Potential | 0 | 0 | 0 | 0 | 0 | 0 | 0 | 0 | 0 | 0 | 0 | 0 | 0 | 0 | 0 | 0 | 0 | 0 | 0 | 0 | 0 | 0 | 0 | 0 | 0 | 0 | 0
F10_Commercial_OR - College_Existing_Space Heating_Natural Gas_Gas Boiler - Insulate Hot Water Lines_A_Achievable Economic RVT Potential | F10 | Commercial | OR - College | Existing | Space Heating | Natural Gas | Gas Boiler - Insulate Hot Water Lines | A | Purchases (Incremental) | Achievable Economic RVT Potential | 0 | 0 | 0 | 0 | 0 | 0 | 0 | 0 | 0 | 0 | 0 | 0 | 0 | 0 | 0 | 0 | 0 | 0 | 0 | 0 | 0 | 0 | 0 | 0 | 0 | 0 | 0
F11_Commercial_OR - College_Existing_Space Heating_Natural Gas_Gas Boiler - Insulate Hot Water Lines_A_Achievable Economic RVT Potential | F11 | Commercial | OR - College | Existing | Space Heating | Natural Gas | Gas Boiler - Insulate Hot Water Lines | A | Purchases (Cumulative) | Achievable Economic RVT Potential | 0 | 0 | 0 | 0 | 0 | 0 | 0 | 0 | 0 | 0 | 0 | 0 | 0 | 0 | 0 | 0 | 0 | 0 | 0 | 0 | 0 | 0 | 0 | 0 | 0 | 0 | 0
F1_Commercial_OR - College_Existing_Space Heating_Natural Gas_Condensing RTU_A_Achievable Economic RVT Potential | F1 | Commercial | OR - College | Existing | Space Heating | Natural Gas | Condensing RTU | A | Integrated Unit Energy Savings (kWh or therms) | Achievable Economic RVT Potential | 0 | 0 | 0.028248 | 0.027817 | 0.027342 | 0.026861 | 0.026366 | 0.02583 | 0.02524 | 0.0246 | 0.023919 | 0.02321 | 0.022497 | 0.021794 | 0.021115 | 0.020476 | 0.019897 | 0.019424 | 0.019059 | 0.018753 | 0.018518 | 0.018304 | 0.018224 | 0.018151 | 0.018083 | 0.01802 | 0.017962
F2_Commercial_OR - College_Existing_Space Heating_Natural Gas_Condensing RTU_A_Achievable Economic RVT Potential | F2 | Commercial | OR - College | Existing | Space Heating | Natural Gas | Condensing RTU | A | Integrated Unit Summer Peak Savings (kW) | Achievable Economic RVT Potential | 0 | 0 | 0 | 0 | 0 | 0 | 0 | 0 | 0 | 0 | 0 | 0 | 0 | 0 | 0 | 0 | 0 | 0 | 0 | 0 | 0 | 0 | 0 | 0 | 0 | 0 | 0
F3_Commercial_OR - College_Existing_Space Heating_Natural Gas_Condensing RTU_A_Achievable Economic RVT Potential | F3 | Commercial | OR - College | Existing | Space Heating | Natural Gas | Condensing RTU | A | Integrated Unit Winter Peak Savings (kW) | Achievable Economic RVT Potential | 0 | 0 | 0 | 0 | 0 | 0 | 0 | 0 | 0 | 0 | 0 | 0 | 0 | 0 | 0 | 0 | 0 | 0 | 0 | 0 | 0 | 0 | 0 | 0 | 0 | 0 | 0
F4_Commercial_OR - College_Existing_Space Heating_Natural Gas_Condensing RTU_A_Achievable Economic RVT Potential | F4 | Commercial | OR - College | Existing | Space Heating | Natural Gas | Condensing RTU | A | Incremental Energy Savings (MWh or mTherms) | Achievable Economic RVT Potential | 0 | 0 | 0 | 0 | 0 | 0 | 0 | 0 | 0 | 0 | 0 | 0 | 0 | 0 | 0 | 0 | 0 | 0 | 0 | 0 | 0 | 0 | 0 | 0 | 0 | 0 | 0
F5_Commercial_OR - College_Existing_Space Heating_Natural Gas_Condensing RTU_A_Achievable Economic RVT Potential | F5 | Commercial | OR - College | Existing | Space Heating | Natural Gas | Condensing RTU | A | Incremental Summer Peak Savings (MW) | Achievable Economic RVT Potential | 0 | 0 | 0 | 0 | 0 | 0 | 0 | 0 | 0 | 0 | 0 | 0 | 0 | 0 | 0 | 0 | 0 | 0 | 0 | 0 | 0 | 0 | 0 | 0 | 0 | 0 | 0
F6_Commercial_OR - College_Existing_Space Heating_Natural Gas_Condensing RTU_A_Achievable Economic RVT Potential | F6 | Commercial | OR - College | Existing | Space Heating | Natural Gas | Condensing RTU | A | Incremental Winter Peak Savings (MW) | Achievable Economic RVT Potential | 0 | 0 | 0 | 0 | 0 | 0 | 0 | 0 | 0 | 0 | 0 | 0 | 0 | 0 | 0 | 0 | 0 | 0 | 0 | 0 | 0 | 0 | 0 | 0 | 0 | 0 | 0
F7_Commercial_OR - College_Existing_Space Heating_Natural Gas_Condensing RTU_A_Achievable Economic RVT Potential | F7 | Commercial | OR - College | Existing | Space Heating | Natural Gas | Condensing RTU | A | Cumulative Energy Savings (MWh or mTherms) | Achievable Economic RVT Potential | 0 | 0 | 0 | 0 | 0 | 0 | 0 | 0 | 0 | 0 | 0 | 0 | 0 | 0 | 0 | 0 | 0 | 0 | 0 | 0 | 0 | 0 | 0 | 0 | 0 | 0 | 0
F8_Commercial_OR - College_Existing_Space Heating_Natural Gas_Condensing RTU_A_Achievable Economic RVT Potential | F8 | Commercial | OR - College | Existing | Space Heating | Natural Gas | Condensing RTU | A | Cumulative Summer Peak Savings (MW) | Achievable Economic RVT Potential | 0 | 0 | 0 | 0 | 0 | 0 | 0 | 0 | 0 | 0 | 0 | 0 | 0 | 0 | 0 | 0 | 0 | 0 | 0 | 0 | 0 | 0 | 0 | 0 | 0 | 0 | 0
F9_Commercial_OR - College_Existing_Space Heating_Natural Gas_Condensing RTU_A_Achievable Economic RVT Potential | F9 | Commercial | OR - College | Existing | Space Heating | Natural Gas | Condensing RTU | A | Cumulative Winter Peak Savings (MW) | Achievable Economic RVT Potential | 0 | 0 | 0 | 0 | 0 | 0 | 0 | 0 | 0 | 0 | 0 | 0 | 0 | 0 | 0 | 0 | 0 | 0 | 0 | 0 | 0 | 0 | 0 | 0 | 0 | 0 | 0
F10_Commercial_OR - College_Existing_Space Heating_Natural Gas_Condensing RTU_A_Achievable Economic RVT Potential | F10 | Commercial | OR - College | Existing | Space Heating | Natural Gas | Condensing RTU | A | Purchases (Incremental) | Achievable Economic RVT Potential | 0 | 0 | 0 | 0 | 0 | 0 | 0 | 0 | 0 | 0 | 0 | 0 | 0 | 0 | 0 | 0 | 0 | 0 | 0 | 0 | 0 | 0 | 0 | 0 | 0 | 0 | 0
F11_Commercial_OR - College_Existing_Space Heating_Natural Gas_Condensing RTU_A_Achievable Economic RVT Potential | F11 | Commercial | OR - College | Existing | Space Heating | Natural Gas | Condensing RTU | A | Purchases (Cumulative) | Achievable Economic RVT Potential | 0 | 0 | 0 | 0 | 0 | 0 | 0 | 0 | 0 | 0 | 0 | 0 | 0 | 0 | 0 | 0 | 0 | 0 | 0 | 0 | 0 | 0 | 0 | 0 | 0 | 0 | 0
F1_Commercial_OR - College_Existing_Space Heating_Natural Gas_Hydronic Heating Radiator Replacement_A_Achievable Economic RVT Potential | F1 | Commercial | OR - College | Existing | Space Heating | Natural Gas | Hydronic Heating Radiator Replacement | A | Integrated Unit Energy Savings (kWh or therms) | Achievable Economic RVT Potential | 0 | 0 | 36.023 | 35.6039 | 35.1427 | 34.6469 | 34.1059 | 33.5074 | 32.8476 | 32.1267 | 31.3501 | 30.5319 | 29.709 | 28.8999 | 28.1241 | 27.4018 | 26.7581 | 26.257 | 25.9026 | 25.6191 | 25.4261 | 25.2533 | 25.2237 | 25.1967 | 25.1722 | 25.15 | 25.1297
F2_Commercial_OR - College_Existing_Space Heating_Natural Gas_Hydronic Heating Radiator Replacement_A_Achievable Economic RVT Potential | F2 | Commercial | OR - College | Existing | Space Heating | Natural Gas | Hydronic Heating Radiator Replacement | A | Integrated Unit Summer Peak Savings (kW) | Achievable Economic RVT Potential | 0 | 0 | 0 | 0 | 0 | 0 | 0 | 0 | 0 | 0 | 0 | 0 | 0 | 0 | 0 | 0 | 0 | 0 | 0 | 0 | 0 | 0 | 0 | 0 | 0 | 0 | 0
F3_Commercial_OR - College_Existing_Space Heating_Natural Gas_Hydronic Heating Radiator Replacement_A_Achievable Economic RVT Potential | F3 | Commercial | OR - College | Existing | Space Heating | Natural Gas | Hydronic Heating Radiator Replacement | A | Integrated Unit Winter Peak Savings (kW) | Achievable Economic RVT Potential | 0 | 0 | 0 | 0 | 0 | 0 | 0 | 0 | 0 | 0 | 0 | 0 | 0 | 0 | 0 | 0 | 0 | 0 | 0 | 0 | 0 | 0 | 0 | 0 | 0 | 0 | 0
F4_Commercial_OR - College_Existing_Space Heating_Natural Gas_Hydronic Heating Radiator Replacement_A_Achievable Economic RVT Potential | F4 | Commercial | OR - College | Existing | Space Heating | Natural Gas | Hydronic Heating Radiator Replacement | A | Incremental Energy Savings (MWh or mTherms) | Achievable Economic RVT Potential | 0 | 0 | 0 | 0 | 0 | 0 | 0 | 0 | 0 | 0 | 0 | 0 | 0 | 0 | 0 | 0 | 0 | 0 | 0 | 0 | 0 | 0 | 0 | 0 | 0 | 0 | 0
F5_Commercial_OR - College_Existing_Space Heating_Natural Gas_Hydronic Heating Radiator Replacement_A_Achievable Economic RVT Potential | F5 | Commercial | OR - College | Existing | Space Heating | Natural Gas | Hydronic Heating Radiator Replacement | A | Incremental Summer Peak Savings (MW) | Achievable Economic RVT Potential | 0 | 0 | 0 | 0 | 0 | 0 | 0 | 0 | 0 | 0 | 0 | 0 | 0 | 0 | 0 | 0 | 0 | 0 | 0 | 0 | 0 | 0 | 0 | 0 | 0 | 0 | 0
F6_Commercial_OR - College_Existing_Space Heating_Natural Gas_Hydronic Heating Radiator Replacement_A_Achievable Economic RVT Potential | F6 | Commercial | OR - College | Existing | Space Heating | Natural Gas | Hydronic Heating Radiator Replacement | A | Incremental Winter Peak Savings (MW) | Achievable Economic RVT Potential | 0 | 0 | 0 | 0 | 0 | 0 | 0 | 0 | 0 | 0 | 0 | 0 | 0 | 0 | 0 | 0 | 0 | 0 | 0 | 0 | 0 | 0 | 0 | 0 | 0 | 0 | 0
F7_Commercial_OR - College_Existing_Space Heating_Natural Gas_Hydronic Heating Radiator Replacement_A_Achievable Economic RVT Potential | F7 | Commercial | OR - College | Existing | Space Heating | Natural Gas | Hydronic Heating Radiator Replacement | A | Cumulative Energy Savings (MWh or mTherms) | Achievable Economic RVT Potential | 0 | 0 | 0 | 0 | 0 | 0 | 0 | 0 | 0 | 0 | 0 | 0 | 0 | 0 | 0 | 0 | 0 | 0 | 0 | 0 | 0 | 0 | 0 | 0 | 0 | 0 | 0
F8_Commercial_OR - College_Existing_Space Heating_Natural Gas_Hydronic Heating Radiator Replacement_A_Achievable Economic RVT Potential | F8 | Commercial | OR - College | Existing | Space Heating | Natural Gas | Hydronic Heating Radiator Replacement | A | Cumulative Summer Peak Savings (MW) | Achievable Economic RVT Potential | 0 | 0 | 0 | 0 | 0 | 0 | 0 | 0 | 0 | 0 | 0 | 0 | 0 | 0 | 0 | 0 | 0 | 0 | 0 | 0 | 0 | 0 | 0 | 0 | 0 | 0 | 0
F9_Commercial_OR - College_Existing_Space Heating_Natural Gas_Hydronic Heating Radiator Replacement_A_Achievable Economic RVT Potential | F9 | Commercial | OR - College | Existing | Space Heating | Natural Gas | Hydronic Heating Radiator Replacement | A | Cumulative Winter Peak Savings (MW) | Achievable Economic RVT Potential | 0 | 0 | 0 | 0 | 0 | 0 | 0 | 0 | 0 | 0 | 0 | 0 | 0 | 0 | 0 | 0 | 0 | 0 | 0 | 0 | 0 | 0 | 0 | 0 | 0 | 0 | 0
F10_Commercial_OR - College_Existing_Space Heating_Natural Gas_Hydronic Heating Radiator Replacement_A_Achievable Economic RVT Potential | F10 | Commercial | OR - College | Existing | Space Heating | Natural Gas | Hydronic Heating Radiator Replacement | A | Purchases (Incremental) | Achievable Economic RVT Potential | 0 | 0 | 0 | 0 | 0 | 0 | 0 | 0 | 0 | 0 | 0 | 0 | 0 | 0 | 0 | 0 | 0 | 0 | 0 | 0 | 0 | 0 | 0 | 0 | 0 | 0 | 0
F11_Commercial_OR - College_Existing_Space Heating_Natural Gas_Hydronic Heating Radiator Replacement_A_Achievable Economic RVT Potential | F11 | Commercial | OR - College | Existing | Space Heating | Natural Gas | Hydronic Heating Radiator Replacement | A | Purchases (Cumulative) | Achievable Economic RVT Potential | 0 | 0 | 0 | 0 | 0 | 0 | 0 | 0 | 0 | 0 | 0 | 0 | 0 | 0 | 0 | 0 | 0 | 0 | 0 | 0 | 0 | 0 | 0 | 0 | 0 | 0 | 0
F1_Commercial_OR - College_Existing_Space Heating_Natural Gas_Thermostat - Connected_A_Achievable Economic RVT Potential | F1 | Commercial | OR - College | Existing | Space Heating | Natural Gas | Thermostat - Connected | A | Integrated Unit Energy Savings (kWh or therms) | Achievable Economic RVT Potential | 0 | 0 | 33.7068 | 33.271 | 32.7965 | 32.2903 | 31.7427 | 31.1424 | 30.4861 | 29.7745 | 29.0127 | 28.2139 | 27.4128 | 26.6261 | 25.872 | 25.1689 | 24.5396 | 24.0426 | 23.6807 | 23.3849 | 23.1726 | 22.9795 | 22.9489 | 22.921 | 22.8955 | 22.8724 | 22.8512
F2_Commercial_OR - College_Existing_Space Heating_Natural Gas_Thermostat - Connected_A_Achievable Economic RVT Potential | F2 | Commercial | OR - College | Existing | Space Heating | Natural Gas | Thermostat - Connected | A | Integrated Unit Summer Peak Savings (kW) | Achievable Economic RVT Potential | 0 | 0 | 0 | 0 | 0 | 0 | 0 | 0 | 0 | 0 | 0 | 0 | 0 | 0 | 0 | 0 | 0 | 0 | 0 | 0 | 0 | 0 | 0 | 0 | 0 | 0 | 0
F3_Commercial_OR - College_Existing_Space Heating_Natural Gas_Thermostat - Connected_A_Achievable Economic RVT Potential | F3 | Commercial | OR - College | Existing | Space Heating | Natural Gas | Thermostat - Connected | A | Integrated Unit Winter Peak Savings (kW) | Achievable Economic RVT Potential | 0 | 0 | 0 | 0 | 0 | 0 | 0 | 0 | 0 | 0 | 0 | 0 | 0 | 0 | 0 | 0 | 0 | 0 | 0 | 0 | 0 | 0 | 0 | 0 | 0 | 0 | 0
F4_Commercial_OR - College_Existing_Space Heating_Natural Gas_Thermostat - Connected_A_Achievable Economic RVT Potential | F4 | Commercial | OR - College | Existing | Space Heating | Natural Gas | Thermostat - Connected | A | Incremental Energy Savings (MWh or mTherms) | Achievable Economic RVT Potential | 0 | 0 | 0 | 0 | 0 | 0 | 0 | 0 | 0 | 0 | 0 | 0 | 0 | 0 | 0 | 0 | 0 | 0 | 0 | 0 | 0 | 0 | 0 | 0 | 0 | 0 | 0
F5_Commercial_OR - College_Existing_Space Heating_Natural Gas_Thermostat - Connected_A_Achievable Economic RVT Potential | F5 | Commercial | OR - College | Existing | Space Heating | Natural Gas | Thermostat - Connected | A | Incremental Summer Peak Savings (MW) | Achievable Economic RVT Potential | 0 | 0 | 0 | 0 | 0 | 0 | 0 | 0 | 0 | 0 | 0 | 0 | 0 | 0 | 0 | 0 | 0 | 0 | 0 | 0 | 0 | 0 | 0 | 0 | 0 | 0 | 0
F6_Commercial_OR - College_Existing_Space Heating_Natural Gas_Thermostat - Connected_A_Achievable Economic RVT Potential | F6 | Commercial | OR - College | Existing | Space Heating | Natural Gas | Thermostat - Connected | A | Incremental Winter Peak Savings (MW) | Achievable Economic RVT Potential | 0 | 0 | 0 | 0 | 0 | 0 | 0 | 0 | 0 | 0 | 0 | 0 | 0 | 0 | 0 | 0 | 0 | 0 | 0 | 0 | 0 | 0 | 0 | 0 | 0 | 0 | 0
F7_Commercial_OR - College_Existing_Space Heating_Natural Gas_Thermostat - Connected_A_Achievable Economic RVT Potential | F7 | Commercial | OR - College | Existing | Space Heating | Natural Gas | Thermostat - Connected | A | Cumulative Energy Savings (MWh or mTherms) | Achievable Economic RVT Potential | 0 | 0 | 0 | 0 | 0 | 0 | 0 | 0 | 0 | 0 | 0 | 0 | 0 | 0 | 0 | 0 | 0 | 0 | 0 | 0 | 0 | 0 | 0 | 0 | 0 | 0 | 0
F8_Commercial_OR - College_Existing_Space Heating_Natural Gas_Thermostat - Connected_A_Achievable Economic RVT Potential | F8 | Commercial | OR - College | Existing | Space Heating | Natural Gas | Thermostat - Connected | A | Cumulative Summer Peak Savings (MW) | Achievable Economic RVT Potential | 0 | 0 | 0 | 0 | 0 | 0 | 0 | 0 | 0 | 0 | 0 | 0 | 0 | 0 | 0 | 0 | 0 | 0 | 0 | 0 | 0 | 0 | 0 | 0 | 0 | 0 | 0
F9_Commercial_OR - College_Existing_Space Heating_Natural Gas_Thermostat - Connected_A_Achievable Economic RVT Potential | F9 | Commercial | OR - College | Existing | Space Heating | Natural Gas | Thermostat - Connected | A | Cumulative Winter Peak Savings (MW) | Achievable Economic RVT Potential | 0 | 0 | 0 | 0 | 0 | 0 | 0 | 0 | 0 | 0 | 0 | 0 | 0 | 0 | 0 | 0 | 0 | 0 | 0 | 0 | 0 | 0 | 0 | 0 | 0 | 0 | 0
F10_Commercial_OR - College_Existing_Space Heating_Natural Gas_Thermostat - Connected_A_Achievable Economic RVT Potential | F10 | Commercial | OR - College | Existing | Space Heating | Natural Gas | Thermostat - Connected | A | Purchases (Incremental) | Achievable Economic RVT Potential | 0 | 0 | 0 | 0 | 0 | 0 | 0 | 0 | 0 | 0 | 0 | 0 | 0 | 0 | 0 | 0 | 0 | 0 | 0 | 0 | 0 | 0 | 0 | 0 | 0 | 0 | 0
F11_Commercial_OR - College_Existing_Space Heating_Natural Gas_Thermostat - Connected_A_Achievable Economic RVT Potential | F11 | Commercial | OR - College | Existing | Space Heating | Natural Gas | Thermostat - Connected | A | Purchases (Cumulative) | Achievable Economic RVT Potential | 0 | 0 | 0 | 0 | 0 | 0 | 0 | 0 | 0 | 0 | 0 | 0 | 0 | 0 | 0 | 0 | 0 | 0 | 0 | 0 | 0 | 0 | 0 | 0 | 0 | 0 | 0
F1_Commercial_OR - College_Existing_Water Heating_Natural Gas_Water Heater - Thermostatic Shower Restriction Valve_A_Achievable Economic RVT Potential | F1 | Commercial | OR - College | Existing | Water Heating | Natural Gas | Water Heater - Thermostatic Shower Restriction Valve | A | Integrated Unit Energy Savings (kWh or therms) | Achievable Economic RVT Potential | 0 | 0 | 3.7839 | 3.7041 | 3.6304 | 3.5602 | 3.4933 | 3.4284 | 3.3687 | 3.3138 | 3.2634 | 3.2188 | 3.1826 | 3.1545 | 3.1364 | 3.1182 | 3.1049 | 3.0944 | 3.0861 | 3.0794 | 3.0747 | 3.0713 | 3.069 | 3.0673 | 3.065 | 3.0644 | 3.0639
F2_Commercial_OR - College_Existing_Water Heating_Natural Gas_Water Heater - Thermostatic Shower Restriction Valve_A_Achievable Economic RVT Potential | F2 | Commercial | OR - College | Existing | Water Heating | Natural Gas | Water Heater - Thermostatic Shower Restriction Valve | A | Integrated Unit Summer Peak Savings (kW) | Achievable Economic RVT Potential | 0 | 0 | 0 | 0 | 0 | 0 | 0 | 0 | 0 | 0 | 0 | 0 | 0 | 0 | 0 | 0 | 0 | 0 | 0 | 0 | 0 | 0 | 0 | 0 | 0 | 0 | 0
F3_Commercial_OR - College_Existing_Water Heating_Natural Gas_Water Heater - Thermostatic Shower Restriction Valve_A_Achievable Economic RVT Potential | F3 | Commercial | OR - College | Existing | Water Heating | Natural Gas | Water Heater - Thermostatic Shower Restriction Valve | A | Integrated Unit Winter Peak Savings (kW) | Achievable Economic RVT Potential | 0 | 0 | 0 | 0 | 0 | 0 | 0 | 0 | 0 | 0 | 0 | 0 | 0 | 0 | 0 | 0 | 0 | 0 | 0 | 0 | 0 | 0 | 0 | 0 | 0 | 0 | 0
F4_Commercial_OR - College_Existing_Water Heating_Natural Gas_Water Heater - Thermostatic Shower Restriction Valve_A_Achievable Economic RVT Potential | F4 | Commercial | OR - College | Existing | Water Heating | Natural Gas | Water Heater - Thermostatic Shower Restriction Valve | A | Incremental Energy Savings (MWh or mTherms) | Achievable Economic RVT Potential | 0 | 0 | 0 | 0 | 0 | 0 | 0 | 0 | 0 | 0 | 0 | 0 | 0 | 0 | 0 | 0 | 0 | 0 | 0 | 0 | 0 | 0 | 0 | 0 | 0 | 0 | 0
F5_Commercial_OR - College_Existing_Water Heating_Natural Gas_Water Heater - Thermostatic Shower Restriction Valve_A_Achievable Economic RVT Potential | F5 | Commercial | OR - College | Existing | Water Heating | Natural Gas | Water Heater - Thermostatic Shower Restriction Valve | A | Incremental Summer Peak Savings (MW) | Achievable Economic RVT Potential | 0 | 0 | 0 | 0 | 0 | 0 | 0 | 0 | 0 | 0 | 0 | 0 | 0 | 0 | 0 | 0 | 0 | 0 | 0 | 0 | 0 | 0 | 0 | 0 | 0 | 0 | 0
F6_Commercial_OR - College_Existing_Water Heating_Natural Gas_Water Heater - Thermostatic Shower Restriction Valve_A_Achievable Economic RVT Potential | F6 | Commercial | OR - College | Existing | Water Heating | Natural Gas | Water Heater - Thermostatic Shower Restriction Valve | A | Incremental Winter Peak Savings (MW) | Achievable Economic RVT Potential | 0 | 0 | 0 | 0 | 0 | 0 | 0 | 0 | 0 | 0 | 0 | 0 | 0 | 0 | 0 | 0 | 0 | 0 | 0 | 0 | 0 | 0 | 0 | 0 | 0 | 0 | 0
F7_Commercial_OR - College_Existing_Water Heating_Natural Gas_Water Heater - Thermostatic Shower Restriction Valve_A_Achievable Economic RVT Potential | F7 | Commercial | OR - College | Existing | Water Heating | Natural Gas | Water Heater - Thermostatic Shower Restriction Valve | A | Cumulative Energy Savings (MWh or mTherms) | Achievable Economic RVT Potential | 0 | 0 | 0 | 0 | 0 | 0 | 0 | 0 | 0 | 0 | 0 | 0 | 0 | 0 | 0 | 0 | 0 | 0 | 0 | 0 | 0 | 0 | 0 | 0 | 0 | 0 | 0
F8_Commercial_OR - College_Existing_Water Heating_Natural Gas_Water Heater - Thermostatic Shower Restriction Valve_A_Achievable Economic RVT Potential | F8 | Commercial | OR - College | Existing | Water Heating | Natural Gas | Water Heater - Thermostatic Shower Restriction Valve | A | Cumulative Summer Peak Savings (MW) | Achievable Economic RVT Potential | 0 | 0 | 0 | 0 | 0 | 0 | 0 | 0 | 0 | 0 | 0 | 0 | 0 | 0 | 0 | 0 | 0 | 0 | 0 | 0 | 0 | 0 | 0 | 0 | 0 | 0 | 0
F9_Commercial_OR - College_Existing_Water Heating_Natural Gas_Water Heater - Thermostatic Shower Restriction Valve_A_Achievable Economic RVT Potential | F9 | Commercial | OR - College | Existing | Water Heating | Natural Gas | Water Heater - Thermostatic Shower Restriction Valve | A | Cumulative Winter Peak Savings (MW) | Achievable Economic RVT Potential | 0 | 0 | 0 | 0 | 0 | 0 | 0 | 0 | 0 | 0 | 0 | 0 | 0 | 0 | 0 | 0 | 0 | 0 | 0 | 0 | 0 | 0 | 0 | 0 | 0 | 0 | 0
F10_Commercial_OR - College_Existing_Water Heating_Natural Gas_Water Heater - Thermostatic Shower Restriction Valve_A_Achievable Economic RVT Potential | F10 | Commercial | OR - College | Existing | Water Heating | Natural Gas | Water Heater - Thermostatic Shower Restriction Valve | A | Purchases (Incremental) | Achievable Economic RVT Potential | 0 | 0 | 0 | 0 | 0 | 0 | 0 | 0 | 0 | 0 | 0 | 0 | 0 | 0 | 0 | 0 | 0 | 0 | 0 | 0 | 0 | 0 | 0 | 0 | 0 | 0 | 0
F11_Commercial_OR - College_Existing_Water Heating_Natural Gas_Water Heater - Thermostatic Shower Restriction Valve_A_Achievable Economic RVT Potential | F11 | Commercial | OR - College | Existing | Water Heating | Natural Gas | Water Heater - Thermostatic Shower Restriction Valve | A | Purchases (Cumulative) | Achievable Economic RVT Potential | 0 | 0 | 0 | 0 | 0 | 0 | 0 | 0 | 0 | 0 | 0 | 0 | 0 | 0 | 0 | 0 | 0 | 0 | 0 | 0 | 0 | 0 | 0 | 0 | 0 | 0 | 0
F1_Commercial_OR - College_Existing_Water Heating_Natural Gas_Water Heater - Pre-Rinse Spray Valve_A_Achievable Economic RVT Potential | F1 | Commercial | OR - College | Existing | Water Heating | Natural Gas | Water Heater - Pre-Rinse Spray Valve | A | Integrated Unit Energy Savings (kWh or therms) | Achievable Economic RVT Potential | 0 | 0 | 16.1105 | 15.7339 | 15.3851 | 15.0698 | 14.7868 | 14.512 | 14.2592 | 14.0267 | 13.8133 | 13.6249 | 13.4717 | 13.3526 | 13.276 | 13.199 | 13.1427 | 13.098 | 13.063 | 13.0348 | 13.0147 | 13.0005 | 12.9904 | 12.9832 | 12.9735 | 12.9711 | 12.9691
F2_Commercial_OR - College_Existing_Water Heating_Natural Gas_Water Heater - Pre-Rinse Spray Valve_A_Achievable Economic RVT Potential | F2 | Commercial | OR - College | Existing | Water Heating | Natural Gas | Water Heater - Pre-Rinse Spray Valve | A | Integrated Unit Summer Peak Savings (kW) | Achievable Economic RVT Potential | 0 | 0 | 0 | 0 | 0 | 0 | 0 | 0 | 0 | 0 | 0 | 0 | 0 | 0 | 0 | 0 | 0 | 0 | 0 | 0 | 0 | 0 | 0 | 0 | 0 | 0 | 0
F3_Commercial_OR - College_Existing_Water Heating_Natural Gas_Water Heater - Pre-Rinse Spray Valve_A_Achievable Economic RVT Potential | F3 | Commercial | OR - College | Existing | Water Heating | Natural Gas | Water Heater - Pre-Rinse Spray Valve | A | Integrated Unit Winter Peak Savings (kW) | Achievable Economic RVT Potential | 0 | 0 | 0 | 0 | 0 | 0 | 0 | 0 | 0 | 0 | 0 | 0 | 0 | 0 | 0 | 0 | 0 | 0 | 0 | 0 | 0 | 0 | 0 | 0 | 0 | 0 | 0
F4_Commercial_OR - College_Existing_Water Heating_Natural Gas_Water Heater - Pre-Rinse Spray Valve_A_Achievable Economic RVT Potential | F4 | Commercial | OR - College | Existing | Water Heating | Natural Gas | Water Heater - Pre-Rinse Spray Valve | A | Incremental Energy Savings (MWh or mTherms) | Achievable Economic RVT Potential | 0 | 0 | 0 | 0 | 0 | 0 | 0 | 0 | 0 | 0 | 0 | 0 | 0 | 0 | 0 | 0 | 0 | 0 | 0 | 0 | 0 | 0 | 0 | 0 | 0 | 0 | 0
F5_Commercial_OR - College_Existing_Water Heating_Natural Gas_Water Heater - Pre-Rinse Spray Valve_A_Achievable Economic RVT Potential | F5 | Commercial | OR - College | Existing | Water Heating | Natural Gas | Water Heater - Pre-Rinse Spray Valve | A | Incremental Summer Peak Savings (MW) | Achievable Economic RVT Potential | 0 | 0 | 0 | 0 | 0 | 0 | 0 | 0 | 0 | 0 | 0 | 0 | 0 | 0 | 0 | 0 | 0 | 0 | 0 | 0 | 0 | 0 | 0 | 0 | 0 | 0 | 0
F6_Commercial_OR - College_Existing_Water Heating_Natural Gas_Water Heater - Pre-Rinse Spray Valve_A_Achievable Economic RVT Potential | F6 | Commercial | OR - College | Existing | Water Heating | Natural Gas | Water Heater - Pre-Rinse Spray Valve | A | Incremental Winter Peak Savings (MW) | Achievable Economic RVT Potential | 0 | 0 | 0 | 0 | 0 | 0 | 0 | 0 | 0 | 0 | 0 | 0 | 0 | 0 | 0 | 0 | 0 | 0 | 0 | 0 | 0 | 0 | 0 | 0 | 0 | 0 | 0
F7_Commercial_OR - College_Existing_Water Heating_Natural Gas_Water Heater - Pre-Rinse Spray Valve_A_Achievable Economic RVT Potential | F7 | Commercial | OR - College | Existing | Water Heating | Natural Gas | Water Heater - Pre-Rinse Spray Valve | A | Cumulative Energy Savings (MWh or mTherms) | Achievable Economic RVT Potential | 0 | 0 | 0 | 0 | 0 | 0 | 0 | 0 | 0 | 0 | 0 | 0 | 0 | 0 | 0 | 0 | 0 | 0 | 0 | 0 | 0 | 0 | 0 | 0 | 0 | 0 | 0
F8_Commercial_OR - College_Existing_Water Heating_Natural Gas_Water Heater - Pre-Rinse Spray Valve_A_Achievable Economic RVT Potential | F8 | Commercial | OR - College | Existing | Water Heating | Natural Gas | Water Heater - Pre-Rinse Spray Valve | A | Cumulative Summer Peak Savings (MW) | Achievable Economic RVT Potential | 0 | 0 | 0 | 0 | 0 | 0 | 0 | 0 | 0 | 0 | 0 | 0 | 0 | 0 | 0 | 0 | 0 | 0 | 0 | 0 | 0 | 0 | 0 | 0 | 0 | 0 | 0
F9_Commercial_OR - College_Existing_Water Heating_Natural Gas_Water Heater - Pre-Rinse Spray Valve_A_Achievable Economic RVT Potential | F9 | Commercial | OR - College | Existing | Water Heating | Natural Gas | Water Heater - Pre-Rinse Spray Valve | A | Cumulative Winter Peak Savings (MW) | Achievable Economic RVT Potential | 0 | 0 | 0 | 0 | 0 | 0 | 0 | 0 | 0 | 0 | 0 | 0 | 0 | 0 | 0 | 0 | 0 | 0 | 0 | 0 | 0 | 0 | 0 | 0 | 0 | 0 | 0
F10_Commercial_OR - College_Existing_Water Heating_Natural Gas_Water Heater - Pre-Rinse Spray Valve_A_Achievable Economic RVT Potential | F10 | Commercial | OR - College | Existing | Water Heating | Natural Gas | Water Heater - Pre-Rinse Spray Valve | A | Purchases (Incremental) | Achievable Economic RVT Potential | 0 | 0 | 0 | 0 | 0 | 0 | 0 | 0 | 0 | 0 | 0 | 0 | 0 | 0 | 0 | 0 | 0 | 0 | 0 | 0 | 0 | 0 | 0 | 0 | 0 | 0 | 0
F11_Commercial_OR - College_Existing_Water Heating_Natural Gas_Water Heater - Pre-Rinse Spray Valve_A_Achievable Economic RVT Potential | F11 | Commercial | OR - College | Existing | Water Heating | Natural Gas | Water Heater - Pre-Rinse Spray Valve | A | Purchases (Cumulative) | Achievable Economic RVT Potential | 0 | 0 | 0 | 0 | 0 | 0 | 0 | 0 | 0 | 0 | 0 | 0 | 0 | 0 | 0 | 0 | 0 | 0 | 0 | 0 | 0 | 0 | 0 | 0 | 0 | 0 | 0
F1_Commercial_OR - College_Existing_Water Heating_Natural Gas_Water Heater - Temperature Setback_A_Achievable Economic RVT Potential | F1 | Commercial | OR - College | Existing | Water Heating | Natural Gas | Water Heater - Temperature Setback | A | Integrated Unit Energy Savings (kWh or therms) | Achievable Economic RVT Potential | 0 | 0 | 100.0384 | 98.3184 | 96.7389 | 95.2903 | 93.963 | 92.7484 | 91.6523 | 90.6826 | 89.8029 | 89.0088 | 88.3413 | 87.7883 | 87.3361 | 86.8591 | 86.4887 | 86.1945 | 85.9638 | 85.7782 | 85.6463 | 85.5528 | 85.4865 | 85.4391 | 85.3752 | 85.3591 | 85.3462
F2_Commercial_OR - College_Existing_Water Heating_Natural Gas_Water Heater - Temperature Setback_A_Achievable Economic RVT Potential | F2 | Commercial | OR - College | Existing | Water Heating | Natural Gas | Water Heater - Temperature Setback | A | Integrated Unit Summer Peak Savings (kW) | Achievable Economic RVT Potential | 0 | 0 | 0 | 0 | 0 | 0 | 0 | 0 | 0 | 0 | 0 | 0 | 0 | 0 | 0 | 0 | 0 | 0 | 0 | 0 | 0 | 0 | 0 | 0 | 0 | 0 | 0
F3_Commercial_OR - College_Existing_Water Heating_Natural Gas_Water Heater - Temperature Setback_A_Achievable Economic RVT Potential | F3 | Commercial | OR - College | Existing | Water Heating | Natural Gas | Water Heater - Temperature Setback | A | Integrated Unit Winter Peak Savings (kW) | Achievable Economic RVT Potential | 0 | 0 | 0 | 0 | 0 | 0 | 0 | 0 | 0 | 0 | 0 | 0 | 0 | 0 | 0 | 0 | 0 | 0 | 0 | 0 | 0 | 0 | 0 | 0 | 0 | 0 | 0
F4_Commercial_OR - College_Existing_Water Heating_Natural Gas_Water Heater - Temperature Setback_A_Achievable Economic RVT Potential | F4 | Commercial | OR - College | Existing | Water Heating | Natural Gas | Water Heater - Temperature Setback | A | Incremental Energy Savings (MWh or mTherms) | Achievable Economic RVT Potential | 0 | 0 | 0 | 0 | 0 | 0 | 0 | 0 | 0 | 0 | 0 | 0 | 0 | 0 | 0 | 0 | 0 | 0 | 0 | 0 | 0 | 0 | 0 | 0 | 0 | 0 | 0
F5_Commercial_OR - College_Existing_Water Heating_Natural Gas_Water Heater - Temperature Setback_A_Achievable Economic RVT Potential | F5 | Commercial | OR - College | Existing | Water Heating | Natural Gas | Water Heater - Temperature Setback | A | Incremental Summer Peak Savings (MW) | Achievable Economic RVT Potential | 0 | 0 | 0 | 0 | 0 | 0 | 0 | 0 | 0 | 0 | 0 | 0 | 0 | 0 | 0 | 0 | 0 | 0 | 0 | 0 | 0 | 0 | 0 | 0 | 0 | 0 | 0
F6_Commercial_OR - College_Existing_Water Heating_Natural Gas_Water Heater - Temperature Setback_A_Achievable Economic RVT Potential | F6 | Commercial | OR - College | Existing | Water Heating | Natural Gas | Water Heater - Temperature Setback | A | Incremental Winter Peak Savings (MW) | Achievable Economic RVT Potential | 0 | 0 | 0 | 0 | 0 | 0 | 0 | 0 | 0 | 0 | 0 | 0 | 0 | 0 | 0 | 0 | 0 | 0 | 0 | 0 | 0 | 0 | 0 | 0 | 0 | 0 | 0
F7_Commercial_OR - College_Existing_Water Heating_Natural Gas_Water Heater - Temperature Setback_A_Achievable Economic RVT Potential | F7 | Commercial | OR - College | Existing | Water Heating | Natural Gas | Water Heater - Temperature Setback | A | Cumulative Energy Savings (MWh or mTherms) | Achievable Economic RVT Potential | 0 | 0 | 0 | 0 | 0 | 0 | 0 | 0 | 0 | 0 | 0 | 0 | 0 | 0 | 0 | 0 | 0 | 0 | 0 | 0 | 0 | 0 | 0 | 0 | 0 | 0 | 0
F8_Commercial_OR - College_Existing_Water Heating_Natural Gas_Water Heater - Temperature Setback_A_Achievable Economic RVT Potential | F8 | Commercial | OR - College | Existing | Water Heating | Natural Gas | Water Heater - Temperature Setback | A | Cumulative Summer Peak Savings (MW) | Achievable Economic RVT Potential | 0 | 0 | 0 | 0 | 0 | 0 | 0 | 0 | 0 | 0 | 0 | 0 | 0 | 0 | 0 | 0 | 0 | 0 | 0 | 0 | 0 | 0 | 0 | 0 | 0 | 0 | 0
F9_Commercial_OR - College_Existing_Water Heating_Natural Gas_Water Heater - Temperature Setback_A_Achievable Economic RVT Potential | F9 | Commercial | OR - College | Existing | Water Heating | Natural Gas | Water Heater - Temperature Setback | A | Cumulative Winter Peak Savings (MW) | Achievable Economic RVT Potential | 0 | 0 | 0 | 0 | 0 | 0 | 0 | 0 | 0 | 0 | 0 | 0 | 0 | 0 | 0 | 0 | 0 | 0 | 0 | 0 | 0 | 0 | 0 | 0 | 0 | 0 | 0
F10_Commercial_OR - College_Existing_Water Heating_Natural Gas_Water Heater - Temperature Setback_A_Achievable Economic RVT Potential | F10 | Commercial | OR - College | Existing | Water Heating | Natural Gas | Water Heater - Temperature Setback | A | Purchases (Incremental) | Achievable Economic RVT Potential | 0 | 0 | 0 | 0 | 0 | 0 | 0 | 0 | 0 | 0 | 0 | 0 | 0 | 0 | 0 | 0 | 0 | 0 | 0 | 0 | 0 | 0 | 0 | 0 | 0 | 0 | 0
F11_Commercial_OR - College_Existing_Water Heating_Natural Gas_Water Heater - Temperature Setback_A_Achievable Economic RVT Potential | F11 | Commercial | OR - College | Existing | Water Heating | Natural Gas | Water Heater - Temperature Setback | A | Purchases (Cumulative) | Achievable Economic RVT Potential | 0 | 0 | 0 | 0 | 0 | 0 | 0 | 0 | 0 | 0 | 0 | 0 | 0 | 0 | 0 | 0 | 0 | 0 | 0 | 0 | 0 | 0 | 0 | 0 | 0 | 0 | 0
F1_Commercial_OR - College_Existing_Water Heating_Natural Gas_Water Heater - Faucet Aerators_A_Achievable Economic RVT Potential | F1 | Commercial | OR - College | Existing | Water Heating | Natural Gas | Water Heater - Faucet Aerators | A | Integrated Unit Energy Savings (kWh or therms) | Achievable Economic RVT Potential | 0 | 0 | 12.8618 | 12.626 | 12.4173 | 12.2253 | 12.0495 | 11.8872 | 11.7467 | 11.6224 | 11.5097 | 11.4079 | 11.3224 | 11.2515 | 11.1935 | 11.1324 | 11.0849 | 11.0472 | 11.0176 | 10.9939 | 10.9769 | 10.965 | 10.9565 | 10.9504 | 10.9422 | 10.9401 | 10.9385
F2_Commercial_OR - College_Existing_Water Heating_Natural Gas_Water Heater - Faucet Aerators_A_Achievable Economic RVT Potential | F2 | Commercial | OR - College | Existing | Water Heating | Natural Gas | Water Heater - Faucet Aerators | A | Integrated Unit Summer Peak Savings (kW) | Achievable Economic RVT Potential | 0 | 0 | 0 | 0 | 0 | 0 | 0 | 0 | 0 | 0 | 0 | 0 | 0 | 0 | 0 | 0 | 0 | 0 | 0 | 0 | 0 | 0 | 0 | 0 | 0 | 0 | 0
F3_Commercial_OR - College_Existing_Water Heating_Natural Gas_Water Heater - Faucet Aerators_A_Achievable Economic RVT Potential | F3 | Commercial | OR - College | Existing | Water Heating | Natural Gas | Water Heater - Faucet Aerators | A | Integrated Unit Winter Peak Savings (kW) | Achievable Economic RVT Potential | 0 | 0 | 0 | 0 | 0 | 0 | 0 | 0 | 0 | 0 | 0 | 0 | 0 | 0 | 0 | 0 | 0 | 0 | 0 | 0 | 0 | 0 | 0 | 0 | 0 | 0 | 0
F4_Commercial_OR - College_Existing_Water Heating_Natural Gas_Water Heater - Faucet Aerators_A_Achievable Economic RVT Potential | F4 | Commercial | OR - College | Existing | Water Heating | Natural Gas | Water Heater - Faucet Aerators | A | Incremental Energy Savings (MWh or mTherms) | Achievable Economic RVT Potential | 0 | 0 | 0 | 0 | 0 | 0 | 0 | 0 | 0 | 0 | 0 | 0 | 0 | 0 | 0 | 0 | 0 | 0 | 0 | 0 | 0 | 0 | 0 | 0 | 0 | 0 | 0
F5_Commercial_OR - College_Existing_Water Heating_Natural Gas_Water Heater - Faucet Aerators_A_Achievable Economic RVT Potential | F5 | Commercial | OR - College | Existing | Water Heating | Natural Gas | Water Heater - Faucet Aerators | A | Incremental Summer Peak Savings (MW) | Achievable Economic RVT Potential | 0 | 0 | 0 | 0 | 0 | 0 | 0 | 0 | 0 | 0 | 0 | 0 | 0 | 0 | 0 | 0 | 0 | 0 | 0 | 0 | 0 | 0 | 0 | 0 | 0 | 0 | 0
F6_Commercial_OR - College_Existing_Water Heating_Natural Gas_Water Heater - Faucet Aerators_A_Achievable Economic RVT Potential | F6 | Commercial | OR - College | Existing | Water Heating | Natural Gas | Water Heater - Faucet Aerators | A | Incremental Winter Peak Savings (MW) | Achievable Economic RVT Potential | 0 | 0 | 0 | 0 | 0 | 0 | 0 | 0 | 0 | 0 | 0 | 0 | 0 | 0 | 0 | 0 | 0 | 0 | 0 | 0 | 0 | 0 | 0 | 0 | 0 | 0 | 0
F7_Commercial_OR - College_Existing_Water Heating_Natural Gas_Water Heater - Faucet Aerators_A_Achievable Economic RVT Potential | F7 | Commercial | OR - College | Existing | Water Heating | Natural Gas | Water Heater - Faucet Aerators | A | Cumulative Energy Savings (MWh or mTherms) | Achievable Economic RVT Potential | 0 | 0 | 0 | 0 | 0 | 0 | 0 | 0 | 0 | 0 | 0 | 0 | 0 | 0 | 0 | 0 | 0 | 0 | 0 | 0 | 0 | 0 | 0 | 0 | 0 | 0 | 0
F8_Commercial_OR - College_Existing_Water Heating_Natural Gas_Water Heater - Faucet Aerators_A_Achievable Economic RVT Potential | F8 | Commercial | OR - College | Existing | Water Heating | Natural Gas | Water Heater - Faucet Aerators | A | Cumulative Summer Peak Savings (MW) | Achievable Economic RVT Potential | 0 | 0 | 0 | 0 | 0 | 0 | 0 | 0 | 0 | 0 | 0 | 0 | 0 | 0 | 0 | 0 | 0 | 0 | 0 | 0 | 0 | 0 | 0 | 0 | 0 | 0 | 0
F9_Commercial_OR - College_Existing_Water Heating_Natural Gas_Water Heater - Faucet Aerators_A_Achievable Economic RVT Potential | F9 | Commercial | OR - College | Existing | Water Heating | Natural Gas | Water Heater - Faucet Aerators | A | Cumulative Winter Peak Savings (MW) | Achievable Economic RVT Potential | 0 | 0 | 0 | 0 | 0 | 0 | 0 | 0 | 0 | 0 | 0 | 0 | 0 | 0 | 0 | 0 | 0 | 0 | 0 | 0 | 0 | 0 | 0 | 0 | 0 | 0 | 0
F10_Commercial_OR - College_Existing_Water Heating_Natural Gas_Water Heater - Faucet Aerators_A_Achievable Economic RVT Potential | F10 | Commercial | OR - College | Existing | Water Heating | Natural Gas | Water Heater - Faucet Aerators | A | Purchases (Incremental) | Achievable Economic RVT Potential | 0 | 0 | 0 | 0 | 0 | 0 | 0 | 0 | 0 | 0 | 0 | 0 | 0 | 0 | 0 | 0 | 0 | 0 | 0 | 0 | 0 | 0 | 0 | 0 | 0 | 0 | 0
F11_Commercial_OR - College_Existing_Water Heating_Natural Gas_Water Heater - Faucet Aerators_A_Achievable Economic RVT Potential | F11 | Commercial | OR - College | Existing | Water Heating | Natural Gas | Water Heater - Faucet Aerators | A | Purchases (Cumulative) | Achievable Economic RVT Potential | 0 | 0 | 0 | 0 | 0 | 0 | 0 | 0 | 0 | 0 | 0 | 0 | 0 | 0 | 0 | 0 | 0 | 0 | 0 | 0 | 0 | 0 | 0 | 0 | 0 | 0 | 0
F1_Commercial_OR - College_Existing_Water Heating_Natural Gas_Water Heater - Low-Flow Showerheads_A_Achievable Economic RVT Potential | F1 | Commercial | OR - College | Existing | Water Heating | Natural Gas | Water Heater - Low-Flow Showerheads | A | Integrated Unit Energy Savings (kWh or therms) | Achievable Economic RVT Potential | 0 | 0 | 11.4438 | 11.2146 | 11.006 | 10.8093 | 10.6239 | 10.4464 | 10.2855 | 10.1389 | 10.0053 | 9.8868 | 9.7896 | 9.7126 | 9.6626 | 9.6098 | 9.5688 | 9.5363 | 9.5107 | 9.4902 | 9.4756 | 9.4653 | 9.4579 | 9.4527 | 9.4456 | 9.4438 | 9.4424
F2_Commercial_OR - College_Existing_Water Heating_Natural Gas_Water Heater - Low-Flow Showerheads_A_Achievable Economic RVT Potential | F2 | Commercial | OR - College | Existing | Water Heating | Natural Gas | Water Heater - Low-Flow Showerheads | A | Integrated Unit Summer Peak Savings (kW) | Achievable Economic RVT Potential | 0 | 0 | 0 | 0 | 0 | 0 | 0 | 0 | 0 | 0 | 0 | 0 | 0 | 0 | 0 | 0 | 0 | 0 | 0 | 0 | 0 | 0 | 0 | 0 | 0 | 0 | 0
F3_Commercial_OR - College_Existing_Water Heating_Natural Gas_Water Heater - Low-Flow Showerheads_A_Achievable Economic RVT Potential | F3 | Commercial | OR - College | Existing | Water Heating | Natural Gas | Water Heater - Low-Flow Showerheads | A | Integrated Unit Winter Peak Savings (kW) | Achievable Economic RVT Potential | 0 | 0 | 0 | 0 | 0 | 0 | 0 | 0 | 0 | 0 | 0 | 0 | 0 | 0 | 0 | 0 | 0 | 0 | 0 | 0 | 0 | 0 | 0 | 0 | 0 | 0 | 0
F4_Commercial_OR - College_Existing_Water Heating_Natural Gas_Water Heater - Low-Flow Showerheads_A_Achievable Economic RVT Potential | F4 | Commercial | OR - College | Existing | Water Heating | Natural Gas | Water Heater - Low-Flow Showerheads | A | Incremental Energy Savings (MWh or mTherms) | Achievable Economic RVT Potential | 0 | 0 | 0 | 0 | 0 | 0 | 0 | 0 | 0 | 0 | 0 | 0 | 0 | 0 | 0 | 0 | 0 | 0 | 0 | 0 | 0 | 0 | 0 | 0 | 0 | 0 | 0
F5_Commercial_OR - College_Existing_Water Heating_Natural Gas_Water Heater - Low-Flow Showerheads_A_Achievable Economic RVT Potential | F5 | Commercial | OR - College | Existing | Water Heating | Natural Gas | Water Heater - Low-Flow Showerheads | A | Incremental Summer Peak Savings (MW) | Achievable Economic RVT Potential | 0 | 0 | 0 | 0 | 0 | 0 | 0 | 0 | 0 | 0 | 0 | 0 | 0 | 0 | 0 | 0 | 0 | 0 | 0 | 0 | 0 | 0 | 0 | 0 | 0 | 0 | 0
F6_Commercial_OR - College_Existing_Water Heating_Natural Gas_Water Heater - Low-Flow Showerheads_A_Achievable Economic RVT Potential | F6 | Commercial | OR - College | Existing | Water Heating | Natural Gas | Water Heater - Low-Flow Showerheads | A | Incremental Winter Peak Savings (MW) | Achievable Economic RVT Potential | 0 | 0 | 0 | 0 | 0 | 0 | 0 | 0 | 0 | 0 | 0 | 0 | 0 | 0 | 0 | 0 | 0 | 0 | 0 | 0 | 0 | 0 | 0 | 0 | 0 | 0 | 0
F7_Commercial_OR - College_Existing_Water Heating_Natural Gas_Water Heater - Low-Flow Showerheads_A_Achievable Economic RVT Potential | F7 | Commercial | OR - College | Existing | Water Heating | Natural Gas | Water Heater - Low-Flow Showerheads | A | Cumulative Energy Savings (MWh or mTherms) | Achievable Economic RVT Potential | 0 | 0 | 0 | 0 | 0 | 0 | 0 | 0 | 0 | 0 | 0 | 0 | 0 | 0 | 0 | 0 | 0 | 0 | 0 | 0 | 0 | 0 | 0 | 0 | 0 | 0 | 0
F8_Commercial_OR - College_Existing_Water Heating_Natural Gas_Water Heater - Low-Flow Showerheads_A_Achievable Economic RVT Potential | F8 | Commercial | OR - College | Existing | Water Heating | Natural Gas | Water Heater - Low-Flow Showerheads | A | Cumulative Summer Peak Savings (MW) | Achievable Economic RVT Potential | 0 | 0 | 0 | 0 | 0 | 0 | 0 | 0 | 0 | 0 | 0 | 0 | 0 | 0 | 0 | 0 | 0 | 0 | 0 | 0 | 0 | 0 | 0 | 0 | 0 | 0 | 0
F9_Commercial_OR - College_Existing_Water Heating_Natural Gas_Water Heater - Low-Flow Showerheads_A_Achievable Economic RVT Potential | F9 | Commercial | OR - College | Existing | Water Heating | Natural Gas | Water Heater - Low-Flow Showerheads | A | Cumulative Winter Peak Savings (MW) | Achievable Economic RVT Potential | 0 | 0 | 0 | 0 | 0 | 0 | 0 | 0 | 0 | 0 | 0 | 0 | 0 | 0 | 0 | 0 | 0 | 0 | 0 | 0 | 0 | 0 | 0 | 0 | 0 | 0 | 0
F10_Commercial_OR - College_Existing_Water Heating_Natural Gas_Water Heater - Low-Flow Showerheads_A_Achievable Economic RVT Potential | F10 | Commercial | OR - College | Existing | Water Heating | Natural Gas | Water Heater - Low-Flow Showerheads | A | Purchases (Incremental) | Achievable Economic RVT Potential | 0 | 0 | 0 | 0 | 0 | 0 | 0 | 0 | 0 | 0 | 0 | 0 | 0 | 0 | 0 | 0 | 0 | 0 | 0 | 0 | 0 | 0 | 0 | 0 | 0 | 0 | 0
F11_Commercial_OR - College_Existing_Water Heating_Natural Gas_Water Heater - Low-Flow Showerheads_A_Achievable Economic RVT Potential | F11 | Commercial | OR - College | Existing | Water Heating | Natural Gas | Water Heater - Low-Flow Showerheads | A | Purchases (Cumulative) | Achievable Economic RVT Potential | 0 | 0 | 0 | 0 | 0 | 0 | 0 | 0 | 0 | 0 | 0 | 0 | 0 | 0 | 0 | 0 | 0 | 0 | 0 | 0 | 0 | 0 | 0 | 0 | 0 | 0 | 0
F1_Commercial_OR - College_Existing_Water Heating_Natural Gas_Water Heater - Tank Blanket/Insulation_A_Achievable Economic RVT Potential | F1 | Commercial | OR - College | Existing | Water Heating | Natural Gas | Water Heater - Tank Blanket/Insulation | A | Integrated Unit Energy Savings (kWh or therms) | Achievable Economic RVT Potential | 0 | 0 | 193.3769 | 190.1773 | 187.2731 | 184.6418 | 182.2648 | 180.1343 | 178.2505 | 176.6129 | 175.132 | 173.782 | 172.6315 | 171.6552 | 170.833 | 169.929 | 169.2043 | 168.6287 | 168.1774 | 167.8144 | 167.5563 | 167.3734 | 167.2436 | 167.1509 | 167.0259 | 166.9943 | 166.9691
F2_Commercial_OR - College_Existing_Water Heating_Natural Gas_Water Heater - Tank Blanket/Insulation_A_Achievable Economic RVT Potential | F2 | Commercial | OR - College | Existing | Water Heating | Natural Gas | Water Heater - Tank Blanket/Insulation | A | Integrated Unit Summer Peak Savings (kW) | Achievable Economic RVT Potential | 0 | 0 | 0 | 0 | 0 | 0 | 0 | 0 | 0 | 0 | 0 | 0 | 0 | 0 | 0 | 0 | 0 | 0 | 0 | 0 | 0 | 0 | 0 | 0 | 0 | 0 | 0
F3_Commercial_OR - College_Existing_Water Heating_Natural Gas_Water Heater - Tank Blanket/Insulation_A_Achievable Economic RVT Potential | F3 | Commercial | OR - College | Existing | Water Heating | Natural Gas | Water Heater - Tank Blanket/Insulation | A | Integrated Unit Winter Peak Savings (kW) | Achievable Economic RVT Potential | 0 | 0 | 0 | 0 | 0 | 0 | 0 | 0 | 0 | 0 | 0 | 0 | 0 | 0 | 0 | 0 | 0 | 0 | 0 | 0 | 0 | 0 | 0 | 0 | 0 | 0 | 0
F4_Commercial_OR - College_Existing_Water Heating_Natural Gas_Water Heater - Tank Blanket/Insulation_A_Achievable Economic RVT Potential | F4 | Commercial | OR - College | Existing | Water Heating | Natural Gas | Water Heater - Tank Blanket/Insulation | A | Incremental Energy Savings (MWh or mTherms) | Achievable Economic RVT Potential | 0 | 0 | 0 | 0 | 0 | 0 | 0 | 0 | 0 | 0 | 0 | 0 | 0 | 0 | 0 | 0 | 0 | 0 | 0 | 0 | 0 | 0 | 0 | 0 | 0 | 0 | 0
F5_Commercial_OR - College_Existing_Water Heating_Natural Gas_Water Heater - Tank Blanket/Insulation_A_Achievable Economic RVT Potential | F5 | Commercial | OR - College | Existing | Water Heating | Natural Gas | Water Heater - Tank Blanket/Insulation | A | Incremental Summer Peak Savings (MW) | Achievable Economic RVT Potential | 0 | 0 | 0 | 0 | 0 | 0 | 0 | 0 | 0 | 0 | 0 | 0 | 0 | 0 | 0 | 0 | 0 | 0 | 0 | 0 | 0 | 0 | 0 | 0 | 0 | 0 | 0
F6_Commercial_OR - College_Existing_Water Heating_Natural Gas_Water Heater - Tank Blanket/Insulation_A_Achievable Economic RVT Potential | F6 | Commercial | OR - College | Existing | Water Heating | Natural Gas | Water Heater - Tank Blanket/Insulation | A | Incremental Winter Peak Savings (MW) | Achievable Economic RVT Potential | 0 | 0 | 0 | 0 | 0 | 0 | 0 | 0 | 0 | 0 | 0 | 0 | 0 | 0 | 0 | 0 | 0 | 0 | 0 | 0 | 0 | 0 | 0 | 0 | 0 | 0 | 0
F7_Commercial_OR - College_Existing_Water Heating_Natural Gas_Water Heater - Tank Blanket/Insulation_A_Achievable Economic RVT Potential | F7 | Commercial | OR - College | Existing | Water Heating | Natural Gas | Water Heater - Tank Blanket/Insulation | A | Cumulative Energy Savings (MWh or mTherms) | Achievable Economic RVT Potential | 0 | 0 | 0 | 0 | 0 | 0 | 0 | 0 | 0 | 0 | 0 | 0 | 0 | 0 | 0 | 0 | 0 | 0 | 0 | 0 | 0 | 0 | 0 | 0 | 0 | 0 | 0
F8_Commercial_OR - College_Existing_Water Heating_Natural Gas_Water Heater - Tank Blanket/Insulation_A_Achievable Economic RVT Potential | F8 | Commercial | OR - College | Existing | Water Heating | Natural Gas | Water Heater - Tank Blanket/Insulation | A | Cumulative Summer Peak Savings (MW) | Achievable Economic RVT Potential | 0 | 0 | 0 | 0 | 0 | 0 | 0 | 0 | 0 | 0 | 0 | 0 | 0 | 0 | 0 | 0 | 0 | 0 | 0 | 0 | 0 | 0 | 0 | 0 | 0 | 0 | 0
F9_Commercial_OR - College_Existing_Water Heating_Natural Gas_Water Heater - Tank Blanket/Insulation_A_Achievable Economic RVT Potential | F9 | Commercial | OR - College | Existing | Water Heating | Natural Gas | Water Heater - Tank Blanket/Insulation | A | Cumulative Winter Peak Savings (MW) | Achievable Economic RVT Potential | 0 | 0 | 0 | 0 | 0 | 0 | 0 | 0 | 0 | 0 | 0 | 0 | 0 | 0 | 0 | 0 | 0 | 0 | 0 | 0 | 0 | 0 | 0 | 0 | 0 | 0 | 0
F10_Commercial_OR - College_Existing_Water Heating_Natural Gas_Water Heater - Tank Blanket/Insulation_A_Achievable Economic RVT Potential | F10 | Commercial | OR - College | Existing | Water Heating | Natural Gas | Water Heater - Tank Blanket/Insulation | A | Purchases (Incremental) | Achievable Economic RVT Potential | 0 | 0 | 0 | 0 | 0 | 0 | 0 | 0 | 0 | 0 | 0 | 0 | 0 | 0 | 0 | 0 | 0 | 0 | 0 | 0 | 0 | 0 | 0 | 0 | 0 | 0 | 0
F11_Commercial_OR - College_Existing_Water Heating_Natural Gas_Water Heater - Tank Blanket/Insulation_A_Achievable Economic RVT Potential | F11 | Commercial | OR - College | Existing | Water Heating | Natural Gas | Water Heater - Tank Blanket/Insulation | A | Purchases (Cumulative) | Achievable Economic RVT Potential | 0 | 0 | 0 | 0 | 0 | 0 | 0 | 0 | 0 | 0 | 0 | 0 | 0 | 0 | 0 | 0 | 0 | 0 | 0 | 0 | 0 | 0 | 0 | 0 | 0 | 0 | 0
F1_Commercial_OR - College_Existing_Water Heating_Natural Gas_Water Heater - Drainwater Heat Recovery_A_Achievable Economic RVT Potential | F1 | Commercial | OR - College | Existing | Water Heating | Natural Gas | Water Heater - Drainwater Heat Recovery | A | Integrated Unit Energy Savings (kWh or therms) | Achievable Economic RVT Potential | 0 | 0 | 26.522 | 25.9621 | 25.4456 | 24.9538 | 24.4852 | 24.0301 | 23.6114 | 23.2265 | 22.8732 | 22.5611 | 22.3075 | 22.1102 | 21.9834 | 21.856 | 21.7628 | 21.6887 | 21.6307 | 21.584 | 21.5508 | 21.5273 | 21.5106 | 21.4987 | 21.4826 | 21.4785 | 21.4753
F2_Commercial_OR - College_Existing_Water Heating_Natural Gas_Water Heater - Drainwater Heat Recovery_A_Achievable Economic RVT Potential | F2 | Commercial | OR - College | Existing | Water Heating | Natural Gas | Water Heater - Drainwater Heat Recovery | A | Integrated Unit Summer Peak Savings (kW) | Achievable Economic RVT Potential | 0 | 0 | 0 | 0 | 0 | 0 | 0 | 0 | 0 | 0 | 0 | 0 | 0 | 0 | 0 | 0 | 0 | 0 | 0 | 0 | 0 | 0 | 0 | 0 | 0 | 0 | 0
F3_Commercial_OR - College_Existing_Water Heating_Natural Gas_Water Heater - Drainwater Heat Recovery_A_Achievable Economic RVT Potential | F3 | Commercial | OR - College | Existing | Water Heating | Natural Gas | Water Heater - Drainwater Heat Recovery | A | Integrated Unit Winter Peak Savings (kW) | Achievable Economic RVT Potential | 0 | 0 | 0 | 0 | 0 | 0 | 0 | 0 | 0 | 0 | 0 | 0 | 0 | 0 | 0 | 0 | 0 | 0 | 0 | 0 | 0 | 0 | 0 | 0 | 0 | 0 | 0
F4_Commercial_OR - College_Existing_Water Heating_Natural Gas_Water Heater - Drainwater Heat Recovery_A_Achievable Economic RVT Potential | F4 | Commercial | OR - College | Existing | Water Heating | Natural Gas | Water Heater - Drainwater Heat Recovery | A | Incremental Energy Savings (MWh or mTherms) | Achievable Economic RVT Potential | 0 | 0 | 0 | 0 | 0 | 0 | 0 | 0 | 0 | 0 | 0 | 0 | 0 | 0 | 0 | 0 | 0 | 0 | 0 | 0 | 0 | 0 | 0 | 0 | 0 | 0 | 0
F5_Commercial_OR - College_Existing_Water Heating_Natural Gas_Water Heater - Drainwater Heat Recovery_A_Achievable Economic RVT Potential | F5 | Commercial | OR - College | Existing | Water Heating | Natural Gas | Water Heater - Drainwater Heat Recovery | A | Incremental Summer Peak Savings (MW) | Achievable Economic RVT Potential | 0 | 0 | 0 | 0 | 0 | 0 | 0 | 0 | 0 | 0 | 0 | 0 | 0 | 0 | 0 | 0 | 0 | 0 | 0 | 0 | 0 | 0 | 0 | 0 | 0 | 0 | 0
F6_Commercial_OR - College_Existing_Water Heating_Natural Gas_Water Heater - Drainwater Heat Recovery_A_Achievable Economic RVT Potential | F6 | Commercial | OR - College | Existing | Water Heating | Natural Gas | Water Heater - Drainwater Heat Recovery | A | Incremental Winter Peak Savings (MW) | Achievable Economic RVT Potential | 0 | 0 | 0 | 0 | 0 | 0 | 0 | 0 | 0 | 0 | 0 | 0 | 0 | 0 | 0 | 0 | 0 | 0 | 0 | 0 | 0 | 0 | 0 | 0 | 0 | 0 | 0
F7_Commercial_OR - College_Existing_Water Heating_Natural Gas_Water Heater - Drainwater Heat Recovery_A_Achievable Economic RVT Potential | F7 | Commercial | OR - College | Existing | Water Heating | Natural Gas | Water Heater - Drainwater Heat Recovery | A | Cumulative Energy Savings (MWh or mTherms) | Achievable Economic RVT Potential | 0 | 0 | 0 | 0 | 0 | 0 | 0 | 0 | 0 | 0 | 0 | 0 | 0 | 0 | 0 | 0 | 0 | 0 | 0 | 0 | 0 | 0 | 0 | 0 | 0 | 0 | 0
F8_Commercial_OR - College_Existing_Water Heating_Natural Gas_Water Heater - Drainwater Heat Recovery_A_Achievable Economic RVT Potential | F8 | Commercial | OR - College | Existing | Water Heating | Natural Gas | Water Heater - Drainwater Heat Recovery | A | Cumulative Summer Peak Savings (MW) | Achievable Economic RVT Potential | 0 | 0 | 0 | 0 | 0 | 0 | 0 | 0 | 0 | 0 | 0 | 0 | 0 | 0 | 0 | 0 | 0 | 0 | 0 | 0 | 0 | 0 | 0 | 0 | 0 | 0 | 0
F9_Commercial_OR - College_Existing_Water Heating_Natural Gas_Water Heater - Drainwater Heat Recovery_A_Achievable Economic RVT Potential | F9 | Commercial | OR - College | Existing | Water Heating | Natural Gas | Water Heater - Drainwater Heat Recovery | A | Cumulative Winter Peak Savings (MW) | Achievable Economic RVT Potential | 0 | 0 | 0 | 0 | 0 | 0 | 0 | 0 | 0 | 0 | 0 | 0 | 0 | 0 | 0 | 0 | 0 | 0 | 0 | 0 | 0 | 0 | 0 | 0 | 0 | 0 | 0
F10_Commercial_OR - College_Existing_Water Heating_Natural Gas_Water Heater - Drainwater Heat Recovery_A_Achievable Economic RVT Potential | F10 | Commercial | OR - College | Existing | Water Heating | Natural Gas | Water Heater - Drainwater Heat Recovery | A | Purchases (Incremental) | Achievable Economic RVT Potential | 0 | 0 | 0 | 0 | 0 | 0 | 0 | 0 | 0 | 0 | 0 | 0 | 0 | 0 | 0 | 0 | 0 | 0 | 0 | 0 | 0 | 0 | 0 | 0 | 0 | 0 | 0
F11_Commercial_OR - College_Existing_Water Heating_Natural Gas_Water Heater - Drainwater Heat Recovery_A_Achievable Economic RVT Potential | F11 | Commercial | OR - College | Existing | Water Heating | Natural Gas | Water Heater - Drainwater Heat Recovery | A | Purchases (Cumulative) | Achievable Economic RVT Potential | 0 | 0 | 0 | 0 | 0 | 0 | 0 | 0 | 0 | 0 | 0 | 0 | 0 | 0 | 0 | 0 | 0 | 0 | 0 | 0 | 0 | 0 | 0 | 0 | 0 | 0 | 0
F1_Commercial_OR - College_Existing_Water Heating_Natural Gas_Water Heater - Circulation Pump Controls_A_Achievable Economic RVT Potential | F1 | Commercial | OR - College | Existing | Water Heating | Natural Gas | Water Heater - Circulation Pump Controls | A | Integrated Unit Energy Savings (kWh or therms) | Achievable Economic RVT Potential | 0 | 0 | 1395.8373 | 1370.248 | 1347.5946 | 1326.7672 | 1307.6836 | 1290.0695 | 1274.8237 | 1261.3355 | 1249.0987 | 1238.0542 | 1228.7695 | 1221.0777 | 1214.7869 | 1208.1529 | 1203.0007 | 1198.9082 | 1195.6997 | 1193.1183 | 1191.2836 | 1189.9836 | 1189.0607 | 1188.4012 | 1187.5123 | 1187.2881 | 1187.1087
F2_Commercial_OR - College_Existing_Water Heating_Natural Gas_Water Heater - Circulation Pump Controls_A_Achievable Economic RVT Potential | F2 | Commercial | OR - College | Existing | Water Heating | Natural Gas | Water Heater - Circulation Pump Controls | A | Integrated Unit Summer Peak Savings (kW) | Achievable Economic RVT Potential | 0 | 0 | 0 | 0 | 0 | 0 | 0 | 0 | 0 | 0 | 0 | 0 | 0 | 0 | 0 | 0 | 0 | 0 | 0 | 0 | 0 | 0 | 0 | 0 | 0 | 0 | 0
F3_Commercial_OR - College_Existing_Water Heating_Natural Gas_Water Heater - Circulation Pump Controls_A_Achievable Economic RVT Potential | F3 | Commercial | OR - College | Existing | Water Heating | Natural Gas | Water Heater - Circulation Pump Controls | A | Integrated Unit Winter Peak Savings (kW) | Achievable Economic RVT Potential | 0 | 0 | 0 | 0 | 0 | 0 | 0 | 0 | 0 | 0 | 0 | 0 | 0 | 0 | 0 | 0 | 0 | 0 | 0 | 0 | 0 | 0 | 0 | 0 | 0 | 0 | 0
F4_Commercial_OR - College_Existing_Water Heating_Natural Gas_Water Heater - Circulation Pump Controls_A_Achievable Economic RVT Potential | F4 | Commercial | OR - College | Existing | Water Heating | Natural Gas | Water Heater - Circulation Pump Controls | A | Incremental Energy Savings (MWh or mTherms) | Achievable Economic RVT Potential | 0 | 0 | 0 | 0 | 0 | 0 | 0 | 0 | 0 | 0 | 0 | 0 | 0 | 0 | 0 | 0 | 0 | 0 | 0 | 0 | 0 | 0 | 0 | 0 | 0 | 0 | 0
F5_Commercial_OR - College_Existing_Water Heating_Natural Gas_Water Heater - Circulation Pump Controls_A_Achievable Economic RVT Potential | F5 | Commercial | OR - College | Existing | Water Heating | Natural Gas | Water Heater - Circulation Pump Controls | A | Incremental Summer Peak Savings (MW) | Achievable Economic RVT Potential | 0 | 0 | 0 | 0 | 0 | 0 | 0 | 0 | 0 | 0 | 0 | 0 | 0 | 0 | 0 | 0 | 0 | 0 | 0 | 0 | 0 | 0 | 0 | 0 | 0 | 0 | 0
F6_Commercial_OR - College_Existing_Water Heating_Natural Gas_Water Heater - Circulation Pump Controls_A_Achievable Economic RVT Potential | F6 | Commercial | OR - College | Existing | Water Heating | Natural Gas | Water Heater - Circulation Pump Controls | A | Incremental Winter Peak Savings (MW) | Achievable Economic RVT Potential | 0 | 0 | 0 | 0 | 0 | 0 | 0 | 0 | 0 | 0 | 0 | 0 | 0 | 0 | 0 | 0 | 0 | 0 | 0 | 0 | 0 | 0 | 0 | 0 | 0 | 0 | 0
F7_Commercial_OR - College_Existing_Water Heating_Natural Gas_Water Heater - Circulation Pump Controls_A_Achievable Economic RVT Potential | F7 | Commercial | OR - College | Existing | Water Heating | Natural Gas | Water Heater - Circulation Pump Controls | A | Cumulative Energy Savings (MWh or mTherms) | Achievable Economic RVT Potential | 0 | 0 | 0 | 0 | 0 | 0 | 0 | 0 | 0 | 0 | 0 | 0 | 0 | 0 | 0 | 0 | 0 | 0 | 0 | 0 | 0 | 0 | 0 | 0 | 0 | 0 | 0
F8_Commercial_OR - College_Existing_Water Heating_Natural Gas_Water Heater - Circulation Pump Controls_A_Achievable Economic RVT Potential | F8 | Commercial | OR - College | Existing | Water Heating | Natural Gas | Water Heater - Circulation Pump Controls | A | Cumulative Summer Peak Savings (MW) | Achievable Economic RVT Potential | 0 | 0 | 0 | 0 | 0 | 0 | 0 | 0 | 0 | 0 | 0 | 0 | 0 | 0 | 0 | 0 | 0 | 0 | 0 | 0 | 0 | 0 | 0 | 0 | 0 | 0 | 0
F9_Commercial_OR - College_Existing_Water Heating_Natural Gas_Water Heater - Circulation Pump Controls_A_Achievable Economic RVT Potential | F9 | Commercial | OR - College | Existing | Water Heating | Natural Gas | Water Heater - Circulation Pump Controls | A | Cumulative Winter Peak Savings (MW) | Achievable Economic RVT Potential | 0 | 0 | 0 | 0 | 0 | 0 | 0 | 0 | 0 | 0 | 0 | 0 | 0 | 0 | 0 | 0 | 0 | 0 | 0 | 0 | 0 | 0 | 0 | 0 | 0 | 0 | 0
F10_Commercial_OR - College_Existing_Water Heating_Natural Gas_Water Heater - Circulation Pump Controls_A_Achievable Economic RVT Potential | F10 | Commercial | OR - College | Existing | Water Heating | Natural Gas | Water Heater - Circulation Pump Controls | A | Purchases (Incremental) | Achievable Economic RVT Potential | 0 | 0 | 0 | 0 | 0 | 0 | 0 | 0 | 0 | 0 | 0 | 0 | 0 | 0 | 0 | 0 | 0 | 0 | 0 | 0 | 0 | 0 | 0 | 0 | 0 | 0 | 0
F11_Commercial_OR - College_Existing_Water Heating_Natural Gas_Water Heater - Circulation Pump Controls_A_Achievable Economic RVT Potential | F11 | Commercial | OR - College | Existing | Water Heating | Natural Gas | Water Heater - Circulation Pump Controls | A | Purchases (Cumulative) | Achievable Economic RVT Potential | 0 | 0 | 0 | 0 | 0 | 0 | 0 | 0 | 0 | 0 | 0 | 0 | 0 | 0 | 0 | 0 | 0 | 0 | 0 | 0 | 0 | 0 | 0 | 0 | 0 | 0 | 0
F1_Commercial_OR - College_Existing_Water Heating_Natural Gas_Water Heater - Pipe Insulation_A_Achievable Economic RVT Potential | F1 | Commercial | OR - College | Existing | Water Heating | Natural Gas | Water Heater - Pipe Insulation | A | Integrated Unit Energy Savings (kWh or therms) | Achievable Economic RVT Potential | 0 | 0 | 4.8211 | 4.7245 | 4.6366 | 4.5538 | 4.4757 | 4.4009 | 4.3331 | 4.2714 | 4.2151 | 4.1652 | 4.1242 | 4.0918 | 4.0707 | 4.0484 | 4.0312 | 4.0175 | 4.0067 | 3.9981 | 3.9919 | 3.9876 | 3.9845 | 3.9823 | 3.9793 | 3.9785 | 3.9779
F2_Commercial_OR - College_Existing_Water Heating_Natural Gas_Water Heater - Pipe Insulation_A_Achievable Economic RVT Potential | F2 | Commercial | OR - College | Existing | Water Heating | Natural Gas | Water Heater - Pipe Insulation | A | Integrated Unit Summer Peak Savings (kW) | Achievable Economic RVT Potential | 0 | 0 | 0 | 0 | 0 | 0 | 0 | 0 | 0 | 0 | 0 | 0 | 0 | 0 | 0 | 0 | 0 | 0 | 0 | 0 | 0 | 0 | 0 | 0 | 0 | 0 | 0
F3_Commercial_OR - College_Existing_Water Heating_Natural Gas_Water Heater - Pipe Insulation_A_Achievable Economic RVT Potential | F3 | Commercial | OR - College | Existing | Water Heating | Natural Gas | Water Heater - Pipe Insulation | A | Integrated Unit Winter Peak Savings (kW) | Achievable Economic RVT Potential | 0 | 0 | 0 | 0 | 0 | 0 | 0 | 0 | 0 | 0 | 0 | 0 | 0 | 0 | 0 | 0 | 0 | 0 | 0 | 0 | 0 | 0 | 0 | 0 | 0 | 0 | 0
F4_Commercial_OR - College_Existing_Water Heating_Natural Gas_Water Heater - Pipe Insulation_A_Achievable Economic RVT Potential | F4 | Commercial | OR - College | Existing | Water Heating | Natural Gas | Water Heater - Pipe Insulation | A | Incremental Energy Savings (MWh or mTherms) | Achievable Economic RVT Potential | 0 | 0 | 0 | 0 | 0 | 0 | 0 | 0 | 0 | 0 | 0 | 0 | 0 | 0 | 0 | 0 | 0 | 0 | 0 | 0 | 0 | 0 | 0 | 0 | 0 | 0 | 0
F5_Commercial_OR - College_Existing_Water Heating_Natural Gas_Water Heater - Pipe Insulation_A_Achievable Economic RVT Potential | F5 | Commercial | OR - College | Existing | Water Heating | Natural Gas | Water Heater - Pipe Insulation | A | Incremental Summer Peak Savings (MW) | Achievable Economic RVT Potential | 0 | 0 | 0 | 0 | 0 | 0 | 0 | 0 | 0 | 0 | 0 | 0 | 0 | 0 | 0 | 0 | 0 | 0 | 0 | 0 | 0 | 0 | 0 | 0 | 0 | 0 | 0
F6_Commercial_OR - College_Existing_Water Heating_Natural Gas_Water Heater - Pipe Insulation_A_Achievable Economic RVT Potential | F6 | Commercial | OR - College | Existing | Water Heating | Natural Gas | Water Heater - Pipe Insulation | A | Incremental Winter Peak Savings (MW) | Achievable Economic RVT Potential | 0 | 0 | 0 | 0 | 0 | 0 | 0 | 0 | 0 | 0 | 0 | 0 | 0 | 0 | 0 | 0 | 0 | 0 | 0 | 0 | 0 | 0 | 0 | 0 | 0 | 0 | 0
F7_Commercial_OR - College_Existing_Water Heating_Natural Gas_Water Heater - Pipe Insulation_A_Achievable Economic RVT Potential | F7 | Commercial | OR - College | Existing | Water Heating | Natural Gas | Water Heater - Pipe Insulation | A | Cumulative Energy Savings (MWh or mTherms) | Achievable Economic RVT Potential | 0 | 0 | 0 | 0 | 0 | 0 | 0 | 0 | 0 | 0 | 0 | 0 | 0 | 0 | 0 | 0 | 0 | 0 | 0 | 0 | 0 | 0 | 0 | 0 | 0 | 0 | 0
F8_Commercial_OR - College_Existing_Water Heating_Natural Gas_Water Heater - Pipe Insulation_A_Achievable Economic RVT Potential | F8 | Commercial | OR - College | Existing | Water Heating | Natural Gas | Water Heater - Pipe Insulation | A | Cumulative Summer Peak Savings (MW) | Achievable Economic RVT Potential | 0 | 0 | 0 | 0 | 0 | 0 | 0 | 0 | 0 | 0 | 0 | 0 | 0 | 0 | 0 | 0 | 0 | 0 | 0 | 0 | 0 | 0 | 0 | 0 | 0 | 0 | 0
F9_Commercial_OR - College_Existing_Water Heating_Natural Gas_Water Heater - Pipe Insulation_A_Achievable Economic RVT Potential | F9 | Commercial | OR - College | Existing | Water Heating | Natural Gas | Water Heater - Pipe Insulation | A | Cumulative Winter Peak Savings (MW) | Achievable Economic RVT Potential | 0 | 0 | 0 | 0 | 0 | 0 | 0 | 0 | 0 | 0 | 0 | 0 | 0 | 0 | 0 | 0 | 0 | 0 | 0 | 0 | 0 | 0 | 0 | 0 | 0 | 0 | 0
F10_Commercial_OR - College_Existing_Water Heating_Natural Gas_Water Heater - Pipe Insulation_A_Achievable Economic RVT Potential | F10 | Commercial | OR - College | Existing | Water Heating | Natural Gas | Water Heater - Pipe Insulation | A | Purchases (Incremental) | Achievable Economic RVT Potential | 0 | 0 | 0 | 0 | 0 | 0 | 0 | 0 | 0 | 0 | 0 | 0 | 0 | 0 | 0 | 0 | 0 | 0 | 0 | 0 | 0 | 0 | 0 | 0 | 0 | 0 | 0
F11_Commercial_OR - College_Existing_Water Heating_Natural Gas_Water Heater - Pipe Insulation_A_Achievable Economic RVT Potential | F11 | Commercial | OR - College | Existing | Water Heating | Natural Gas | Water Heater - Pipe Insulation | A | Purchases (Cumulative) | Achievable Economic RVT Potential | 0 | 0 | 0 | 0 | 0 | 0 | 0 | 0 | 0 | 0 | 0 | 0 | 0 | 0 | 0 | 0 | 0 | 0 | 0 | 0 | 0 | 0 | 0 | 0 | 0 | 0 | 0
F1_Commercial_OR - College_Existing_Water Heating_Natural Gas_Water Heater - Motion Control Faucet_A_Achievable Economic RVT Potential | F1 | Commercial | OR - College | Existing | Water Heating | Natural Gas | Water Heater - Motion Control Faucet | A | Integrated Unit Energy Savings (kWh or therms) | Achievable Economic RVT Potential | 0 | 0 | 0 | 0 | 0 | 0 | 0 | 0 | 0 | 0 | 0 | 0 | 0 | 0 | 0 | 0 | 0 | 0 | 0 | 0 | 0 | 0 | 0 | 0 | 0 | 0 | 0
F2_Commercial_OR - College_Existing_Water Heating_Natural Gas_Water Heater - Motion Control Faucet_A_Achievable Economic RVT Potential | F2 | Commercial | OR - College | Existing | Water Heating | Natural Gas | Water Heater - Motion Control Faucet | A | Integrated Unit Summer Peak Savings (kW) | Achievable Economic RVT Potential | 0 | 0 | 0 | 0 | 0 | 0 | 0 | 0 | 0 | 0 | 0 | 0 | 0 | 0 | 0 | 0 | 0 | 0 | 0 | 0 | 0 | 0 | 0 | 0 | 0 | 0 | 0
F3_Commercial_OR - College_Existing_Water Heating_Natural Gas_Water Heater - Motion Control Faucet_A_Achievable Economic RVT Potential | F3 | Commercial | OR - College | Existing | Water Heating | Natural Gas | Water Heater - Motion Control Faucet | A | Integrated Unit Winter Peak Savings (kW) | Achievable Economic RVT Potential | 0 | 0 | 0 | 0 | 0 | 0 | 0 | 0 | 0 | 0 | 0 | 0 | 0 | 0 | 0 | 0 | 0 | 0 | 0 | 0 | 0 | 0 | 0 | 0 | 0 | 0 | 0
F4_Commercial_OR - College_Existing_Water Heating_Natural Gas_Water Heater - Motion Control Faucet_A_Achievable Economic RVT Potential | F4 | Commercial | OR - College | Existing | Water Heating | Natural Gas | Water Heater - Motion Control Faucet | A | Incremental Energy Savings (MWh or mTherms) | Achievable Economic RVT Potential | 0 | 0 | 0 | 0 | 0 | 0 | 0 | 0 | 0 | 0 | 0 | 0 | 0 | 0 | 0 | 0 | 0 | 0 | 0 | 0 | 0 | 0 | 0 | 0 | 0 | 0 | 0
F5_Commercial_OR - College_Existing_Water Heating_Natural Gas_Water Heater - Motion Control Faucet_A_Achievable Economic RVT Potential | F5 | Commercial | OR - College | Existing | Water Heating | Natural Gas | Water Heater - Motion Control Faucet | A | Incremental Summer Peak Savings (MW) | Achievable Economic RVT Potential | 0 | 0 | 0 | 0 | 0 | 0 | 0 | 0 | 0 | 0 | 0 | 0 | 0 | 0 | 0 | 0 | 0 | 0 | 0 | 0 | 0 | 0 | 0 | 0 | 0 | 0 | 0
F6_Commercial_OR - College_Existing_Water Heating_Natural Gas_Water Heater - Motion Control Faucet_A_Achievable Economic RVT Potential | F6 | Commercial | OR - College | Existing | Water Heating | Natural Gas | Water Heater - Motion Control Faucet | A | Incremental Winter Peak Savings (MW) | Achievable Economic RVT Potential | 0 | 0 | 0 | 0 | 0 | 0 | 0 | 0 | 0 | 0 | 0 | 0 | 0 | 0 | 0 | 0 | 0 | 0 | 0 | 0 | 0 | 0 | 0 | 0 | 0 | 0 | 0
F7_Commercial_OR - College_Existing_Water Heating_Natural Gas_Water Heater - Motion Control Faucet_A_Achievable Economic RVT Potential | F7 | Commercial | OR - College | Existing | Water Heating | Natural Gas | Water Heater - Motion Control Faucet | A | Cumulative Energy Savings (MWh or mTherms) | Achievable Economic RVT Potential | 0 | 0 | 0 | 0 | 0 | 0 | 0 | 0 | 0 | 0 | 0 | 0 | 0 | 0 | 0 | 0 | 0 | 0 | 0 | 0 | 0 | 0 | 0 | 0 | 0 | 0 | 0
F8_Commercial_OR - College_Existing_Water Heating_Natural Gas_Water Heater - Motion Control Faucet_A_Achievable Economic RVT Potential | F8 | Commercial | OR - College | Existing | Water Heating | Natural Gas | Water Heater - Motion Control Faucet | A | Cumulative Summer Peak Savings (MW) | Achievable Economic RVT Potential | 0 | 0 | 0 | 0 | 0 | 0 | 0 | 0 | 0 | 0 | 0 | 0 | 0 | 0 | 0 | 0 | 0 | 0 | 0 | 0 | 0 | 0 | 0 | 0 | 0 | 0 | 0
F9_Commercial_OR - College_Existing_Water Heating_Natural Gas_Water Heater - Motion Control Faucet_A_Achievable Economic RVT Potential | F9 | Commercial | OR - College | Existing | Water Heating | Natural Gas | Water Heater - Motion Control Faucet | A | Cumulative Winter Peak Savings (MW) | Achievable Economic RVT Potential | 0 | 0 | 0 | 0 | 0 | 0 | 0 | 0 | 0 | 0 | 0 | 0 | 0 | 0 | 0 | 0 | 0 | 0 | 0 | 0 | 0 | 0 | 0 | 0 | 0 | 0 | 0
F10_Commercial_OR - College_Existing_Water Heating_Natural Gas_Water Heater - Motion Control Faucet_A_Achievable Economic RVT Potential | F10 | Commercial | OR - College | Existing | Water Heating | Natural Gas | Water Heater - Motion Control Faucet | A | Purchases (Incremental) | Achievable Economic RVT Potential | 0 | 0 | 0 | 0 | 0 | 0 | 0 | 0 | 0 | 0 | 0 | 0 | 0 | 0 | 0 | 0 | 0 | 0 | 0 | 0 | 0 | 0 | 0 | 0 | 0 | 0 | 0
F11_Commercial_OR - College_Existing_Water Heating_Natural Gas_Water Heater - Motion Control Faucet_A_Achievable Economic RVT Potential | F11 | Commercial | OR - College | Existing | Water Heating | Natural Gas | Water Heater - Motion Control Faucet | A | Purchases (Cumulative) | Achievable Economic RVT Potential | 0 | 0 | 0 | 0 | 0 | 0 | 0 | 0 | 0 | 0 | 0 | 0 | 0 | 0 | 0 | 0 | 0 | 0 | 0 | 0 | 0 | 0 | 0 | 0 | 0 | 0 | 0
F1_Commercial_OR - College_Existing_Water Heating_Natural Gas_Water Heater - Solar System_A_Achievable Economic RVT Potential | F1 | Commercial | OR - College | Existing | Water Heating | Natural Gas | Water Heater - Solar System | A | Integrated Unit Energy Savings (kWh or therms) | Achievable Economic RVT Potential | 0 | 0 | 38.5565 | 37.7764 | 37.0638 | 36.3903 | 35.7539 | 35.142 | 34.5855 | 34.077 | 33.6135 | 33.2031 | 32.8672 | 32.6022 | 32.4304 | 32.2516 | 32.114 | 32.0048 | 31.9191 | 31.8502 | 31.8012 | 31.7665 | 31.7419 | 31.7243 | 31.7006 | 31.6946 | 31.6898
F2_Commercial_OR - College_Existing_Water Heating_Natural Gas_Water Heater - Solar System_A_Achievable Economic RVT Potential | F2 | Commercial | OR - College | Existing | Water Heating | Natural Gas | Water Heater - Solar System | A | Integrated Unit Summer Peak Savings (kW) | Achievable Economic RVT Potential | 0 | 0 | 0 | 0 | 0 | 0 | 0 | 0 | 0 | 0 | 0 | 0 | 0 | 0 | 0 | 0 | 0 | 0 | 0 | 0 | 0 | 0 | 0 | 0 | 0 | 0 | 0
F3_Commercial_OR - College_Existing_Water Heating_Natural Gas_Water Heater - Solar System_A_Achievable Economic RVT Potential | F3 | Commercial | OR - College | Existing | Water Heating | Natural Gas | Water Heater - Solar System | A | Integrated Unit Winter Peak Savings (kW) | Achievable Economic RVT Potential | 0 | 0 | 0 | 0 | 0 | 0 | 0 | 0 | 0 | 0 | 0 | 0 | 0 | 0 | 0 | 0 | 0 | 0 | 0 | 0 | 0 | 0 | 0 | 0 | 0 | 0 | 0
F4_Commercial_OR - College_Existing_Water Heating_Natural Gas_Water Heater - Solar System_A_Achievable Economic RVT Potential | F4 | Commercial | OR - College | Existing | Water Heating | Natural Gas | Water Heater - Solar System | A | Incremental Energy Savings (MWh or mTherms) | Achievable Economic RVT Potential | 0 | 0 | 0 | 0 | 0 | 0 | 0 | 0 | 0 | 0 | 0 | 0 | 0 | 0 | 0 | 0 | 0 | 0 | 0 | 0 | 0 | 0 | 0 | 0 | 0 | 0 | 0
F5_Commercial_OR - College_Existing_Water Heating_Natural Gas_Water Heater - Solar System_A_Achievable Economic RVT Potential | F5 | Commercial | OR - College | Existing | Water Heating | Natural Gas | Water Heater - Solar System | A | Incremental Summer Peak Savings (MW) | Achievable Economic RVT Potential | 0 | 0 | 0 | 0 | 0 | 0 | 0 | 0 | 0 | 0 | 0 | 0 | 0 | 0 | 0 | 0 | 0 | 0 | 0 | 0 | 0 | 0 | 0 | 0 | 0 | 0 | 0
F6_Commercial_OR - College_Existing_Water Heating_Natural Gas_Water Heater - Solar System_A_Achievable Economic RVT Potential | F6 | Commercial | OR - College | Existing | Water Heating | Natural Gas | Water Heater - Solar System | A | Incremental Winter Peak Savings (MW) | Achievable Economic RVT Potential | 0 | 0 | 0 | 0 | 0 | 0 | 0 | 0 | 0 | 0 | 0 | 0 | 0 | 0 | 0 | 0 | 0 | 0 | 0 | 0 | 0 | 0 | 0 | 0 | 0 | 0 | 0
F7_Commercial_OR - College_Existing_Water Heating_Natural Gas_Water Heater - Solar System_A_Achievable Economic RVT Potential | F7 | Commercial | OR - College | Existing | Water Heating | Natural Gas | Water Heater - Solar System | A | Cumulative Energy Savings (MWh or mTherms) | Achievable Economic RVT Potential | 0 | 0 | 0 | 0 | 0 | 0 | 0 | 0 | 0 | 0 | 0 | 0 | 0 | 0 | 0 | 0 | 0 | 0 | 0 | 0 | 0 | 0 | 0 | 0 | 0 | 0 | 0
F8_Commercial_OR - College_Existing_Water Heating_Natural Gas_Water Heater - Solar System_A_Achievable Economic RVT Potential | F8 | Commercial | OR - College | Existing | Water Heating | Natural Gas | Water Heater - Solar System | A | Cumulative Summer Peak Savings (MW) | Achievable Economic RVT Potential | 0 | 0 | 0 | 0 | 0 | 0 | 0 | 0 | 0 | 0 | 0 | 0 | 0 | 0 | 0 | 0 | 0 | 0 | 0 | 0 | 0 | 0 | 0 | 0 | 0 | 0 | 0
F9_Commercial_OR - College_Existing_Water Heating_Natural Gas_Water Heater - Solar System_A_Achievable Economic RVT Potential | F9 | Commercial | OR - College | Existing | Water Heating | Natural Gas | Water Heater - Solar System | A | Cumulative Winter Peak Savings (MW) | Achievable Economic RVT Potential | 0 | 0 | 0 | 0 | 0 | 0 | 0 | 0 | 0 | 0 | 0 | 0 | 0 | 0 | 0 | 0 | 0 | 0 | 0 | 0 | 0 | 0 | 0 | 0 | 0 | 0 | 0
F10_Commercial_OR - College_Existing_Water Heating_Natural Gas_Water Heater - Solar System_A_Achievable Economic RVT Potential | F10 | Commercial | OR - College | Existing | Water Heating | Natural Gas | Water Heater - Solar System | A | Purchases (Incremental) | Achievable Economic RVT Potential | 0 | 0 | 0 | 0 | 0 | 0 | 0 | 0 | 0 | 0 | 0 | 0 | 0 | 0 | 0 | 0 | 0 | 0 | 0 | 0 | 0 | 0 | 0 | 0 | 0 | 0 | 0
F11_Commercial_OR - College_Existing_Water Heating_Natural Gas_Water Heater - Solar System_A_Achievable Economic RVT Potential | F11 | Commercial | OR - College | Existing | Water Heating | Natural Gas | Water Heater - Solar System | A | Purchases (Cumulative) | Achievable Economic RVT Potential | 0 | 0 | 0 | 0 | 0 | 0 | 0 | 0 | 0 | 0 | 0 | 0 | 0 | 0 | 0 | 0 | 0 | 0 | 0 | 0 | 0 | 0 | 0 | 0 | 0 | 0 | 0
F1_Commercial_OR - College_Existing_Water Heating_Natural Gas_Commercial Laundry - Ozone Treatment_A_Achievable Economic RVT Potential | F1 | Commercial | OR - College | Existing | Water Heating | Natural Gas | Commercial Laundry - Ozone Treatment | A | Integrated Unit Energy Savings (kWh or therms) | Achievable Economic RVT Potential | 0 | 0 | 350.1545 | 341.9696 | 334.3889 | 327.5351 | 321.385 | 315.4116 | 309.9162 | 304.8631 | 300.2259 | 296.1303 | 292.8005 | 290.2119 | 288.5476 | 286.8745 | 285.6511 | 284.6793 | 283.9175 | 283.3045 | 282.8689 | 282.5602 | 282.341 | 282.1844 | 281.9734 | 281.9201 | 281.8775
F2_Commercial_OR - College_Existing_Water Heating_Natural Gas_Commercial Laundry - Ozone Treatment_A_Achievable Economic RVT Potential | F2 | Commercial | OR - College | Existing | Water Heating | Natural Gas | Commercial Laundry - Ozone Treatment | A | Integrated Unit Summer Peak Savings (kW) | Achievable Economic RVT Potential | 0 | 0 | 0 | 0 | 0 | 0 | 0 | 0 | 0 | 0 | 0 | 0 | 0 | 0 | 0 | 0 | 0 | 0 | 0 | 0 | 0 | 0 | 0 | 0 | 0 | 0 | 0
F3_Commercial_OR - College_Existing_Water Heating_Natural Gas_Commercial Laundry - Ozone Treatment_A_Achievable Economic RVT Potential | F3 | Commercial | OR - College | Existing | Water Heating | Natural Gas | Commercial Laundry - Ozone Treatment | A | Integrated Unit Winter Peak Savings (kW) | Achievable Economic RVT Potential | 0 | 0 | 0 | 0 | 0 | 0 | 0 | 0 | 0 | 0 | 0 | 0 | 0 | 0 | 0 | 0 | 0 | 0 | 0 | 0 | 0 | 0 | 0 | 0 | 0 | 0 | 0
F4_Commercial_OR - College_Existing_Water Heating_Natural Gas_Commercial Laundry - Ozone Treatment_A_Achievable Economic RVT Potential | F4 | Commercial | OR - College | Existing | Water Heating | Natural Gas | Commercial Laundry - Ozone Treatment | A | Incremental Energy Savings (MWh or mTherms) | Achievable Economic RVT Potential | 0 | 0 | 0 | 0 | 0 | 0 | 0 | 0 | 0 | 0 | 0 | 0 | 0 | 0 | 0 | 0 | 0 | 0 | 0 | 0 | 0 | 0 | 0 | 0 | 0 | 0 | 0
F5_Commercial_OR - College_Existing_Water Heating_Natural Gas_Commercial Laundry - Ozone Treatment_A_Achievable Economic RVT Potential | F5 | Commercial | OR - College | Existing | Water Heating | Natural Gas | Commercial Laundry - Ozone Treatment | A | Incremental Summer Peak Savings (MW) | Achievable Economic RVT Potential | 0 | 0 | 0 | 0 | 0 | 0 | 0 | 0 | 0 | 0 | 0 | 0 | 0 | 0 | 0 | 0 | 0 | 0 | 0 | 0 | 0 | 0 | 0 | 0 | 0 | 0 | 0
F6_Commercial_OR - College_Existing_Water Heating_Natural Gas_Commercial Laundry - Ozone Treatment_A_Achievable Economic RVT Potential | F6 | Commercial | OR - College | Existing | Water Heating | Natural Gas | Commercial Laundry - Ozone Treatment | A | Incremental Winter Peak Savings (MW) | Achievable Economic RVT Potential | 0 | 0 | 0 | 0 | 0 | 0 | 0 | 0 | 0 | 0 | 0 | 0 | 0 | 0 | 0 | 0 | 0 | 0 | 0 | 0 | 0 | 0 | 0 | 0 | 0 | 0 | 0
F7_Commercial_OR - College_Existing_Water Heating_Natural Gas_Commercial Laundry - Ozone Treatment_A_Achievable Economic RVT Potential | F7 | Commercial | OR - College | Existing | Water Heating | Natural Gas | Commercial Laundry - Ozone Treatment | A | Cumulative Energy Savings (MWh or mTherms) | Achievable Economic RVT Potential | 0 | 0 | 0 | 0 | 0 | 0 | 0 | 0 | 0 | 0 | 0 | 0 | 0 | 0 | 0 | 0 | 0 | 0 | 0 | 0 | 0 | 0 | 0 | 0 | 0 | 0 | 0
F8_Commercial_OR - College_Existing_Water Heating_Natural Gas_Commercial Laundry - Ozone Treatment_A_Achievable Economic RVT Potential | F8 | Commercial | OR - College | Existing | Water Heating | Natural Gas | Commercial Laundry - Ozone Treatment | A | Cumulative Summer Peak Savings (MW) | Achievable Economic RVT Potential | 0 | 0 | 0 | 0 | 0 | 0 | 0 | 0 | 0 | 0 | 0 | 0 | 0 | 0 | 0 | 0 | 0 | 0 | 0 | 0 | 0 | 0 | 0 | 0 | 0 | 0 | 0
F9_Commercial_OR - College_Existing_Water Heating_Natural Gas_Commercial Laundry - Ozone Treatment_A_Achievable Economic RVT Potential | F9 | Commercial | OR - College | Existing | Water Heating | Natural Gas | Commercial Laundry - Ozone Treatment | A | Cumulative Winter Peak Savings (MW) | Achievable Economic RVT Potential | 0 | 0 | 0 | 0 | 0 | 0 | 0 | 0 | 0 | 0 | 0 | 0 | 0 | 0 | 0 | 0 | 0 | 0 | 0 | 0 | 0 | 0 | 0 | 0 | 0 | 0 | 0
F10_Commercial_OR - College_Existing_Water Heating_Natural Gas_Commercial Laundry - Ozone Treatment_A_Achievable Economic RVT Potential | F10 | Commercial | OR - College | Existing | Water Heating | Natural Gas | Commercial Laundry - Ozone Treatment | A | Purchases (Incremental) | Achievable Economic RVT Potential | 0 | 0 | 0 | 0 | 0 | 0 | 0 | 0 | 0 | 0 | 0 | 0 | 0 | 0 | 0 | 0 | 0 | 0 | 0 | 0 | 0 | 0 | 0 | 0 | 0 | 0 | 0
F11_Commercial_OR - College_Existing_Water Heating_Natural Gas_Commercial Laundry - Ozone Treatment_A_Achievable Economic RVT Potential | F11 | Commercial | OR - College | Existing | Water Heating | Natural Gas | Commercial Laundry - Ozone Treatment | A | Purchases (Cumulative) | Achievable Economic RVT Potential | 0 | 0 | 0 | 0 | 0 | 0 | 0 | 0 | 0 | 0 | 0 | 0 | 0 | 0 | 0 | 0 | 0 | 0 | 0 | 0 | 0 | 0 | 0 | 0 | 0 | 0 | 0
F1_Commercial_OR - College_Existing_Water Heating_Natural Gas_Commercial Laundry - ENERGY STAR Washer_A_Achievable Economic RVT Potential | F1 | Commercial | OR - College | Existing | Water Heating | Natural Gas | Commercial Laundry - ENERGY STAR Washer | A | Integrated Unit Energy Savings (kWh or therms) | Achievable Economic RVT Potential | 0 | 0 | 34.0313 | 33.2359 | 32.4991 | 31.833 | 31.2352 | 30.6547 | 30.1206 | 29.6295 | 29.1788 | 28.7808 | 28.4571 | 28.2055 | 28.0438 | 27.8812 | 27.7623 | 27.6678 | 27.5938 | 27.5342 | 27.4919 | 27.4619 | 27.4406 | 27.4254 | 27.4048 | 27.3997 | 27.3955
F2_Commercial_OR - College_Existing_Water Heating_Natural Gas_Commercial Laundry - ENERGY STAR Washer_A_Achievable Economic RVT Potential | F2 | Commercial | OR - College | Existing | Water Heating | Natural Gas | Commercial Laundry - ENERGY STAR Washer | A | Integrated Unit Summer Peak Savings (kW) | Achievable Economic RVT Potential | 0 | 0 | 0 | 0 | 0 | 0 | 0 | 0 | 0 | 0 | 0 | 0 | 0 | 0 | 0 | 0 | 0 | 0 | 0 | 0 | 0 | 0 | 0 | 0 | 0 | 0 | 0
F3_Commercial_OR - College_Existing_Water Heating_Natural Gas_Commercial Laundry - ENERGY STAR Washer_A_Achievable Economic RVT Potential | F3 | Commercial | OR - College | Existing | Water Heating | Natural Gas | Commercial Laundry - ENERGY STAR Washer | A | Integrated Unit Winter Peak Savings (kW) | Achievable Economic RVT Potential | 0 | 0 | 0 | 0 | 0 | 0 | 0 | 0 | 0 | 0 | 0 | 0 | 0 | 0 | 0 | 0 | 0 | 0 | 0 | 0 | 0 | 0 | 0 | 0 | 0 | 0 | 0
F4_Commercial_OR - College_Existing_Water Heating_Natural Gas_Commercial Laundry - ENERGY STAR Washer_A_Achievable Economic RVT Potential | F4 | Commercial | OR - College | Existing | Water Heating | Natural Gas | Commercial Laundry - ENERGY STAR Washer | A | Incremental Energy Savings (MWh or mTherms) | Achievable Economic RVT Potential | 0 | 0 | 9.4655e-05 | 0.00013937 | 0.00020407 | 0.00026936 | 0.00034386 | 0.00046127 | 0.00054544 | 0.00047753 | 0.00036736 | 0.00017618 | 0 | 0 | 0 | 0 | 0 | 0 | 0 | 0 | 0 | 0 | 0 | 0 | 0 | 0 | 0
F5_Commercial_OR - College_Existing_Water Heating_Natural Gas_Commercial Laundry - ENERGY STAR Washer_A_Achievable Economic RVT Potential | F5 | Commercial | OR - College | Existing | Water Heating | Natural Gas | Commercial Laundry - ENERGY STAR Washer | A | Incremental Summer Peak Savings (MW) | Achievable Economic RVT Potential | 0 | 0 | 0 | 0 | 0 | 0 | 0 | 0 | 0 | 0 | 0 | 0 | 0 | 0 | 0 | 0 | 0 | 0 | 0 | 0 | 0 | 0 | 0 | 0 | 0 | 0 | 0
F6_Commercial_OR - College_Existing_Water Heating_Natural Gas_Commercial Laundry - ENERGY STAR Washer_A_Achievable Economic RVT Potential | F6 | Commercial | OR - College | Existing | Water Heating | Natural Gas | Commercial Laundry - ENERGY STAR Washer | A | Incremental Winter Peak Savings (MW) | Achievable Economic RVT Potential | 0 | 0 | 0 | 0 | 0 | 0 | 0 | 0 | 0 | 0 | 0 | 0 | 0 | 0 | 0 | 0 | 0 | 0 | 0 | 0 | 0 | 0 | 0 | 0 | 0 | 0 | 0
F7_Commercial_OR - College_Existing_Water Heating_Natural Gas_Commercial Laundry - ENERGY STAR Washer_A_Achievable Economic RVT Potential | F7 | Commercial | OR - College | Existing | Water Heating | Natural Gas | Commercial Laundry - ENERGY STAR Washer | A | Cumulative Energy Savings (MWh or mTherms) | Achievable Economic RVT Potential | 0 | 0 | 9.4655e-05 | 0.00023181 | 0.00043074 | 0.00069127 | 0.0010221 | 0.0014644 | 0.0019843 | 0.0024295 | 0.0027599 | 0.0028985 | 0.0028659 | 0.0028405 | 0.0028242 | 0.0028079 | 0.0027959 | 0.0027864 | 0.0027789 | 0.0027729 | 0.0027687 | 0.0027656 | 0.0027635 | 0.002762 | 0.0027599 | 0.0027594 | 0.002759
F8_Commercial_OR - College_Existing_Water Heating_Natural Gas_Commercial Laundry - ENERGY STAR Washer_A_Achievable Economic RVT Potential | F8 | Commercial | OR - College | Existing | Water Heating | Natural Gas | Commercial Laundry - ENERGY STAR Washer | A | Cumulative Summer Peak Savings (MW) | Achievable Economic RVT Potential | 0 | 0 | 0 | 0 | 0 | 0 | 0 | 0 | 0 | 0 | 0 | 0 | 0 | 0 | 0 | 0 | 0 | 0 | 0 | 0 | 0 | 0 | 0 | 0 | 0 | 0 | 0
F9_Commercial_OR - College_Existing_Water Heating_Natural Gas_Commercial Laundry - ENERGY STAR Washer_A_Achievable Economic RVT Potential | F9 | Commercial | OR - College | Existing | Water Heating | Natural Gas | Commercial Laundry - ENERGY STAR Washer | A | Cumulative Winter Peak Savings (MW) | Achievable Economic RVT Potential | 0 | 0 | 0 | 0 | 0 | 0 | 0 | 0 | 0 | 0 | 0 | 0 | 0 | 0 | 0 | 0 | 0 | 0 | 0 | 0 | 0 | 0 | 0 | 0 | 0 | 0 | 0
F10_Commercial_OR - College_Existing_Water Heating_Natural Gas_Commercial Laundry - ENERGY STAR Washer_A_Achievable Economic RVT Potential | F10 | Commercial | OR - College | Existing | Water Heating | Natural Gas | Commercial Laundry - ENERGY STAR Washer | A | Purchases (Incremental) | Achievable Economic RVT Potential | 0 | 0 | 0.0027814 | 0.0041932 | 0.0062792 | 0.0084616 | 0.011009 | 0.015047 | 0.018108 | 0.016117 | 0.01259 | 0.0061216 | 0 | 0 | 0 | 0 | 0 | 0 | 0 | 0 | 0 | 0 | 0 | 0 | 0 | 0 | 0
F11_Commercial_OR - College_Existing_Water Heating_Natural Gas_Commercial Laundry - ENERGY STAR Washer_A_Achievable Economic RVT Potential | F11 | Commercial | OR - College | Existing | Water Heating | Natural Gas | Commercial Laundry - ENERGY STAR Washer | A | Purchases (Cumulative) | Achievable Economic RVT Potential | 0 | 0 | 0.0027814 | 0.0069747 | 0.013254 | 0.021715 | 0.032724 | 0.047771 | 0.06588 | 0.081997 | 0.094586 | 0.10071 | 0.10071 | 0.10071 | 0.10071 | 0.10071 | 0.10071 | 0.10071 | 0.10071 | 0.10071 | 0.10071 | 0.10071 | 0.10071 | 0.10071 | 0.10071 | 0.10071 | 0.10071
F1_Commercial_OR - College_Existing_Water Heating_Natural Gas_Water Heater - Efficient Dishwasher_A_Achievable Economic RVT Potential | F1 | Commercial | OR - College | Existing | Water Heating | Natural Gas | Water Heater - Efficient Dishwasher | A | Integrated Unit Energy Savings (kWh or therms) | Achievable Economic RVT Potential | 0 | 0 | 98.5383 | 96.235 | 94.1016 | 92.1729 | 90.4422 | 88.7612 | 87.2147 | 85.7927 | 84.4877 | 83.3352 | 82.3981 | 81.6696 | 81.2013 | 80.7304 | 80.3862 | 80.1127 | 79.8983 | 79.7258 | 79.6032 | 79.5163 | 79.4547 | 79.4106 | 79.3512 | 79.3362 | 79.3242
F2_Commercial_OR - College_Existing_Water Heating_Natural Gas_Water Heater - Efficient Dishwasher_A_Achievable Economic RVT Potential | F2 | Commercial | OR - College | Existing | Water Heating | Natural Gas | Water Heater - Efficient Dishwasher | A | Integrated Unit Summer Peak Savings (kW) | Achievable Economic RVT Potential | 0 | 0 | 0 | 0 | 0 | 0 | 0 | 0 | 0 | 0 | 0 | 0 | 0 | 0 | 0 | 0 | 0 | 0 | 0 | 0 | 0 | 0 | 0 | 0 | 0 | 0 | 0
F3_Commercial_OR - College_Existing_Water Heating_Natural Gas_Water Heater - Efficient Dishwasher_A_Achievable Economic RVT Potential | F3 | Commercial | OR - College | Existing | Water Heating | Natural Gas | Water Heater - Efficient Dishwasher | A | Integrated Unit Winter Peak Savings (kW) | Achievable Economic RVT Potential | 0 | 0 | 0 | 0 | 0 | 0 | 0 | 0 | 0 | 0 | 0 | 0 | 0 | 0 | 0 | 0 | 0 | 0 | 0 | 0 | 0 | 0 | 0 | 0 | 0 | 0 | 0
F4_Commercial_OR - College_Existing_Water Heating_Natural Gas_Water Heater - Efficient Dishwasher_A_Achievable Economic RVT Potential | F4 | Commercial | OR - College | Existing | Water Heating | Natural Gas | Water Heater - Efficient Dishwasher | A | Incremental Energy Savings (MWh or mTherms) | Achievable Economic RVT Potential | 0 | 0 | 0.0098907 | 0.014563 | 0.021323 | 0.028146 | 0.035931 | 0.048199 | 0.056994 | 0.058509 | 0.051171 | 0.037293 | 0.022081 | 0.010308 | 0 | 0 | 0 | 0 | 0 | 0 | 0 | 0 | 0 | 0 | 0 | 0 | 0
F5_Commercial_OR - College_Existing_Water Heating_Natural Gas_Water Heater - Efficient Dishwasher_A_Achievable Economic RVT Potential | F5 | Commercial | OR - College | Existing | Water Heating | Natural Gas | Water Heater - Efficient Dishwasher | A | Incremental Summer Peak Savings (MW) | Achievable Economic RVT Potential | 0 | 0 | 0 | 0 | 0 | 0 | 0 | 0 | 0 | 0 | 0 | 0 | 0 | 0 | 0 | 0 | 0 | 0 | 0 | 0 | 0 | 0 | 0 | 0 | 0 | 0 | 0
F6_Commercial_OR - College_Existing_Water Heating_Natural Gas_Water Heater - Efficient Dishwasher_A_Achievable Economic RVT Potential | F6 | Commercial | OR - College | Existing | Water Heating | Natural Gas | Water Heater - Efficient Dishwasher | A | Incremental Winter Peak Savings (MW) | Achievable Economic RVT Potential | 0 | 0 | 0 | 0 | 0 | 0 | 0 | 0 | 0 | 0 | 0 | 0 | 0 | 0 | 0 | 0 | 0 | 0 | 0 | 0 | 0 | 0 | 0 | 0 | 0 | 0 | 0
F7_Commercial_OR - College_Existing_Water Heating_Natural Gas_Water Heater - Efficient Dishwasher_A_Achievable Economic RVT Potential | F7 | Commercial | OR - College | Existing | Water Heating | Natural Gas | Water Heater - Efficient Dishwasher | A | Cumulative Energy Savings (MWh or mTherms) | Achievable Economic RVT Potential | 0 | 0 | 0.0098907 | 0.024222 | 0.045009 | 0.072232 | 0.10681 | 0.15302 | 0.20735 | 0.26248 | 0.30965 | 0.34272 | 0.36095 | 0.36807 | 0.36596 | 0.36383 | 0.36228 | 0.36105 | 0.36008 | 0.35931 | 0.35875 | 0.35836 | 0.35809 | 0.35789 | 0.35762 | 0.35755 | 0.3575
F8_Commercial_OR - College_Existing_Water Heating_Natural Gas_Water Heater - Efficient Dishwasher_A_Achievable Economic RVT Potential | F8 | Commercial | OR - College | Existing | Water Heating | Natural Gas | Water Heater - Efficient Dishwasher | A | Cumulative Summer Peak Savings (MW) | Achievable Economic RVT Potential | 0 | 0 | 0 | 0 | 0 | 0 | 0 | 0 | 0 | 0 | 0 | 0 | 0 | 0 | 0 | 0 | 0 | 0 | 0 | 0 | 0 | 0 | 0 | 0 | 0 | 0 | 0
F9_Commercial_OR - College_Existing_Water Heating_Natural Gas_Water Heater - Efficient Dishwasher_A_Achievable Economic RVT Potential | F9 | Commercial | OR - College | Existing | Water Heating | Natural Gas | Water Heater - Efficient Dishwasher | A | Cumulative Winter Peak Savings (MW) | Achievable Economic RVT Potential | 0 | 0 | 0 | 0 | 0 | 0 | 0 | 0 | 0 | 0 | 0 | 0 | 0 | 0 | 0 | 0 | 0 | 0 | 0 | 0 | 0 | 0 | 0 | 0 | 0 | 0 | 0
F10_Commercial_OR - College_Existing_Water Heating_Natural Gas_Water Heater - Efficient Dishwasher_A_Achievable Economic RVT Potential | F10 | Commercial | OR - College | Existing | Water Heating | Natural Gas | Water Heater - Efficient Dishwasher | A | Purchases (Incremental) | Achievable Economic RVT Potential | 0 | 0 | 0.10037 | 0.15132 | 0.2266 | 0.30536 | 0.39728 | 0.54302 | 0.65349 | 0.68198 | 0.60566 | 0.44751 | 0.26798 | 0.12621 | 0 | 0 | 0 | 0 | 0 | 0 | 0 | 0 | 0 | 0 | 0 | 0 | 0
F11_Commercial_OR - College_Existing_Water Heating_Natural Gas_Water Heater - Efficient Dishwasher_A_Achievable Economic RVT Potential | F11 | Commercial | OR - College | Existing | Water Heating | Natural Gas | Water Heater - Efficient Dishwasher | A | Purchases (Cumulative) | Achievable Economic RVT Potential | 0 | 0 | 0.10037 | 0.2517 | 0.4783 | 0.78365 | 1.1809 | 1.7239 | 2.3774 | 3.0594 | 3.6651 | 4.1126 | 4.3806 | 4.5068 | 4.5068 | 4.5068 | 4.5068 | 4.5068 | 4.5068 | 4.5068 | 4.5068 | 4.5068 | 4.5068 | 4.5068 | 4.5068 | 4.5068 | 4.5068
F1_Commercial_OR - College_Existing_Water Heating_Natural Gas_Commercial Laundry - Alternative Dry-Cleaning Methods_A_Achievable Economic RVT Potential | F1 | Commercial | OR - College | Existing | Water Heating | Natural Gas | Commercial Laundry - Alternative Dry-Cleaning Methods | A | Integrated Unit Energy Savings (kWh or therms) | Achievable Economic RVT Potential | 0 | 0 | 0 | 0 | 0 | 0 | 0 | 0 | 0 | 0 | 0 | 0 | 0 | 0 | 0 | 0 | 0 | 0 | 0 | 0 | 0 | 0 | 0 | 0 | 0 | 0 | 0
F2_Commercial_OR - College_Existing_Water Heating_Natural Gas_Commercial Laundry - Alternative Dry-Cleaning Methods_A_Achievable Economic RVT Potential | F2 | Commercial | OR - College | Existing | Water Heating | Natural Gas | Commercial Laundry - Alternative Dry-Cleaning Methods | A | Integrated Unit Summer Peak Savings (kW) | Achievable Economic RVT Potential | 0 | 0 | 0 | 0 | 0 | 0 | 0 | 0 | 0 | 0 | 0 | 0 | 0 | 0 | 0 | 0 | 0 | 0 | 0 | 0 | 0 | 0 | 0 | 0 | 0 | 0 | 0
F3_Commercial_OR - College_Existing_Water Heating_Natural Gas_Commercial Laundry - Alternative Dry-Cleaning Methods_A_Achievable Economic RVT Potential | F3 | Commercial | OR - College | Existing | Water Heating | Natural Gas | Commercial Laundry - Alternative Dry-Cleaning Methods | A | Integrated Unit Winter Peak Savings (kW) | Achievable Economic RVT Potential | 0 | 0 | 0 | 0 | 0 | 0 | 0 | 0 | 0 | 0 | 0 | 0 | 0 | 0 | 0 | 0 | 0 | 0 | 0 | 0 | 0 | 0 | 0 | 0 | 0 | 0 | 0
F4_Commercial_OR - College_Existing_Water Heating_Natural Gas_Commercial Laundry - Alternative Dry-Cleaning Methods_A_Achievable Economic RVT Potential | F4 | Commercial | OR - College | Existing | Water Heating | Natural Gas | Commercial Laundry - Alternative Dry-Cleaning Methods | A | Incremental Energy Savings (MWh or mTherms) | Achievable Economic RVT Potential | 0 | 0 | 0 | 0 | 0 | 0 | 0 | 0 | 0 | 0 | 0 | 0 | 0 | 0 | 0 | 0 | 0 | 0 | 0 | 0 | 0 | 0 | 0 | 0 | 0 | 0 | 0
F5_Commercial_OR - College_Existing_Water Heating_Natural Gas_Commercial Laundry - Alternative Dry-Cleaning Methods_A_Achievable Economic RVT Potential | F5 | Commercial | OR - College | Existing | Water Heating | Natural Gas | Commercial Laundry - Alternative Dry-Cleaning Methods | A | Incremental Summer Peak Savings (MW) | Achievable Economic RVT Potential | 0 | 0 | 0 | 0 | 0 | 0 | 0 | 0 | 0 | 0 | 0 | 0 | 0 | 0 | 0 | 0 | 0 | 0 | 0 | 0 | 0 | 0 | 0 | 0 | 0 | 0 | 0
F6_Commercial_OR - College_Existing_Water Heating_Natural Gas_Commercial Laundry - Alternative Dry-Cleaning Methods_A_Achievable Economic RVT Potential | F6 | Commercial | OR - College | Existing | Water Heating | Natural Gas | Commercial Laundry - Alternative Dry-Cleaning Methods | A | Incremental Winter Peak Savings (MW) | Achievable Economic RVT Potential | 0 | 0 | 0 | 0 | 0 | 0 | 0 | 0 | 0 | 0 | 0 | 0 | 0 | 0 | 0 | 0 | 0 | 0 | 0 | 0 | 0 | 0 | 0 | 0 | 0 | 0 | 0
F7_Commercial_OR - College_Existing_Water Heating_Natural Gas_Commercial Laundry - Alternative Dry-Cleaning Methods_A_Achievable Economic RVT Potential | F7 | Commercial | OR - College | Existing | Water Heating | Natural Gas | Commercial Laundry - Alternative Dry-Cleaning Methods | A | Cumulative Energy Savings (MWh or mTherms) | Achievable Economic RVT Potential | 0 | 0 | 0 | 0 | 0 | 0 | 0 | 0 | 0 | 0 | 0 | 0 | 0 | 0 | 0 | 0 | 0 | 0 | 0 | 0 | 0 | 0 | 0 | 0 | 0 | 0 | 0
F8_Commercial_OR - College_Existing_Water Heating_Natural Gas_Commercial Laundry - Alternative Dry-Cleaning Methods_A_Achievable Economic RVT Potential | F8 | Commercial | OR - College | Existing | Water Heating | Natural Gas | Commercial Laundry - Alternative Dry-Cleaning Methods | A | Cumulative Summer Peak Savings (MW) | Achievable Economic RVT Potential | 0 | 0 | 0 | 0 | 0 | 0 | 0 | 0 | 0 | 0 | 0 | 0 | 0 | 0 | 0 | 0 | 0 | 0 | 0 | 0 | 0 | 0 | 0 | 0 | 0 | 0 | 0
F9_Commercial_OR - College_Existing_Water Heating_Natural Gas_Commercial Laundry - Alternative Dry-Cleaning Methods_A_Achievable Economic RVT Potential | F9 | Commercial | OR - College | Existing | Water Heating | Natural Gas | Commercial Laundry - Alternative Dry-Cleaning Methods | A | Cumulative Winter Peak Savings (MW) | Achievable Economic RVT Potential | 0 | 0 | 0 | 0 | 0 | 0 | 0 | 0 | 0 | 0 | 0 | 0 | 0 | 0 | 0 | 0 | 0 | 0 | 0 | 0 | 0 | 0 | 0 | 0 | 0 | 0 | 0
F10_Commercial_OR - College_Existing_Water Heating_Natural Gas_Commercial Laundry - Alternative Dry-Cleaning Methods_A_Achievable Economic RVT Potential | F10 | Commercial | OR - College | Existing | Water Heating | Natural Gas | Commercial Laundry - Alternative Dry-Cleaning Methods | A | Purchases (Incremental) | Achievable Economic RVT Potential | 0 | 0 | 0 | 0 | 0 | 0 | 0 | 0 | 0 | 0 | 0 | 0 | 0 | 0 | 0 | 0 | 0 | 0 | 0 | 0 | 0 | 0 | 0 | 0 | 0 | 0 | 0
F11_Commercial_OR - College_Existing_Water Heating_Natural Gas_Commercial Laundry - Alternative Dry-Cleaning Methods_A_Achievable Economic RVT Potential | F11 | Commercial | OR - College | Existing | Water Heating | Natural Gas | Commercial Laundry - Alternative Dry-Cleaning Methods | A | Purchases (Cumulative) | Achievable Economic RVT Potential | 0 | 0 | 0 | 0 | 0 | 0 | 0 | 0 | 0 | 0 | 0 | 0 | 0 | 0 | 0 | 0 | 0 | 0 | 0 | 0 | 0 | 0 | 0 | 0 | 0 | 0 | 0
F1_Commercial_OR - College_Existing_Space Heating_Natural Gas_Advanced Kitchen Ventilation Controls_A_Achievable Economic RVT Potential | F1 | Commercial | OR - College | Existing | Space Heating | Natural Gas | Advanced Kitchen Ventilation Controls | A | Integrated Unit Energy Savings (kWh or therms) | Achievable Economic RVT Potential | 0 | 0 | 0.04066 | 0.040504 | 0.040339 | 0.040166 | 0.039983 | 0.039786 | 0.039574 | 0.039345 | 0.039097 | 0.038832 | 0.038556 | 0.038274 | 0.037997 | 0.037736 | 0.037499 | 0.037294 | 0.037123 | 0.036978 | 0.036864 | 0.036762 | 0.036714 | 0.036669 | 0.036629 | 0.036592 | 0.036559
F2_Commercial_OR - College_Existing_Space Heating_Natural Gas_Advanced Kitchen Ventilation Controls_A_Achievable Economic RVT Potential | F2 | Commercial | OR - College | Existing | Space Heating | Natural Gas | Advanced Kitchen Ventilation Controls | A | Integrated Unit Summer Peak Savings (kW) | Achievable Economic RVT Potential | 0 | 0 | 0 | 0 | 0 | 0 | 0 | 0 | 0 | 0 | 0 | 0 | 0 | 0 | 0 | 0 | 0 | 0 | 0 | 0 | 0 | 0 | 0 | 0 | 0 | 0 | 0
F3_Commercial_OR - College_Existing_Space Heating_Natural Gas_Advanced Kitchen Ventilation Controls_A_Achievable Economic RVT Potential | F3 | Commercial | OR - College | Existing | Space Heating | Natural Gas | Advanced Kitchen Ventilation Controls | A | Integrated Unit Winter Peak Savings (kW) | Achievable Economic RVT Potential | 0 | 0 | 0 | 0 | 0 | 0 | 0 | 0 | 0 | 0 | 0 | 0 | 0 | 0 | 0 | 0 | 0 | 0 | 0 | 0 | 0 | 0 | 0 | 0 | 0 | 0 | 0
F4_Commercial_OR - College_Existing_Space Heating_Natural Gas_Advanced Kitchen Ventilation Controls_A_Achievable Economic RVT Potential | F4 | Commercial | OR - College | Existing | Space Heating | Natural Gas | Advanced Kitchen Ventilation Controls | A | Incremental Energy Savings (MWh or mTherms) | Achievable Economic RVT Potential | 0 | 0 | 0 | 0 | 0 | 0 | 0 | 0 | 0 | 0 | 0 | 0 | 0 | 0 | 0 | 0 | 0 | 0 | 0 | 0 | 0 | 0 | 0 | 0 | 0 | 0 | 0
F5_Commercial_OR - College_Existing_Space Heating_Natural Gas_Advanced Kitchen Ventilation Controls_A_Achievable Economic RVT Potential | F5 | Commercial | OR - College | Existing | Space Heating | Natural Gas | Advanced Kitchen Ventilation Controls | A | Incremental Summer Peak Savings (MW) | Achievable Economic RVT Potential | 0 | 0 | 0 | 0 | 0 | 0 | 0 | 0 | 0 | 0 | 0 | 0 | 0 | 0 | 0 | 0 | 0 | 0 | 0 | 0 | 0 | 0 | 0 | 0 | 0 | 0 | 0
F6_Commercial_OR - College_Existing_Space Heating_Natural Gas_Advanced Kitchen Ventilation Controls_A_Achievable Economic RVT Potential | F6 | Commercial | OR - College | Existing | Space Heating | Natural Gas | Advanced Kitchen Ventilation Controls | A | Incremental Winter Peak Savings (MW) | Achievable Economic RVT Potential | 0 | 0 | 0 | 0 | 0 | 0 | 0 | 0 | 0 | 0 | 0 | 0 | 0 | 0 | 0 | 0 | 0 | 0 | 0 | 0 | 0 | 0 | 0 | 0 | 0 | 0 | 0
F7_Commercial_OR - College_Existing_Space Heating_Natural Gas_Advanced Kitchen Ventilation Controls_A_Achievable Economic RVT Potential | F7 | Commercial | OR - College | Existing | Space Heating | Natural Gas | Advanced Kitchen Ventilation Controls | A | Cumulative Energy Savings (MWh or mTherms) | Achievable Economic RVT Potential | 0 | 0 | 0 | 0 | 0 | 0 | 0 | 0 | 0 | 0 | 0 | 0 | 0 | 0 | 0 | 0 | 0 | 0 | 0 | 0 | 0 | 0 | 0 | 0 | 0 | 0 | 0
F8_Commercial_OR - College_Existing_Space Heating_Natural Gas_Advanced Kitchen Ventilation Controls_A_Achievable Economic RVT Potential | F8 | Commercial | OR - College | Existing | Space Heating | Natural Gas | Advanced Kitchen Ventilation Controls | A | Cumulative Summer Peak Savings (MW) | Achievable Economic RVT Potential | 0 | 0 | 0 | 0 | 0 | 0 | 0 | 0 | 0 | 0 | 0 | 0 | 0 | 0 | 0 | 0 | 0 | 0 | 0 | 0 | 0 | 0 | 0 | 0 | 0 | 0 | 0
F9_Commercial_OR - College_Existing_Space Heating_Natural Gas_Advanced Kitchen Ventilation Controls_A_Achievable Economic RVT Potential | F9 | Commercial | OR - College | Existing | Space Heating | Natural Gas | Advanced Kitchen Ventilation Controls | A | Cumulative Winter Peak Savings (MW) | Achievable Economic RVT Potential | 0 | 0 | 0 | 0 | 0 | 0 | 0 | 0 | 0 | 0 | 0 | 0 | 0 | 0 | 0 | 0 | 0 | 0 | 0 | 0 | 0 | 0 | 0 | 0 | 0 | 0 | 0
F10_Commercial_OR - College_Existing_Space Heating_Natural Gas_Advanced Kitchen Ventilation Controls_A_Achievable Economic RVT Potential | F10 | Commercial | OR - College | Existing | Space Heating | Natural Gas | Advanced Kitchen Ventilation Controls | A | Purchases (Incremental) | Achievable Economic RVT Potential | 0 | 0 | 0 | 0 | 0 | 0 | 0 | 0 | 0 | 0 | 0 | 0 | 0 | 0 | 0 | 0 | 0 | 0 | 0 | 0 | 0 | 0 | 0 | 0 | 0 | 0 | 0
F11_Commercial_OR - College_Existing_Space Heating_Natural Gas_Advanced Kitchen Ventilation Controls_A_Achievable Economic RVT Potential | F11 | Commercial | OR - College | Existing | Space Heating | Natural Gas | Advanced Kitchen Ventilation Controls | A | Purchases (Cumulative) | Achievable Economic RVT Potential | 0 | 0 | 0 | 0 | 0 | 0 | 0 | 0 | 0 | 0 | 0 | 0 | 0 | 0 | 0 | 0 | 0 | 0 | 0 | 0 | 0 | 0 | 0 | 0 | 0 | 0 | 0
F1_Commercial_OR - College_Existing_Space Heating_Natural Gas_Infiltration Control - Loading Dock Sealing_A_Achievable Economic RVT Potential | F1 | Commercial | OR - College | Existing | Space Heating | Natural Gas | Infiltration Control - Loading Dock Sealing | A | Integrated Unit Energy Savings (kWh or therms) | Achievable Economic RVT Potential | 0 | 0 | 212.8714 | 210.1193 | 207.1228 | 203.9256 | 200.4675 | 196.6763 | 192.5319 | 188.0374 | 183.2264 | 178.1821 | 173.1223 | 168.1543 | 163.392 | 158.9514 | 154.9775 | 151.8383 | 149.5529 | 147.6847 | 146.3441 | 145.1244 | 144.9311 | 144.7549 | 144.5943 | 144.4479 | 144.3145
F2_Commercial_OR - College_Existing_Space Heating_Natural Gas_Infiltration Control - Loading Dock Sealing_A_Achievable Economic RVT Potential | F2 | Commercial | OR - College | Existing | Space Heating | Natural Gas | Infiltration Control - Loading Dock Sealing | A | Integrated Unit Summer Peak Savings (kW) | Achievable Economic RVT Potential | 0 | 0 | 0 | 0 | 0 | 0 | 0 | 0 | 0 | 0 | 0 | 0 | 0 | 0 | 0 | 0 | 0 | 0 | 0 | 0 | 0 | 0 | 0 | 0 | 0 | 0 | 0
F3_Commercial_OR - College_Existing_Space Heating_Natural Gas_Infiltration Control - Loading Dock Sealing_A_Achievable Economic RVT Potential | F3 | Commercial | OR - College | Existing | Space Heating | Natural Gas | Infiltration Control - Loading Dock Sealing | A | Integrated Unit Winter Peak Savings (kW) | Achievable Economic RVT Potential | 0 | 0 | 0 | 0 | 0 | 0 | 0 | 0 | 0 | 0 | 0 | 0 | 0 | 0 | 0 | 0 | 0 | 0 | 0 | 0 | 0 | 0 | 0 | 0 | 0 | 0 | 0
F4_Commercial_OR - College_Existing_Space Heating_Natural Gas_Infiltration Control - Loading Dock Sealing_A_Achievable Economic RVT Potential | F4 | Commercial | OR - College | Existing | Space Heating | Natural Gas | Infiltration Control - Loading Dock Sealing | A | Incremental Energy Savings (MWh or mTherms) | Achievable Economic RVT Potential | 0 | 0 | 0 | 0 | 0 | 0 | 0 | 0 | 0 | 0 | 0 | 0 | 0 | 0 | 0 | 0 | 0 | 0 | 0 | 0 | 0 | 0 | 0 | 0 | 0 | 0 | 0
F5_Commercial_OR - College_Existing_Space Heating_Natural Gas_Infiltration Control - Loading Dock Sealing_A_Achievable Economic RVT Potential | F5 | Commercial | OR - College | Existing | Space Heating | Natural Gas | Infiltration Control - Loading Dock Sealing | A | Incremental Summer Peak Savings (MW) | Achievable Economic RVT Potential | 0 | 0 | 0 | 0 | 0 | 0 | 0 | 0 | 0 | 0 | 0 | 0 | 0 | 0 | 0 | 0 | 0 | 0 | 0 | 0 | 0 | 0 | 0 | 0 | 0 | 0 | 0
F6_Commercial_OR - College_Existing_Space Heating_Natural Gas_Infiltration Control - Loading Dock Sealing_A_Achievable Economic RVT Potential | F6 | Commercial | OR - College | Existing | Space Heating | Natural Gas | Infiltration Control - Loading Dock Sealing | A | Incremental Winter Peak Savings (MW) | Achievable Economic RVT Potential | 0 | 0 | 0 | 0 | 0 | 0 | 0 | 0 | 0 | 0 | 0 | 0 | 0 | 0 | 0 | 0 | 0 | 0 | 0 | 0 | 0 | 0 | 0 | 0 | 0 | 0 | 0
F7_Commercial_OR - College_Existing_Space Heating_Natural Gas_Infiltration Control - Loading Dock Sealing_A_Achievable Economic RVT Potential | F7 | Commercial | OR - College | Existing | Space Heating | Natural Gas | Infiltration Control - Loading Dock Sealing | A | Cumulative Energy Savings (MWh or mTherms) | Achievable Economic RVT Potential | 0 | 0 | 0 | 0 | 0 | 0 | 0 | 0 | 0 | 0 | 0 | 0 | 0 | 0 | 0 | 0 | 0 | 0 | 0 | 0 | 0 | 0 | 0 | 0 | 0 | 0 | 0
F8_Commercial_OR - College_Existing_Space Heating_Natural Gas_Infiltration Control - Loading Dock Sealing_A_Achievable Economic RVT Potential | F8 | Commercial | OR - College | Existing | Space Heating | Natural Gas | Infiltration Control - Loading Dock Sealing | A | Cumulative Summer Peak Savings (MW) | Achievable Economic RVT Potential | 0 | 0 | 0 | 0 | 0 | 0 | 0 | 0 | 0 | 0 | 0 | 0 | 0 | 0 | 0 | 0 | 0 | 0 | 0 | 0 | 0 | 0 | 0 | 0 | 0 | 0 | 0
F9_Commercial_OR - College_Existing_Space Heating_Natural Gas_Infiltration Control - Loading Dock Sealing_A_Achievable Economic RVT Potential | F9 | Commercial | OR - College | Existing | Space Heating | Natural Gas | Infiltration Control - Loading Dock Sealing | A | Cumulative Winter Peak Savings (MW) | Achievable Economic RVT Potential | 0 | 0 | 0 | 0 | 0 | 0 | 0 | 0 | 0 | 0 | 0 | 0 | 0 | 0 | 0 | 0 | 0 | 0 | 0 | 0 | 0 | 0 | 0 | 0 | 0 | 0 | 0
F10_Commercial_OR - College_Existing_Space Heating_Natural Gas_Infiltration Control - Loading Dock Sealing_A_Achievable Economic RVT Potential | F10 | Commercial | OR - College | Existing | Space Heating | Natural Gas | Infiltration Control - Loading Dock Sealing | A | Purchases (Incremental) | Achievable Economic RVT Potential | 0 | 0 | 0 | 0 | 0 | 0 | 0 | 0 | 0 | 0 | 0 | 0 | 0 | 0 | 0 | 0 | 0 | 0 | 0 | 0 | 0 | 0 | 0 | 0 | 0 | 0 | 0
F11_Commercial_OR - College_Existing_Space Heating_Natural Gas_Infiltration Control - Loading Dock Sealing_A_Achievable Economic RVT Potential | F11 | Commercial | OR - College | Existing | Space Heating | Natural Gas | Infiltration Control - Loading Dock Sealing | A | Purchases (Cumulative) | Achievable Economic RVT Potential | 0 | 0 | 0 | 0 | 0 | 0 | 0 | 0 | 0 | 0 | 0 | 0 | 0 | 0 | 0 | 0 | 0 | 0 | 0 | 0 | 0 | 0 | 0 | 0 | 0 | 0 | 0
F1_Commercial_OR - College_Existing_Space Heating_Natural Gas_Greenhouse Heat Curtain_A_Achievable Economic RVT Potential | F1 | Commercial | OR - College | Existing | Space Heating | Natural Gas | Greenhouse Heat Curtain | A | Integrated Unit Energy Savings (kWh or therms) | Achievable Economic RVT Potential | 0 | 0 | 186.3735 | 184.7456 | 183.0352 | 181.2571 | 179.3839 | 177.3878 | 175.252 | 172.9613 | 170.5082 | 167.9124 | 165.2195 | 162.4909 | 159.8127 | 157.2699 | 154.9379 | 153.0821 | 151.7231 | 150.5723 | 149.6999 | 148.8885 | 148.6913 | 148.5115 | 148.3477 | 148.1983 | 148.0622
F2_Commercial_OR - College_Existing_Space Heating_Natural Gas_Greenhouse Heat Curtain_A_Achievable Economic RVT Potential | F2 | Commercial | OR - College | Existing | Space Heating | Natural Gas | Greenhouse Heat Curtain | A | Integrated Unit Summer Peak Savings (kW) | Achievable Economic RVT Potential | 0 | 0 | 0 | 0 | 0 | 0 | 0 | 0 | 0 | 0 | 0 | 0 | 0 | 0 | 0 | 0 | 0 | 0 | 0 | 0 | 0 | 0 | 0 | 0 | 0 | 0 | 0
F3_Commercial_OR - College_Existing_Space Heating_Natural Gas_Greenhouse Heat Curtain_A_Achievable Economic RVT Potential | F3 | Commercial | OR - College | Existing | Space Heating | Natural Gas | Greenhouse Heat Curtain | A | Integrated Unit Winter Peak Savings (kW) | Achievable Economic RVT Potential | 0 | 0 | 0 | 0 | 0 | 0 | 0 | 0 | 0 | 0 | 0 | 0 | 0 | 0 | 0 | 0 | 0 | 0 | 0 | 0 | 0 | 0 | 0 | 0 | 0 | 0 | 0
F4_Commercial_OR - College_Existing_Space Heating_Natural Gas_Greenhouse Heat Curtain_A_Achievable Economic RVT Potential | F4 | Commercial | OR - College | Existing | Space Heating | Natural Gas | Greenhouse Heat Curtain | A | Incremental Energy Savings (MWh or mTherms) | Achievable Economic RVT Potential | 0 | 0 | 0 | 0 | 0 | 0 | 0 | 0 | 0 | 0 | 0 | 0 | 0 | 0 | 0 | 0 | 0 | 0 | 0 | 0 | 0 | 0 | 0 | 0 | 0 | 0 | 0
F5_Commercial_OR - College_Existing_Space Heating_Natural Gas_Greenhouse Heat Curtain_A_Achievable Economic RVT Potential | F5 | Commercial | OR - College | Existing | Space Heating | Natural Gas | Greenhouse Heat Curtain | A | Incremental Summer Peak Savings (MW) | Achievable Economic RVT Potential | 0 | 0 | 0 | 0 | 0 | 0 | 0 | 0 | 0 | 0 | 0 | 0 | 0 | 0 | 0 | 0 | 0 | 0 | 0 | 0 | 0 | 0 | 0 | 0 | 0 | 0 | 0
F6_Commercial_OR - College_Existing_Space Heating_Natural Gas_Greenhouse Heat Curtain_A_Achievable Economic RVT Potential | F6 | Commercial | OR - College | Existing | Space Heating | Natural Gas | Greenhouse Heat Curtain | A | Incremental Winter Peak Savings (MW) | Achievable Economic RVT Potential | 0 | 0 | 0 | 0 | 0 | 0 | 0 | 0 | 0 | 0 | 0 | 0 | 0 | 0 | 0 | 0 | 0 | 0 | 0 | 0 | 0 | 0 | 0 | 0 | 0 | 0 | 0
F7_Commercial_OR - College_Existing_Space Heating_Natural Gas_Greenhouse Heat Curtain_A_Achievable Economic RVT Potential | F7 | Commercial | OR - College | Existing | Space Heating | Natural Gas | Greenhouse Heat Curtain | A | Cumulative Energy Savings (MWh or mTherms) | Achievable Economic RVT Potential | 0 | 0 | 0 | 0 | 0 | 0 | 0 | 0 | 0 | 0 | 0 | 0 | 0 | 0 | 0 | 0 | 0 | 0 | 0 | 0 | 0 | 0 | 0 | 0 | 0 | 0 | 0
F8_Commercial_OR - College_Existing_Space Heating_Natural Gas_Greenhouse Heat Curtain_A_Achievable Economic RVT Potential | F8 | Commercial | OR - College | Existing | Space Heating | Natural Gas | Greenhouse Heat Curtain | A | Cumulative Summer Peak Savings (MW) | Achievable Economic RVT Potential | 0 | 0 | 0 | 0 | 0 | 0 | 0 | 0 | 0 | 0 | 0 | 0 | 0 | 0 | 0 | 0 | 0 | 0 | 0 | 0 | 0 | 0 | 0 | 0 | 0 | 0 | 0
F9_Commercial_OR - College_Existing_Space Heating_Natural Gas_Greenhouse Heat Curtain_A_Achievable Economic RVT Potential | F9 | Commercial | OR - College | Existing | Space Heating | Natural Gas | Greenhouse Heat Curtain | A | Cumulative Winter Peak Savings (MW) | Achievable Economic RVT Potential | 0 | 0 | 0 | 0 | 0 | 0 | 0 | 0 | 0 | 0 | 0 | 0 | 0 | 0 | 0 | 0 | 0 | 0 | 0 | 0 | 0 | 0 | 0 | 0 | 0 | 0 | 0
F10_Commercial_OR - College_Existing_Space Heating_Natural Gas_Greenhouse Heat Curtain_A_Achievable Economic RVT Potential | F10 | Commercial | OR - College | Existing | Space Heating | Natural Gas | Greenhouse Heat Curtain | A | Purchases (Incremental) | Achievable Economic RVT Potential | 0 | 0 | 0 | 0 | 0 | 0 | 0 | 0 | 0 | 0 | 0 | 0 | 0 | 0 | 0 | 0 | 0 | 0 | 0 | 0 | 0 | 0 | 0 | 0 | 0 | 0 | 0
F11_Commercial_OR - College_Existing_Space Heating_Natural Gas_Greenhouse Heat Curtain_A_Achievable Economic RVT Potential | F11 | Commercial | OR - College | Existing | Space Heating | Natural Gas | Greenhouse Heat Curtain | A | Purchases (Cumulative) | Achievable Economic RVT Potential | 0 | 0 | 0 | 0 | 0 | 0 | 0 | 0 | 0 | 0 | 0 | 0 | 0 | 0 | 0 | 0 | 0 | 0 | 0 | 0 | 0 | 0 | 0 | 0 | 0 | 0 | 0
F1_Commercial_OR - College_Existing_Space Heating_Natural Gas_Ventilation - Parking Garages, Demand Controlled_A_Achievable Economic RVT Potential | F1 | Commercial | OR - College | Existing | Space Heating | Natural Gas | Ventilation - Parking Garages, Demand Controlled | A | Integrated Unit Energy Savings (kWh or therms) | Achievable Economic RVT Potential | 0 | 0 | 0 | 0 | 0 | 0 | 0 | 0 | 0 | 0 | 0 | 0 | 0 | 0 | 0 | 0 | 0 | 0 | 0 | 0 | 0 | 0 | 0 | 0 | 0 | 0 | 0
F2_Commercial_OR - College_Existing_Space Heating_Natural Gas_Ventilation - Parking Garages, Demand Controlled_A_Achievable Economic RVT Potential | F2 | Commercial | OR - College | Existing | Space Heating | Natural Gas | Ventilation - Parking Garages, Demand Controlled | A | Integrated Unit Summer Peak Savings (kW) | Achievable Economic RVT Potential | 0 | 0 | 0 | 0 | 0 | 0 | 0 | 0 | 0 | 0 | 0 | 0 | 0 | 0 | 0 | 0 | 0 | 0 | 0 | 0 | 0 | 0 | 0 | 0 | 0 | 0 | 0
F3_Commercial_OR - College_Existing_Space Heating_Natural Gas_Ventilation - Parking Garages, Demand Controlled_A_Achievable Economic RVT Potential | F3 | Commercial | OR - College | Existing | Space Heating | Natural Gas | Ventilation - Parking Garages, Demand Controlled | A | Integrated Unit Winter Peak Savings (kW) | Achievable Economic RVT Potential | 0 | 0 | 0 | 0 | 0 | 0 | 0 | 0 | 0 | 0 | 0 | 0 | 0 | 0 | 0 | 0 | 0 | 0 | 0 | 0 | 0 | 0 | 0 | 0 | 0 | 0 | 0
F4_Commercial_OR - College_Existing_Space Heating_Natural Gas_Ventilation - Parking Garages, Demand Controlled_A_Achievable Economic RVT Potential | F4 | Commercial | OR - College | Existing | Space Heating | Natural Gas | Ventilation - Parking Garages, Demand Controlled | A | Incremental Energy Savings (MWh or mTherms) | Achievable Economic RVT Potential | 0 | 0 | 0 | 0 | 0 | 0 | 0 | 0 | 0 | 0 | 0 | 0 | 0 | 0 | 0 | 0 | 0 | 0 | 0 | 0 | 0 | 0 | 0 | 0 | 0 | 0 | 0
F5_Commercial_OR - College_Existing_Space Heating_Natural Gas_Ventilation - Parking Garages, Demand Controlled_A_Achievable Economic RVT Potential | F5 | Commercial | OR - College | Existing | Space Heating | Natural Gas | Ventilation - Parking Garages, Demand Controlled | A | Incremental Summer Peak Savings (MW) | Achievable Economic RVT Potential | 0 | 0 | 0 | 0 | 0 | 0 | 0 | 0 | 0 | 0 | 0 | 0 | 0 | 0 | 0 | 0 | 0 | 0 | 0 | 0 | 0 | 0 | 0 | 0 | 0 | 0 | 0
F6_Commercial_OR - College_Existing_Space Heating_Natural Gas_Ventilation - Parking Garages, Demand Controlled_A_Achievable Economic RVT Potential | F6 | Commercial | OR - College | Existing | Space Heating | Natural Gas | Ventilation - Parking Garages, Demand Controlled | A | Incremental Winter Peak Savings (MW) | Achievable Economic RVT Potential | 0 | 0 | 0 | 0 | 0 | 0 | 0 | 0 | 0 | 0 | 0 | 0 | 0 | 0 | 0 | 0 | 0 | 0 | 0 | 0 | 0 | 0 | 0 | 0 | 0 | 0 | 0
F7_Commercial_OR - College_Existing_Space Heating_Natural Gas_Ventilation - Parking Garages, Demand Controlled_A_Achievable Economic RVT Potential | F7 | Commercial | OR - College | Existing | Space Heating | Natural Gas | Ventilation - Parking Garages, Demand Controlled | A | Cumulative Energy Savings (MWh or mTherms) | Achievable Economic RVT Potential | 0 | 0 | 0 | 0 | 0 | 0 | 0 | 0 | 0 | 0 | 0 | 0 | 0 | 0 | 0 | 0 | 0 | 0 | 0 | 0 | 0 | 0 | 0 | 0 | 0 | 0 | 0
F8_Commercial_OR - College_Existing_Space Heating_Natural Gas_Ventilation - Parking Garages, Demand Controlled_A_Achievable Economic RVT Potential | F8 | Commercial | OR - College | Existing | Space Heating | Natural Gas | Ventilation - Parking Garages, Demand Controlled | A | Cumulative Summer Peak Savings (MW) | Achievable Economic RVT Potential | 0 | 0 | 0 | 0 | 0 | 0 | 0 | 0 | 0 | 0 | 0 | 0 | 0 | 0 | 0 | 0 | 0 | 0 | 0 | 0 | 0 | 0 | 0 | 0 | 0 | 0 | 0
F9_Commercial_OR - College_Existing_Space Heating_Natural Gas_Ventilation - Parking Garages, Demand Controlled_A_Achievable Economic RVT Potential | F9 | Commercial | OR - College | Existing | Space Heating | Natural Gas | Ventilation - Parking Garages, Demand Controlled | A | Cumulative Winter Peak Savings (MW) | Achievable Economic RVT Potential | 0 | 0 | 0 | 0 | 0 | 0 | 0 | 0 | 0 | 0 | 0 | 0 | 0 | 0 | 0 | 0 | 0 | 0 | 0 | 0 | 0 | 0 | 0 | 0 | 0 | 0 | 0
F10_Commercial_OR - College_Existing_Space Heating_Natural Gas_Ventilation - Parking Garages, Demand Controlled_A_Achievable Economic RVT Potential | F10 | Commercial | OR - College | Existing | Space Heating | Natural Gas | Ventilation - Parking Garages, Demand Controlled | A | Purchases (Incremental) | Achievable Economic RVT Potential | 0 | 0 | 0 | 0 | 0 | 0 | 0 | 0 | 0 | 0 | 0 | 0 | 0 | 0 | 0 | 0 | 0 | 0 | 0 | 0 | 0 | 0 | 0 | 0 | 0 | 0 | 0
F11_Commercial_OR - College_Existing_Space Heating_Natural Gas_Ventilation - Parking Garages, Demand Controlled_A_Achievable Economic RVT Potential | F11 | Commercial | OR - College | Existing | Space Heating | Natural Gas | Ventilation - Parking Garages, Demand Controlled | A | Purchases (Cumulative) | Achievable Economic RVT Potential | 0 | 0 | 0 | 0 | 0 | 0 | 0 | 0 | 0 | 0 | 0 | 0 | 0 | 0 | 0 | 0 | 0 | 0 | 0 | 0 | 0 | 0 | 0 | 0 | 0 | 0 | 0
F1_Commercial_OR - College_Existing_Miscellaneous_Natural Gas_Pool Heater - Night Covers_A_Achievable Economic RVT Potential | F1 | Commercial | OR - College | Existing | Miscellaneous | Natural Gas | Pool Heater - Night Covers | A | Integrated Unit Energy Savings (kWh or therms) | Achievable Economic RVT Potential | 0 | 0 | 0.0011799 | 0.0011799 | 0.0011799 | 0.0011799 | 0.0011799 | 0.0011799 | 0.0011799 | 0.0011799 | 0.0011799 | 0.0011799 | 0.0011799 | 0.0011799 | 0.0011799 | 0.0011799 | 0.0011799 | 0.0011799 | 0.0011799 | 0.0011799 | 0.0011799 | 0.0011799 | 0.0011799 | 0.0011799 | 0.0011799 | 0.0011799 | 0.0011799
F2_Commercial_OR - College_Existing_Miscellaneous_Natural Gas_Pool Heater - Night Covers_A_Achievable Economic RVT Potential | F2 | Commercial | OR - College | Existing | Miscellaneous | Natural Gas | Pool Heater - Night Covers | A | Integrated Unit Summer Peak Savings (kW) | Achievable Economic RVT Potential | 0 | 0 | 0 | 0 | 0 | 0 | 0 | 0 | 0 | 0 | 0 | 0 | 0 | 0 | 0 | 0 | 0 | 0 | 0 | 0 | 0 | 0 | 0 | 0 | 0 | 0 | 0
F3_Commercial_OR - College_Existing_Miscellaneous_Natural Gas_Pool Heater - Night Covers_A_Achievable Economic RVT Potential | F3 | Commercial | OR - College | Existing | Miscellaneous | Natural Gas | Pool Heater - Night Covers | A | Integrated Unit Winter Peak Savings (kW) | Achievable Economic RVT Potential | 0 | 0 | 0 | 0 | 0 | 0 | 0 | 0 | 0 | 0 | 0 | 0 | 0 | 0 | 0 | 0 | 0 | 0 | 0 | 0 | 0 | 0 | 0 | 0 | 0 | 0 | 0
F4_Commercial_OR - College_Existing_Miscellaneous_Natural Gas_Pool Heater - Night Covers_A_Achievable Economic RVT Potential | F4 | Commercial | OR - College | Existing | Miscellaneous | Natural Gas | Pool Heater - Night Covers | A | Incremental Energy Savings (MWh or mTherms) | Achievable Economic RVT Potential | 0 | 0 | 0 | 0 | 0 | 0 | 0 | 0 | 0 | 0 | 0 | 0 | 0 | 0 | 0 | 0 | 0 | 0 | 0 | 0 | 0 | 0 | 0 | 0 | 0 | 0 | 0
F5_Commercial_OR - College_Existing_Miscellaneous_Natural Gas_Pool Heater - Night Covers_A_Achievable Economic RVT Potential | F5 | Commercial | OR - College | Existing | Miscellaneous | Natural Gas | Pool Heater - Night Covers | A | Incremental Summer Peak Savings (MW) | Achievable Economic RVT Potential | 0 | 0 | 0 | 0 | 0 | 0 | 0 | 0 | 0 | 0 | 0 | 0 | 0 | 0 | 0 | 0 | 0 | 0 | 0 | 0 | 0 | 0 | 0 | 0 | 0 | 0 | 0
F6_Commercial_OR - College_Existing_Miscellaneous_Natural Gas_Pool Heater - Night Covers_A_Achievable Economic RVT Potential | F6 | Commercial | OR - College | Existing | Miscellaneous | Natural Gas | Pool Heater - Night Covers | A | Incremental Winter Peak Savings (MW) | Achievable Economic RVT Potential | 0 | 0 | 0 | 0 | 0 | 0 | 0 | 0 | 0 | 0 | 0 | 0 | 0 | 0 | 0 | 0 | 0 | 0 | 0 | 0 | 0 | 0 | 0 | 0 | 0 | 0 | 0
F7_Commercial_OR - College_Existing_Miscellaneous_Natural Gas_Pool Heater - Night Covers_A_Achievable Economic RVT Potential | F7 | Commercial | OR - College | Existing | Miscellaneous | Natural Gas | Pool Heater - Night Covers | A | Cumulative Energy Savings (MWh or mTherms) | Achievable Economic RVT Potential | 0 | 0 | 0 | 0 | 0 | 0 | 0 | 0 | 0 | 0 | 0 | 0 | 0 | 0 | 0 | 0 | 0 | 0 | 0 | 0 | 0 | 0 | 0 | 0 | 0 | 0 | 0
F8_Commercial_OR - College_Existing_Miscellaneous_Natural Gas_Pool Heater - Night Covers_A_Achievable Economic RVT Potential | F8 | Commercial | OR - College | Existing | Miscellaneous | Natural Gas | Pool Heater - Night Covers | A | Cumulative Summer Peak Savings (MW) | Achievable Economic RVT Potential | 0 | 0 | 0 | 0 | 0 | 0 | 0 | 0 | 0 | 0 | 0 | 0 | 0 | 0 | 0 | 0 | 0 | 0 | 0 | 0 | 0 | 0 | 0 | 0 | 0 | 0 | 0
F9_Commercial_OR - College_Existing_Miscellaneous_Natural Gas_Pool Heater - Night Covers_A_Achievable Economic RVT Potential | F9 | Commercial | OR - College | Existing | Miscellaneous | Natural Gas | Pool Heater - Night Covers | A | Cumulative Winter Peak Savings (MW) | Achievable Economic RVT Potential | 0 | 0 | 0 | 0 | 0 | 0 | 0 | 0 | 0 | 0 | 0 | 0 | 0 | 0 | 0 | 0 | 0 | 0 | 0 | 0 | 0 | 0 | 0 | 0 | 0 | 0 | 0
F10_Commercial_OR - College_Existing_Miscellaneous_Natural Gas_Pool Heater - Night Covers_A_Achievable Economic RVT Potential | F10 | Commercial | OR - College | Existing | Miscellaneous | Natural Gas | Pool Heater - Night Covers | A | Purchases (Incremental) | Achievable Economic RVT Potential | 0 | 0 | 0 | 0 | 0 | 0 | 0 | 0 | 0 | 0 | 0 | 0 | 0 | 0 | 0 | 0 | 0 | 0 | 0 | 0 | 0 | 0 | 0 | 0 | 0 | 0 | 0
F11_Commercial_OR - College_Existing_Miscellaneous_Natural Gas_Pool Heater - Night Covers_A_Achievable Economic RVT Potential | F11 | Commercial | OR - College | Existing | Miscellaneous | Natural Gas | Pool Heater - Night Covers | A | Purchases (Cumulative) | Achievable Economic RVT Potential | 0 | 0 | 0 | 0 | 0 | 0 | 0 | 0 | 0 | 0 | 0 | 0 | 0 | 0 | 0 | 0 | 0 | 0 | 0 | 0 | 0 | 0 | 0 | 0 | 0 | 0 | 0
F1_Commercial_OR - College_Existing_Space Heating_Natural Gas_Advanced New Construction Designs_A_Achievable Economic RVT Potential | F1 | Commercial | OR - College | Existing | Space Heating | Natural Gas | Advanced New Construction Designs | A | Integrated Unit Energy Savings (kWh or therms) | Achievable Economic RVT Potential | 0 | 0 | 0 | 0 | 0 | 0 | 0 | 0 | 0 | 0 | 0 | 0 | 0 | 0 | 0 | 0 | 0 | 0 | 0 | 0 | 0 | 0 | 0 | 0 | 0 | 0 | 0
F2_Commercial_OR - College_Existing_Space Heating_Natural Gas_Advanced New Construction Designs_A_Achievable Economic RVT Potential | F2 | Commercial | OR - College | Existing | Space Heating | Natural Gas | Advanced New Construction Designs | A | Integrated Unit Summer Peak Savings (kW) | Achievable Economic RVT Potential | 0 | 0 | 0 | 0 | 0 | 0 | 0 | 0 | 0 | 0 | 0 | 0 | 0 | 0 | 0 | 0 | 0 | 0 | 0 | 0 | 0 | 0 | 0 | 0 | 0 | 0 | 0
F3_Commercial_OR - College_Existing_Space Heating_Natural Gas_Advanced New Construction Designs_A_Achievable Economic RVT Potential | F3 | Commercial | OR - College | Existing | Space Heating | Natural Gas | Advanced New Construction Designs | A | Integrated Unit Winter Peak Savings (kW) | Achievable Economic RVT Potential | 0 | 0 | 0 | 0 | 0 | 0 | 0 | 0 | 0 | 0 | 0 | 0 | 0 | 0 | 0 | 0 | 0 | 0 | 0 | 0 | 0 | 0 | 0 | 0 | 0 | 0 | 0
F4_Commercial_OR - College_Existing_Space Heating_Natural Gas_Advanced New Construction Designs_A_Achievable Economic RVT Potential | F4 | Commercial | OR - College | Existing | Space Heating | Natural Gas | Advanced New Construction Designs | A | Incremental Energy Savings (MWh or mTherms) | Achievable Economic RVT Potential | 0 | 0 | 0 | 0 | 0 | 0 | 0 | 0 | 0 | 0 | 0 | 0 | 0 | 0 | 0 | 0 | 0 | 0 | 0 | 0 | 0 | 0 | 0 | 0 | 0 | 0 | 0
F5_Commercial_OR - College_Existing_Space Heating_Natural Gas_Advanced New Construction Designs_A_Achievable Economic RVT Potential | F5 | Commercial | OR - College | Existing | Space Heating | Natural Gas | Advanced New Construction Designs | A | Incremental Summer Peak Savings (MW) | Achievable Economic RVT Potential | 0 | 0 | 0 | 0 | 0 | 0 | 0 | 0 | 0 | 0 | 0 | 0 | 0 | 0 | 0 | 0 | 0 | 0 | 0 | 0 | 0 | 0 | 0 | 0 | 0 | 0 | 0
F6_Commercial_OR - College_Existing_Space Heating_Natural Gas_Advanced New Construction Designs_A_Achievable Economic RVT Potential | F6 | Commercial | OR - College | Existing | Space Heating | Natural Gas | Advanced New Construction Designs | A | Incremental Winter Peak Savings (MW) | Achievable Economic RVT Potential | 0 | 0 | 0 | 0 | 0 | 0 | 0 | 0 | 0 | 0 | 0 | 0 | 0 | 0 | 0 | 0 | 0 | 0 | 0 | 0 | 0 | 0 | 0 | 0 | 0 | 0 | 0
F7_Commercial_OR - College_Existing_Space Heating_Natural Gas_Advanced New Construction Designs_A_Achievable Economic RVT Potential | F7 | Commercial | OR - College | Existing | Space Heating | Natural Gas | Advanced New Construction Designs | A | Cumulative Energy Savings (MWh or mTherms) | Achievable Economic RVT Potential | 0 | 0 | 0 | 0 | 0 | 0 | 0 | 0 | 0 | 0 | 0 | 0 | 0 | 0 | 0 | 0 | 0 | 0 | 0 | 0 | 0 | 0 | 0 | 0 | 0 | 0 | 0
F8_Commercial_OR - College_Existing_Space Heating_Natural Gas_Advanced New Construction Designs_A_Achievable Economic RVT Potential | F8 | Commercial | OR - College | Existing | Space Heating | Natural Gas | Advanced New Construction Designs | A | Cumulative Summer Peak Savings (MW) | Achievable Economic RVT Potential | 0 | 0 | 0 | 0 | 0 | 0 | 0 | 0 | 0 | 0 | 0 | 0 | 0 | 0 | 0 | 0 | 0 | 0 | 0 | 0 | 0 | 0 | 0 | 0 | 0 | 0 | 0
F9_Commercial_OR - College_Existing_Space Heating_Natural Gas_Advanced New Construction Designs_A_Achievable Economic RVT Potential | F9 | Commercial | OR - College | Existing | Space Heating | Natural Gas | Advanced New Construction Designs | A | Cumulative Winter Peak Savings (MW) | Achievable Economic RVT Potential | 0 | 0 | 0 | 0 | 0 | 0 | 0 | 0 | 0 | 0 | 0 | 0 | 0 | 0 | 0 | 0 | 0 | 0 | 0 | 0 | 0 | 0 | 0 | 0 | 0 | 0 | 0
F10_Commercial_OR - College_Existing_Space Heating_Natural Gas_Advanced New Construction Designs_A_Achievable Economic RVT Potential | F10 | Commercial | OR - College | Existing | Space Heating | Natural Gas | Advanced New Construction Designs | A | Purchases (Incremental) | Achievable Economic RVT Potential | 0 | 0 | 0 | 0 | 0 | 0 | 0 | 0 | 0 | 0 | 0 | 0 | 0 | 0 | 0 | 0 | 0 | 0 | 0 | 0 | 0 | 0 | 0 | 0 | 0 | 0 | 0
F11_Commercial_OR - College_Existing_Space Heating_Natural Gas_Advanced New Construction Designs_A_Achievable Economic RVT Potential | F11 | Commercial | OR - College | Existing | Space Heating | Natural Gas | Advanced New Construction Designs | A | Purchases (Cumulative) | Achievable Economic RVT Potential | 0 | 0 | 0 | 0 | 0 | 0 | 0 | 0 | 0 | 0 | 0 | 0 | 0 | 0 | 0 | 0 | 0 | 0 | 0 | 0 | 0 | 0 | 0 | 0 | 0 | 0 | 0
F1_Commercial_OR - College_Existing_Water Heating_Natural Gas_Advanced New Construction Designs_A_Achievable Economic RVT Potential | F1 | Commercial | OR - College | Existing | Water Heating | Natural Gas | Advanced New Construction Designs | A | Integrated Unit Energy Savings (kWh or therms) | Achievable Economic RVT Potential | 0 | 0 | 0 | 0 | 0 | 0 | 0 | 0 | 0 | 0 | 0 | 0 | 0 | 0 | 0 | 0 | 0 | 0 | 0 | 0 | 0 | 0 | 0 | 0 | 0 | 0 | 0
F2_Commercial_OR - College_Existing_Water Heating_Natural Gas_Advanced New Construction Designs_A_Achievable Economic RVT Potential | F2 | Commercial | OR - College | Existing | Water Heating | Natural Gas | Advanced New Construction Designs | A | Integrated Unit Summer Peak Savings (kW) | Achievable Economic RVT Potential | 0 | 0 | 0 | 0 | 0 | 0 | 0 | 0 | 0 | 0 | 0 | 0 | 0 | 0 | 0 | 0 | 0 | 0 | 0 | 0 | 0 | 0 | 0 | 0 | 0 | 0 | 0
F3_Commercial_OR - College_Existing_Water Heating_Natural Gas_Advanced New Construction Designs_A_Achievable Economic RVT Potential | F3 | Commercial | OR - College | Existing | Water Heating | Natural Gas | Advanced New Construction Designs | A | Integrated Unit Winter Peak Savings (kW) | Achievable Economic RVT Potential | 0 | 0 | 0 | 0 | 0 | 0 | 0 | 0 | 0 | 0 | 0 | 0 | 0 | 0 | 0 | 0 | 0 | 0 | 0 | 0 | 0 | 0 | 0 | 0 | 0 | 0 | 0
F4_Commercial_OR - College_Existing_Water Heating_Natural Gas_Advanced New Construction Designs_A_Achievable Economic RVT Potential | F4 | Commercial | OR - College | Existing | Water Heating | Natural Gas | Advanced New Construction Designs | A | Incremental Energy Savings (MWh or mTherms) | Achievable Economic RVT Potential | 0 | 0 | 0 | 0 | 0 | 0 | 0 | 0 | 0 | 0 | 0 | 0 | 0 | 0 | 0 | 0 | 0 | 0 | 0 | 0 | 0 | 0 | 0 | 0 | 0 | 0 | 0
F5_Commercial_OR - College_Existing_Water Heating_Natural Gas_Advanced New Construction Designs_A_Achievable Economic RVT Potential | F5 | Commercial | OR - College | Existing | Water Heating | Natural Gas | Advanced New Construction Designs | A | Incremental Summer Peak Savings (MW) | Achievable Economic RVT Potential | 0 | 0 | 0 | 0 | 0 | 0 | 0 | 0 | 0 | 0 | 0 | 0 | 0 | 0 | 0 | 0 | 0 | 0 | 0 | 0 | 0 | 0 | 0 | 0 | 0 | 0 | 0
F6_Commercial_OR - College_Existing_Water Heating_Natural Gas_Advanced New Construction Designs_A_Achievable Economic RVT Potential | F6 | Commercial | OR - College | Existing | Water Heating | Natural Gas | Advanced New Construction Designs | A | Incremental Winter Peak Savings (MW) | Achievable Economic RVT Potential | 0 | 0 | 0 | 0 | 0 | 0 | 0 | 0 | 0 | 0 | 0 | 0 | 0 | 0 | 0 | 0 | 0 | 0 | 0 | 0 | 0 | 0 | 0 | 0 | 0 | 0 | 0
F7_Commercial_OR - College_Existing_Water Heating_Natural Gas_Advanced New Construction Designs_A_Achievable Economic RVT Potential | F7 | Commercial | OR - College | Existing | Water Heating | Natural Gas | Advanced New Construction Designs | A | Cumulative Energy Savings (MWh or mTherms) | Achievable Economic RVT Potential | 0 | 0 | 0 | 0 | 0 | 0 | 0 | 0 | 0 | 0 | 0 | 0 | 0 | 0 | 0 | 0 | 0 | 0 | 0 | 0 | 0 | 0 | 0 | 0 | 0 | 0 | 0
F8_Commercial_OR - College_Existing_Water Heating_Natural Gas_Advanced New Construction Designs_A_Achievable Economic RVT Potential | F8 | Commercial | OR - College | Existing | Water Heating | Natural Gas | Advanced New Construction Designs | A | Cumulative Summer Peak Savings (MW) | Achievable Economic RVT Potential | 0 | 0 | 0 | 0 | 0 | 0 | 0 | 0 | 0 | 0 | 0 | 0 | 0 | 0 | 0 | 0 | 0 | 0 | 0 | 0 | 0 | 0 | 0 | 0 | 0 | 0 | 0
F9_Commercial_OR - College_Existing_Water Heating_Natural Gas_Advanced New Construction Designs_A_Achievable Economic RVT Potential | F9 | Commercial | OR - College | Existing | Water Heating | Natural Gas | Advanced New Construction Designs | A | Cumulative Winter Peak Savings (MW) | Achievable Economic RVT Potential | 0 | 0 | 0 | 0 | 0 | 0 | 0 | 0 | 0 | 0 | 0 | 0 | 0 | 0 | 0 | 0 | 0 | 0 | 0 | 0 | 0 | 0 | 0 | 0 | 0 | 0 | 0
F10_Commercial_OR - College_Existing_Water Heating_Natural Gas_Advanced New Construction Designs_A_Achievable Economic RVT Potential | F10 | Commercial | OR - College | Existing | Water Heating | Natural Gas | Advanced New Construction Designs | A | Purchases (Incremental) | Achievable Economic RVT Potential | 0 | 0 | 0 | 0 | 0 | 0 | 0 | 0 | 0 | 0 | 0 | 0 | 0 | 0 | 0 | 0 | 0 | 0 | 0 | 0 | 0 | 0 | 0 | 0 | 0 | 0 | 0
F11_Commercial_OR - College_Existing_Water Heating_Natural Gas_Advanced New Construction Designs_A_Achievable Economic RVT Potential | F11 | Commercial | OR - College | Existing | Water Heating | Natural Gas | Advanced New Construction Designs | A | Purchases (Cumulative) | Achievable Economic RVT Potential | 0 | 0 | 0 | 0 | 0 | 0 | 0 | 0 | 0 | 0 | 0 | 0 | 0 | 0 | 0 | 0 | 0 | 0 | 0 | 0 | 0 | 0 | 0 | 0 | 0 | 0 | 0
F1_Commercial_OR - College_Existing_Space Heating_Natural Gas_Strategic Energy Management_A_Achievable Economic RVT Potential | F1 | Commercial | OR - College | Existing | Space Heating | Natural Gas | Strategic Energy Management | A | Integrated Unit Energy Savings (kWh or therms) | Achievable Economic RVT Potential | 0 | 0 | 0.024672 | 0.024299 | 0.023895 | 0.023484 | 0.02306 | 0.022607 | 0.022114 | 0.021584 | 0.021023 | 0.020443 | 0.019862 | 0.019292 | 0.018746 | 0.018236 | 0.01778 | 0.01742 | 0.017158 | 0.016944 | 0.01679 | 0.01665 | 0.016628 | 0.016608 | 0.016589 | 0.016572 | 0.016557
F2_Commercial_OR - College_Existing_Space Heating_Natural Gas_Strategic Energy Management_A_Achievable Economic RVT Potential | F2 | Commercial | OR - College | Existing | Space Heating | Natural Gas | Strategic Energy Management | A | Integrated Unit Summer Peak Savings (kW) | Achievable Economic RVT Potential | 0 | 0 | 0 | 0 | 0 | 0 | 0 | 0 | 0 | 0 | 0 | 0 | 0 | 0 | 0 | 0 | 0 | 0 | 0 | 0 | 0 | 0 | 0 | 0 | 0 | 0 | 0
F3_Commercial_OR - College_Existing_Space Heating_Natural Gas_Strategic Energy Management_A_Achievable Economic RVT Potential | F3 | Commercial | OR - College | Existing | Space Heating | Natural Gas | Strategic Energy Management | A | Integrated Unit Winter Peak Savings (kW) | Achievable Economic RVT Potential | 0 | 0 | 0 | 0 | 0 | 0 | 0 | 0 | 0 | 0 | 0 | 0 | 0 | 0 | 0 | 0 | 0 | 0 | 0 | 0 | 0 | 0 | 0 | 0 | 0 | 0 | 0
F4_Commercial_OR - College_Existing_Space Heating_Natural Gas_Strategic Energy Management_A_Achievable Economic RVT Potential | F4 | Commercial | OR - College | Existing | Space Heating | Natural Gas | Strategic Energy Management | A | Incremental Energy Savings (MWh or mTherms) | Achievable Economic RVT Potential | 0 | 0 | 0 | 0 | 0 | 0 | 0 | 0 | 0 | 0 | 0 | 0 | 0 | 0 | 0 | 0 | 0 | 0 | 0 | 0 | 0 | 0 | 0 | 0 | 0 | 0 | 0
F5_Commercial_OR - College_Existing_Space Heating_Natural Gas_Strategic Energy Management_A_Achievable Economic RVT Potential | F5 | Commercial | OR - College | Existing | Space Heating | Natural Gas | Strategic Energy Management | A | Incremental Summer Peak Savings (MW) | Achievable Economic RVT Potential | 0 | 0 | 0 | 0 | 0 | 0 | 0 | 0 | 0 | 0 | 0 | 0 | 0 | 0 | 0 | 0 | 0 | 0 | 0 | 0 | 0 | 0 | 0 | 0 | 0 | 0 | 0
F6_Commercial_OR - College_Existing_Space Heating_Natural Gas_Strategic Energy Management_A_Achievable Economic RVT Potential | F6 | Commercial | OR - College | Existing | Space Heating | Natural Gas | Strategic Energy Management | A | Incremental Winter Peak Savings (MW) | Achievable Economic RVT Potential | 0 | 0 | 0 | 0 | 0 | 0 | 0 | 0 | 0 | 0 | 0 | 0 | 0 | 0 | 0 | 0 | 0 | 0 | 0 | 0 | 0 | 0 | 0 | 0 | 0 | 0 | 0
F7_Commercial_OR - College_Existing_Space Heating_Natural Gas_Strategic Energy Management_A_Achievable Economic RVT Potential | F7 | Commercial | OR - College | Existing | Space Heating | Natural Gas | Strategic Energy Management | A | Cumulative Energy Savings (MWh or mTherms) | Achievable Economic RVT Potential | 0 | 0 | 0 | 0 | 0 | 0 | 0 | 0 | 0 | 0 | 0 | 0 | 0 | 0 | 0 | 0 | 0 | 0 | 0 | 0 | 0 | 0 | 0 | 0 | 0 | 0 | 0
F8_Commercial_OR - College_Existing_Space Heating_Natural Gas_Strategic Energy Management_A_Achievable Economic RVT Potential | F8 | Commercial | OR - College | Existing | Space Heating | Natural Gas | Strategic Energy Management | A | Cumulative Summer Peak Savings (MW) | Achievable Economic RVT Potential | 0 | 0 | 0 | 0 | 0 | 0 | 0 | 0 | 0 | 0 | 0 | 0 | 0 | 0 | 0 | 0 | 0 | 0 | 0 | 0 | 0 | 0 | 0 | 0 | 0 | 0 | 0
F9_Commercial_OR - College_Existing_Space Heating_Natural Gas_Strategic Energy Management_A_Achievable Economic RVT Potential | F9 | Commercial | OR - College | Existing | Space Heating | Natural Gas | Strategic Energy Management | A | Cumulative Winter Peak Savings (MW) | Achievable Economic RVT Potential | 0 | 0 | 0 | 0 | 0 | 0 | 0 | 0 | 0 | 0 | 0 | 0 | 0 | 0 | 0 | 0 | 0 | 0 | 0 | 0 | 0 | 0 | 0 | 0 | 0 | 0 | 0
F10_Commercial_OR - College_Existing_Space Heating_Natural Gas_Strategic Energy Management_A_Achievable Economic RVT Potential | F10 | Commercial | OR - College | Existing | Space Heating | Natural Gas | Strategic Energy Management | A | Purchases (Incremental) | Achievable Economic RVT Potential | 0 | 0 | 0 | 0 | 0 | 0 | 0 | 0 | 0 | 0 | 0 | 0 | 0 | 0 | 0 | 0 | 0 | 0 | 0 | 0 | 0 | 0 | 0 | 0 | 0 | 0 | 0
F11_Commercial_OR - College_Existing_Space Heating_Natural Gas_Strategic Energy Management_A_Achievable Economic RVT Potential | F11 | Commercial | OR - College | Existing | Space Heating | Natural Gas | Strategic Energy Management | A | Purchases (Cumulative) | Achievable Economic RVT Potential | 0 | 0 | 0 | 0 | 0 | 0 | 0 | 0 | 0 | 0 | 0 | 0 | 0 | 0 | 0 | 0 | 0 | 0 | 0 | 0 | 0 | 0 | 0 | 0 | 0 | 0 | 0
F1_Commercial_OR - College_Existing_Water Heating_Natural Gas_Strategic Energy Management_A_Achievable Economic RVT Potential | F1 | Commercial | OR - College | Existing | Water Heating | Natural Gas | Strategic Energy Management | A | Integrated Unit Energy Savings (kWh or therms) | Achievable Economic RVT Potential | 0 | 0 | 0.01036 | 0.010126 | 0.0099091 | 0.00971 | 0.0095277 | 0.0093506 | 0.0091877 | 0.0090379 | 0.0089004 | 0.008779 | 0.0086802 | 0.0086035 | 0.0085542 | 0.0085046 | 0.0084683 | 0.0084395 | 0.0084169 | 0.0083987 | 0.0083858 | 0.0083767 | 0.0083702 | 0.0083655 | 0.0083593 | 0.0083577 | 0.0083564
F2_Commercial_OR - College_Existing_Water Heating_Natural Gas_Strategic Energy Management_A_Achievable Economic RVT Potential | F2 | Commercial | OR - College | Existing | Water Heating | Natural Gas | Strategic Energy Management | A | Integrated Unit Summer Peak Savings (kW) | Achievable Economic RVT Potential | 0 | 0 | 0 | 0 | 0 | 0 | 0 | 0 | 0 | 0 | 0 | 0 | 0 | 0 | 0 | 0 | 0 | 0 | 0 | 0 | 0 | 0 | 0 | 0 | 0 | 0 | 0
F3_Commercial_OR - College_Existing_Water Heating_Natural Gas_Strategic Energy Management_A_Achievable Economic RVT Potential | F3 | Commercial | OR - College | Existing | Water Heating | Natural Gas | Strategic Energy Management | A | Integrated Unit Winter Peak Savings (kW) | Achievable Economic RVT Potential | 0 | 0 | 0 | 0 | 0 | 0 | 0 | 0 | 0 | 0 | 0 | 0 | 0 | 0 | 0 | 0 | 0 | 0 | 0 | 0 | 0 | 0 | 0 | 0 | 0 | 0 | 0
F4_Commercial_OR - College_Existing_Water Heating_Natural Gas_Strategic Energy Management_A_Achievable Economic RVT Potential | F4 | Commercial | OR - College | Existing | Water Heating | Natural Gas | Strategic Energy Management | A | Incremental Energy Savings (MWh or mTherms) | Achievable Economic RVT Potential | 0 | 0 | 0 | 0 | 0 | 0 | 0 | 0 | 0 | 0 | 0 | 0 | 0 | 0 | 0 | 0 | 0 | 0 | 0 | 0 | 0 | 0 | 0 | 0 | 0 | 0 | 0
F5_Commercial_OR - College_Existing_Water Heating_Natural Gas_Strategic Energy Management_A_Achievable Economic RVT Potential | F5 | Commercial | OR - College | Existing | Water Heating | Natural Gas | Strategic Energy Management | A | Incremental Summer Peak Savings (MW) | Achievable Economic RVT Potential | 0 | 0 | 0 | 0 | 0 | 0 | 0 | 0 | 0 | 0 | 0 | 0 | 0 | 0 | 0 | 0 | 0 | 0 | 0 | 0 | 0 | 0 | 0 | 0 | 0 | 0 | 0
F6_Commercial_OR - College_Existing_Water Heating_Natural Gas_Strategic Energy Management_A_Achievable Economic RVT Potential | F6 | Commercial | OR - College | Existing | Water Heating | Natural Gas | Strategic Energy Management | A | Incremental Winter Peak Savings (MW) | Achievable Economic RVT Potential | 0 | 0 | 0 | 0 | 0 | 0 | 0 | 0 | 0 | 0 | 0 | 0 | 0 | 0 | 0 | 0 | 0 | 0 | 0 | 0 | 0 | 0 | 0 | 0 | 0 | 0 | 0
F7_Commercial_OR - College_Existing_Water Heating_Natural Gas_Strategic Energy Management_A_Achievable Economic RVT Potential | F7 | Commercial | OR - College | Existing | Water Heating | Natural Gas | Strategic Energy Management | A | Cumulative Energy Savings (MWh or mTherms) | Achievable Economic RVT Potential | 0 | 0 | 0 | 0 | 0 | 0 | 0 | 0 | 0 | 0 | 0 | 0 | 0 | 0 | 0 | 0 | 0 | 0 | 0 | 0 | 0 | 0 | 0 | 0 | 0 | 0 | 0
F8_Commercial_OR - College_Existing_Water Heating_Natural Gas_Strategic Energy Management_A_Achievable Economic RVT Potential | F8 | Commercial | OR - College | Existing | Water Heating | Natural Gas | Strategic Energy Management | A | Cumulative Summer Peak Savings (MW) | Achievable Economic RVT Potential | 0 | 0 | 0 | 0 | 0 | 0 | 0 | 0 | 0 | 0 | 0 | 0 | 0 | 0 | 0 | 0 | 0 | 0 | 0 | 0 | 0 | 0 | 0 | 0 | 0 | 0 | 0
F9_Commercial_OR - College_Existing_Water Heating_Natural Gas_Strategic Energy Management_A_Achievable Economic RVT Potential | F9 | Commercial | OR - College | Existing | Water Heating | Natural Gas | Strategic Energy Management | A | Cumulative Winter Peak Savings (MW) | Achievable Economic RVT Potential | 0 | 0 | 0 | 0 | 0 | 0 | 0 | 0 | 0 | 0 | 0 | 0 | 0 | 0 | 0 | 0 | 0 | 0 | 0 | 0 | 0 | 0 | 0 | 0 | 0 | 0 | 0
F10_Commercial_OR - College_Existing_Water Heating_Natural Gas_Strategic Energy Management_A_Achievable Economic RVT Potential | F10 | Commercial | OR - College | Existing | Water Heating | Natural Gas | Strategic Energy Management | A | Purchases (Incremental) | Achievable Economic RVT Potential | 0 | 0 | 0 | 0 | 0 | 0 | 0 | 0 | 0 | 0 | 0 | 0 | 0 | 0 | 0 | 0 | 0 | 0 | 0 | 0 | 0 | 0 | 0 | 0 | 0 | 0 | 0
F11_Commercial_OR - College_Existing_Water Heating_Natural Gas_Strategic Energy Management_A_Achievable Economic RVT Potential | F11 | Commercial | OR - College | Existing | Water Heating | Natural Gas | Strategic Energy Management | A | Purchases (Cumulative) | Achievable Economic RVT Potential | 0 | 0 | 0 | 0 | 0 | 0 | 0 | 0 | 0 | 0 | 0 | 0 | 0 | 0 | 0 | 0 | 0 | 0 | 0 | 0 | 0 | 0 | 0 | 0 | 0 | 0 | 0
F1_Commercial_OR - College_Existing_Space Heating_Natural Gas_Retrocommissioning_A_Achievable Economic RVT Potential | F1 | Commercial | OR - College | Existing | Space Heating | Natural Gas | Retrocommissioning | A | Integrated Unit Energy Savings (kWh or therms) | Achievable Economic RVT Potential | 0 | 0 | 0.030317 | 0.029904 | 0.029453 | 0.028969 | 0.028446 | 0.027887 | 0.027278 | 0.026625 | 0.025933 | 0.025217 | 0.024501 | 0.023798 | 0.023124 | 0.022496 | 0.021933 | 0.021489 | 0.021166 | 0.020901 | 0.020711 | 0.020539 | 0.020511 | 0.020486 | 0.020464 | 0.020443 | 0.020424
F2_Commercial_OR - College_Existing_Space Heating_Natural Gas_Retrocommissioning_A_Achievable Economic RVT Potential | F2 | Commercial | OR - College | Existing | Space Heating | Natural Gas | Retrocommissioning | A | Integrated Unit Summer Peak Savings (kW) | Achievable Economic RVT Potential | 0 | 0 | 0 | 0 | 0 | 0 | 0 | 0 | 0 | 0 | 0 | 0 | 0 | 0 | 0 | 0 | 0 | 0 | 0 | 0 | 0 | 0 | 0 | 0 | 0 | 0 | 0
F3_Commercial_OR - College_Existing_Space Heating_Natural Gas_Retrocommissioning_A_Achievable Economic RVT Potential | F3 | Commercial | OR - College | Existing | Space Heating | Natural Gas | Retrocommissioning | A | Integrated Unit Winter Peak Savings (kW) | Achievable Economic RVT Potential | 0 | 0 | 0 | 0 | 0 | 0 | 0 | 0 | 0 | 0 | 0 | 0 | 0 | 0 | 0 | 0 | 0 | 0 | 0 | 0 | 0 | 0 | 0 | 0 | 0 | 0 | 0
F4_Commercial_OR - College_Existing_Space Heating_Natural Gas_Retrocommissioning_A_Achievable Economic RVT Potential | F4 | Commercial | OR - College | Existing | Space Heating | Natural Gas | Retrocommissioning | A | Incremental Energy Savings (MWh or mTherms) | Achievable Economic RVT Potential | 0 | 0 | 0 | 0 | 0 | 0 | 0 | 0 | 0 | 0 | 0 | 0 | 0 | 0 | 0 | 0 | 0 | 0 | 0 | 0 | 0 | 0 | 0 | 0 | 0 | 0 | 0
F5_Commercial_OR - College_Existing_Space Heating_Natural Gas_Retrocommissioning_A_Achievable Economic RVT Potential | F5 | Commercial | OR - College | Existing | Space Heating | Natural Gas | Retrocommissioning | A | Incremental Summer Peak Savings (MW) | Achievable Economic RVT Potential | 0 | 0 | 0 | 0 | 0 | 0 | 0 | 0 | 0 | 0 | 0 | 0 | 0 | 0 | 0 | 0 | 0 | 0 | 0 | 0 | 0 | 0 | 0 | 0 | 0 | 0 | 0
F6_Commercial_OR - College_Existing_Space Heating_Natural Gas_Retrocommissioning_A_Achievable Economic RVT Potential | F6 | Commercial | OR - College | Existing | Space Heating | Natural Gas | Retrocommissioning | A | Incremental Winter Peak Savings (MW) | Achievable Economic RVT Potential | 0 | 0 | 0 | 0 | 0 | 0 | 0 | 0 | 0 | 0 | 0 | 0 | 0 | 0 | 0 | 0 | 0 | 0 | 0 | 0 | 0 | 0 | 0 | 0 | 0 | 0 | 0
F7_Commercial_OR - College_Existing_Space Heating_Natural Gas_Retrocommissioning_A_Achievable Economic RVT Potential | F7 | Commercial | OR - College | Existing | Space Heating | Natural Gas | Retrocommissioning | A | Cumulative Energy Savings (MWh or mTherms) | Achievable Economic RVT Potential | 0 | 0 | 0 | 0 | 0 | 0 | 0 | 0 | 0 | 0 | 0 | 0 | 0 | 0 | 0 | 0 | 0 | 0 | 0 | 0 | 0 | 0 | 0 | 0 | 0 | 0 | 0
F8_Commercial_OR - College_Existing_Space Heating_Natural Gas_Retrocommissioning_A_Achievable Economic RVT Potential | F8 | Commercial | OR - College | Existing | Space Heating | Natural Gas | Retrocommissioning | A | Cumulative Summer Peak Savings (MW) | Achievable Economic RVT Potential | 0 | 0 | 0 | 0 | 0 | 0 | 0 | 0 | 0 | 0 | 0 | 0 | 0 | 0 | 0 | 0 | 0 | 0 | 0 | 0 | 0 | 0 | 0 | 0 | 0 | 0 | 0
F9_Commercial_OR - College_Existing_Space Heating_Natural Gas_Retrocommissioning_A_Achievable Economic RVT Potential | F9 | Commercial | OR - College | Existing | Space Heating | Natural Gas | Retrocommissioning | A | Cumulative Winter Peak Savings (MW) | Achievable Economic RVT Potential | 0 | 0 | 0 | 0 | 0 | 0 | 0 | 0 | 0 | 0 | 0 | 0 | 0 | 0 | 0 | 0 | 0 | 0 | 0 | 0 | 0 | 0 | 0 | 0 | 0 | 0 | 0
F10_Commercial_OR - College_Existing_Space Heating_Natural Gas_Retrocommissioning_A_Achievable Economic RVT Potential | F10 | Commercial | OR - College | Existing | Space Heating | Natural Gas | Retrocommissioning | A | Purchases (Incremental) | Achievable Economic RVT Potential | 0 | 0 | 0 | 0 | 0 | 0 | 0 | 0 | 0 | 0 | 0 | 0 | 0 | 0 | 0 | 0 | 0 | 0 | 0 | 0 | 0 | 0 | 0 | 0 | 0 | 0 | 0
F11_Commercial_OR - College_Existing_Space Heating_Natural Gas_Retrocommissioning_A_Achievable Economic RVT Potential | F11 | Commercial | OR - College | Existing | Space Heating | Natural Gas | Retrocommissioning | A | Purchases (Cumulative) | Achievable Economic RVT Potential | 0 | 0 | 0 | 0 | 0 | 0 | 0 | 0 | 0 | 0 | 0 | 0 | 0 | 0 | 0 | 0 | 0 | 0 | 0 | 0 | 0 | 0 | 0 | 0 | 0 | 0 | 0
F1_Commercial_OR - College_Existing_Water Heating_Natural Gas_Retrocommissioning_A_Achievable Economic RVT Potential | F1 | Commercial | OR - College | Existing | Water Heating | Natural Gas | Retrocommissioning | A | Integrated Unit Energy Savings (kWh or therms) | Achievable Economic RVT Potential | 0 | 0 | 0.012731 | 0.012462 | 0.012214 | 0.011978 | 0.011753 | 0.011534 | 0.011333 | 0.011149 | 0.010979 | 0.010829 | 0.010708 | 0.010613 | 0.010552 | 0.010491 | 0.010446 | 0.010411 | 0.010383 | 0.01036 | 0.010344 | 0.010333 | 0.010325 | 0.010319 | 0.010312 | 0.01031 | 0.010308
F2_Commercial_OR - College_Existing_Water Heating_Natural Gas_Retrocommissioning_A_Achievable Economic RVT Potential | F2 | Commercial | OR - College | Existing | Water Heating | Natural Gas | Retrocommissioning | A | Integrated Unit Summer Peak Savings (kW) | Achievable Economic RVT Potential | 0 | 0 | 0 | 0 | 0 | 0 | 0 | 0 | 0 | 0 | 0 | 0 | 0 | 0 | 0 | 0 | 0 | 0 | 0 | 0 | 0 | 0 | 0 | 0 | 0 | 0 | 0
F3_Commercial_OR - College_Existing_Water Heating_Natural Gas_Retrocommissioning_A_Achievable Economic RVT Potential | F3 | Commercial | OR - College | Existing | Water Heating | Natural Gas | Retrocommissioning | A | Integrated Unit Winter Peak Savings (kW) | Achievable Economic RVT Potential | 0 | 0 | 0 | 0 | 0 | 0 | 0 | 0 | 0 | 0 | 0 | 0 | 0 | 0 | 0 | 0 | 0 | 0 | 0 | 0 | 0 | 0 | 0 | 0 | 0 | 0 | 0
F4_Commercial_OR - College_Existing_Water Heating_Natural Gas_Retrocommissioning_A_Achievable Economic RVT Potential | F4 | Commercial | OR - College | Existing | Water Heating | Natural Gas | Retrocommissioning | A | Incremental Energy Savings (MWh or mTherms) | Achievable Economic RVT Potential | 0 | 0 | 0 | 0 | 0 | 0 | 0 | 0 | 0 | 0 | 0 | 0 | 0 | 0 | 0 | 0 | 0 | 0 | 0 | 0 | 0 | 0 | 0 | 0 | 0 | 0 | 0
F5_Commercial_OR - College_Existing_Water Heating_Natural Gas_Retrocommissioning_A_Achievable Economic RVT Potential | F5 | Commercial | OR - College | Existing | Water Heating | Natural Gas | Retrocommissioning | A | Incremental Summer Peak Savings (MW) | Achievable Economic RVT Potential | 0 | 0 | 0 | 0 | 0 | 0 | 0 | 0 | 0 | 0 | 0 | 0 | 0 | 0 | 0 | 0 | 0 | 0 | 0 | 0 | 0 | 0 | 0 | 0 | 0 | 0 | 0
F6_Commercial_OR - College_Existing_Water Heating_Natural Gas_Retrocommissioning_A_Achievable Economic RVT Potential | F6 | Commercial | OR - College | Existing | Water Heating | Natural Gas | Retrocommissioning | A | Incremental Winter Peak Savings (MW) | Achievable Economic RVT Potential | 0 | 0 | 0 | 0 | 0 | 0 | 0 | 0 | 0 | 0 | 0 | 0 | 0 | 0 | 0 | 0 | 0 | 0 | 0 | 0 | 0 | 0 | 0 | 0 | 0 | 0 | 0
F7_Commercial_OR - College_Existing_Water Heating_Natural Gas_Retrocommissioning_A_Achievable Economic RVT Potential | F7 | Commercial | OR - College | Existing | Water Heating | Natural Gas | Retrocommissioning | A | Cumulative Energy Savings (MWh or mTherms) | Achievable Economic RVT Potential | 0 | 0 | 0 | 0 | 0 | 0 | 0 | 0 | 0 | 0 | 0 | 0 | 0 | 0 | 0 | 0 | 0 | 0 | 0 | 0 | 0 | 0 | 0 | 0 | 0 | 0 | 0
F8_Commercial_OR - College_Existing_Water Heating_Natural Gas_Retrocommissioning_A_Achievable Economic RVT Potential | F8 | Commercial | OR - College | Existing | Water Heating | Natural Gas | Retrocommissioning | A | Cumulative Summer Peak Savings (MW) | Achievable Economic RVT Potential | 0 | 0 | 0 | 0 | 0 | 0 | 0 | 0 | 0 | 0 | 0 | 0 | 0 | 0 | 0 | 0 | 0 | 0 | 0 | 0 | 0 | 0 | 0 | 0 | 0 | 0 | 0
F9_Commercial_OR - College_Existing_Water Heating_Natural Gas_Retrocommissioning_A_Achievable Economic RVT Potential | F9 | Commercial | OR - College | Existing | Water Heating | Natural Gas | Retrocommissioning | A | Cumulative Winter Peak Savings (MW) | Achievable Economic RVT Potential | 0 | 0 | 0 | 0 | 0 | 0 | 0 | 0 | 0 | 0 | 0 | 0 | 0 | 0 | 0 | 0 | 0 | 0 | 0 | 0 | 0 | 0 | 0 | 0 | 0 | 0 | 0
F10_Commercial_OR - College_Existing_Water Heating_Natural Gas_Retrocommissioning_A_Achievable Economic RVT Potential | F10 | Commercial | OR - College | Existing | Water Heating | Natural Gas | Retrocommissioning | A | Purchases (Incremental) | Achievable Economic RVT Potential | 0 | 0 | 0 | 0 | 0 | 0 | 0 | 0 | 0 | 0 | 0 | 0 | 0 | 0 | 0 | 0 | 0 | 0 | 0 | 0 | 0 | 0 | 0 | 0 | 0 | 0 | 0
F11_Commercial_OR - College_Existing_Water Heating_Natural Gas_Retrocommissioning_A_Achievable Economic RVT Potential | F11 | Commercial | OR - College | Existing | Water Heating | Natural Gas | Retrocommissioning | A | Purchases (Cumulative) | Achievable Economic RVT Potential | 0 | 0 | 0 | 0 | 0 | 0 | 0 | 0 | 0 | 0 | 0 | 0 | 0 | 0 | 0 | 0 | 0 | 0 | 0 | 0 | 0 | 0 | 0 | 0 | 0 | 0 | 0
F1_Commercial_OR - College_New_Space Heating_Natural Gas_Insulation - Ceiling_A_Achievable Economic RVT Potential | F1 | Commercial | OR - College | New | Space Heating | Natural Gas | Insulation - Ceiling | A | Integrated Unit Energy Savings (kWh or therms) | Achievable Economic RVT Potential | 0 | 0 | 0 | 0 | 0 | 0 | 0 | 0 | 0 | 0 | 0 | 0 | 0 | 0 | 0 | 0 | 0 | 0 | 0 | 0 | 0 | 0 | 0 | 0 | 0 | 0 | 0
F2_Commercial_OR - College_New_Space Heating_Natural Gas_Insulation - Ceiling_A_Achievable Economic RVT Potential | F2 | Commercial | OR - College | New | Space Heating | Natural Gas | Insulation - Ceiling | A | Integrated Unit Summer Peak Savings (kW) | Achievable Economic RVT Potential | 0 | 0 | 0 | 0 | 0 | 0 | 0 | 0 | 0 | 0 | 0 | 0 | 0 | 0 | 0 | 0 | 0 | 0 | 0 | 0 | 0 | 0 | 0 | 0 | 0 | 0 | 0
F3_Commercial_OR - College_New_Space Heating_Natural Gas_Insulation - Ceiling_A_Achievable Economic RVT Potential | F3 | Commercial | OR - College | New | Space Heating | Natural Gas | Insulation - Ceiling | A | Integrated Unit Winter Peak Savings (kW) | Achievable Economic RVT Potential | 0 | 0 | 0 | 0 | 0 | 0 | 0 | 0 | 0 | 0 | 0 | 0 | 0 | 0 | 0 | 0 | 0 | 0 | 0 | 0 | 0 | 0 | 0 | 0 | 0 | 0 | 0
F4_Commercial_OR - College_New_Space Heating_Natural Gas_Insulation - Ceiling_A_Achievable Economic RVT Potential | F4 | Commercial | OR - College | New | Space Heating | Natural Gas | Insulation - Ceiling | A | Incremental Energy Savings (MWh or mTherms) | Achievable Economic RVT Potential | 0 | 0 | 0 | 0 | 0 | 0 | 0 | 0 | 0 | 0 | 0 | 0 | 0 | 0 | 0 | 0 | 0 | 0 | 0 | 0 | 0 | 0 | 0 | 0 | 0 | 0 | 0
F5_Commercial_OR - College_New_Space Heating_Natural Gas_Insulation - Ceiling_A_Achievable Economic RVT Potential | F5 | Commercial | OR - College | New | Space Heating | Natural Gas | Insulation - Ceiling | A | Incremental Summer Peak Savings (MW) | Achievable Economic RVT Potential | 0 | 0 | 0 | 0 | 0 | 0 | 0 | 0 | 0 | 0 | 0 | 0 | 0 | 0 | 0 | 0 | 0 | 0 | 0 | 0 | 0 | 0 | 0 | 0 | 0 | 0 | 0
F6_Commercial_OR - College_New_Space Heating_Natural Gas_Insulation - Ceiling_A_Achievable Economic RVT Potential | F6 | Commercial | OR - College | New | Space Heating | Natural Gas | Insulation - Ceiling | A | Incremental Winter Peak Savings (MW) | Achievable Economic RVT Potential | 0 | 0 | 0 | 0 | 0 | 0 | 0 | 0 | 0 | 0 | 0 | 0 | 0 | 0 | 0 | 0 | 0 | 0 | 0 | 0 | 0 | 0 | 0 | 0 | 0 | 0 | 0
F7_Commercial_OR - College_New_Space Heating_Natural Gas_Insulation - Ceiling_A_Achievable Economic RVT Potential | F7 | Commercial | OR - College | New | Space Heating | Natural Gas | Insulation - Ceiling | A | Cumulative Energy Savings (MWh or mTherms) | Achievable Economic RVT Potential | 0 | 0 | 0 | 0 | 0 | 0 | 0 | 0 | 0 | 0 | 0 | 0 | 0 | 0 | 0 | 0 | 0 | 0 | 0 | 0 | 0 | 0 | 0 | 0 | 0 | 0 | 0
F8_Commercial_OR - College_New_Space Heating_Natural Gas_Insulation - Ceiling_A_Achievable Economic RVT Potential | F8 | Commercial | OR - College | New | Space Heating | Natural Gas | Insulation - Ceiling | A | Cumulative Summer Peak Savings (MW) | Achievable Economic RVT Potential | 0 | 0 | 0 | 0 | 0 | 0 | 0 | 0 | 0 | 0 | 0 | 0 | 0 | 0 | 0 | 0 | 0 | 0 | 0 | 0 | 0 | 0 | 0 | 0 | 0 | 0 | 0
F9_Commercial_OR - College_New_Space Heating_Natural Gas_Insulation - Ceiling_A_Achievable Economic RVT Potential | F9 | Commercial | OR - College | New | Space Heating | Natural Gas | Insulation - Ceiling | A | Cumulative Winter Peak Savings (MW) | Achievable Economic RVT Potential | 0 | 0 | 0 | 0 | 0 | 0 | 0 | 0 | 0 | 0 | 0 | 0 | 0 | 0 | 0 | 0 | 0 | 0 | 0 | 0 | 0 | 0 | 0 | 0 | 0 | 0 | 0
F10_Commercial_OR - College_New_Space Heating_Natural Gas_Insulation - Ceiling_A_Achievable Economic RVT Potential | F10 | Commercial | OR - College | New | Space Heating | Natural Gas | Insulation - Ceiling | A | Purchases (Incremental) | Achievable Economic RVT Potential | 0 | 0 | 0 | 0 | 0 | 0 | 0 | 0 | 0 | 0 | 0 | 0 | 0 | 0 | 0 | 0 | 0 | 0 | 0 | 0 | 0 | 0 | 0 | 0 | 0 | 0 | 0
F11_Commercial_OR - College_New_Space Heating_Natural Gas_Insulation - Ceiling_A_Achievable Economic RVT Potential | F11 | Commercial | OR - College | New | Space Heating | Natural Gas | Insulation - Ceiling | A | Purchases (Cumulative) | Achievable Economic RVT Potential | 0 | 0 | 0 | 0 | 0 | 0 | 0 | 0 | 0 | 0 | 0 | 0 | 0 | 0 | 0 | 0 | 0 | 0 | 0 | 0 | 0 | 0 | 0 | 0 | 0 | 0 | 0
F1_Commercial_OR - College_New_Space Heating_Natural Gas_Insulation - Ducting_A_Achievable Economic RVT Potential | F1 | Commercial | OR - College | New | Space Heating | Natural Gas | Insulation - Ducting | A | Integrated Unit Energy Savings (kWh or therms) | Achievable Economic RVT Potential | 0 | 0 | 0 | 0 | 0 | 0 | 0 | 0 | 0 | 0 | 0 | 0 | 0 | 0 | 0 | 0 | 0 | 0 | 0 | 0 | 0 | 0 | 0 | 0 | 0 | 0 | 0
F2_Commercial_OR - College_New_Space Heating_Natural Gas_Insulation - Ducting_A_Achievable Economic RVT Potential | F2 | Commercial | OR - College | New | Space Heating | Natural Gas | Insulation - Ducting | A | Integrated Unit Summer Peak Savings (kW) | Achievable Economic RVT Potential | 0 | 0 | 0 | 0 | 0 | 0 | 0 | 0 | 0 | 0 | 0 | 0 | 0 | 0 | 0 | 0 | 0 | 0 | 0 | 0 | 0 | 0 | 0 | 0 | 0 | 0 | 0
F3_Commercial_OR - College_New_Space Heating_Natural Gas_Insulation - Ducting_A_Achievable Economic RVT Potential | F3 | Commercial | OR - College | New | Space Heating | Natural Gas | Insulation - Ducting | A | Integrated Unit Winter Peak Savings (kW) | Achievable Economic RVT Potential | 0 | 0 | 0 | 0 | 0 | 0 | 0 | 0 | 0 | 0 | 0 | 0 | 0 | 0 | 0 | 0 | 0 | 0 | 0 | 0 | 0 | 0 | 0 | 0 | 0 | 0 | 0
F4_Commercial_OR - College_New_Space Heating_Natural Gas_Insulation - Ducting_A_Achievable Economic RVT Potential | F4 | Commercial | OR - College | New | Space Heating | Natural Gas | Insulation - Ducting | A | Incremental Energy Savings (MWh or mTherms) | Achievable Economic RVT Potential | 0 | 0 | 0 | 0 | 0 | 0 | 0 | 0 | 0 | 0 | 0 | 0 | 0 | 0 | 0 | 0 | 0 | 0 | 0 | 0 | 0 | 0 | 0 | 0 | 0 | 0 | 0
F5_Commercial_OR - College_New_Space Heating_Natural Gas_Insulation - Ducting_A_Achievable Economic RVT Potential | F5 | Commercial | OR - College | New | Space Heating | Natural Gas | Insulation - Ducting | A | Incremental Summer Peak Savings (MW) | Achievable Economic RVT Potential | 0 | 0 | 0 | 0 | 0 | 0 | 0 | 0 | 0 | 0 | 0 | 0 | 0 | 0 | 0 | 0 | 0 | 0 | 0 | 0 | 0 | 0 | 0 | 0 | 0 | 0 | 0
F6_Commercial_OR - College_New_Space Heating_Natural Gas_Insulation - Ducting_A_Achievable Economic RVT Potential | F6 | Commercial | OR - College | New | Space Heating | Natural Gas | Insulation - Ducting | A | Incremental Winter Peak Savings (MW) | Achievable Economic RVT Potential | 0 | 0 | 0 | 0 | 0 | 0 | 0 | 0 | 0 | 0 | 0 | 0 | 0 | 0 | 0 | 0 | 0 | 0 | 0 | 0 | 0 | 0 | 0 | 0 | 0 | 0 | 0
F7_Commercial_OR - College_New_Space Heating_Natural Gas_Insulation - Ducting_A_Achievable Economic RVT Potential | F7 | Commercial | OR - College | New | Space Heating | Natural Gas | Insulation - Ducting | A | Cumulative Energy Savings (MWh or mTherms) | Achievable Economic RVT Potential | 0 | 0 | 0 | 0 | 0 | 0 | 0 | 0 | 0 | 0 | 0 | 0 | 0 | 0 | 0 | 0 | 0 | 0 | 0 | 0 | 0 | 0 | 0 | 0 | 0 | 0 | 0
F8_Commercial_OR - College_New_Space Heating_Natural Gas_Insulation - Ducting_A_Achievable Economic RVT Potential | F8 | Commercial | OR - College | New | Space Heating | Natural Gas | Insulation - Ducting | A | Cumulative Summer Peak Savings (MW) | Achievable Economic RVT Potential | 0 | 0 | 0 | 0 | 0 | 0 | 0 | 0 | 0 | 0 | 0 | 0 | 0 | 0 | 0 | 0 | 0 | 0 | 0 | 0 | 0 | 0 | 0 | 0 | 0 | 0 | 0
F9_Commercial_OR - College_New_Space Heating_Natural Gas_Insulation - Ducting_A_Achievable Economic RVT Potential | F9 | Commercial | OR - College | New | Space Heating | Natural Gas | Insulation - Ducting | A | Cumulative Winter Peak Savings (MW) | Achievable Economic RVT Potential | 0 | 0 | 0 | 0 | 0 | 0 | 0 | 0 | 0 | 0 | 0 | 0 | 0 | 0 | 0 | 0 | 0 | 0 | 0 | 0 | 0 | 0 | 0 | 0 | 0 | 0 | 0
F10_Commercial_OR - College_New_Space Heating_Natural Gas_Insulation - Ducting_A_Achievable Economic RVT Potential | F10 | Commercial | OR - College | New | Space Heating | Natural Gas | Insulation - Ducting | A | Purchases (Incremental) | Achievable Economic RVT Potential | 0 | 0 | 0 | 0 | 0 | 0 | 0 | 0 | 0 | 0 | 0 | 0 | 0 | 0 | 0 | 0 | 0 | 0 | 0 | 0 | 0 | 0 | 0 | 0 | 0 | 0 | 0
F11_Commercial_OR - College_New_Space Heating_Natural Gas_Insulation - Ducting_A_Achievable Economic RVT Potential | F11 | Commercial | OR - College | New | Space Heating | Natural Gas | Insulation - Ducting | A | Purchases (Cumulative) | Achievable Economic RVT Potential | 0 | 0 | 0 | 0 | 0 | 0 | 0 | 0 | 0 | 0 | 0 | 0 | 0 | 0 | 0 | 0 | 0 | 0 | 0 | 0 | 0 | 0 | 0 | 0 | 0 | 0 | 0
F1_Commercial_OR - College_New_Space Heating_Natural Gas_Insulation - Wall Cavity_A_Achievable Economic RVT Potential | F1 | Commercial | OR - College | New | Space Heating | Natural Gas | Insulation - Wall Cavity | A | Integrated Unit Energy Savings (kWh or therms) | Achievable Economic RVT Potential | 0 | 0 | 0 | 0 | 0 | 0 | 0 | 0 | 0 | 0 | 0 | 0 | 0 | 0 | 0 | 0 | 0 | 0 | 0 | 0 | 0 | 0 | 0 | 0 | 0 | 0 | 0
F2_Commercial_OR - College_New_Space Heating_Natural Gas_Insulation - Wall Cavity_A_Achievable Economic RVT Potential | F2 | Commercial | OR - College | New | Space Heating | Natural Gas | Insulation - Wall Cavity | A | Integrated Unit Summer Peak Savings (kW) | Achievable Economic RVT Potential | 0 | 0 | 0 | 0 | 0 | 0 | 0 | 0 | 0 | 0 | 0 | 0 | 0 | 0 | 0 | 0 | 0 | 0 | 0 | 0 | 0 | 0 | 0 | 0 | 0 | 0 | 0
F3_Commercial_OR - College_New_Space Heating_Natural Gas_Insulation - Wall Cavity_A_Achievable Economic RVT Potential | F3 | Commercial | OR - College | New | Space Heating | Natural Gas | Insulation - Wall Cavity | A | Integrated Unit Winter Peak Savings (kW) | Achievable Economic RVT Potential | 0 | 0 | 0 | 0 | 0 | 0 | 0 | 0 | 0 | 0 | 0 | 0 | 0 | 0 | 0 | 0 | 0 | 0 | 0 | 0 | 0 | 0 | 0 | 0 | 0 | 0 | 0
F4_Commercial_OR - College_New_Space Heating_Natural Gas_Insulation - Wall Cavity_A_Achievable Economic RVT Potential | F4 | Commercial | OR - College | New | Space Heating | Natural Gas | Insulation - Wall Cavity | A | Incremental Energy Savings (MWh or mTherms) | Achievable Economic RVT Potential | 0 | 0 | 0 | 0 | 0 | 0 | 0 | 0 | 0 | 0 | 0 | 0 | 0 | 0 | 0 | 0 | 0 | 0 | 0 | 0 | 0 | 0 | 0 | 0 | 0 | 0 | 0
F5_Commercial_OR - College_New_Space Heating_Natural Gas_Insulation - Wall Cavity_A_Achievable Economic RVT Potential | F5 | Commercial | OR - College | New | Space Heating | Natural Gas | Insulation - Wall Cavity | A | Incremental Summer Peak Savings (MW) | Achievable Economic RVT Potential | 0 | 0 | 0 | 0 | 0 | 0 | 0 | 0 | 0 | 0 | 0 | 0 | 0 | 0 | 0 | 0 | 0 | 0 | 0 | 0 | 0 | 0 | 0 | 0 | 0 | 0 | 0
F6_Commercial_OR - College_New_Space Heating_Natural Gas_Insulation - Wall Cavity_A_Achievable Economic RVT Potential | F6 | Commercial | OR - College | New | Space Heating | Natural Gas | Insulation - Wall Cavity | A | Incremental Winter Peak Savings (MW) | Achievable Economic RVT Potential | 0 | 0 | 0 | 0 | 0 | 0 | 0 | 0 | 0 | 0 | 0 | 0 | 0 | 0 | 0 | 0 | 0 | 0 | 0 | 0 | 0 | 0 | 0 | 0 | 0 | 0 | 0
F7_Commercial_OR - College_New_Space Heating_Natural Gas_Insulation - Wall Cavity_A_Achievable Economic RVT Potential | F7 | Commercial | OR - College | New | Space Heating | Natural Gas | Insulation - Wall Cavity | A | Cumulative Energy Savings (MWh or mTherms) | Achievable Economic RVT Potential | 0 | 0 | 0 | 0 | 0 | 0 | 0 | 0 | 0 | 0 | 0 | 0 | 0 | 0 | 0 | 0 | 0 | 0 | 0 | 0 | 0 | 0 | 0 | 0 | 0 | 0 | 0
F8_Commercial_OR - College_New_Space Heating_Natural Gas_Insulation - Wall Cavity_A_Achievable Economic RVT Potential | F8 | Commercial | OR - College | New | Space Heating | Natural Gas | Insulation - Wall Cavity | A | Cumulative Summer Peak Savings (MW) | Achievable Economic RVT Potential | 0 | 0 | 0 | 0 | 0 | 0 | 0 | 0 | 0 | 0 | 0 | 0 | 0 | 0 | 0 | 0 | 0 | 0 | 0 | 0 | 0 | 0 | 0 | 0 | 0 | 0 | 0
F9_Commercial_OR - College_New_Space Heating_Natural Gas_Insulation - Wall Cavity_A_Achievable Economic RVT Potential | F9 | Commercial | OR - College | New | Space Heating | Natural Gas | Insulation - Wall Cavity | A | Cumulative Winter Peak Savings (MW) | Achievable Economic RVT Potential | 0 | 0 | 0 | 0 | 0 | 0 | 0 | 0 | 0 | 0 | 0 | 0 | 0 | 0 | 0 | 0 | 0 | 0 | 0 | 0 | 0 | 0 | 0 | 0 | 0 | 0 | 0
F10_Commercial_OR - College_New_Space Heating_Natural Gas_Insulation - Wall Cavity_A_Achievable Economic RVT Potential | F10 | Commercial | OR - College | New | Space Heating | Natural Gas | Insulation - Wall Cavity | A | Purchases (Incremental) | Achievable Economic RVT Potential | 0 | 0 | 0 | 0 | 0 | 0 | 0 | 0 | 0 | 0 | 0 | 0 | 0 | 0 | 0 | 0 | 0 | 0 | 0 | 0 | 0 | 0 | 0 | 0 | 0 | 0 | 0
F11_Commercial_OR - College_New_Space Heating_Natural Gas_Insulation - Wall Cavity_A_Achievable Economic RVT Potential | F11 | Commercial | OR - College | New | Space Heating | Natural Gas | Insulation - Wall Cavity | A | Purchases (Cumulative) | Achievable Economic RVT Potential | 0 | 0 | 0 | 0 | 0 | 0 | 0 | 0 | 0 | 0 | 0 | 0 | 0 | 0 | 0 | 0 | 0 | 0 | 0 | 0 | 0 | 0 | 0 | 0 | 0 | 0 | 0
F1_Commercial_OR - College_New_Space Heating_Natural Gas_Green Roof - Vegetated Rooftop_A_Achievable Economic RVT Potential | F1 | Commercial | OR - College | New | Space Heating | Natural Gas | Green Roof - Vegetated Rooftop | A | Integrated Unit Energy Savings (kWh or therms) | Achievable Economic RVT Potential | 0 | 0 | 0 | 0 | 0 | 0 | 0 | 0 | 0 | 0 | 0 | 0 | 0 | 0 | 0 | 0 | 0 | 0 | 0 | 0 | 0 | 0 | 0 | 0 | 0 | 0 | 0
F2_Commercial_OR - College_New_Space Heating_Natural Gas_Green Roof - Vegetated Rooftop_A_Achievable Economic RVT Potential | F2 | Commercial | OR - College | New | Space Heating | Natural Gas | Green Roof - Vegetated Rooftop | A | Integrated Unit Summer Peak Savings (kW) | Achievable Economic RVT Potential | 0 | 0 | 0 | 0 | 0 | 0 | 0 | 0 | 0 | 0 | 0 | 0 | 0 | 0 | 0 | 0 | 0 | 0 | 0 | 0 | 0 | 0 | 0 | 0 | 0 | 0 | 0
F3_Commercial_OR - College_New_Space Heating_Natural Gas_Green Roof - Vegetated Rooftop_A_Achievable Economic RVT Potential | F3 | Commercial | OR - College | New | Space Heating | Natural Gas | Green Roof - Vegetated Rooftop | A | Integrated Unit Winter Peak Savings (kW) | Achievable Economic RVT Potential | 0 | 0 | 0 | 0 | 0 | 0 | 0 | 0 | 0 | 0 | 0 | 0 | 0 | 0 | 0 | 0 | 0 | 0 | 0 | 0 | 0 | 0 | 0 | 0 | 0 | 0 | 0
F4_Commercial_OR - College_New_Space Heating_Natural Gas_Green Roof - Vegetated Rooftop_A_Achievable Economic RVT Potential | F4 | Commercial | OR - College | New | Space Heating | Natural Gas | Green Roof - Vegetated Rooftop | A | Incremental Energy Savings (MWh or mTherms) | Achievable Economic RVT Potential | 0 | 0 | 0 | 0 | 0 | 0 | 0 | 0 | 0 | 0 | 0 | 0 | 0 | 0 | 0 | 0 | 0 | 0 | 0 | 0 | 0 | 0 | 0 | 0 | 0 | 0 | 0
F5_Commercial_OR - College_New_Space Heating_Natural Gas_Green Roof - Vegetated Rooftop_A_Achievable Economic RVT Potential | F5 | Commercial | OR - College | New | Space Heating | Natural Gas | Green Roof - Vegetated Rooftop | A | Incremental Summer Peak Savings (MW) | Achievable Economic RVT Potential | 0 | 0 | 0 | 0 | 0 | 0 | 0 | 0 | 0 | 0 | 0 | 0 | 0 | 0 | 0 | 0 | 0 | 0 | 0 | 0 | 0 | 0 | 0 | 0 | 0 | 0 | 0
F6_Commercial_OR - College_New_Space Heating_Natural Gas_Green Roof - Vegetated Rooftop_A_Achievable Economic RVT Potential | F6 | Commercial | OR - College | New | Space Heating | Natural Gas | Green Roof - Vegetated Rooftop | A | Incremental Winter Peak Savings (MW) | Achievable Economic RVT Potential | 0 | 0 | 0 | 0 | 0 | 0 | 0 | 0 | 0 | 0 | 0 | 0 | 0 | 0 | 0 | 0 | 0 | 0 | 0 | 0 | 0 | 0 | 0 | 0 | 0 | 0 | 0
F7_Commercial_OR - College_New_Space Heating_Natural Gas_Green Roof - Vegetated Rooftop_A_Achievable Economic RVT Potential | F7 | Commercial | OR - College | New | Space Heating | Natural Gas | Green Roof - Vegetated Rooftop | A | Cumulative Energy Savings (MWh or mTherms) | Achievable Economic RVT Potential | 0 | 0 | 0 | 0 | 0 | 0 | 0 | 0 | 0 | 0 | 0 | 0 | 0 | 0 | 0 | 0 | 0 | 0 | 0 | 0 | 0 | 0 | 0 | 0 | 0 | 0 | 0
F8_Commercial_OR - College_New_Space Heating_Natural Gas_Green Roof - Vegetated Rooftop_A_Achievable Economic RVT Potential | F8 | Commercial | OR - College | New | Space Heating | Natural Gas | Green Roof - Vegetated Rooftop | A | Cumulative Summer Peak Savings (MW) | Achievable Economic RVT Potential | 0 | 0 | 0 | 0 | 0 | 0 | 0 | 0 | 0 | 0 | 0 | 0 | 0 | 0 | 0 | 0 | 0 | 0 | 0 | 0 | 0 | 0 | 0 | 0 | 0 | 0 | 0
F9_Commercial_OR - College_New_Space Heating_Natural Gas_Green Roof - Vegetated Rooftop_A_Achievable Economic RVT Potential | F9 | Commercial | OR - College | New | Space Heating | Natural Gas | Green Roof - Vegetated Rooftop | A | Cumulative Winter Peak Savings (MW) | Achievable Economic RVT Potential | 0 | 0 | 0 | 0 | 0 | 0 | 0 | 0 | 0 | 0 | 0 | 0 | 0 | 0 | 0 | 0 | 0 | 0 | 0 | 0 | 0 | 0 | 0 | 0 | 0 | 0 | 0
F10_Commercial_OR - College_New_Space Heating_Natural Gas_Green Roof - Vegetated Rooftop_A_Achievable Economic RVT Potential | F10 | Commercial | OR - College | New | Space Heating | Natural Gas | Green Roof - Vegetated Rooftop | A | Purchases (Incremental) | Achievable Economic RVT Potential | 0 | 0 | 0 | 0 | 0 | 0 | 0 | 0 | 0 | 0 | 0 | 0 | 0 | 0 | 0 | 0 | 0 | 0 | 0 | 0 | 0 | 0 | 0 | 0 | 0 | 0 | 0
F11_Commercial_OR - College_New_Space Heating_Natural Gas_Green Roof - Vegetated Rooftop_A_Achievable Economic RVT Potential | F11 | Commercial | OR - College | New | Space Heating | Natural Gas | Green Roof - Vegetated Rooftop | A | Purchases (Cumulative) | Achievable Economic RVT Potential | 0 | 0 | 0 | 0 | 0 | 0 | 0 | 0 | 0 | 0 | 0 | 0 | 0 | 0 | 0 | 0 | 0 | 0 | 0 | 0 | 0 | 0 | 0 | 0 | 0 | 0 | 0
F1_Commercial_OR - College_New_Space Heating_Natural Gas_Ducting - Repair and Sealing_A_Achievable Economic RVT Potential | F1 | Commercial | OR - College | New | Space Heating | Natural Gas | Ducting - Repair and Sealing | A | Integrated Unit Energy Savings (kWh or therms) | Achievable Economic RVT Potential | 0 | 0 | 0 | 0 | 0 | 0 | 0 | 0 | 0 | 0 | 0 | 0 | 0 | 0 | 0 | 0 | 0 | 0 | 0 | 0 | 0 | 0 | 0 | 0 | 0 | 0 | 0
F2_Commercial_OR - College_New_Space Heating_Natural Gas_Ducting - Repair and Sealing_A_Achievable Economic RVT Potential | F2 | Commercial | OR - College | New | Space Heating | Natural Gas | Ducting - Repair and Sealing | A | Integrated Unit Summer Peak Savings (kW) | Achievable Economic RVT Potential | 0 | 0 | 0 | 0 | 0 | 0 | 0 | 0 | 0 | 0 | 0 | 0 | 0 | 0 | 0 | 0 | 0 | 0 | 0 | 0 | 0 | 0 | 0 | 0 | 0 | 0 | 0
F3_Commercial_OR - College_New_Space Heating_Natural Gas_Ducting - Repair and Sealing_A_Achievable Economic RVT Potential | F3 | Commercial | OR - College | New | Space Heating | Natural Gas | Ducting - Repair and Sealing | A | Integrated Unit Winter Peak Savings (kW) | Achievable Economic RVT Potential | 0 | 0 | 0 | 0 | 0 | 0 | 0 | 0 | 0 | 0 | 0 | 0 | 0 | 0 | 0 | 0 | 0 | 0 | 0 | 0 | 0 | 0 | 0 | 0 | 0 | 0 | 0
F4_Commercial_OR - College_New_Space Heating_Natural Gas_Ducting - Repair and Sealing_A_Achievable Economic RVT Potential | F4 | Commercial | OR - College | New | Space Heating | Natural Gas | Ducting - Repair and Sealing | A | Incremental Energy Savings (MWh or mTherms) | Achievable Economic RVT Potential | 0 | 0 | 0 | 0 | 0 | 0 | 0 | 0 | 0 | 0 | 0 | 0 | 0 | 0 | 0 | 0 | 0 | 0 | 0 | 0 | 0 | 0 | 0 | 0 | 0 | 0 | 0
F5_Commercial_OR - College_New_Space Heating_Natural Gas_Ducting - Repair and Sealing_A_Achievable Economic RVT Potential | F5 | Commercial | OR - College | New | Space Heating | Natural Gas | Ducting - Repair and Sealing | A | Incremental Summer Peak Savings (MW) | Achievable Economic RVT Potential | 0 | 0 | 0 | 0 | 0 | 0 | 0 | 0 | 0 | 0 | 0 | 0 | 0 | 0 | 0 | 0 | 0 | 0 | 0 | 0 | 0 | 0 | 0 | 0 | 0 | 0 | 0
F6_Commercial_OR - College_New_Space Heating_Natural Gas_Ducting - Repair and Sealing_A_Achievable Economic RVT Potential | F6 | Commercial | OR - College | New | Space Heating | Natural Gas | Ducting - Repair and Sealing | A | Incremental Winter Peak Savings (MW) | Achievable Economic RVT Potential | 0 | 0 | 0 | 0 | 0 | 0 | 0 | 0 | 0 | 0 | 0 | 0 | 0 | 0 | 0 | 0 | 0 | 0 | 0 | 0 | 0 | 0 | 0 | 0 | 0 | 0 | 0
F7_Commercial_OR - College_New_Space Heating_Natural Gas_Ducting - Repair and Sealing_A_Achievable Economic RVT Potential | F7 | Commercial | OR - College | New | Space Heating | Natural Gas | Ducting - Repair and Sealing | A | Cumulative Energy Savings (MWh or mTherms) | Achievable Economic RVT Potential | 0 | 0 | 0 | 0 | 0 | 0 | 0 | 0 | 0 | 0 | 0 | 0 | 0 | 0 | 0 | 0 | 0 | 0 | 0 | 0 | 0 | 0 | 0 | 0 | 0 | 0 | 0
F8_Commercial_OR - College_New_Space Heating_Natural Gas_Ducting - Repair and Sealing_A_Achievable Economic RVT Potential | F8 | Commercial | OR - College | New | Space Heating | Natural Gas | Ducting - Repair and Sealing | A | Cumulative Summer Peak Savings (MW) | Achievable Economic RVT Potential | 0 | 0 | 0 | 0 | 0 | 0 | 0 | 0 | 0 | 0 | 0 | 0 | 0 | 0 | 0 | 0 | 0 | 0 | 0 | 0 | 0 | 0 | 0 | 0 | 0 | 0 | 0
F9_Commercial_OR - College_New_Space Heating_Natural Gas_Ducting - Repair and Sealing_A_Achievable Economic RVT Potential | F9 | Commercial | OR - College | New | Space Heating | Natural Gas | Ducting - Repair and Sealing | A | Cumulative Winter Peak Savings (MW) | Achievable Economic RVT Potential | 0 | 0 | 0 | 0 | 0 | 0 | 0 | 0 | 0 | 0 | 0 | 0 | 0 | 0 | 0 | 0 | 0 | 0 | 0 | 0 | 0 | 0 | 0 | 0 | 0 | 0 | 0
F10_Commercial_OR - College_New_Space Heating_Natural Gas_Ducting - Repair and Sealing_A_Achievable Economic RVT Potential | F10 | Commercial | OR - College | New | Space Heating | Natural Gas | Ducting - Repair and Sealing | A | Purchases (Incremental) | Achievable Economic RVT Potential | 0 | 0 | 0 | 0 | 0 | 0 | 0 | 0 | 0 | 0 | 0 | 0 | 0 | 0 | 0 | 0 | 0 | 0 | 0 | 0 | 0 | 0 | 0 | 0 | 0 | 0 | 0
F11_Commercial_OR - College_New_Space Heating_Natural Gas_Ducting - Repair and Sealing_A_Achievable Economic RVT Potential | F11 | Commercial | OR - College | New | Space Heating | Natural Gas | Ducting - Repair and Sealing | A | Purchases (Cumulative) | Achievable Economic RVT Potential | 0 | 0 | 0 | 0 | 0 | 0 | 0 | 0 | 0 | 0 | 0 | 0 | 0 | 0 | 0 | 0 | 0 | 0 | 0 | 0 | 0 | 0 | 0 | 0 | 0 | 0 | 0
F1_Commercial_OR - College_New_Space Heating_Natural Gas_Windows - High Efficiency Glazing_A_Achievable Economic RVT Potential | F1 | Commercial | OR - College | New | Space Heating | Natural Gas | Windows - High Efficiency Glazing | A | Integrated Unit Energy Savings (kWh or therms) | Achievable Economic RVT Potential | 0 | 0 | 0 | 0 | 0 | 0 | 0 | 0 | 0 | 0 | 0 | 0 | 0 | 0 | 0 | 0 | 0 | 0 | 0 | 0 | 0 | 0 | 0 | 0 | 0 | 0 | 0
F2_Commercial_OR - College_New_Space Heating_Natural Gas_Windows - High Efficiency Glazing_A_Achievable Economic RVT Potential | F2 | Commercial | OR - College | New | Space Heating | Natural Gas | Windows - High Efficiency Glazing | A | Integrated Unit Summer Peak Savings (kW) | Achievable Economic RVT Potential | 0 | 0 | 0 | 0 | 0 | 0 | 0 | 0 | 0 | 0 | 0 | 0 | 0 | 0 | 0 | 0 | 0 | 0 | 0 | 0 | 0 | 0 | 0 | 0 | 0 | 0 | 0
F3_Commercial_OR - College_New_Space Heating_Natural Gas_Windows - High Efficiency Glazing_A_Achievable Economic RVT Potential | F3 | Commercial | OR - College | New | Space Heating | Natural Gas | Windows - High Efficiency Glazing | A | Integrated Unit Winter Peak Savings (kW) | Achievable Economic RVT Potential | 0 | 0 | 0 | 0 | 0 | 0 | 0 | 0 | 0 | 0 | 0 | 0 | 0 | 0 | 0 | 0 | 0 | 0 | 0 | 0 | 0 | 0 | 0 | 0 | 0 | 0 | 0
F4_Commercial_OR - College_New_Space Heating_Natural Gas_Windows - High Efficiency Glazing_A_Achievable Economic RVT Potential | F4 | Commercial | OR - College | New | Space Heating | Natural Gas | Windows - High Efficiency Glazing | A | Incremental Energy Savings (MWh or mTherms) | Achievable Economic RVT Potential | 0 | 0 | 0 | 0 | 0 | 0 | 0 | 0 | 0 | 0 | 0 | 0 | 0 | 0 | 0 | 0 | 0 | 0 | 0 | 0 | 0 | 0 | 0 | 0 | 0 | 0 | 0
F5_Commercial_OR - College_New_Space Heating_Natural Gas_Windows - High Efficiency Glazing_A_Achievable Economic RVT Potential | F5 | Commercial | OR - College | New | Space Heating | Natural Gas | Windows - High Efficiency Glazing | A | Incremental Summer Peak Savings (MW) | Achievable Economic RVT Potential | 0 | 0 | 0 | 0 | 0 | 0 | 0 | 0 | 0 | 0 | 0 | 0 | 0 | 0 | 0 | 0 | 0 | 0 | 0 | 0 | 0 | 0 | 0 | 0 | 0 | 0 | 0
F6_Commercial_OR - College_New_Space Heating_Natural Gas_Windows - High Efficiency Glazing_A_Achievable Economic RVT Potential | F6 | Commercial | OR - College | New | Space Heating | Natural Gas | Windows - High Efficiency Glazing | A | Incremental Winter Peak Savings (MW) | Achievable Economic RVT Potential | 0 | 0 | 0 | 0 | 0 | 0 | 0 | 0 | 0 | 0 | 0 | 0 | 0 | 0 | 0 | 0 | 0 | 0 | 0 | 0 | 0 | 0 | 0 | 0 | 0 | 0 | 0
F7_Commercial_OR - College_New_Space Heating_Natural Gas_Windows - High Efficiency Glazing_A_Achievable Economic RVT Potential | F7 | Commercial | OR - College | New | Space Heating | Natural Gas | Windows - High Efficiency Glazing | A | Cumulative Energy Savings (MWh or mTherms) | Achievable Economic RVT Potential | 0 | 0 | 0 | 0 | 0 | 0 | 0 | 0 | 0 | 0 | 0 | 0 | 0 | 0 | 0 | 0 | 0 | 0 | 0 | 0 | 0 | 0 | 0 | 0 | 0 | 0 | 0
F8_Commercial_OR - College_New_Space Heating_Natural Gas_Windows - High Efficiency Glazing_A_Achievable Economic RVT Potential | F8 | Commercial | OR - College | New | Space Heating | Natural Gas | Windows - High Efficiency Glazing | A | Cumulative Summer Peak Savings (MW) | Achievable Economic RVT Potential | 0 | 0 | 0 | 0 | 0 | 0 | 0 | 0 | 0 | 0 | 0 | 0 | 0 | 0 | 0 | 0 | 0 | 0 | 0 | 0 | 0 | 0 | 0 | 0 | 0 | 0 | 0
F9_Commercial_OR - College_New_Space Heating_Natural Gas_Windows - High Efficiency Glazing_A_Achievable Economic RVT Potential | F9 | Commercial | OR - College | New | Space Heating | Natural Gas | Windows - High Efficiency Glazing | A | Cumulative Winter Peak Savings (MW) | Achievable Economic RVT Potential | 0 | 0 | 0 | 0 | 0 | 0 | 0 | 0 | 0 | 0 | 0 | 0 | 0 | 0 | 0 | 0 | 0 | 0 | 0 | 0 | 0 | 0 | 0 | 0 | 0 | 0 | 0
F10_Commercial_OR - College_New_Space Heating_Natural Gas_Windows - High Efficiency Glazing_A_Achievable Economic RVT Potential | F10 | Commercial | OR - College | New | Space Heating | Natural Gas | Windows - High Efficiency Glazing | A | Purchases (Incremental) | Achievable Economic RVT Potential | 0 | 0 | 0 | 0 | 0 | 0 | 0 | 0 | 0 | 0 | 0 | 0 | 0 | 0 | 0 | 0 | 0 | 0 | 0 | 0 | 0 | 0 | 0 | 0 | 0 | 0 | 0
F11_Commercial_OR - College_New_Space Heating_Natural Gas_Windows - High Efficiency Glazing_A_Achievable Economic RVT Potential | F11 | Commercial | OR - College | New | Space Heating | Natural Gas | Windows - High Efficiency Glazing | A | Purchases (Cumulative) | Achievable Economic RVT Potential | 0 | 0 | 0 | 0 | 0 | 0 | 0 | 0 | 0 | 0 | 0 | 0 | 0 | 0 | 0 | 0 | 0 | 0 | 0 | 0 | 0 | 0 | 0 | 0 | 0 | 0 | 0
F1_Commercial_OR - College_New_Space Heating_Natural Gas_Windows - Secondary Glazing Systems_A_Achievable Economic RVT Potential | F1 | Commercial | OR - College | New | Space Heating | Natural Gas | Windows - Secondary Glazing Systems | A | Integrated Unit Energy Savings (kWh or therms) | Achievable Economic RVT Potential | 0 | 0 | 0 | 0 | 0 | 0 | 0 | 0 | 0 | 0 | 0 | 0 | 0 | 0 | 0 | 0 | 0 | 0 | 0 | 0 | 0 | 0 | 0 | 0 | 0 | 0 | 0
F2_Commercial_OR - College_New_Space Heating_Natural Gas_Windows - Secondary Glazing Systems_A_Achievable Economic RVT Potential | F2 | Commercial | OR - College | New | Space Heating | Natural Gas | Windows - Secondary Glazing Systems | A | Integrated Unit Summer Peak Savings (kW) | Achievable Economic RVT Potential | 0 | 0 | 0 | 0 | 0 | 0 | 0 | 0 | 0 | 0 | 0 | 0 | 0 | 0 | 0 | 0 | 0 | 0 | 0 | 0 | 0 | 0 | 0 | 0 | 0 | 0 | 0
F3_Commercial_OR - College_New_Space Heating_Natural Gas_Windows - Secondary Glazing Systems_A_Achievable Economic RVT Potential | F3 | Commercial | OR - College | New | Space Heating | Natural Gas | Windows - Secondary Glazing Systems | A | Integrated Unit Winter Peak Savings (kW) | Achievable Economic RVT Potential | 0 | 0 | 0 | 0 | 0 | 0 | 0 | 0 | 0 | 0 | 0 | 0 | 0 | 0 | 0 | 0 | 0 | 0 | 0 | 0 | 0 | 0 | 0 | 0 | 0 | 0 | 0
F4_Commercial_OR - College_New_Space Heating_Natural Gas_Windows - Secondary Glazing Systems_A_Achievable Economic RVT Potential | F4 | Commercial | OR - College | New | Space Heating | Natural Gas | Windows - Secondary Glazing Systems | A | Incremental Energy Savings (MWh or mTherms) | Achievable Economic RVT Potential | 0 | 0 | 0 | 0 | 0 | 0 | 0 | 0 | 0 | 0 | 0 | 0 | 0 | 0 | 0 | 0 | 0 | 0 | 0 | 0 | 0 | 0 | 0 | 0 | 0 | 0 | 0
F5_Commercial_OR - College_New_Space Heating_Natural Gas_Windows - Secondary Glazing Systems_A_Achievable Economic RVT Potential | F5 | Commercial | OR - College | New | Space Heating | Natural Gas | Windows - Secondary Glazing Systems | A | Incremental Summer Peak Savings (MW) | Achievable Economic RVT Potential | 0 | 0 | 0 | 0 | 0 | 0 | 0 | 0 | 0 | 0 | 0 | 0 | 0 | 0 | 0 | 0 | 0 | 0 | 0 | 0 | 0 | 0 | 0 | 0 | 0 | 0 | 0
F6_Commercial_OR - College_New_Space Heating_Natural Gas_Windows - Secondary Glazing Systems_A_Achievable Economic RVT Potential | F6 | Commercial | OR - College | New | Space Heating | Natural Gas | Windows - Secondary Glazing Systems | A | Incremental Winter Peak Savings (MW) | Achievable Economic RVT Potential | 0 | 0 | 0 | 0 | 0 | 0 | 0 | 0 | 0 | 0 | 0 | 0 | 0 | 0 | 0 | 0 | 0 | 0 | 0 | 0 | 0 | 0 | 0 | 0 | 0 | 0 | 0
F7_Commercial_OR - College_New_Space Heating_Natural Gas_Windows - Secondary Glazing Systems_A_Achievable Economic RVT Potential | F7 | Commercial | OR - College | New | Space Heating | Natural Gas | Windows - Secondary Glazing Systems | A | Cumulative Energy Savings (MWh or mTherms) | Achievable Economic RVT Potential | 0 | 0 | 0 | 0 | 0 | 0 | 0 | 0 | 0 | 0 | 0 | 0 | 0 | 0 | 0 | 0 | 0 | 0 | 0 | 0 | 0 | 0 | 0 | 0 | 0 | 0 | 0
F8_Commercial_OR - College_New_Space Heating_Natural Gas_Windows - Secondary Glazing Systems_A_Achievable Economic RVT Potential | F8 | Commercial | OR - College | New | Space Heating | Natural Gas | Windows - Secondary Glazing Systems | A | Cumulative Summer Peak Savings (MW) | Achievable Economic RVT Potential | 0 | 0 | 0 | 0 | 0 | 0 | 0 | 0 | 0 | 0 | 0 | 0 | 0 | 0 | 0 | 0 | 0 | 0 | 0 | 0 | 0 | 0 | 0 | 0 | 0 | 0 | 0
F9_Commercial_OR - College_New_Space Heating_Natural Gas_Windows - Secondary Glazing Systems_A_Achievable Economic RVT Potential | F9 | Commercial | OR - College | New | Space Heating | Natural Gas | Windows - Secondary Glazing Systems | A | Cumulative Winter Peak Savings (MW) | Achievable Economic RVT Potential | 0 | 0 | 0 | 0 | 0 | 0 | 0 | 0 | 0 | 0 | 0 | 0 | 0 | 0 | 0 | 0 | 0 | 0 | 0 | 0 | 0 | 0 | 0 | 0 | 0 | 0 | 0
F10_Commercial_OR - College_New_Space Heating_Natural Gas_Windows - Secondary Glazing Systems_A_Achievable Economic RVT Potential | F10 | Commercial | OR - College | New | Space Heating | Natural Gas | Windows - Secondary Glazing Systems | A | Purchases (Incremental) | Achievable Economic RVT Potential | 0 | 0 | 0 | 0 | 0 | 0 | 0 | 0 | 0 | 0 | 0 | 0 | 0 | 0 | 0 | 0 | 0 | 0 | 0 | 0 | 0 | 0 | 0 | 0 | 0 | 0 | 0
F11_Commercial_OR - College_New_Space Heating_Natural Gas_Windows - Secondary Glazing Systems_A_Achievable Economic RVT Potential | F11 | Commercial | OR - College | New | Space Heating | Natural Gas | Windows - Secondary Glazing Systems | A | Purchases (Cumulative) | Achievable Economic RVT Potential | 0 | 0 | 0 | 0 | 0 | 0 | 0 | 0 | 0 | 0 | 0 | 0 | 0 | 0 | 0 | 0 | 0 | 0 | 0 | 0 | 0 | 0 | 0 | 0 | 0 | 0 | 0
F1_Commercial_OR - College_New_Space Heating_Natural Gas_HVAC - Energy Recovery Ventilator_A_Achievable Economic RVT Potential | F1 | Commercial | OR - College | New | Space Heating | Natural Gas | HVAC - Energy Recovery Ventilator | A | Integrated Unit Energy Savings (kWh or therms) | Achievable Economic RVT Potential | 0 | 0 | 0 | 0 | 0 | 0 | 0 | 0 | 0 | 0 | 0 | 0 | 0 | 0 | 0 | 0 | 0 | 0 | 0 | 0 | 0 | 0 | 0 | 0 | 0 | 0 | 0
F2_Commercial_OR - College_New_Space Heating_Natural Gas_HVAC - Energy Recovery Ventilator_A_Achievable Economic RVT Potential | F2 | Commercial | OR - College | New | Space Heating | Natural Gas | HVAC - Energy Recovery Ventilator | A | Integrated Unit Summer Peak Savings (kW) | Achievable Economic RVT Potential | 0 | 0 | 0 | 0 | 0 | 0 | 0 | 0 | 0 | 0 | 0 | 0 | 0 | 0 | 0 | 0 | 0 | 0 | 0 | 0 | 0 | 0 | 0 | 0 | 0 | 0 | 0
F3_Commercial_OR - College_New_Space Heating_Natural Gas_HVAC - Energy Recovery Ventilator_A_Achievable Economic RVT Potential | F3 | Commercial | OR - College | New | Space Heating | Natural Gas | HVAC - Energy Recovery Ventilator | A | Integrated Unit Winter Peak Savings (kW) | Achievable Economic RVT Potential | 0 | 0 | 0 | 0 | 0 | 0 | 0 | 0 | 0 | 0 | 0 | 0 | 0 | 0 | 0 | 0 | 0 | 0 | 0 | 0 | 0 | 0 | 0 | 0 | 0 | 0 | 0
F4_Commercial_OR - College_New_Space Heating_Natural Gas_HVAC - Energy Recovery Ventilator_A_Achievable Economic RVT Potential | F4 | Commercial | OR - College | New | Space Heating | Natural Gas | HVAC - Energy Recovery Ventilator | A | Incremental Energy Savings (MWh or mTherms) | Achievable Economic RVT Potential | 0 | 0 | 0 | 0 | 0 | 0 | 0 | 0 | 0 | 0 | 0 | 0 | 0 | 0 | 0 | 0 | 0 | 0 | 0 | 0 | 0 | 0 | 0 | 0 | 0 | 0 | 0
F5_Commercial_OR - College_New_Space Heating_Natural Gas_HVAC - Energy Recovery Ventilator_A_Achievable Economic RVT Potential | F5 | Commercial | OR - College | New | Space Heating | Natural Gas | HVAC - Energy Recovery Ventilator | A | Incremental Summer Peak Savings (MW) | Achievable Economic RVT Potential | 0 | 0 | 0 | 0 | 0 | 0 | 0 | 0 | 0 | 0 | 0 | 0 | 0 | 0 | 0 | 0 | 0 | 0 | 0 | 0 | 0 | 0 | 0 | 0 | 0 | 0 | 0
F6_Commercial_OR - College_New_Space Heating_Natural Gas_HVAC - Energy Recovery Ventilator_A_Achievable Economic RVT Potential | F6 | Commercial | OR - College | New | Space Heating | Natural Gas | HVAC - Energy Recovery Ventilator | A | Incremental Winter Peak Savings (MW) | Achievable Economic RVT Potential | 0 | 0 | 0 | 0 | 0 | 0 | 0 | 0 | 0 | 0 | 0 | 0 | 0 | 0 | 0 | 0 | 0 | 0 | 0 | 0 | 0 | 0 | 0 | 0 | 0 | 0 | 0
F7_Commercial_OR - College_New_Space Heating_Natural Gas_HVAC - Energy Recovery Ventilator_A_Achievable Economic RVT Potential | F7 | Commercial | OR - College | New | Space Heating | Natural Gas | HVAC - Energy Recovery Ventilator | A | Cumulative Energy Savings (MWh or mTherms) | Achievable Economic RVT Potential | 0 | 0 | 0 | 0 | 0 | 0 | 0 | 0 | 0 | 0 | 0 | 0 | 0 | 0 | 0 | 0 | 0 | 0 | 0 | 0 | 0 | 0 | 0 | 0 | 0 | 0 | 0
F8_Commercial_OR - College_New_Space Heating_Natural Gas_HVAC - Energy Recovery Ventilator_A_Achievable Economic RVT Potential | F8 | Commercial | OR - College | New | Space Heating | Natural Gas | HVAC - Energy Recovery Ventilator | A | Cumulative Summer Peak Savings (MW) | Achievable Economic RVT Potential | 0 | 0 | 0 | 0 | 0 | 0 | 0 | 0 | 0 | 0 | 0 | 0 | 0 | 0 | 0 | 0 | 0 | 0 | 0 | 0 | 0 | 0 | 0 | 0 | 0 | 0 | 0
F9_Commercial_OR - College_New_Space Heating_Natural Gas_HVAC - Energy Recovery Ventilator_A_Achievable Economic RVT Potential | F9 | Commercial | OR - College | New | Space Heating | Natural Gas | HVAC - Energy Recovery Ventilator | A | Cumulative Winter Peak Savings (MW) | Achievable Economic RVT Potential | 0 | 0 | 0 | 0 | 0 | 0 | 0 | 0 | 0 | 0 | 0 | 0 | 0 | 0 | 0 | 0 | 0 | 0 | 0 | 0 | 0 | 0 | 0 | 0 | 0 | 0 | 0
F10_Commercial_OR - College_New_Space Heating_Natural Gas_HVAC - Energy Recovery Ventilator_A_Achievable Economic RVT Potential | F10 | Commercial | OR - College | New | Space Heating | Natural Gas | HVAC - Energy Recovery Ventilator | A | Purchases (Incremental) | Achievable Economic RVT Potential | 0 | 0 | 0 | 0 | 0 | 0 | 0 | 0 | 0 | 0 | 0 | 0 | 0 | 0 | 0 | 0 | 0 | 0 | 0 | 0 | 0 | 0 | 0 | 0 | 0 | 0 | 0
F11_Commercial_OR - College_New_Space Heating_Natural Gas_HVAC - Energy Recovery Ventilator_A_Achievable Economic RVT Potential | F11 | Commercial | OR - College | New | Space Heating | Natural Gas | HVAC - Energy Recovery Ventilator | A | Purchases (Cumulative) | Achievable Economic RVT Potential | 0 | 0 | 0 | 0 | 0 | 0 | 0 | 0 | 0 | 0 | 0 | 0 | 0 | 0 | 0 | 0 | 0 | 0 | 0 | 0 | 0 | 0 | 0 | 0 | 0 | 0 | 0
F1_Commercial_OR - College_New_Space Heating_Natural Gas_Building Shell - Air Sealing (Infiltration Control)_A_Achievable Economic RVT Potential | F1 | Commercial | OR - College | New | Space Heating | Natural Gas | Building Shell - Air Sealing (Infiltration Control) | A | Integrated Unit Energy Savings (kWh or therms) | Achievable Economic RVT Potential | 0 | 0 | 0 | 0 | 0 | 0 | 0 | 0 | 0 | 0 | 0 | 0 | 0 | 0 | 0 | 0 | 0 | 0 | 0 | 0 | 0 | 0 | 0 | 0 | 0 | 0 | 0
F2_Commercial_OR - College_New_Space Heating_Natural Gas_Building Shell - Air Sealing (Infiltration Control)_A_Achievable Economic RVT Potential | F2 | Commercial | OR - College | New | Space Heating | Natural Gas | Building Shell - Air Sealing (Infiltration Control) | A | Integrated Unit Summer Peak Savings (kW) | Achievable Economic RVT Potential | 0 | 0 | 0 | 0 | 0 | 0 | 0 | 0 | 0 | 0 | 0 | 0 | 0 | 0 | 0 | 0 | 0 | 0 | 0 | 0 | 0 | 0 | 0 | 0 | 0 | 0 | 0
F3_Commercial_OR - College_New_Space Heating_Natural Gas_Building Shell - Air Sealing (Infiltration Control)_A_Achievable Economic RVT Potential | F3 | Commercial | OR - College | New | Space Heating | Natural Gas | Building Shell - Air Sealing (Infiltration Control) | A | Integrated Unit Winter Peak Savings (kW) | Achievable Economic RVT Potential | 0 | 0 | 0 | 0 | 0 | 0 | 0 | 0 | 0 | 0 | 0 | 0 | 0 | 0 | 0 | 0 | 0 | 0 | 0 | 0 | 0 | 0 | 0 | 0 | 0 | 0 | 0
F4_Commercial_OR - College_New_Space Heating_Natural Gas_Building Shell - Air Sealing (Infiltration Control)_A_Achievable Economic RVT Potential | F4 | Commercial | OR - College | New | Space Heating | Natural Gas | Building Shell - Air Sealing (Infiltration Control) | A | Incremental Energy Savings (MWh or mTherms) | Achievable Economic RVT Potential | 0 | 0 | 0 | 0 | 0 | 0 | 0 | 0 | 0 | 0 | 0 | 0 | 0 | 0 | 0 | 0 | 0 | 0 | 0 | 0 | 0 | 0 | 0 | 0 | 0 | 0 | 0
F5_Commercial_OR - College_New_Space Heating_Natural Gas_Building Shell - Air Sealing (Infiltration Control)_A_Achievable Economic RVT Potential | F5 | Commercial | OR - College | New | Space Heating | Natural Gas | Building Shell - Air Sealing (Infiltration Control) | A | Incremental Summer Peak Savings (MW) | Achievable Economic RVT Potential | 0 | 0 | 0 | 0 | 0 | 0 | 0 | 0 | 0 | 0 | 0 | 0 | 0 | 0 | 0 | 0 | 0 | 0 | 0 | 0 | 0 | 0 | 0 | 0 | 0 | 0 | 0
F6_Commercial_OR - College_New_Space Heating_Natural Gas_Building Shell - Air Sealing (Infiltration Control)_A_Achievable Economic RVT Potential | F6 | Commercial | OR - College | New | Space Heating | Natural Gas | Building Shell - Air Sealing (Infiltration Control) | A | Incremental Winter Peak Savings (MW) | Achievable Economic RVT Potential | 0 | 0 | 0 | 0 | 0 | 0 | 0 | 0 | 0 | 0 | 0 | 0 | 0 | 0 | 0 | 0 | 0 | 0 | 0 | 0 | 0 | 0 | 0 | 0 | 0 | 0 | 0
F7_Commercial_OR - College_New_Space Heating_Natural Gas_Building Shell - Air Sealing (Infiltration Control)_A_Achievable Economic RVT Potential | F7 | Commercial | OR - College | New | Space Heating | Natural Gas | Building Shell - Air Sealing (Infiltration Control) | A | Cumulative Energy Savings (MWh or mTherms) | Achievable Economic RVT Potential | 0 | 0 | 0 | 0 | 0 | 0 | 0 | 0 | 0 | 0 | 0 | 0 | 0 | 0 | 0 | 0 | 0 | 0 | 0 | 0 | 0 | 0 | 0 | 0 | 0 | 0 | 0
F8_Commercial_OR - College_New_Space Heating_Natural Gas_Building Shell - Air Sealing (Infiltration Control)_A_Achievable Economic RVT Potential | F8 | Commercial | OR - College | New | Space Heating | Natural Gas | Building Shell - Air Sealing (Infiltration Control) | A | Cumulative Summer Peak Savings (MW) | Achievable Economic RVT Potential | 0 | 0 | 0 | 0 | 0 | 0 | 0 | 0 | 0 | 0 | 0 | 0 | 0 | 0 | 0 | 0 | 0 | 0 | 0 | 0 | 0 | 0 | 0 | 0 | 0 | 0 | 0
F9_Commercial_OR - College_New_Space Heating_Natural Gas_Building Shell - Air Sealing (Infiltration Control)_A_Achievable Economic RVT Potential | F9 | Commercial | OR - College | New | Space Heating | Natural Gas | Building Shell - Air Sealing (Infiltration Control) | A | Cumulative Winter Peak Savings (MW) | Achievable Economic RVT Potential | 0 | 0 | 0 | 0 | 0 | 0 | 0 | 0 | 0 | 0 | 0 | 0 | 0 | 0 | 0 | 0 | 0 | 0 | 0 | 0 | 0 | 0 | 0 | 0 | 0 | 0 | 0
F10_Commercial_OR - College_New_Space Heating_Natural Gas_Building Shell - Air Sealing (Infiltration Control)_A_Achievable Economic RVT Potential | F10 | Commercial | OR - College | New | Space Heating | Natural Gas | Building Shell - Air Sealing (Infiltration Control) | A | Purchases (Incremental) | Achievable Economic RVT Potential | 0 | 0 | 0 | 0 | 0 | 0 | 0 | 0 | 0 | 0 | 0 | 0 | 0 | 0 | 0 | 0 | 0 | 0 | 0 | 0 | 0 | 0 | 0 | 0 | 0 | 0 | 0
F11_Commercial_OR - College_New_Space Heating_Natural Gas_Building Shell - Air Sealing (Infiltration Control)_A_Achievable Economic RVT Potential | F11 | Commercial | OR - College | New | Space Heating | Natural Gas | Building Shell - Air Sealing (Infiltration Control) | A | Purchases (Cumulative) | Achievable Economic RVT Potential | 0 | 0 | 0 | 0 | 0 | 0 | 0 | 0 | 0 | 0 | 0 | 0 | 0 | 0 | 0 | 0 | 0 | 0 | 0 | 0 | 0 | 0 | 0 | 0 | 0 | 0 | 0
F1_Commercial_OR - College_New_Space Heating_Natural Gas_Ventilation - Demand Controlled_A_Achievable Economic RVT Potential | F1 | Commercial | OR - College | New | Space Heating | Natural Gas | Ventilation - Demand Controlled | A | Integrated Unit Energy Savings (kWh or therms) | Achievable Economic RVT Potential | 0 | 0 | 0 | 0 | 0 | 0 | 0 | 0 | 0 | 0 | 0 | 0 | 0 | 0 | 0 | 0 | 0 | 0 | 0 | 0 | 0 | 0 | 0 | 0 | 0 | 0 | 0
F2_Commercial_OR - College_New_Space Heating_Natural Gas_Ventilation - Demand Controlled_A_Achievable Economic RVT Potential | F2 | Commercial | OR - College | New | Space Heating | Natural Gas | Ventilation - Demand Controlled | A | Integrated Unit Summer Peak Savings (kW) | Achievable Economic RVT Potential | 0 | 0 | 0 | 0 | 0 | 0 | 0 | 0 | 0 | 0 | 0 | 0 | 0 | 0 | 0 | 0 | 0 | 0 | 0 | 0 | 0 | 0 | 0 | 0 | 0 | 0 | 0
F3_Commercial_OR - College_New_Space Heating_Natural Gas_Ventilation - Demand Controlled_A_Achievable Economic RVT Potential | F3 | Commercial | OR - College | New | Space Heating | Natural Gas | Ventilation - Demand Controlled | A | Integrated Unit Winter Peak Savings (kW) | Achievable Economic RVT Potential | 0 | 0 | 0 | 0 | 0 | 0 | 0 | 0 | 0 | 0 | 0 | 0 | 0 | 0 | 0 | 0 | 0 | 0 | 0 | 0 | 0 | 0 | 0 | 0 | 0 | 0 | 0
F4_Commercial_OR - College_New_Space Heating_Natural Gas_Ventilation - Demand Controlled_A_Achievable Economic RVT Potential | F4 | Commercial | OR - College | New | Space Heating | Natural Gas | Ventilation - Demand Controlled | A | Incremental Energy Savings (MWh or mTherms) | Achievable Economic RVT Potential | 0 | 0 | 0 | 0 | 0 | 0 | 0 | 0 | 0 | 0 | 0 | 0 | 0 | 0 | 0 | 0 | 0 | 0 | 0 | 0 | 0 | 0 | 0 | 0 | 0 | 0 | 0
F5_Commercial_OR - College_New_Space Heating_Natural Gas_Ventilation - Demand Controlled_A_Achievable Economic RVT Potential | F5 | Commercial | OR - College | New | Space Heating | Natural Gas | Ventilation - Demand Controlled | A | Incremental Summer Peak Savings (MW) | Achievable Economic RVT Potential | 0 | 0 | 0 | 0 | 0 | 0 | 0 | 0 | 0 | 0 | 0 | 0 | 0 | 0 | 0 | 0 | 0 | 0 | 0 | 0 | 0 | 0 | 0 | 0 | 0 | 0 | 0
F6_Commercial_OR - College_New_Space Heating_Natural Gas_Ventilation - Demand Controlled_A_Achievable Economic RVT Potential | F6 | Commercial | OR - College | New | Space Heating | Natural Gas | Ventilation - Demand Controlled | A | Incremental Winter Peak Savings (MW) | Achievable Economic RVT Potential | 0 | 0 | 0 | 0 | 0 | 0 | 0 | 0 | 0 | 0 | 0 | 0 | 0 | 0 | 0 | 0 | 0 | 0 | 0 | 0 | 0 | 0 | 0 | 0 | 0 | 0 | 0
F7_Commercial_OR - College_New_Space Heating_Natural Gas_Ventilation - Demand Controlled_A_Achievable Economic RVT Potential | F7 | Commercial | OR - College | New | Space Heating | Natural Gas | Ventilation - Demand Controlled | A | Cumulative Energy Savings (MWh or mTherms) | Achievable Economic RVT Potential | 0 | 0 | 0 | 0 | 0 | 0 | 0 | 0 | 0 | 0 | 0 | 0 | 0 | 0 | 0 | 0 | 0 | 0 | 0 | 0 | 0 | 0 | 0 | 0 | 0 | 0 | 0
F8_Commercial_OR - College_New_Space Heating_Natural Gas_Ventilation - Demand Controlled_A_Achievable Economic RVT Potential | F8 | Commercial | OR - College | New | Space Heating | Natural Gas | Ventilation - Demand Controlled | A | Cumulative Summer Peak Savings (MW) | Achievable Economic RVT Potential | 0 | 0 | 0 | 0 | 0 | 0 | 0 | 0 | 0 | 0 | 0 | 0 | 0 | 0 | 0 | 0 | 0 | 0 | 0 | 0 | 0 | 0 | 0 | 0 | 0 | 0 | 0
F9_Commercial_OR - College_New_Space Heating_Natural Gas_Ventilation - Demand Controlled_A_Achievable Economic RVT Potential | F9 | Commercial | OR - College | New | Space Heating | Natural Gas | Ventilation - Demand Controlled | A | Cumulative Winter Peak Savings (MW) | Achievable Economic RVT Potential | 0 | 0 | 0 | 0 | 0 | 0 | 0 | 0 | 0 | 0 | 0 | 0 | 0 | 0 | 0 | 0 | 0 | 0 | 0 | 0 | 0 | 0 | 0 | 0 | 0 | 0 | 0
F10_Commercial_OR - College_New_Space Heating_Natural Gas_Ventilation - Demand Controlled_A_Achievable Economic RVT Potential | F10 | Commercial | OR - College | New | Space Heating | Natural Gas | Ventilation - Demand Controlled | A | Purchases (Incremental) | Achievable Economic RVT Potential | 0 | 0 | 0 | 0 | 0 | 0 | 0 | 0 | 0 | 0 | 0 | 0 | 0 | 0 | 0 | 0 | 0 | 0 | 0 | 0 | 0 | 0 | 0 | 0 | 0 | 0 | 0
F11_Commercial_OR - College_New_Space Heating_Natural Gas_Ventilation - Demand Controlled_A_Achievable Economic RVT Potential | F11 | Commercial | OR - College | New | Space Heating | Natural Gas | Ventilation - Demand Controlled | A | Purchases (Cumulative) | Achievable Economic RVT Potential | 0 | 0 | 0 | 0 | 0 | 0 | 0 | 0 | 0 | 0 | 0 | 0 | 0 | 0 | 0 | 0 | 0 | 0 | 0 | 0 | 0 | 0 | 0 | 0 | 0 | 0 | 0
F1_Commercial_OR - College_New_Space Heating_Natural Gas_HVAC - Dedicated Outdoor Air System (DOAS)_A_Achievable Economic RVT Potential | F1 | Commercial | OR - College | New | Space Heating | Natural Gas | HVAC - Dedicated Outdoor Air System (DOAS) | A | Integrated Unit Energy Savings (kWh or therms) | Achievable Economic RVT Potential | 0 | 0 | 0 | 0 | 0 | 0 | 0 | 0 | 0 | 0 | 0 | 0 | 0 | 0 | 0 | 0 | 0 | 0 | 0 | 0 | 0 | 0 | 0 | 0 | 0 | 0 | 0
F2_Commercial_OR - College_New_Space Heating_Natural Gas_HVAC - Dedicated Outdoor Air System (DOAS)_A_Achievable Economic RVT Potential | F2 | Commercial | OR - College | New | Space Heating | Natural Gas | HVAC - Dedicated Outdoor Air System (DOAS) | A | Integrated Unit Summer Peak Savings (kW) | Achievable Economic RVT Potential | 0 | 0 | 0 | 0 | 0 | 0 | 0 | 0 | 0 | 0 | 0 | 0 | 0 | 0 | 0 | 0 | 0 | 0 | 0 | 0 | 0 | 0 | 0 | 0 | 0 | 0 | 0
F3_Commercial_OR - College_New_Space Heating_Natural Gas_HVAC - Dedicated Outdoor Air System (DOAS)_A_Achievable Economic RVT Potential | F3 | Commercial | OR - College | New | Space Heating | Natural Gas | HVAC - Dedicated Outdoor Air System (DOAS) | A | Integrated Unit Winter Peak Savings (kW) | Achievable Economic RVT Potential | 0 | 0 | 0 | 0 | 0 | 0 | 0 | 0 | 0 | 0 | 0 | 0 | 0 | 0 | 0 | 0 | 0 | 0 | 0 | 0 | 0 | 0 | 0 | 0 | 0 | 0 | 0
F4_Commercial_OR - College_New_Space Heating_Natural Gas_HVAC - Dedicated Outdoor Air System (DOAS)_A_Achievable Economic RVT Potential | F4 | Commercial | OR - College | New | Space Heating | Natural Gas | HVAC - Dedicated Outdoor Air System (DOAS) | A | Incremental Energy Savings (MWh or mTherms) | Achievable Economic RVT Potential | 0 | 0 | 0 | 0 | 0 | 0 | 0 | 0 | 0 | 0 | 0 | 0 | 0 | 0 | 0 | 0 | 0 | 0 | 0 | 0 | 0 | 0 | 0 | 0 | 0 | 0 | 0
F5_Commercial_OR - College_New_Space Heating_Natural Gas_HVAC - Dedicated Outdoor Air System (DOAS)_A_Achievable Economic RVT Potential | F5 | Commercial | OR - College | New | Space Heating | Natural Gas | HVAC - Dedicated Outdoor Air System (DOAS) | A | Incremental Summer Peak Savings (MW) | Achievable Economic RVT Potential | 0 | 0 | 0 | 0 | 0 | 0 | 0 | 0 | 0 | 0 | 0 | 0 | 0 | 0 | 0 | 0 | 0 | 0 | 0 | 0 | 0 | 0 | 0 | 0 | 0 | 0 | 0
F6_Commercial_OR - College_New_Space Heating_Natural Gas_HVAC - Dedicated Outdoor Air System (DOAS)_A_Achievable Economic RVT Potential | F6 | Commercial | OR - College | New | Space Heating | Natural Gas | HVAC - Dedicated Outdoor Air System (DOAS) | A | Incremental Winter Peak Savings (MW) | Achievable Economic RVT Potential | 0 | 0 | 0 | 0 | 0 | 0 | 0 | 0 | 0 | 0 | 0 | 0 | 0 | 0 | 0 | 0 | 0 | 0 | 0 | 0 | 0 | 0 | 0 | 0 | 0 | 0 | 0
F7_Commercial_OR - College_New_Space Heating_Natural Gas_HVAC - Dedicated Outdoor Air System (DOAS)_A_Achievable Economic RVT Potential | F7 | Commercial | OR - College | New | Space Heating | Natural Gas | HVAC - Dedicated Outdoor Air System (DOAS) | A | Cumulative Energy Savings (MWh or mTherms) | Achievable Economic RVT Potential | 0 | 0 | 0 | 0 | 0 | 0 | 0 | 0 | 0 | 0 | 0 | 0 | 0 | 0 | 0 | 0 | 0 | 0 | 0 | 0 | 0 | 0 | 0 | 0 | 0 | 0 | 0
F8_Commercial_OR - College_New_Space Heating_Natural Gas_HVAC - Dedicated Outdoor Air System (DOAS)_A_Achievable Economic RVT Potential | F8 | Commercial | OR - College | New | Space Heating | Natural Gas | HVAC - Dedicated Outdoor Air System (DOAS) | A | Cumulative Summer Peak Savings (MW) | Achievable Economic RVT Potential | 0 | 0 | 0 | 0 | 0 | 0 | 0 | 0 | 0 | 0 | 0 | 0 | 0 | 0 | 0 | 0 | 0 | 0 | 0 | 0 | 0 | 0 | 0 | 0 | 0 | 0 | 0
F9_Commercial_OR - College_New_Space Heating_Natural Gas_HVAC - Dedicated Outdoor Air System (DOAS)_A_Achievable Economic RVT Potential | F9 | Commercial | OR - College | New | Space Heating | Natural Gas | HVAC - Dedicated Outdoor Air System (DOAS) | A | Cumulative Winter Peak Savings (MW) | Achievable Economic RVT Potential | 0 | 0 | 0 | 0 | 0 | 0 | 0 | 0 | 0 | 0 | 0 | 0 | 0 | 0 | 0 | 0 | 0 | 0 | 0 | 0 | 0 | 0 | 0 | 0 | 0 | 0 | 0
F10_Commercial_OR - College_New_Space Heating_Natural Gas_HVAC - Dedicated Outdoor Air System (DOAS)_A_Achievable Economic RVT Potential | F10 | Commercial | OR - College | New | Space Heating | Natural Gas | HVAC - Dedicated Outdoor Air System (DOAS) | A | Purchases (Incremental) | Achievable Economic RVT Potential | 0 | 0 | 0 | 0 | 0 | 0 | 0 | 0 | 0 | 0 | 0 | 0 | 0 | 0 | 0 | 0 | 0 | 0 | 0 | 0 | 0 | 0 | 0 | 0 | 0 | 0 | 0
F11_Commercial_OR - College_New_Space Heating_Natural Gas_HVAC - Dedicated Outdoor Air System (DOAS)_A_Achievable Economic RVT Potential | F11 | Commercial | OR - College | New | Space Heating | Natural Gas | HVAC - Dedicated Outdoor Air System (DOAS) | A | Purchases (Cumulative) | Achievable Economic RVT Potential | 0 | 0 | 0 | 0 | 0 | 0 | 0 | 0 | 0 | 0 | 0 | 0 | 0 | 0 | 0 | 0 | 0 | 0 | 0 | 0 | 0 | 0 | 0 | 0 | 0 | 0 | 0
F1_Commercial_OR - College_New_Space Heating_Natural Gas_Destratification Fans (HVLS)_A_Achievable Economic RVT Potential | F1 | Commercial | OR - College | New | Space Heating | Natural Gas | Destratification Fans (HVLS) | A | Integrated Unit Energy Savings (kWh or therms) | Achievable Economic RVT Potential | 0 | 0 | 0 | 0 | 0 | 0 | 0 | 0 | 0 | 0 | 0 | 0 | 0 | 0 | 0 | 0 | 0 | 0 | 0 | 0 | 0 | 0 | 0 | 0 | 0 | 0 | 0
F2_Commercial_OR - College_New_Space Heating_Natural Gas_Destratification Fans (HVLS)_A_Achievable Economic RVT Potential | F2 | Commercial | OR - College | New | Space Heating | Natural Gas | Destratification Fans (HVLS) | A | Integrated Unit Summer Peak Savings (kW) | Achievable Economic RVT Potential | 0 | 0 | 0 | 0 | 0 | 0 | 0 | 0 | 0 | 0 | 0 | 0 | 0 | 0 | 0 | 0 | 0 | 0 | 0 | 0 | 0 | 0 | 0 | 0 | 0 | 0 | 0
F3_Commercial_OR - College_New_Space Heating_Natural Gas_Destratification Fans (HVLS)_A_Achievable Economic RVT Potential | F3 | Commercial | OR - College | New | Space Heating | Natural Gas | Destratification Fans (HVLS) | A | Integrated Unit Winter Peak Savings (kW) | Achievable Economic RVT Potential | 0 | 0 | 0 | 0 | 0 | 0 | 0 | 0 | 0 | 0 | 0 | 0 | 0 | 0 | 0 | 0 | 0 | 0 | 0 | 0 | 0 | 0 | 0 | 0 | 0 | 0 | 0
F4_Commercial_OR - College_New_Space Heating_Natural Gas_Destratification Fans (HVLS)_A_Achievable Economic RVT Potential | F4 | Commercial | OR - College | New | Space Heating | Natural Gas | Destratification Fans (HVLS) | A | Incremental Energy Savings (MWh or mTherms) | Achievable Economic RVT Potential | 0 | 0 | 0 | 0 | 0 | 0 | 0 | 0 | 0 | 0 | 0 | 0 | 0 | 0 | 0 | 0 | 0 | 0 | 0 | 0 | 0 | 0 | 0 | 0 | 0 | 0 | 0
F5_Commercial_OR - College_New_Space Heating_Natural Gas_Destratification Fans (HVLS)_A_Achievable Economic RVT Potential | F5 | Commercial | OR - College | New | Space Heating | Natural Gas | Destratification Fans (HVLS) | A | Incremental Summer Peak Savings (MW) | Achievable Economic RVT Potential | 0 | 0 | 0 | 0 | 0 | 0 | 0 | 0 | 0 | 0 | 0 | 0 | 0 | 0 | 0 | 0 | 0 | 0 | 0 | 0 | 0 | 0 | 0 | 0 | 0 | 0 | 0
F6_Commercial_OR - College_New_Space Heating_Natural Gas_Destratification Fans (HVLS)_A_Achievable Economic RVT Potential | F6 | Commercial | OR - College | New | Space Heating | Natural Gas | Destratification Fans (HVLS) | A | Incremental Winter Peak Savings (MW) | Achievable Economic RVT Potential | 0 | 0 | 0 | 0 | 0 | 0 | 0 | 0 | 0 | 0 | 0 | 0 | 0 | 0 | 0 | 0 | 0 | 0 | 0 | 0 | 0 | 0 | 0 | 0 | 0 | 0 | 0
F7_Commercial_OR - College_New_Space Heating_Natural Gas_Destratification Fans (HVLS)_A_Achievable Economic RVT Potential | F7 | Commercial | OR - College | New | Space Heating | Natural Gas | Destratification Fans (HVLS) | A | Cumulative Energy Savings (MWh or mTherms) | Achievable Economic RVT Potential | 0 | 0 | 0 | 0 | 0 | 0 | 0 | 0 | 0 | 0 | 0 | 0 | 0 | 0 | 0 | 0 | 0 | 0 | 0 | 0 | 0 | 0 | 0 | 0 | 0 | 0 | 0
F8_Commercial_OR - College_New_Space Heating_Natural Gas_Destratification Fans (HVLS)_A_Achievable Economic RVT Potential | F8 | Commercial | OR - College | New | Space Heating | Natural Gas | Destratification Fans (HVLS) | A | Cumulative Summer Peak Savings (MW) | Achievable Economic RVT Potential | 0 | 0 | 0 | 0 | 0 | 0 | 0 | 0 | 0 | 0 | 0 | 0 | 0 | 0 | 0 | 0 | 0 | 0 | 0 | 0 | 0 | 0 | 0 | 0 | 0 | 0 | 0
F9_Commercial_OR - College_New_Space Heating_Natural Gas_Destratification Fans (HVLS)_A_Achievable Economic RVT Potential | F9 | Commercial | OR - College | New | Space Heating | Natural Gas | Destratification Fans (HVLS) | A | Cumulative Winter Peak Savings (MW) | Achievable Economic RVT Potential | 0 | 0 | 0 | 0 | 0 | 0 | 0 | 0 | 0 | 0 | 0 | 0 | 0 | 0 | 0 | 0 | 0 | 0 | 0 | 0 | 0 | 0 | 0 | 0 | 0 | 0 | 0
F10_Commercial_OR - College_New_Space Heating_Natural Gas_Destratification Fans (HVLS)_A_Achievable Economic RVT Potential | F10 | Commercial | OR - College | New | Space Heating | Natural Gas | Destratification Fans (HVLS) | A | Purchases (Incremental) | Achievable Economic RVT Potential | 0 | 0 | 0 | 0 | 0 | 0 | 0 | 0 | 0 | 0 | 0 | 0 | 0 | 0 | 0 | 0 | 0 | 0 | 0 | 0 | 0 | 0 | 0 | 0 | 0 | 0 | 0
F11_Commercial_OR - College_New_Space Heating_Natural Gas_Destratification Fans (HVLS)_A_Achievable Economic RVT Potential | F11 | Commercial | OR - College | New | Space Heating | Natural Gas | Destratification Fans (HVLS) | A | Purchases (Cumulative) | Achievable Economic RVT Potential | 0 | 0 | 0 | 0 | 0 | 0 | 0 | 0 | 0 | 0 | 0 | 0 | 0 | 0 | 0 | 0 | 0 | 0 | 0 | 0 | 0 | 0 | 0 | 0 | 0 | 0 | 0
F1_Commercial_OR - College_New_Space Heating_Natural Gas_Gas Boiler - Maintenance_A_Achievable Economic RVT Potential | F1 | Commercial | OR - College | New | Space Heating | Natural Gas | Gas Boiler - Maintenance | A | Integrated Unit Energy Savings (kWh or therms) | Achievable Economic RVT Potential | 0 | 0 | 0 | 0 | 0 | 0 | 0 | 0 | 0 | 0 | 0 | 0 | 0 | 0 | 0 | 0 | 0 | 0 | 0 | 0 | 0 | 0 | 0 | 0 | 0 | 0 | 0
F2_Commercial_OR - College_New_Space Heating_Natural Gas_Gas Boiler - Maintenance_A_Achievable Economic RVT Potential | F2 | Commercial | OR - College | New | Space Heating | Natural Gas | Gas Boiler - Maintenance | A | Integrated Unit Summer Peak Savings (kW) | Achievable Economic RVT Potential | 0 | 0 | 0 | 0 | 0 | 0 | 0 | 0 | 0 | 0 | 0 | 0 | 0 | 0 | 0 | 0 | 0 | 0 | 0 | 0 | 0 | 0 | 0 | 0 | 0 | 0 | 0
F3_Commercial_OR - College_New_Space Heating_Natural Gas_Gas Boiler - Maintenance_A_Achievable Economic RVT Potential | F3 | Commercial | OR - College | New | Space Heating | Natural Gas | Gas Boiler - Maintenance | A | Integrated Unit Winter Peak Savings (kW) | Achievable Economic RVT Potential | 0 | 0 | 0 | 0 | 0 | 0 | 0 | 0 | 0 | 0 | 0 | 0 | 0 | 0 | 0 | 0 | 0 | 0 | 0 | 0 | 0 | 0 | 0 | 0 | 0 | 0 | 0
F4_Commercial_OR - College_New_Space Heating_Natural Gas_Gas Boiler - Maintenance_A_Achievable Economic RVT Potential | F4 | Commercial | OR - College | New | Space Heating | Natural Gas | Gas Boiler - Maintenance | A | Incremental Energy Savings (MWh or mTherms) | Achievable Economic RVT Potential | 0 | 0 | 0 | 0 | 0 | 0 | 0 | 0 | 0 | 0 | 0 | 0 | 0 | 0 | 0 | 0 | 0 | 0 | 0 | 0 | 0 | 0 | 0 | 0 | 0 | 0 | 0
F5_Commercial_OR - College_New_Space Heating_Natural Gas_Gas Boiler - Maintenance_A_Achievable Economic RVT Potential | F5 | Commercial | OR - College | New | Space Heating | Natural Gas | Gas Boiler - Maintenance | A | Incremental Summer Peak Savings (MW) | Achievable Economic RVT Potential | 0 | 0 | 0 | 0 | 0 | 0 | 0 | 0 | 0 | 0 | 0 | 0 | 0 | 0 | 0 | 0 | 0 | 0 | 0 | 0 | 0 | 0 | 0 | 0 | 0 | 0 | 0
F6_Commercial_OR - College_New_Space Heating_Natural Gas_Gas Boiler - Maintenance_A_Achievable Economic RVT Potential | F6 | Commercial | OR - College | New | Space Heating | Natural Gas | Gas Boiler - Maintenance | A | Incremental Winter Peak Savings (MW) | Achievable Economic RVT Potential | 0 | 0 | 0 | 0 | 0 | 0 | 0 | 0 | 0 | 0 | 0 | 0 | 0 | 0 | 0 | 0 | 0 | 0 | 0 | 0 | 0 | 0 | 0 | 0 | 0 | 0 | 0
F7_Commercial_OR - College_New_Space Heating_Natural Gas_Gas Boiler - Maintenance_A_Achievable Economic RVT Potential | F7 | Commercial | OR - College | New | Space Heating | Natural Gas | Gas Boiler - Maintenance | A | Cumulative Energy Savings (MWh or mTherms) | Achievable Economic RVT Potential | 0 | 0 | 0 | 0 | 0 | 0 | 0 | 0 | 0 | 0 | 0 | 0 | 0 | 0 | 0 | 0 | 0 | 0 | 0 | 0 | 0 | 0 | 0 | 0 | 0 | 0 | 0
F8_Commercial_OR - College_New_Space Heating_Natural Gas_Gas Boiler - Maintenance_A_Achievable Economic RVT Potential | F8 | Commercial | OR - College | New | Space Heating | Natural Gas | Gas Boiler - Maintenance | A | Cumulative Summer Peak Savings (MW) | Achievable Economic RVT Potential | 0 | 0 | 0 | 0 | 0 | 0 | 0 | 0 | 0 | 0 | 0 | 0 | 0 | 0 | 0 | 0 | 0 | 0 | 0 | 0 | 0 | 0 | 0 | 0 | 0 | 0 | 0
F9_Commercial_OR - College_New_Space Heating_Natural Gas_Gas Boiler - Maintenance_A_Achievable Economic RVT Potential | F9 | Commercial | OR - College | New | Space Heating | Natural Gas | Gas Boiler - Maintenance | A | Cumulative Winter Peak Savings (MW) | Achievable Economic RVT Potential | 0 | 0 | 0 | 0 | 0 | 0 | 0 | 0 | 0 | 0 | 0 | 0 | 0 | 0 | 0 | 0 | 0 | 0 | 0 | 0 | 0 | 0 | 0 | 0 | 0 | 0 | 0
F10_Commercial_OR - College_New_Space Heating_Natural Gas_Gas Boiler - Maintenance_A_Achievable Economic RVT Potential | F10 | Commercial | OR - College | New | Space Heating | Natural Gas | Gas Boiler - Maintenance | A | Purchases (Incremental) | Achievable Economic RVT Potential | 0 | 0 | 0 | 0 | 0 | 0 | 0 | 0 | 0 | 0 | 0 | 0 | 0 | 0 | 0 | 0 | 0 | 0 | 0 | 0 | 0 | 0 | 0 | 0 | 0 | 0 | 0
F11_Commercial_OR - College_New_Space Heating_Natural Gas_Gas Boiler - Maintenance_A_Achievable Economic RVT Potential | F11 | Commercial | OR - College | New | Space Heating | Natural Gas | Gas Boiler - Maintenance | A | Purchases (Cumulative) | Achievable Economic RVT Potential | 0 | 0 | 0 | 0 | 0 | 0 | 0 | 0 | 0 | 0 | 0 | 0 | 0 | 0 | 0 | 0 | 0 | 0 | 0 | 0 | 0 | 0 | 0 | 0 | 0 | 0 | 0
F1_Commercial_OR - College_New_Space Heating_Natural Gas_Gas Furnace - Maintenance_A_Achievable Economic RVT Potential | F1 | Commercial | OR - College | New | Space Heating | Natural Gas | Gas Furnace - Maintenance | A | Integrated Unit Energy Savings (kWh or therms) | Achievable Economic RVT Potential | 0 | 0 | 0 | 0 | 0 | 0 | 0 | 0 | 0 | 0 | 0 | 0 | 0 | 0 | 0 | 0 | 0 | 0 | 0 | 0 | 0 | 0 | 0 | 0 | 0 | 0 | 0
F2_Commercial_OR - College_New_Space Heating_Natural Gas_Gas Furnace - Maintenance_A_Achievable Economic RVT Potential | F2 | Commercial | OR - College | New | Space Heating | Natural Gas | Gas Furnace - Maintenance | A | Integrated Unit Summer Peak Savings (kW) | Achievable Economic RVT Potential | 0 | 0 | 0 | 0 | 0 | 0 | 0 | 0 | 0 | 0 | 0 | 0 | 0 | 0 | 0 | 0 | 0 | 0 | 0 | 0 | 0 | 0 | 0 | 0 | 0 | 0 | 0
F3_Commercial_OR - College_New_Space Heating_Natural Gas_Gas Furnace - Maintenance_A_Achievable Economic RVT Potential | F3 | Commercial | OR - College | New | Space Heating | Natural Gas | Gas Furnace - Maintenance | A | Integrated Unit Winter Peak Savings (kW) | Achievable Economic RVT Potential | 0 | 0 | 0 | 0 | 0 | 0 | 0 | 0 | 0 | 0 | 0 | 0 | 0 | 0 | 0 | 0 | 0 | 0 | 0 | 0 | 0 | 0 | 0 | 0 | 0 | 0 | 0
F4_Commercial_OR - College_New_Space Heating_Natural Gas_Gas Furnace - Maintenance_A_Achievable Economic RVT Potential | F4 | Commercial | OR - College | New | Space Heating | Natural Gas | Gas Furnace - Maintenance | A | Incremental Energy Savings (MWh or mTherms) | Achievable Economic RVT Potential | 0 | 0 | 0 | 0 | 0 | 0 | 0 | 0 | 0 | 0 | 0 | 0 | 0 | 0 | 0 | 0 | 0 | 0 | 0 | 0 | 0 | 0 | 0 | 0 | 0 | 0 | 0
F5_Commercial_OR - College_New_Space Heating_Natural Gas_Gas Furnace - Maintenance_A_Achievable Economic RVT Potential | F5 | Commercial | OR - College | New | Space Heating | Natural Gas | Gas Furnace - Maintenance | A | Incremental Summer Peak Savings (MW) | Achievable Economic RVT Potential | 0 | 0 | 0 | 0 | 0 | 0 | 0 | 0 | 0 | 0 | 0 | 0 | 0 | 0 | 0 | 0 | 0 | 0 | 0 | 0 | 0 | 0 | 0 | 0 | 0 | 0 | 0
F6_Commercial_OR - College_New_Space Heating_Natural Gas_Gas Furnace - Maintenance_A_Achievable Economic RVT Potential | F6 | Commercial | OR - College | New | Space Heating | Natural Gas | Gas Furnace - Maintenance | A | Incremental Winter Peak Savings (MW) | Achievable Economic RVT Potential | 0 | 0 | 0 | 0 | 0 | 0 | 0 | 0 | 0 | 0 | 0 | 0 | 0 | 0 | 0 | 0 | 0 | 0 | 0 | 0 | 0 | 0 | 0 | 0 | 0 | 0 | 0
F7_Commercial_OR - College_New_Space Heating_Natural Gas_Gas Furnace - Maintenance_A_Achievable Economic RVT Potential | F7 | Commercial | OR - College | New | Space Heating | Natural Gas | Gas Furnace - Maintenance | A | Cumulative Energy Savings (MWh or mTherms) | Achievable Economic RVT Potential | 0 | 0 | 0 | 0 | 0 | 0 | 0 | 0 | 0 | 0 | 0 | 0 | 0 | 0 | 0 | 0 | 0 | 0 | 0 | 0 | 0 | 0 | 0 | 0 | 0 | 0 | 0
F8_Commercial_OR - College_New_Space Heating_Natural Gas_Gas Furnace - Maintenance_A_Achievable Economic RVT Potential | F8 | Commercial | OR - College | New | Space Heating | Natural Gas | Gas Furnace - Maintenance | A | Cumulative Summer Peak Savings (MW) | Achievable Economic RVT Potential | 0 | 0 | 0 | 0 | 0 | 0 | 0 | 0 | 0 | 0 | 0 | 0 | 0 | 0 | 0 | 0 | 0 | 0 | 0 | 0 | 0 | 0 | 0 | 0 | 0 | 0 | 0
F9_Commercial_OR - College_New_Space Heating_Natural Gas_Gas Furnace - Maintenance_A_Achievable Economic RVT Potential | F9 | Commercial | OR - College | New | Space Heating | Natural Gas | Gas Furnace - Maintenance | A | Cumulative Winter Peak Savings (MW) | Achievable Economic RVT Potential | 0 | 0 | 0 | 0 | 0 | 0 | 0 | 0 | 0 | 0 | 0 | 0 | 0 | 0 | 0 | 0 | 0 | 0 | 0 | 0 | 0 | 0 | 0 | 0 | 0 | 0 | 0
F10_Commercial_OR - College_New_Space Heating_Natural Gas_Gas Furnace - Maintenance_A_Achievable Economic RVT Potential | F10 | Commercial | OR - College | New | Space Heating | Natural Gas | Gas Furnace - Maintenance | A | Purchases (Incremental) | Achievable Economic RVT Potential | 0 | 0 | 0 | 0 | 0 | 0 | 0 | 0 | 0 | 0 | 0 | 0 | 0 | 0 | 0 | 0 | 0 | 0 | 0 | 0 | 0 | 0 | 0 | 0 | 0 | 0 | 0
F11_Commercial_OR - College_New_Space Heating_Natural Gas_Gas Furnace - Maintenance_A_Achievable Economic RVT Potential | F11 | Commercial | OR - College | New | Space Heating | Natural Gas | Gas Furnace - Maintenance | A | Purchases (Cumulative) | Achievable Economic RVT Potential | 0 | 0 | 0 | 0 | 0 | 0 | 0 | 0 | 0 | 0 | 0 | 0 | 0 | 0 | 0 | 0 | 0 | 0 | 0 | 0 | 0 | 0 | 0 | 0 | 0 | 0 | 0
F1_Commercial_OR - College_New_Space Heating_Natural Gas_Gas Boiler - Hot Water Reset_A_Achievable Economic RVT Potential | F1 | Commercial | OR - College | New | Space Heating | Natural Gas | Gas Boiler - Hot Water Reset | A | Integrated Unit Energy Savings (kWh or therms) | Achievable Economic RVT Potential | 0 | 0 | 0 | 0 | 0 | 0 | 0 | 0 | 0 | 0 | 0 | 0 | 0 | 0 | 0 | 0 | 0 | 0 | 0 | 0 | 0 | 0 | 0 | 0 | 0 | 0 | 0
F2_Commercial_OR - College_New_Space Heating_Natural Gas_Gas Boiler - Hot Water Reset_A_Achievable Economic RVT Potential | F2 | Commercial | OR - College | New | Space Heating | Natural Gas | Gas Boiler - Hot Water Reset | A | Integrated Unit Summer Peak Savings (kW) | Achievable Economic RVT Potential | 0 | 0 | 0 | 0 | 0 | 0 | 0 | 0 | 0 | 0 | 0 | 0 | 0 | 0 | 0 | 0 | 0 | 0 | 0 | 0 | 0 | 0 | 0 | 0 | 0 | 0 | 0
F3_Commercial_OR - College_New_Space Heating_Natural Gas_Gas Boiler - Hot Water Reset_A_Achievable Economic RVT Potential | F3 | Commercial | OR - College | New | Space Heating | Natural Gas | Gas Boiler - Hot Water Reset | A | Integrated Unit Winter Peak Savings (kW) | Achievable Economic RVT Potential | 0 | 0 | 0 | 0 | 0 | 0 | 0 | 0 | 0 | 0 | 0 | 0 | 0 | 0 | 0 | 0 | 0 | 0 | 0 | 0 | 0 | 0 | 0 | 0 | 0 | 0 | 0
F4_Commercial_OR - College_New_Space Heating_Natural Gas_Gas Boiler - Hot Water Reset_A_Achievable Economic RVT Potential | F4 | Commercial | OR - College | New | Space Heating | Natural Gas | Gas Boiler - Hot Water Reset | A | Incremental Energy Savings (MWh or mTherms) | Achievable Economic RVT Potential | 0 | 0 | 0 | 0 | 0 | 0 | 0 | 0 | 0 | 0 | 0 | 0 | 0 | 0 | 0 | 0 | 0 | 0 | 0 | 0 | 0 | 0 | 0 | 0 | 0 | 0 | 0
F5_Commercial_OR - College_New_Space Heating_Natural Gas_Gas Boiler - Hot Water Reset_A_Achievable Economic RVT Potential | F5 | Commercial | OR - College | New | Space Heating | Natural Gas | Gas Boiler - Hot Water Reset | A | Incremental Summer Peak Savings (MW) | Achievable Economic RVT Potential | 0 | 0 | 0 | 0 | 0 | 0 | 0 | 0 | 0 | 0 | 0 | 0 | 0 | 0 | 0 | 0 | 0 | 0 | 0 | 0 | 0 | 0 | 0 | 0 | 0 | 0 | 0
F6_Commercial_OR - College_New_Space Heating_Natural Gas_Gas Boiler - Hot Water Reset_A_Achievable Economic RVT Potential | F6 | Commercial | OR - College | New | Space Heating | Natural Gas | Gas Boiler - Hot Water Reset | A | Incremental Winter Peak Savings (MW) | Achievable Economic RVT Potential | 0 | 0 | 0 | 0 | 0 | 0 | 0 | 0 | 0 | 0 | 0 | 0 | 0 | 0 | 0 | 0 | 0 | 0 | 0 | 0 | 0 | 0 | 0 | 0 | 0 | 0 | 0
F7_Commercial_OR - College_New_Space Heating_Natural Gas_Gas Boiler - Hot Water Reset_A_Achievable Economic RVT Potential | F7 | Commercial | OR - College | New | Space Heating | Natural Gas | Gas Boiler - Hot Water Reset | A | Cumulative Energy Savings (MWh or mTherms) | Achievable Economic RVT Potential | 0 | 0 | 0 | 0 | 0 | 0 | 0 | 0 | 0 | 0 | 0 | 0 | 0 | 0 | 0 | 0 | 0 | 0 | 0 | 0 | 0 | 0 | 0 | 0 | 0 | 0 | 0
F8_Commercial_OR - College_New_Space Heating_Natural Gas_Gas Boiler - Hot Water Reset_A_Achievable Economic RVT Potential | F8 | Commercial | OR - College | New | Space Heating | Natural Gas | Gas Boiler - Hot Water Reset | A | Cumulative Summer Peak Savings (MW) | Achievable Economic RVT Potential | 0 | 0 | 0 | 0 | 0 | 0 | 0 | 0 | 0 | 0 | 0 | 0 | 0 | 0 | 0 | 0 | 0 | 0 | 0 | 0 | 0 | 0 | 0 | 0 | 0 | 0 | 0
F9_Commercial_OR - College_New_Space Heating_Natural Gas_Gas Boiler - Hot Water Reset_A_Achievable Economic RVT Potential | F9 | Commercial | OR - College | New | Space Heating | Natural Gas | Gas Boiler - Hot Water Reset | A | Cumulative Winter Peak Savings (MW) | Achievable Economic RVT Potential | 0 | 0 | 0 | 0 | 0 | 0 | 0 | 0 | 0 | 0 | 0 | 0 | 0 | 0 | 0 | 0 | 0 | 0 | 0 | 0 | 0 | 0 | 0 | 0 | 0 | 0 | 0
F10_Commercial_OR - College_New_Space Heating_Natural Gas_Gas Boiler - Hot Water Reset_A_Achievable Economic RVT Potential | F10 | Commercial | OR - College | New | Space Heating | Natural Gas | Gas Boiler - Hot Water Reset | A | Purchases (Incremental) | Achievable Economic RVT Potential | 0 | 0 | 0 | 0 | 0 | 0 | 0 | 0 | 0 | 0 | 0 | 0 | 0 | 0 | 0 | 0 | 0 | 0 | 0 | 0 | 0 | 0 | 0 | 0 | 0 | 0 | 0
F11_Commercial_OR - College_New_Space Heating_Natural Gas_Gas Boiler - Hot Water Reset_A_Achievable Economic RVT Potential | F11 | Commercial | OR - College | New | Space Heating | Natural Gas | Gas Boiler - Hot Water Reset | A | Purchases (Cumulative) | Achievable Economic RVT Potential | 0 | 0 | 0 | 0 | 0 | 0 | 0 | 0 | 0 | 0 | 0 | 0 | 0 | 0 | 0 | 0 | 0 | 0 | 0 | 0 | 0 | 0 | 0 | 0 | 0 | 0 | 0
F1_Commercial_OR - College_New_Space Heating_Natural Gas_Gas Boiler - Steam Trap Replacement_A_Achievable Economic RVT Potential | F1 | Commercial | OR - College | New | Space Heating | Natural Gas | Gas Boiler - Steam Trap Replacement | A | Integrated Unit Energy Savings (kWh or therms) | Achievable Economic RVT Potential | 0 | 0 | 0 | 0 | 0 | 0 | 0 | 0 | 0 | 0 | 0 | 0 | 0 | 0 | 0 | 0 | 0 | 0 | 0 | 0 | 0 | 0 | 0 | 0 | 0 | 0 | 0
F2_Commercial_OR - College_New_Space Heating_Natural Gas_Gas Boiler - Steam Trap Replacement_A_Achievable Economic RVT Potential | F2 | Commercial | OR - College | New | Space Heating | Natural Gas | Gas Boiler - Steam Trap Replacement | A | Integrated Unit Summer Peak Savings (kW) | Achievable Economic RVT Potential | 0 | 0 | 0 | 0 | 0 | 0 | 0 | 0 | 0 | 0 | 0 | 0 | 0 | 0 | 0 | 0 | 0 | 0 | 0 | 0 | 0 | 0 | 0 | 0 | 0 | 0 | 0
F3_Commercial_OR - College_New_Space Heating_Natural Gas_Gas Boiler - Steam Trap Replacement_A_Achievable Economic RVT Potential | F3 | Commercial | OR - College | New | Space Heating | Natural Gas | Gas Boiler - Steam Trap Replacement | A | Integrated Unit Winter Peak Savings (kW) | Achievable Economic RVT Potential | 0 | 0 | 0 | 0 | 0 | 0 | 0 | 0 | 0 | 0 | 0 | 0 | 0 | 0 | 0 | 0 | 0 | 0 | 0 | 0 | 0 | 0 | 0 | 0 | 0 | 0 | 0
F4_Commercial_OR - College_New_Space Heating_Natural Gas_Gas Boiler - Steam Trap Replacement_A_Achievable Economic RVT Potential | F4 | Commercial | OR - College | New | Space Heating | Natural Gas | Gas Boiler - Steam Trap Replacement | A | Incremental Energy Savings (MWh or mTherms) | Achievable Economic RVT Potential | 0 | 0 | 0 | 0 | 0 | 0 | 0 | 0 | 0 | 0 | 0 | 0 | 0 | 0 | 0 | 0 | 0 | 0 | 0 | 0 | 0 | 0 | 0 | 0 | 0 | 0 | 0
F5_Commercial_OR - College_New_Space Heating_Natural Gas_Gas Boiler - Steam Trap Replacement_A_Achievable Economic RVT Potential | F5 | Commercial | OR - College | New | Space Heating | Natural Gas | Gas Boiler - Steam Trap Replacement | A | Incremental Summer Peak Savings (MW) | Achievable Economic RVT Potential | 0 | 0 | 0 | 0 | 0 | 0 | 0 | 0 | 0 | 0 | 0 | 0 | 0 | 0 | 0 | 0 | 0 | 0 | 0 | 0 | 0 | 0 | 0 | 0 | 0 | 0 | 0
F6_Commercial_OR - College_New_Space Heating_Natural Gas_Gas Boiler - Steam Trap Replacement_A_Achievable Economic RVT Potential | F6 | Commercial | OR - College | New | Space Heating | Natural Gas | Gas Boiler - Steam Trap Replacement | A | Incremental Winter Peak Savings (MW) | Achievable Economic RVT Potential | 0 | 0 | 0 | 0 | 0 | 0 | 0 | 0 | 0 | 0 | 0 | 0 | 0 | 0 | 0 | 0 | 0 | 0 | 0 | 0 | 0 | 0 | 0 | 0 | 0 | 0 | 0
F7_Commercial_OR - College_New_Space Heating_Natural Gas_Gas Boiler - Steam Trap Replacement_A_Achievable Economic RVT Potential | F7 | Commercial | OR - College | New | Space Heating | Natural Gas | Gas Boiler - Steam Trap Replacement | A | Cumulative Energy Savings (MWh or mTherms) | Achievable Economic RVT Potential | 0 | 0 | 0 | 0 | 0 | 0 | 0 | 0 | 0 | 0 | 0 | 0 | 0 | 0 | 0 | 0 | 0 | 0 | 0 | 0 | 0 | 0 | 0 | 0 | 0 | 0 | 0
F8_Commercial_OR - College_New_Space Heating_Natural Gas_Gas Boiler - Steam Trap Replacement_A_Achievable Economic RVT Potential | F8 | Commercial | OR - College | New | Space Heating | Natural Gas | Gas Boiler - Steam Trap Replacement | A | Cumulative Summer Peak Savings (MW) | Achievable Economic RVT Potential | 0 | 0 | 0 | 0 | 0 | 0 | 0 | 0 | 0 | 0 | 0 | 0 | 0 | 0 | 0 | 0 | 0 | 0 | 0 | 0 | 0 | 0 | 0 | 0 | 0 | 0 | 0
F9_Commercial_OR - College_New_Space Heating_Natural Gas_Gas Boiler - Steam Trap Replacement_A_Achievable Economic RVT Potential | F9 | Commercial | OR - College | New | Space Heating | Natural Gas | Gas Boiler - Steam Trap Replacement | A | Cumulative Winter Peak Savings (MW) | Achievable Economic RVT Potential | 0 | 0 | 0 | 0 | 0 | 0 | 0 | 0 | 0 | 0 | 0 | 0 | 0 | 0 | 0 | 0 | 0 | 0 | 0 | 0 | 0 | 0 | 0 | 0 | 0 | 0 | 0
F10_Commercial_OR - College_New_Space Heating_Natural Gas_Gas Boiler - Steam Trap Replacement_A_Achievable Economic RVT Potential | F10 | Commercial | OR - College | New | Space Heating | Natural Gas | Gas Boiler - Steam Trap Replacement | A | Purchases (Incremental) | Achievable Economic RVT Potential | 0 | 0 | 0 | 0 | 0 | 0 | 0 | 0 | 0 | 0 | 0 | 0 | 0 | 0 | 0 | 0 | 0 | 0 | 0 | 0 | 0 | 0 | 0 | 0 | 0 | 0 | 0
F11_Commercial_OR - College_New_Space Heating_Natural Gas_Gas Boiler - Steam Trap Replacement_A_Achievable Economic RVT Potential | F11 | Commercial | OR - College | New | Space Heating | Natural Gas | Gas Boiler - Steam Trap Replacement | A | Purchases (Cumulative) | Achievable Economic RVT Potential | 0 | 0 | 0 | 0 | 0 | 0 | 0 | 0 | 0 | 0 | 0 | 0 | 0 | 0 | 0 | 0 | 0 | 0 | 0 | 0 | 0 | 0 | 0 | 0 | 0 | 0 | 0
F1_Commercial_OR - College_New_Space Heating_Natural Gas_Gas Boiler - High Turndown Burner_A_Achievable Economic RVT Potential | F1 | Commercial | OR - College | New | Space Heating | Natural Gas | Gas Boiler - High Turndown Burner | A | Integrated Unit Energy Savings (kWh or therms) | Achievable Economic RVT Potential | 0 | 0 | 0 | 0 | 0 | 0 | 0 | 0 | 0 | 0 | 0 | 0 | 0 | 0 | 0 | 0 | 0 | 0 | 0 | 0 | 0 | 0 | 0 | 0 | 0 | 0 | 0
F2_Commercial_OR - College_New_Space Heating_Natural Gas_Gas Boiler - High Turndown Burner_A_Achievable Economic RVT Potential | F2 | Commercial | OR - College | New | Space Heating | Natural Gas | Gas Boiler - High Turndown Burner | A | Integrated Unit Summer Peak Savings (kW) | Achievable Economic RVT Potential | 0 | 0 | 0 | 0 | 0 | 0 | 0 | 0 | 0 | 0 | 0 | 0 | 0 | 0 | 0 | 0 | 0 | 0 | 0 | 0 | 0 | 0 | 0 | 0 | 0 | 0 | 0
F3_Commercial_OR - College_New_Space Heating_Natural Gas_Gas Boiler - High Turndown Burner_A_Achievable Economic RVT Potential | F3 | Commercial | OR - College | New | Space Heating | Natural Gas | Gas Boiler - High Turndown Burner | A | Integrated Unit Winter Peak Savings (kW) | Achievable Economic RVT Potential | 0 | 0 | 0 | 0 | 0 | 0 | 0 | 0 | 0 | 0 | 0 | 0 | 0 | 0 | 0 | 0 | 0 | 0 | 0 | 0 | 0 | 0 | 0 | 0 | 0 | 0 | 0
F4_Commercial_OR - College_New_Space Heating_Natural Gas_Gas Boiler - High Turndown Burner_A_Achievable Economic RVT Potential | F4 | Commercial | OR - College | New | Space Heating | Natural Gas | Gas Boiler - High Turndown Burner | A | Incremental Energy Savings (MWh or mTherms) | Achievable Economic RVT Potential | 0 | 0 | 0 | 0 | 0 | 0 | 0 | 0 | 0 | 0 | 0 | 0 | 0 | 0 | 0 | 0 | 0 | 0 | 0 | 0 | 0 | 0 | 0 | 0 | 0 | 0 | 0
F5_Commercial_OR - College_New_Space Heating_Natural Gas_Gas Boiler - High Turndown Burner_A_Achievable Economic RVT Potential | F5 | Commercial | OR - College | New | Space Heating | Natural Gas | Gas Boiler - High Turndown Burner | A | Incremental Summer Peak Savings (MW) | Achievable Economic RVT Potential | 0 | 0 | 0 | 0 | 0 | 0 | 0 | 0 | 0 | 0 | 0 | 0 | 0 | 0 | 0 | 0 | 0 | 0 | 0 | 0 | 0 | 0 | 0 | 0 | 0 | 0 | 0
F6_Commercial_OR - College_New_Space Heating_Natural Gas_Gas Boiler - High Turndown Burner_A_Achievable Economic RVT Potential | F6 | Commercial | OR - College | New | Space Heating | Natural Gas | Gas Boiler - High Turndown Burner | A | Incremental Winter Peak Savings (MW) | Achievable Economic RVT Potential | 0 | 0 | 0 | 0 | 0 | 0 | 0 | 0 | 0 | 0 | 0 | 0 | 0 | 0 | 0 | 0 | 0 | 0 | 0 | 0 | 0 | 0 | 0 | 0 | 0 | 0 | 0
F7_Commercial_OR - College_New_Space Heating_Natural Gas_Gas Boiler - High Turndown Burner_A_Achievable Economic RVT Potential | F7 | Commercial | OR - College | New | Space Heating | Natural Gas | Gas Boiler - High Turndown Burner | A | Cumulative Energy Savings (MWh or mTherms) | Achievable Economic RVT Potential | 0 | 0 | 0 | 0 | 0 | 0 | 0 | 0 | 0 | 0 | 0 | 0 | 0 | 0 | 0 | 0 | 0 | 0 | 0 | 0 | 0 | 0 | 0 | 0 | 0 | 0 | 0
F8_Commercial_OR - College_New_Space Heating_Natural Gas_Gas Boiler - High Turndown Burner_A_Achievable Economic RVT Potential | F8 | Commercial | OR - College | New | Space Heating | Natural Gas | Gas Boiler - High Turndown Burner | A | Cumulative Summer Peak Savings (MW) | Achievable Economic RVT Potential | 0 | 0 | 0 | 0 | 0 | 0 | 0 | 0 | 0 | 0 | 0 | 0 | 0 | 0 | 0 | 0 | 0 | 0 | 0 | 0 | 0 | 0 | 0 | 0 | 0 | 0 | 0
F9_Commercial_OR - College_New_Space Heating_Natural Gas_Gas Boiler - High Turndown Burner_A_Achievable Economic RVT Potential | F9 | Commercial | OR - College | New | Space Heating | Natural Gas | Gas Boiler - High Turndown Burner | A | Cumulative Winter Peak Savings (MW) | Achievable Economic RVT Potential | 0 | 0 | 0 | 0 | 0 | 0 | 0 | 0 | 0 | 0 | 0 | 0 | 0 | 0 | 0 | 0 | 0 | 0 | 0 | 0 | 0 | 0 | 0 | 0 | 0 | 0 | 0
F10_Commercial_OR - College_New_Space Heating_Natural Gas_Gas Boiler - High Turndown Burner_A_Achievable Economic RVT Potential | F10 | Commercial | OR - College | New | Space Heating | Natural Gas | Gas Boiler - High Turndown Burner | A | Purchases (Incremental) | Achievable Economic RVT Potential | 0 | 0 | 0 | 0 | 0 | 0 | 0 | 0 | 0 | 0 | 0 | 0 | 0 | 0 | 0 | 0 | 0 | 0 | 0 | 0 | 0 | 0 | 0 | 0 | 0 | 0 | 0
F11_Commercial_OR - College_New_Space Heating_Natural Gas_Gas Boiler - High Turndown Burner_A_Achievable Economic RVT Potential | F11 | Commercial | OR - College | New | Space Heating | Natural Gas | Gas Boiler - High Turndown Burner | A | Purchases (Cumulative) | Achievable Economic RVT Potential | 0 | 0 | 0 | 0 | 0 | 0 | 0 | 0 | 0 | 0 | 0 | 0 | 0 | 0 | 0 | 0 | 0 | 0 | 0 | 0 | 0 | 0 | 0 | 0 | 0 | 0 | 0
F1_Commercial_OR - College_New_Space Heating_Natural Gas_Gas Boiler - Burner Control Optimization_A_Achievable Economic RVT Potential | F1 | Commercial | OR - College | New | Space Heating | Natural Gas | Gas Boiler - Burner Control Optimization | A | Integrated Unit Energy Savings (kWh or therms) | Achievable Economic RVT Potential | 0 | 0 | 0 | 0 | 0 | 0 | 0 | 0 | 0 | 0 | 0 | 0 | 0 | 0 | 0 | 0 | 0 | 0 | 0 | 0 | 0 | 0 | 0 | 0 | 0 | 0 | 0
F2_Commercial_OR - College_New_Space Heating_Natural Gas_Gas Boiler - Burner Control Optimization_A_Achievable Economic RVT Potential | F2 | Commercial | OR - College | New | Space Heating | Natural Gas | Gas Boiler - Burner Control Optimization | A | Integrated Unit Summer Peak Savings (kW) | Achievable Economic RVT Potential | 0 | 0 | 0 | 0 | 0 | 0 | 0 | 0 | 0 | 0 | 0 | 0 | 0 | 0 | 0 | 0 | 0 | 0 | 0 | 0 | 0 | 0 | 0 | 0 | 0 | 0 | 0
F3_Commercial_OR - College_New_Space Heating_Natural Gas_Gas Boiler - Burner Control Optimization_A_Achievable Economic RVT Potential | F3 | Commercial | OR - College | New | Space Heating | Natural Gas | Gas Boiler - Burner Control Optimization | A | Integrated Unit Winter Peak Savings (kW) | Achievable Economic RVT Potential | 0 | 0 | 0 | 0 | 0 | 0 | 0 | 0 | 0 | 0 | 0 | 0 | 0 | 0 | 0 | 0 | 0 | 0 | 0 | 0 | 0 | 0 | 0 | 0 | 0 | 0 | 0
F4_Commercial_OR - College_New_Space Heating_Natural Gas_Gas Boiler - Burner Control Optimization_A_Achievable Economic RVT Potential | F4 | Commercial | OR - College | New | Space Heating | Natural Gas | Gas Boiler - Burner Control Optimization | A | Incremental Energy Savings (MWh or mTherms) | Achievable Economic RVT Potential | 0 | 0 | 0 | 0 | 0 | 0 | 0 | 0 | 0 | 0 | 0 | 0 | 0 | 0 | 0 | 0 | 0 | 0 | 0 | 0 | 0 | 0 | 0 | 0 | 0 | 0 | 0
F5_Commercial_OR - College_New_Space Heating_Natural Gas_Gas Boiler - Burner Control Optimization_A_Achievable Economic RVT Potential | F5 | Commercial | OR - College | New | Space Heating | Natural Gas | Gas Boiler - Burner Control Optimization | A | Incremental Summer Peak Savings (MW) | Achievable Economic RVT Potential | 0 | 0 | 0 | 0 | 0 | 0 | 0 | 0 | 0 | 0 | 0 | 0 | 0 | 0 | 0 | 0 | 0 | 0 | 0 | 0 | 0 | 0 | 0 | 0 | 0 | 0 | 0
F6_Commercial_OR - College_New_Space Heating_Natural Gas_Gas Boiler - Burner Control Optimization_A_Achievable Economic RVT Potential | F6 | Commercial | OR - College | New | Space Heating | Natural Gas | Gas Boiler - Burner Control Optimization | A | Incremental Winter Peak Savings (MW) | Achievable Economic RVT Potential | 0 | 0 | 0 | 0 | 0 | 0 | 0 | 0 | 0 | 0 | 0 | 0 | 0 | 0 | 0 | 0 | 0 | 0 | 0 | 0 | 0 | 0 | 0 | 0 | 0 | 0 | 0
F7_Commercial_OR - College_New_Space Heating_Natural Gas_Gas Boiler - Burner Control Optimization_A_Achievable Economic RVT Potential | F7 | Commercial | OR - College | New | Space Heating | Natural Gas | Gas Boiler - Burner Control Optimization | A | Cumulative Energy Savings (MWh or mTherms) | Achievable Economic RVT Potential | 0 | 0 | 0 | 0 | 0 | 0 | 0 | 0 | 0 | 0 | 0 | 0 | 0 | 0 | 0 | 0 | 0 | 0 | 0 | 0 | 0 | 0 | 0 | 0 | 0 | 0 | 0
F8_Commercial_OR - College_New_Space Heating_Natural Gas_Gas Boiler - Burner Control Optimization_A_Achievable Economic RVT Potential | F8 | Commercial | OR - College | New | Space Heating | Natural Gas | Gas Boiler - Burner Control Optimization | A | Cumulative Summer Peak Savings (MW) | Achievable Economic RVT Potential | 0 | 0 | 0 | 0 | 0 | 0 | 0 | 0 | 0 | 0 | 0 | 0 | 0 | 0 | 0 | 0 | 0 | 0 | 0 | 0 | 0 | 0 | 0 | 0 | 0 | 0 | 0
F9_Commercial_OR - College_New_Space Heating_Natural Gas_Gas Boiler - Burner Control Optimization_A_Achievable Economic RVT Potential | F9 | Commercial | OR - College | New | Space Heating | Natural Gas | Gas Boiler - Burner Control Optimization | A | Cumulative Winter Peak Savings (MW) | Achievable Economic RVT Potential | 0 | 0 | 0 | 0 | 0 | 0 | 0 | 0 | 0 | 0 | 0 | 0 | 0 | 0 | 0 | 0 | 0 | 0 | 0 | 0 | 0 | 0 | 0 | 0 | 0 | 0 | 0
F10_Commercial_OR - College_New_Space Heating_Natural Gas_Gas Boiler - Burner Control Optimization_A_Achievable Economic RVT Potential | F10 | Commercial | OR - College | New | Space Heating | Natural Gas | Gas Boiler - Burner Control Optimization | A | Purchases (Incremental) | Achievable Economic RVT Potential | 0 | 0 | 0 | 0 | 0 | 0 | 0 | 0 | 0 | 0 | 0 | 0 | 0 | 0 | 0 | 0 | 0 | 0 | 0 | 0 | 0 | 0 | 0 | 0 | 0 | 0 | 0
F11_Commercial_OR - College_New_Space Heating_Natural Gas_Gas Boiler - Burner Control Optimization_A_Achievable Economic RVT Potential | F11 | Commercial | OR - College | New | Space Heating | Natural Gas | Gas Boiler - Burner Control Optimization | A | Purchases (Cumulative) | Achievable Economic RVT Potential | 0 | 0 | 0 | 0 | 0 | 0 | 0 | 0 | 0 | 0 | 0 | 0 | 0 | 0 | 0 | 0 | 0 | 0 | 0 | 0 | 0 | 0 | 0 | 0 | 0 | 0 | 0
F1_Commercial_OR - College_New_Space Heating_Natural Gas_Gas Boiler - Stack Economizer_A_Achievable Economic RVT Potential | F1 | Commercial | OR - College | New | Space Heating | Natural Gas | Gas Boiler - Stack Economizer | A | Integrated Unit Energy Savings (kWh or therms) | Achievable Economic RVT Potential | 0 | 0 | 0 | 0 | 0 | 0 | 0 | 0 | 0 | 0 | 0 | 0 | 0 | 0 | 0 | 0 | 0 | 0 | 0 | 0 | 0 | 0 | 0 | 0 | 0 | 0 | 0
F2_Commercial_OR - College_New_Space Heating_Natural Gas_Gas Boiler - Stack Economizer_A_Achievable Economic RVT Potential | F2 | Commercial | OR - College | New | Space Heating | Natural Gas | Gas Boiler - Stack Economizer | A | Integrated Unit Summer Peak Savings (kW) | Achievable Economic RVT Potential | 0 | 0 | 0 | 0 | 0 | 0 | 0 | 0 | 0 | 0 | 0 | 0 | 0 | 0 | 0 | 0 | 0 | 0 | 0 | 0 | 0 | 0 | 0 | 0 | 0 | 0 | 0
F3_Commercial_OR - College_New_Space Heating_Natural Gas_Gas Boiler - Stack Economizer_A_Achievable Economic RVT Potential | F3 | Commercial | OR - College | New | Space Heating | Natural Gas | Gas Boiler - Stack Economizer | A | Integrated Unit Winter Peak Savings (kW) | Achievable Economic RVT Potential | 0 | 0 | 0 | 0 | 0 | 0 | 0 | 0 | 0 | 0 | 0 | 0 | 0 | 0 | 0 | 0 | 0 | 0 | 0 | 0 | 0 | 0 | 0 | 0 | 0 | 0 | 0
F4_Commercial_OR - College_New_Space Heating_Natural Gas_Gas Boiler - Stack Economizer_A_Achievable Economic RVT Potential | F4 | Commercial | OR - College | New | Space Heating | Natural Gas | Gas Boiler - Stack Economizer | A | Incremental Energy Savings (MWh or mTherms) | Achievable Economic RVT Potential | 0 | 0 | 0 | 0 | 0 | 0 | 0 | 0 | 0 | 0 | 0 | 0 | 0 | 0 | 0 | 0 | 0 | 0 | 0 | 0 | 0 | 0 | 0 | 0 | 0 | 0 | 0
F5_Commercial_OR - College_New_Space Heating_Natural Gas_Gas Boiler - Stack Economizer_A_Achievable Economic RVT Potential | F5 | Commercial | OR - College | New | Space Heating | Natural Gas | Gas Boiler - Stack Economizer | A | Incremental Summer Peak Savings (MW) | Achievable Economic RVT Potential | 0 | 0 | 0 | 0 | 0 | 0 | 0 | 0 | 0 | 0 | 0 | 0 | 0 | 0 | 0 | 0 | 0 | 0 | 0 | 0 | 0 | 0 | 0 | 0 | 0 | 0 | 0
F6_Commercial_OR - College_New_Space Heating_Natural Gas_Gas Boiler - Stack Economizer_A_Achievable Economic RVT Potential | F6 | Commercial | OR - College | New | Space Heating | Natural Gas | Gas Boiler - Stack Economizer | A | Incremental Winter Peak Savings (MW) | Achievable Economic RVT Potential | 0 | 0 | 0 | 0 | 0 | 0 | 0 | 0 | 0 | 0 | 0 | 0 | 0 | 0 | 0 | 0 | 0 | 0 | 0 | 0 | 0 | 0 | 0 | 0 | 0 | 0 | 0
F7_Commercial_OR - College_New_Space Heating_Natural Gas_Gas Boiler - Stack Economizer_A_Achievable Economic RVT Potential | F7 | Commercial | OR - College | New | Space Heating | Natural Gas | Gas Boiler - Stack Economizer | A | Cumulative Energy Savings (MWh or mTherms) | Achievable Economic RVT Potential | 0 | 0 | 0 | 0 | 0 | 0 | 0 | 0 | 0 | 0 | 0 | 0 | 0 | 0 | 0 | 0 | 0 | 0 | 0 | 0 | 0 | 0 | 0 | 0 | 0 | 0 | 0
F8_Commercial_OR - College_New_Space Heating_Natural Gas_Gas Boiler - Stack Economizer_A_Achievable Economic RVT Potential | F8 | Commercial | OR - College | New | Space Heating | Natural Gas | Gas Boiler - Stack Economizer | A | Cumulative Summer Peak Savings (MW) | Achievable Economic RVT Potential | 0 | 0 | 0 | 0 | 0 | 0 | 0 | 0 | 0 | 0 | 0 | 0 | 0 | 0 | 0 | 0 | 0 | 0 | 0 | 0 | 0 | 0 | 0 | 0 | 0 | 0 | 0
F9_Commercial_OR - College_New_Space Heating_Natural Gas_Gas Boiler - Stack Economizer_A_Achievable Economic RVT Potential | F9 | Commercial | OR - College | New | Space Heating | Natural Gas | Gas Boiler - Stack Economizer | A | Cumulative Winter Peak Savings (MW) | Achievable Economic RVT Potential | 0 | 0 | 0 | 0 | 0 | 0 | 0 | 0 | 0 | 0 | 0 | 0 | 0 | 0 | 0 | 0 | 0 | 0 | 0 | 0 | 0 | 0 | 0 | 0 | 0 | 0 | 0
F10_Commercial_OR - College_New_Space Heating_Natural Gas_Gas Boiler - Stack Economizer_A_Achievable Economic RVT Potential | F10 | Commercial | OR - College | New | Space Heating | Natural Gas | Gas Boiler - Stack Economizer | A | Purchases (Incremental) | Achievable Economic RVT Potential | 0 | 0 | 0 | 0 | 0 | 0 | 0 | 0 | 0 | 0 | 0 | 0 | 0 | 0 | 0 | 0 | 0 | 0 | 0 | 0 | 0 | 0 | 0 | 0 | 0 | 0 | 0
F11_Commercial_OR - College_New_Space Heating_Natural Gas_Gas Boiler - Stack Economizer_A_Achievable Economic RVT Potential | F11 | Commercial | OR - College | New | Space Heating | Natural Gas | Gas Boiler - Stack Economizer | A | Purchases (Cumulative) | Achievable Economic RVT Potential | 0 | 0 | 0 | 0 | 0 | 0 | 0 | 0 | 0 | 0 | 0 | 0 | 0 | 0 | 0 | 0 | 0 | 0 | 0 | 0 | 0 | 0 | 0 | 0 | 0 | 0 | 0
F1_Commercial_OR - College_New_Space Heating_Natural Gas_Gas Boiler - Thermostatic Radiator Valves_A_Achievable Economic RVT Potential | F1 | Commercial | OR - College | New | Space Heating | Natural Gas | Gas Boiler - Thermostatic Radiator Valves | A | Integrated Unit Energy Savings (kWh or therms) | Achievable Economic RVT Potential | 0 | 0 | 0 | 0 | 0 | 0 | 0 | 0 | 0 | 0 | 0 | 0 | 0 | 0 | 0 | 0 | 0 | 0 | 0 | 0 | 0 | 0 | 0 | 0 | 0 | 0 | 0
F2_Commercial_OR - College_New_Space Heating_Natural Gas_Gas Boiler - Thermostatic Radiator Valves_A_Achievable Economic RVT Potential | F2 | Commercial | OR - College | New | Space Heating | Natural Gas | Gas Boiler - Thermostatic Radiator Valves | A | Integrated Unit Summer Peak Savings (kW) | Achievable Economic RVT Potential | 0 | 0 | 0 | 0 | 0 | 0 | 0 | 0 | 0 | 0 | 0 | 0 | 0 | 0 | 0 | 0 | 0 | 0 | 0 | 0 | 0 | 0 | 0 | 0 | 0 | 0 | 0
F3_Commercial_OR - College_New_Space Heating_Natural Gas_Gas Boiler - Thermostatic Radiator Valves_A_Achievable Economic RVT Potential | F3 | Commercial | OR - College | New | Space Heating | Natural Gas | Gas Boiler - Thermostatic Radiator Valves | A | Integrated Unit Winter Peak Savings (kW) | Achievable Economic RVT Potential | 0 | 0 | 0 | 0 | 0 | 0 | 0 | 0 | 0 | 0 | 0 | 0 | 0 | 0 | 0 | 0 | 0 | 0 | 0 | 0 | 0 | 0 | 0 | 0 | 0 | 0 | 0
F4_Commercial_OR - College_New_Space Heating_Natural Gas_Gas Boiler - Thermostatic Radiator Valves_A_Achievable Economic RVT Potential | F4 | Commercial | OR - College | New | Space Heating | Natural Gas | Gas Boiler - Thermostatic Radiator Valves | A | Incremental Energy Savings (MWh or mTherms) | Achievable Economic RVT Potential | 0 | 0 | 0 | 0 | 0 | 0 | 0 | 0 | 0 | 0 | 0 | 0 | 0 | 0 | 0 | 0 | 0 | 0 | 0 | 0 | 0 | 0 | 0 | 0 | 0 | 0 | 0
F5_Commercial_OR - College_New_Space Heating_Natural Gas_Gas Boiler - Thermostatic Radiator Valves_A_Achievable Economic RVT Potential | F5 | Commercial | OR - College | New | Space Heating | Natural Gas | Gas Boiler - Thermostatic Radiator Valves | A | Incremental Summer Peak Savings (MW) | Achievable Economic RVT Potential | 0 | 0 | 0 | 0 | 0 | 0 | 0 | 0 | 0 | 0 | 0 | 0 | 0 | 0 | 0 | 0 | 0 | 0 | 0 | 0 | 0 | 0 | 0 | 0 | 0 | 0 | 0
F6_Commercial_OR - College_New_Space Heating_Natural Gas_Gas Boiler - Thermostatic Radiator Valves_A_Achievable Economic RVT Potential | F6 | Commercial | OR - College | New | Space Heating | Natural Gas | Gas Boiler - Thermostatic Radiator Valves | A | Incremental Winter Peak Savings (MW) | Achievable Economic RVT Potential | 0 | 0 | 0 | 0 | 0 | 0 | 0 | 0 | 0 | 0 | 0 | 0 | 0 | 0 | 0 | 0 | 0 | 0 | 0 | 0 | 0 | 0 | 0 | 0 | 0 | 0 | 0
F7_Commercial_OR - College_New_Space Heating_Natural Gas_Gas Boiler - Thermostatic Radiator Valves_A_Achievable Economic RVT Potential | F7 | Commercial | OR - College | New | Space Heating | Natural Gas | Gas Boiler - Thermostatic Radiator Valves | A | Cumulative Energy Savings (MWh or mTherms) | Achievable Economic RVT Potential | 0 | 0 | 0 | 0 | 0 | 0 | 0 | 0 | 0 | 0 | 0 | 0 | 0 | 0 | 0 | 0 | 0 | 0 | 0 | 0 | 0 | 0 | 0 | 0 | 0 | 0 | 0
F8_Commercial_OR - College_New_Space Heating_Natural Gas_Gas Boiler - Thermostatic Radiator Valves_A_Achievable Economic RVT Potential | F8 | Commercial | OR - College | New | Space Heating | Natural Gas | Gas Boiler - Thermostatic Radiator Valves | A | Cumulative Summer Peak Savings (MW) | Achievable Economic RVT Potential | 0 | 0 | 0 | 0 | 0 | 0 | 0 | 0 | 0 | 0 | 0 | 0 | 0 | 0 | 0 | 0 | 0 | 0 | 0 | 0 | 0 | 0 | 0 | 0 | 0 | 0 | 0
F9_Commercial_OR - College_New_Space Heating_Natural Gas_Gas Boiler - Thermostatic Radiator Valves_A_Achievable Economic RVT Potential | F9 | Commercial | OR - College | New | Space Heating | Natural Gas | Gas Boiler - Thermostatic Radiator Valves | A | Cumulative Winter Peak Savings (MW) | Achievable Economic RVT Potential | 0 | 0 | 0 | 0 | 0 | 0 | 0 | 0 | 0 | 0 | 0 | 0 | 0 | 0 | 0 | 0 | 0 | 0 | 0 | 0 | 0 | 0 | 0 | 0 | 0 | 0 | 0
F10_Commercial_OR - College_New_Space Heating_Natural Gas_Gas Boiler - Thermostatic Radiator Valves_A_Achievable Economic RVT Potential | F10 | Commercial | OR - College | New | Space Heating | Natural Gas | Gas Boiler - Thermostatic Radiator Valves | A | Purchases (Incremental) | Achievable Economic RVT Potential | 0 | 0 | 0 | 0 | 0 | 0 | 0 | 0 | 0 | 0 | 0 | 0 | 0 | 0 | 0 | 0 | 0 | 0 | 0 | 0 | 0 | 0 | 0 | 0 | 0 | 0 | 0
F11_Commercial_OR - College_New_Space Heating_Natural Gas_Gas Boiler - Thermostatic Radiator Valves_A_Achievable Economic RVT Potential | F11 | Commercial | OR - College | New | Space Heating | Natural Gas | Gas Boiler - Thermostatic Radiator Valves | A | Purchases (Cumulative) | Achievable Economic RVT Potential | 0 | 0 | 0 | 0 | 0 | 0 | 0 | 0 | 0 | 0 | 0 | 0 | 0 | 0 | 0 | 0 | 0 | 0 | 0 | 0 | 0 | 0 | 0 | 0 | 0 | 0 | 0
F1_Commercial_OR - College_New_Space Heating_Natural Gas_HVAC - Shut Off Damper_A_Achievable Economic RVT Potential | F1 | Commercial | OR - College | New | Space Heating | Natural Gas | HVAC - Shut Off Damper | A | Integrated Unit Energy Savings (kWh or therms) | Achievable Economic RVT Potential | 0 | 0 | 0 | 0 | 0 | 0 | 0 | 0 | 0 | 0 | 0 | 0 | 0 | 0 | 0 | 0 | 0 | 0 | 0 | 0 | 0 | 0 | 0 | 0 | 0 | 0 | 0
F2_Commercial_OR - College_New_Space Heating_Natural Gas_HVAC - Shut Off Damper_A_Achievable Economic RVT Potential | F2 | Commercial | OR - College | New | Space Heating | Natural Gas | HVAC - Shut Off Damper | A | Integrated Unit Summer Peak Savings (kW) | Achievable Economic RVT Potential | 0 | 0 | 0 | 0 | 0 | 0 | 0 | 0 | 0 | 0 | 0 | 0 | 0 | 0 | 0 | 0 | 0 | 0 | 0 | 0 | 0 | 0 | 0 | 0 | 0 | 0 | 0
F3_Commercial_OR - College_New_Space Heating_Natural Gas_HVAC - Shut Off Damper_A_Achievable Economic RVT Potential | F3 | Commercial | OR - College | New | Space Heating | Natural Gas | HVAC - Shut Off Damper | A | Integrated Unit Winter Peak Savings (kW) | Achievable Economic RVT Potential | 0 | 0 | 0 | 0 | 0 | 0 | 0 | 0 | 0 | 0 | 0 | 0 | 0 | 0 | 0 | 0 | 0 | 0 | 0 | 0 | 0 | 0 | 0 | 0 | 0 | 0 | 0
F4_Commercial_OR - College_New_Space Heating_Natural Gas_HVAC - Shut Off Damper_A_Achievable Economic RVT Potential | F4 | Commercial | OR - College | New | Space Heating | Natural Gas | HVAC - Shut Off Damper | A | Incremental Energy Savings (MWh or mTherms) | Achievable Economic RVT Potential | 0 | 0 | 0 | 0 | 0 | 0 | 0 | 0 | 0 | 0 | 0 | 0 | 0 | 0 | 0 | 0 | 0 | 0 | 0 | 0 | 0 | 0 | 0 | 0 | 0 | 0 | 0
F5_Commercial_OR - College_New_Space Heating_Natural Gas_HVAC - Shut Off Damper_A_Achievable Economic RVT Potential | F5 | Commercial | OR - College | New | Space Heating | Natural Gas | HVAC - Shut Off Damper | A | Incremental Summer Peak Savings (MW) | Achievable Economic RVT Potential | 0 | 0 | 0 | 0 | 0 | 0 | 0 | 0 | 0 | 0 | 0 | 0 | 0 | 0 | 0 | 0 | 0 | 0 | 0 | 0 | 0 | 0 | 0 | 0 | 0 | 0 | 0
F6_Commercial_OR - College_New_Space Heating_Natural Gas_HVAC - Shut Off Damper_A_Achievable Economic RVT Potential | F6 | Commercial | OR - College | New | Space Heating | Natural Gas | HVAC - Shut Off Damper | A | Incremental Winter Peak Savings (MW) | Achievable Economic RVT Potential | 0 | 0 | 0 | 0 | 0 | 0 | 0 | 0 | 0 | 0 | 0 | 0 | 0 | 0 | 0 | 0 | 0 | 0 | 0 | 0 | 0 | 0 | 0 | 0 | 0 | 0 | 0
F7_Commercial_OR - College_New_Space Heating_Natural Gas_HVAC - Shut Off Damper_A_Achievable Economic RVT Potential | F7 | Commercial | OR - College | New | Space Heating | Natural Gas | HVAC - Shut Off Damper | A | Cumulative Energy Savings (MWh or mTherms) | Achievable Economic RVT Potential | 0 | 0 | 0 | 0 | 0 | 0 | 0 | 0 | 0 | 0 | 0 | 0 | 0 | 0 | 0 | 0 | 0 | 0 | 0 | 0 | 0 | 0 | 0 | 0 | 0 | 0 | 0
F8_Commercial_OR - College_New_Space Heating_Natural Gas_HVAC - Shut Off Damper_A_Achievable Economic RVT Potential | F8 | Commercial | OR - College | New | Space Heating | Natural Gas | HVAC - Shut Off Damper | A | Cumulative Summer Peak Savings (MW) | Achievable Economic RVT Potential | 0 | 0 | 0 | 0 | 0 | 0 | 0 | 0 | 0 | 0 | 0 | 0 | 0 | 0 | 0 | 0 | 0 | 0 | 0 | 0 | 0 | 0 | 0 | 0 | 0 | 0 | 0
F9_Commercial_OR - College_New_Space Heating_Natural Gas_HVAC - Shut Off Damper_A_Achievable Economic RVT Potential | F9 | Commercial | OR - College | New | Space Heating | Natural Gas | HVAC - Shut Off Damper | A | Cumulative Winter Peak Savings (MW) | Achievable Economic RVT Potential | 0 | 0 | 0 | 0 | 0 | 0 | 0 | 0 | 0 | 0 | 0 | 0 | 0 | 0 | 0 | 0 | 0 | 0 | 0 | 0 | 0 | 0 | 0 | 0 | 0 | 0 | 0
F10_Commercial_OR - College_New_Space Heating_Natural Gas_HVAC - Shut Off Damper_A_Achievable Economic RVT Potential | F10 | Commercial | OR - College | New | Space Heating | Natural Gas | HVAC - Shut Off Damper | A | Purchases (Incremental) | Achievable Economic RVT Potential | 0 | 0 | 0 | 0 | 0 | 0 | 0 | 0 | 0 | 0 | 0 | 0 | 0 | 0 | 0 | 0 | 0 | 0 | 0 | 0 | 0 | 0 | 0 | 0 | 0 | 0 | 0
F11_Commercial_OR - College_New_Space Heating_Natural Gas_HVAC - Shut Off Damper_A_Achievable Economic RVT Potential | F11 | Commercial | OR - College | New | Space Heating | Natural Gas | HVAC - Shut Off Damper | A | Purchases (Cumulative) | Achievable Economic RVT Potential | 0 | 0 | 0 | 0 | 0 | 0 | 0 | 0 | 0 | 0 | 0 | 0 | 0 | 0 | 0 | 0 | 0 | 0 | 0 | 0 | 0 | 0 | 0 | 0 | 0 | 0 | 0
F1_Commercial_OR - College_New_Space Heating_Natural Gas_Gas Furnace - Tube Inserts_A_Achievable Economic RVT Potential | F1 | Commercial | OR - College | New | Space Heating | Natural Gas | Gas Furnace - Tube Inserts | A | Integrated Unit Energy Savings (kWh or therms) | Achievable Economic RVT Potential | 0 | 0 | 0 | 0 | 0 | 0 | 0 | 0 | 0 | 0 | 0 | 0 | 0 | 0 | 0 | 0 | 0 | 0 | 0 | 0 | 0 | 0 | 0 | 0 | 0 | 0 | 0
F2_Commercial_OR - College_New_Space Heating_Natural Gas_Gas Furnace - Tube Inserts_A_Achievable Economic RVT Potential | F2 | Commercial | OR - College | New | Space Heating | Natural Gas | Gas Furnace - Tube Inserts | A | Integrated Unit Summer Peak Savings (kW) | Achievable Economic RVT Potential | 0 | 0 | 0 | 0 | 0 | 0 | 0 | 0 | 0 | 0 | 0 | 0 | 0 | 0 | 0 | 0 | 0 | 0 | 0 | 0 | 0 | 0 | 0 | 0 | 0 | 0 | 0
F3_Commercial_OR - College_New_Space Heating_Natural Gas_Gas Furnace - Tube Inserts_A_Achievable Economic RVT Potential | F3 | Commercial | OR - College | New | Space Heating | Natural Gas | Gas Furnace - Tube Inserts | A | Integrated Unit Winter Peak Savings (kW) | Achievable Economic RVT Potential | 0 | 0 | 0 | 0 | 0 | 0 | 0 | 0 | 0 | 0 | 0 | 0 | 0 | 0 | 0 | 0 | 0 | 0 | 0 | 0 | 0 | 0 | 0 | 0 | 0 | 0 | 0
F4_Commercial_OR - College_New_Space Heating_Natural Gas_Gas Furnace - Tube Inserts_A_Achievable Economic RVT Potential | F4 | Commercial | OR - College | New | Space Heating | Natural Gas | Gas Furnace - Tube Inserts | A | Incremental Energy Savings (MWh or mTherms) | Achievable Economic RVT Potential | 0 | 0 | 0 | 0 | 0 | 0 | 0 | 0 | 0 | 0 | 0 | 0 | 0 | 0 | 0 | 0 | 0 | 0 | 0 | 0 | 0 | 0 | 0 | 0 | 0 | 0 | 0
F5_Commercial_OR - College_New_Space Heating_Natural Gas_Gas Furnace - Tube Inserts_A_Achievable Economic RVT Potential | F5 | Commercial | OR - College | New | Space Heating | Natural Gas | Gas Furnace - Tube Inserts | A | Incremental Summer Peak Savings (MW) | Achievable Economic RVT Potential | 0 | 0 | 0 | 0 | 0 | 0 | 0 | 0 | 0 | 0 | 0 | 0 | 0 | 0 | 0 | 0 | 0 | 0 | 0 | 0 | 0 | 0 | 0 | 0 | 0 | 0 | 0
F6_Commercial_OR - College_New_Space Heating_Natural Gas_Gas Furnace - Tube Inserts_A_Achievable Economic RVT Potential | F6 | Commercial | OR - College | New | Space Heating | Natural Gas | Gas Furnace - Tube Inserts | A | Incremental Winter Peak Savings (MW) | Achievable Economic RVT Potential | 0 | 0 | 0 | 0 | 0 | 0 | 0 | 0 | 0 | 0 | 0 | 0 | 0 | 0 | 0 | 0 | 0 | 0 | 0 | 0 | 0 | 0 | 0 | 0 | 0 | 0 | 0
F7_Commercial_OR - College_New_Space Heating_Natural Gas_Gas Furnace - Tube Inserts_A_Achievable Economic RVT Potential | F7 | Commercial | OR - College | New | Space Heating | Natural Gas | Gas Furnace - Tube Inserts | A | Cumulative Energy Savings (MWh or mTherms) | Achievable Economic RVT Potential | 0 | 0 | 0 | 0 | 0 | 0 | 0 | 0 | 0 | 0 | 0 | 0 | 0 | 0 | 0 | 0 | 0 | 0 | 0 | 0 | 0 | 0 | 0 | 0 | 0 | 0 | 0
F8_Commercial_OR - College_New_Space Heating_Natural Gas_Gas Furnace - Tube Inserts_A_Achievable Economic RVT Potential | F8 | Commercial | OR - College | New | Space Heating | Natural Gas | Gas Furnace - Tube Inserts | A | Cumulative Summer Peak Savings (MW) | Achievable Economic RVT Potential | 0 | 0 | 0 | 0 | 0 | 0 | 0 | 0 | 0 | 0 | 0 | 0 | 0 | 0 | 0 | 0 | 0 | 0 | 0 | 0 | 0 | 0 | 0 | 0 | 0 | 0 | 0
F9_Commercial_OR - College_New_Space Heating_Natural Gas_Gas Furnace - Tube Inserts_A_Achievable Economic RVT Potential | F9 | Commercial | OR - College | New | Space Heating | Natural Gas | Gas Furnace - Tube Inserts | A | Cumulative Winter Peak Savings (MW) | Achievable Economic RVT Potential | 0 | 0 | 0 | 0 | 0 | 0 | 0 | 0 | 0 | 0 | 0 | 0 | 0 | 0 | 0 | 0 | 0 | 0 | 0 | 0 | 0 | 0 | 0 | 0 | 0 | 0 | 0
F10_Commercial_OR - College_New_Space Heating_Natural Gas_Gas Furnace - Tube Inserts_A_Achievable Economic RVT Potential | F10 | Commercial | OR - College | New | Space Heating | Natural Gas | Gas Furnace - Tube Inserts | A | Purchases (Incremental) | Achievable Economic RVT Potential | 0 | 0 | 0 | 0 | 0 | 0 | 0 | 0 | 0 | 0 | 0 | 0 | 0 | 0 | 0 | 0 | 0 | 0 | 0 | 0 | 0 | 0 | 0 | 0 | 0 | 0 | 0
F11_Commercial_OR - College_New_Space Heating_Natural Gas_Gas Furnace - Tube Inserts_A_Achievable Economic RVT Potential | F11 | Commercial | OR - College | New | Space Heating | Natural Gas | Gas Furnace - Tube Inserts | A | Purchases (Cumulative) | Achievable Economic RVT Potential | 0 | 0 | 0 | 0 | 0 | 0 | 0 | 0 | 0 | 0 | 0 | 0 | 0 | 0 | 0 | 0 | 0 | 0 | 0 | 0 | 0 | 0 | 0 | 0 | 0 | 0 | 0
F1_Commercial_OR - College_New_Space Heating_Natural Gas_Gas Boiler - Insulate Steam Lines/Condensate Tank_A_Achievable Economic RVT Potential | F1 | Commercial | OR - College | New | Space Heating | Natural Gas | Gas Boiler - Insulate Steam Lines/Condensate Tank | A | Integrated Unit Energy Savings (kWh or therms) | Achievable Economic RVT Potential | 0 | 0 | 0 | 0 | 0 | 0 | 0 | 0 | 0 | 0 | 0 | 0 | 0 | 0 | 0 | 0 | 0 | 0 | 0 | 0 | 0 | 0 | 0 | 0 | 0 | 0 | 0
F2_Commercial_OR - College_New_Space Heating_Natural Gas_Gas Boiler - Insulate Steam Lines/Condensate Tank_A_Achievable Economic RVT Potential | F2 | Commercial | OR - College | New | Space Heating | Natural Gas | Gas Boiler - Insulate Steam Lines/Condensate Tank | A | Integrated Unit Summer Peak Savings (kW) | Achievable Economic RVT Potential | 0 | 0 | 0 | 0 | 0 | 0 | 0 | 0 | 0 | 0 | 0 | 0 | 0 | 0 | 0 | 0 | 0 | 0 | 0 | 0 | 0 | 0 | 0 | 0 | 0 | 0 | 0
F3_Commercial_OR - College_New_Space Heating_Natural Gas_Gas Boiler - Insulate Steam Lines/Condensate Tank_A_Achievable Economic RVT Potential | F3 | Commercial | OR - College | New | Space Heating | Natural Gas | Gas Boiler - Insulate Steam Lines/Condensate Tank | A | Integrated Unit Winter Peak Savings (kW) | Achievable Economic RVT Potential | 0 | 0 | 0 | 0 | 0 | 0 | 0 | 0 | 0 | 0 | 0 | 0 | 0 | 0 | 0 | 0 | 0 | 0 | 0 | 0 | 0 | 0 | 0 | 0 | 0 | 0 | 0
F4_Commercial_OR - College_New_Space Heating_Natural Gas_Gas Boiler - Insulate Steam Lines/Condensate Tank_A_Achievable Economic RVT Potential | F4 | Commercial | OR - College | New | Space Heating | Natural Gas | Gas Boiler - Insulate Steam Lines/Condensate Tank | A | Incremental Energy Savings (MWh or mTherms) | Achievable Economic RVT Potential | 0 | 0 | 0 | 0 | 0 | 0 | 0 | 0 | 0 | 0 | 0 | 0 | 0 | 0 | 0 | 0 | 0 | 0 | 0 | 0 | 0 | 0 | 0 | 0 | 0 | 0 | 0
F5_Commercial_OR - College_New_Space Heating_Natural Gas_Gas Boiler - Insulate Steam Lines/Condensate Tank_A_Achievable Economic RVT Potential | F5 | Commercial | OR - College | New | Space Heating | Natural Gas | Gas Boiler - Insulate Steam Lines/Condensate Tank | A | Incremental Summer Peak Savings (MW) | Achievable Economic RVT Potential | 0 | 0 | 0 | 0 | 0 | 0 | 0 | 0 | 0 | 0 | 0 | 0 | 0 | 0 | 0 | 0 | 0 | 0 | 0 | 0 | 0 | 0 | 0 | 0 | 0 | 0 | 0
F6_Commercial_OR - College_New_Space Heating_Natural Gas_Gas Boiler - Insulate Steam Lines/Condensate Tank_A_Achievable Economic RVT Potential | F6 | Commercial | OR - College | New | Space Heating | Natural Gas | Gas Boiler - Insulate Steam Lines/Condensate Tank | A | Incremental Winter Peak Savings (MW) | Achievable Economic RVT Potential | 0 | 0 | 0 | 0 | 0 | 0 | 0 | 0 | 0 | 0 | 0 | 0 | 0 | 0 | 0 | 0 | 0 | 0 | 0 | 0 | 0 | 0 | 0 | 0 | 0 | 0 | 0
F7_Commercial_OR - College_New_Space Heating_Natural Gas_Gas Boiler - Insulate Steam Lines/Condensate Tank_A_Achievable Economic RVT Potential | F7 | Commercial | OR - College | New | Space Heating | Natural Gas | Gas Boiler - Insulate Steam Lines/Condensate Tank | A | Cumulative Energy Savings (MWh or mTherms) | Achievable Economic RVT Potential | 0 | 0 | 0 | 0 | 0 | 0 | 0 | 0 | 0 | 0 | 0 | 0 | 0 | 0 | 0 | 0 | 0 | 0 | 0 | 0 | 0 | 0 | 0 | 0 | 0 | 0 | 0
F8_Commercial_OR - College_New_Space Heating_Natural Gas_Gas Boiler - Insulate Steam Lines/Condensate Tank_A_Achievable Economic RVT Potential | F8 | Commercial | OR - College | New | Space Heating | Natural Gas | Gas Boiler - Insulate Steam Lines/Condensate Tank | A | Cumulative Summer Peak Savings (MW) | Achievable Economic RVT Potential | 0 | 0 | 0 | 0 | 0 | 0 | 0 | 0 | 0 | 0 | 0 | 0 | 0 | 0 | 0 | 0 | 0 | 0 | 0 | 0 | 0 | 0 | 0 | 0 | 0 | 0 | 0
F9_Commercial_OR - College_New_Space Heating_Natural Gas_Gas Boiler - Insulate Steam Lines/Condensate Tank_A_Achievable Economic RVT Potential | F9 | Commercial | OR - College | New | Space Heating | Natural Gas | Gas Boiler - Insulate Steam Lines/Condensate Tank | A | Cumulative Winter Peak Savings (MW) | Achievable Economic RVT Potential | 0 | 0 | 0 | 0 | 0 | 0 | 0 | 0 | 0 | 0 | 0 | 0 | 0 | 0 | 0 | 0 | 0 | 0 | 0 | 0 | 0 | 0 | 0 | 0 | 0 | 0 | 0
F10_Commercial_OR - College_New_Space Heating_Natural Gas_Gas Boiler - Insulate Steam Lines/Condensate Tank_A_Achievable Economic RVT Potential | F10 | Commercial | OR - College | New | Space Heating | Natural Gas | Gas Boiler - Insulate Steam Lines/Condensate Tank | A | Purchases (Incremental) | Achievable Economic RVT Potential | 0 | 0 | 0 | 0 | 0 | 0 | 0 | 0 | 0 | 0 | 0 | 0 | 0 | 0 | 0 | 0 | 0 | 0 | 0 | 0 | 0 | 0 | 0 | 0 | 0 | 0 | 0
F11_Commercial_OR - College_New_Space Heating_Natural Gas_Gas Boiler - Insulate Steam Lines/Condensate Tank_A_Achievable Economic RVT Potential | F11 | Commercial | OR - College | New | Space Heating | Natural Gas | Gas Boiler - Insulate Steam Lines/Condensate Tank | A | Purchases (Cumulative) | Achievable Economic RVT Potential | 0 | 0 | 0 | 0 | 0 | 0 | 0 | 0 | 0 | 0 | 0 | 0 | 0 | 0 | 0 | 0 | 0 | 0 | 0 | 0 | 0 | 0 | 0 | 0 | 0 | 0 | 0
F1_Commercial_OR - College_New_Space Heating_Natural Gas_Gas Boiler - Insulate Hot Water Lines_A_Achievable Economic RVT Potential | F1 | Commercial | OR - College | New | Space Heating | Natural Gas | Gas Boiler - Insulate Hot Water Lines | A | Integrated Unit Energy Savings (kWh or therms) | Achievable Economic RVT Potential | 0 | 0 | 0 | 0 | 0 | 0 | 0 | 0 | 0 | 0 | 0 | 0 | 0 | 0 | 0 | 0 | 0 | 0 | 0 | 0 | 0 | 0 | 0 | 0 | 0 | 0 | 0
F2_Commercial_OR - College_New_Space Heating_Natural Gas_Gas Boiler - Insulate Hot Water Lines_A_Achievable Economic RVT Potential | F2 | Commercial | OR - College | New | Space Heating | Natural Gas | Gas Boiler - Insulate Hot Water Lines | A | Integrated Unit Summer Peak Savings (kW) | Achievable Economic RVT Potential | 0 | 0 | 0 | 0 | 0 | 0 | 0 | 0 | 0 | 0 | 0 | 0 | 0 | 0 | 0 | 0 | 0 | 0 | 0 | 0 | 0 | 0 | 0 | 0 | 0 | 0 | 0
F3_Commercial_OR - College_New_Space Heating_Natural Gas_Gas Boiler - Insulate Hot Water Lines_A_Achievable Economic RVT Potential | F3 | Commercial | OR - College | New | Space Heating | Natural Gas | Gas Boiler - Insulate Hot Water Lines | A | Integrated Unit Winter Peak Savings (kW) | Achievable Economic RVT Potential | 0 | 0 | 0 | 0 | 0 | 0 | 0 | 0 | 0 | 0 | 0 | 0 | 0 | 0 | 0 | 0 | 0 | 0 | 0 | 0 | 0 | 0 | 0 | 0 | 0 | 0 | 0
F4_Commercial_OR - College_New_Space Heating_Natural Gas_Gas Boiler - Insulate Hot Water Lines_A_Achievable Economic RVT Potential | F4 | Commercial | OR - College | New | Space Heating | Natural Gas | Gas Boiler - Insulate Hot Water Lines | A | Incremental Energy Savings (MWh or mTherms) | Achievable Economic RVT Potential | 0 | 0 | 0 | 0 | 0 | 0 | 0 | 0 | 0 | 0 | 0 | 0 | 0 | 0 | 0 | 0 | 0 | 0 | 0 | 0 | 0 | 0 | 0 | 0 | 0 | 0 | 0
F5_Commercial_OR - College_New_Space Heating_Natural Gas_Gas Boiler - Insulate Hot Water Lines_A_Achievable Economic RVT Potential | F5 | Commercial | OR - College | New | Space Heating | Natural Gas | Gas Boiler - Insulate Hot Water Lines | A | Incremental Summer Peak Savings (MW) | Achievable Economic RVT Potential | 0 | 0 | 0 | 0 | 0 | 0 | 0 | 0 | 0 | 0 | 0 | 0 | 0 | 0 | 0 | 0 | 0 | 0 | 0 | 0 | 0 | 0 | 0 | 0 | 0 | 0 | 0
F6_Commercial_OR - College_New_Space Heating_Natural Gas_Gas Boiler - Insulate Hot Water Lines_A_Achievable Economic RVT Potential | F6 | Commercial | OR - College | New | Space Heating | Natural Gas | Gas Boiler - Insulate Hot Water Lines | A | Incremental Winter Peak Savings (MW) | Achievable Economic RVT Potential | 0 | 0 | 0 | 0 | 0 | 0 | 0 | 0 | 0 | 0 | 0 | 0 | 0 | 0 | 0 | 0 | 0 | 0 | 0 | 0 | 0 | 0 | 0 | 0 | 0 | 0 | 0
F7_Commercial_OR - College_New_Space Heating_Natural Gas_Gas Boiler - Insulate Hot Water Lines_A_Achievable Economic RVT Potential | F7 | Commercial | OR - College | New | Space Heating | Natural Gas | Gas Boiler - Insulate Hot Water Lines | A | Cumulative Energy Savings (MWh or mTherms) | Achievable Economic RVT Potential | 0 | 0 | 0 | 0 | 0 | 0 | 0 | 0 | 0 | 0 | 0 | 0 | 0 | 0 | 0 | 0 | 0 | 0 | 0 | 0 | 0 | 0 | 0 | 0 | 0 | 0 | 0
F8_Commercial_OR - College_New_Space Heating_Natural Gas_Gas Boiler - Insulate Hot Water Lines_A_Achievable Economic RVT Potential | F8 | Commercial | OR - College | New | Space Heating | Natural Gas | Gas Boiler - Insulate Hot Water Lines | A | Cumulative Summer Peak Savings (MW) | Achievable Economic RVT Potential | 0 | 0 | 0 | 0 | 0 | 0 | 0 | 0 | 0 | 0 | 0 | 0 | 0 | 0 | 0 | 0 | 0 | 0 | 0 | 0 | 0 | 0 | 0 | 0 | 0 | 0 | 0
F9_Commercial_OR - College_New_Space Heating_Natural Gas_Gas Boiler - Insulate Hot Water Lines_A_Achievable Economic RVT Potential | F9 | Commercial | OR - College | New | Space Heating | Natural Gas | Gas Boiler - Insulate Hot Water Lines | A | Cumulative Winter Peak Savings (MW) | Achievable Economic RVT Potential | 0 | 0 | 0 | 0 | 0 | 0 | 0 | 0 | 0 | 0 | 0 | 0 | 0 | 0 | 0 | 0 | 0 | 0 | 0 | 0 | 0 | 0 | 0 | 0 | 0 | 0 | 0
F10_Commercial_OR - College_New_Space Heating_Natural Gas_Gas Boiler - Insulate Hot Water Lines_A_Achievable Economic RVT Potential | F10 | Commercial | OR - College | New | Space Heating | Natural Gas | Gas Boiler - Insulate Hot Water Lines | A | Purchases (Incremental) | Achievable Economic RVT Potential | 0 | 0 | 0 | 0 | 0 | 0 | 0 | 0 | 0 | 0 | 0 | 0 | 0 | 0 | 0 | 0 | 0 | 0 | 0 | 0 | 0 | 0 | 0 | 0 | 0 | 0 | 0
F11_Commercial_OR - College_New_Space Heating_Natural Gas_Gas Boiler - Insulate Hot Water Lines_A_Achievable Economic RVT Potential | F11 | Commercial | OR - College | New | Space Heating | Natural Gas | Gas Boiler - Insulate Hot Water Lines | A | Purchases (Cumulative) | Achievable Economic RVT Potential | 0 | 0 | 0 | 0 | 0 | 0 | 0 | 0 | 0 | 0 | 0 | 0 | 0 | 0 | 0 | 0 | 0 | 0 | 0 | 0 | 0 | 0 | 0 | 0 | 0 | 0 | 0
F1_Commercial_OR - College_New_Space Heating_Natural Gas_Condensing RTU_A_Achievable Economic RVT Potential | F1 | Commercial | OR - College | New | Space Heating | Natural Gas | Condensing RTU | A | Integrated Unit Energy Savings (kWh or therms) | Achievable Economic RVT Potential | 0 | 0 | 0 | 0 | 0 | 0 | 0 | 0 | 0 | 0 | 0 | 0 | 0 | 0 | 0 | 0 | 0 | 0 | 0 | 0 | 0 | 0 | 0 | 0 | 0 | 0 | 0
F2_Commercial_OR - College_New_Space Heating_Natural Gas_Condensing RTU_A_Achievable Economic RVT Potential | F2 | Commercial | OR - College | New | Space Heating | Natural Gas | Condensing RTU | A | Integrated Unit Summer Peak Savings (kW) | Achievable Economic RVT Potential | 0 | 0 | 0 | 0 | 0 | 0 | 0 | 0 | 0 | 0 | 0 | 0 | 0 | 0 | 0 | 0 | 0 | 0 | 0 | 0 | 0 | 0 | 0 | 0 | 0 | 0 | 0
F3_Commercial_OR - College_New_Space Heating_Natural Gas_Condensing RTU_A_Achievable Economic RVT Potential | F3 | Commercial | OR - College | New | Space Heating | Natural Gas | Condensing RTU | A | Integrated Unit Winter Peak Savings (kW) | Achievable Economic RVT Potential | 0 | 0 | 0 | 0 | 0 | 0 | 0 | 0 | 0 | 0 | 0 | 0 | 0 | 0 | 0 | 0 | 0 | 0 | 0 | 0 | 0 | 0 | 0 | 0 | 0 | 0 | 0
F4_Commercial_OR - College_New_Space Heating_Natural Gas_Condensing RTU_A_Achievable Economic RVT Potential | F4 | Commercial | OR - College | New | Space Heating | Natural Gas | Condensing RTU | A | Incremental Energy Savings (MWh or mTherms) | Achievable Economic RVT Potential | 0 | 0 | 0 | 0 | 0 | 0 | 0 | 0 | 0 | 0 | 0 | 0 | 0 | 0 | 0 | 0 | 0 | 0 | 0 | 0 | 0 | 0 | 0 | 0 | 0 | 0 | 0
F5_Commercial_OR - College_New_Space Heating_Natural Gas_Condensing RTU_A_Achievable Economic RVT Potential | F5 | Commercial | OR - College | New | Space Heating | Natural Gas | Condensing RTU | A | Incremental Summer Peak Savings (MW) | Achievable Economic RVT Potential | 0 | 0 | 0 | 0 | 0 | 0 | 0 | 0 | 0 | 0 | 0 | 0 | 0 | 0 | 0 | 0 | 0 | 0 | 0 | 0 | 0 | 0 | 0 | 0 | 0 | 0 | 0
F6_Commercial_OR - College_New_Space Heating_Natural Gas_Condensing RTU_A_Achievable Economic RVT Potential | F6 | Commercial | OR - College | New | Space Heating | Natural Gas | Condensing RTU | A | Incremental Winter Peak Savings (MW) | Achievable Economic RVT Potential | 0 | 0 | 0 | 0 | 0 | 0 | 0 | 0 | 0 | 0 | 0 | 0 | 0 | 0 | 0 | 0 | 0 | 0 | 0 | 0 | 0 | 0 | 0 | 0 | 0 | 0 | 0
F7_Commercial_OR - College_New_Space Heating_Natural Gas_Condensing RTU_A_Achievable Economic RVT Potential | F7 | Commercial | OR - College | New | Space Heating | Natural Gas | Condensing RTU | A | Cumulative Energy Savings (MWh or mTherms) | Achievable Economic RVT Potential | 0 | 0 | 0 | 0 | 0 | 0 | 0 | 0 | 0 | 0 | 0 | 0 | 0 | 0 | 0 | 0 | 0 | 0 | 0 | 0 | 0 | 0 | 0 | 0 | 0 | 0 | 0
F8_Commercial_OR - College_New_Space Heating_Natural Gas_Condensing RTU_A_Achievable Economic RVT Potential | F8 | Commercial | OR - College | New | Space Heating | Natural Gas | Condensing RTU | A | Cumulative Summer Peak Savings (MW) | Achievable Economic RVT Potential | 0 | 0 | 0 | 0 | 0 | 0 | 0 | 0 | 0 | 0 | 0 | 0 | 0 | 0 | 0 | 0 | 0 | 0 | 0 | 0 | 0 | 0 | 0 | 0 | 0 | 0 | 0
F9_Commercial_OR - College_New_Space Heating_Natural Gas_Condensing RTU_A_Achievable Economic RVT Potential | F9 | Commercial | OR - College | New | Space Heating | Natural Gas | Condensing RTU | A | Cumulative Winter Peak Savings (MW) | Achievable Economic RVT Potential | 0 | 0 | 0 | 0 | 0 | 0 | 0 | 0 | 0 | 0 | 0 | 0 | 0 | 0 | 0 | 0 | 0 | 0 | 0 | 0 | 0 | 0 | 0 | 0 | 0 | 0 | 0
F10_Commercial_OR - College_New_Space Heating_Natural Gas_Condensing RTU_A_Achievable Economic RVT Potential | F10 | Commercial | OR - College | New | Space Heating | Natural Gas | Condensing RTU | A | Purchases (Incremental) | Achievable Economic RVT Potential | 0 | 0 | 0 | 0 | 0 | 0 | 0 | 0 | 0 | 0 | 0 | 0 | 0 | 0 | 0 | 0 | 0 | 0 | 0 | 0 | 0 | 0 | 0 | 0 | 0 | 0 | 0
F11_Commercial_OR - College_New_Space Heating_Natural Gas_Condensing RTU_A_Achievable Economic RVT Potential | F11 | Commercial | OR - College | New | Space Heating | Natural Gas | Condensing RTU | A | Purchases (Cumulative) | Achievable Economic RVT Potential | 0 | 0 | 0 | 0 | 0 | 0 | 0 | 0 | 0 | 0 | 0 | 0 | 0 | 0 | 0 | 0 | 0 | 0 | 0 | 0 | 0 | 0 | 0 | 0 | 0 | 0 | 0
F1_Commercial_OR - College_New_Space Heating_Natural Gas_Hydronic Heating Radiator Replacement_A_Achievable Economic RVT Potential | F1 | Commercial | OR - College | New | Space Heating | Natural Gas | Hydronic Heating Radiator Replacement | A | Integrated Unit Energy Savings (kWh or therms) | Achievable Economic RVT Potential | 0 | 0 | 0 | 0 | 0 | 0 | 0 | 0 | 0 | 0 | 0 | 0 | 0 | 0 | 0 | 0 | 0 | 0 | 0 | 0 | 0 | 0 | 0 | 0 | 0 | 0 | 0
F2_Commercial_OR - College_New_Space Heating_Natural Gas_Hydronic Heating Radiator Replacement_A_Achievable Economic RVT Potential | F2 | Commercial | OR - College | New | Space Heating | Natural Gas | Hydronic Heating Radiator Replacement | A | Integrated Unit Summer Peak Savings (kW) | Achievable Economic RVT Potential | 0 | 0 | 0 | 0 | 0 | 0 | 0 | 0 | 0 | 0 | 0 | 0 | 0 | 0 | 0 | 0 | 0 | 0 | 0 | 0 | 0 | 0 | 0 | 0 | 0 | 0 | 0
F3_Commercial_OR - College_New_Space Heating_Natural Gas_Hydronic Heating Radiator Replacement_A_Achievable Economic RVT Potential | F3 | Commercial | OR - College | New | Space Heating | Natural Gas | Hydronic Heating Radiator Replacement | A | Integrated Unit Winter Peak Savings (kW) | Achievable Economic RVT Potential | 0 | 0 | 0 | 0 | 0 | 0 | 0 | 0 | 0 | 0 | 0 | 0 | 0 | 0 | 0 | 0 | 0 | 0 | 0 | 0 | 0 | 0 | 0 | 0 | 0 | 0 | 0
F4_Commercial_OR - College_New_Space Heating_Natural Gas_Hydronic Heating Radiator Replacement_A_Achievable Economic RVT Potential | F4 | Commercial | OR - College | New | Space Heating | Natural Gas | Hydronic Heating Radiator Replacement | A | Incremental Energy Savings (MWh or mTherms) | Achievable Economic RVT Potential | 0 | 0 | 0 | 0 | 0 | 0 | 0 | 0 | 0 | 0 | 0 | 0 | 0 | 0 | 0 | 0 | 0 | 0 | 0 | 0 | 0 | 0 | 0 | 0 | 0 | 0 | 0
F5_Commercial_OR - College_New_Space Heating_Natural Gas_Hydronic Heating Radiator Replacement_A_Achievable Economic RVT Potential | F5 | Commercial | OR - College | New | Space Heating | Natural Gas | Hydronic Heating Radiator Replacement | A | Incremental Summer Peak Savings (MW) | Achievable Economic RVT Potential | 0 | 0 | 0 | 0 | 0 | 0 | 0 | 0 | 0 | 0 | 0 | 0 | 0 | 0 | 0 | 0 | 0 | 0 | 0 | 0 | 0 | 0 | 0 | 0 | 0 | 0 | 0
F6_Commercial_OR - College_New_Space Heating_Natural Gas_Hydronic Heating Radiator Replacement_A_Achievable Economic RVT Potential | F6 | Commercial | OR - College | New | Space Heating | Natural Gas | Hydronic Heating Radiator Replacement | A | Incremental Winter Peak Savings (MW) | Achievable Economic RVT Potential | 0 | 0 | 0 | 0 | 0 | 0 | 0 | 0 | 0 | 0 | 0 | 0 | 0 | 0 | 0 | 0 | 0 | 0 | 0 | 0 | 0 | 0 | 0 | 0 | 0 | 0 | 0
F7_Commercial_OR - College_New_Space Heating_Natural Gas_Hydronic Heating Radiator Replacement_A_Achievable Economic RVT Potential | F7 | Commercial | OR - College | New | Space Heating | Natural Gas | Hydronic Heating Radiator Replacement | A | Cumulative Energy Savings (MWh or mTherms) | Achievable Economic RVT Potential | 0 | 0 | 0 | 0 | 0 | 0 | 0 | 0 | 0 | 0 | 0 | 0 | 0 | 0 | 0 | 0 | 0 | 0 | 0 | 0 | 0 | 0 | 0 | 0 | 0 | 0 | 0
F8_Commercial_OR - College_New_Space Heating_Natural Gas_Hydronic Heating Radiator Replacement_A_Achievable Economic RVT Potential | F8 | Commercial | OR - College | New | Space Heating | Natural Gas | Hydronic Heating Radiator Replacement | A | Cumulative Summer Peak Savings (MW) | Achievable Economic RVT Potential | 0 | 0 | 0 | 0 | 0 | 0 | 0 | 0 | 0 | 0 | 0 | 0 | 0 | 0 | 0 | 0 | 0 | 0 | 0 | 0 | 0 | 0 | 0 | 0 | 0 | 0 | 0
F9_Commercial_OR - College_New_Space Heating_Natural Gas_Hydronic Heating Radiator Replacement_A_Achievable Economic RVT Potential | F9 | Commercial | OR - College | New | Space Heating | Natural Gas | Hydronic Heating Radiator Replacement | A | Cumulative Winter Peak Savings (MW) | Achievable Economic RVT Potential | 0 | 0 | 0 | 0 | 0 | 0 | 0 | 0 | 0 | 0 | 0 | 0 | 0 | 0 | 0 | 0 | 0 | 0 | 0 | 0 | 0 | 0 | 0 | 0 | 0 | 0 | 0
F10_Commercial_OR - College_New_Space Heating_Natural Gas_Hydronic Heating Radiator Replacement_A_Achievable Economic RVT Potential | F10 | Commercial | OR - College | New | Space Heating | Natural Gas | Hydronic Heating Radiator Replacement | A | Purchases (Incremental) | Achievable Economic RVT Potential | 0 | 0 | 0 | 0 | 0 | 0 | 0 | 0 | 0 | 0 | 0 | 0 | 0 | 0 | 0 | 0 | 0 | 0 | 0 | 0 | 0 | 0 | 0 | 0 | 0 | 0 | 0
F11_Commercial_OR - College_New_Space Heating_Natural Gas_Hydronic Heating Radiator Replacement_A_Achievable Economic RVT Potential | F11 | Commercial | OR - College | New | Space Heating | Natural Gas | Hydronic Heating Radiator Replacement | A | Purchases (Cumulative) | Achievable Economic RVT Potential | 0 | 0 | 0 | 0 | 0 | 0 | 0 | 0 | 0 | 0 | 0 | 0 | 0 | 0 | 0 | 0 | 0 | 0 | 0 | 0 | 0 | 0 | 0 | 0 | 0 | 0 | 0
F1_Commercial_OR - College_New_Space Heating_Natural Gas_Thermostat - Connected_A_Achievable Economic RVT Potential | F1 | Commercial | OR - College | New | Space Heating | Natural Gas | Thermostat - Connected | A | Integrated Unit Energy Savings (kWh or therms) | Achievable Economic RVT Potential | 0 | 0 | 0 | 0 | 0 | 0 | 0 | 0 | 0 | 0 | 0 | 0 | 0 | 0 | 0 | 0 | 0 | 0 | 0 | 0 | 0 | 0 | 0 | 0 | 0 | 0 | 0
F2_Commercial_OR - College_New_Space Heating_Natural Gas_Thermostat - Connected_A_Achievable Economic RVT Potential | F2 | Commercial | OR - College | New | Space Heating | Natural Gas | Thermostat - Connected | A | Integrated Unit Summer Peak Savings (kW) | Achievable Economic RVT Potential | 0 | 0 | 0 | 0 | 0 | 0 | 0 | 0 | 0 | 0 | 0 | 0 | 0 | 0 | 0 | 0 | 0 | 0 | 0 | 0 | 0 | 0 | 0 | 0 | 0 | 0 | 0
F3_Commercial_OR - College_New_Space Heating_Natural Gas_Thermostat - Connected_A_Achievable Economic RVT Potential | F3 | Commercial | OR - College | New | Space Heating | Natural Gas | Thermostat - Connected | A | Integrated Unit Winter Peak Savings (kW) | Achievable Economic RVT Potential | 0 | 0 | 0 | 0 | 0 | 0 | 0 | 0 | 0 | 0 | 0 | 0 | 0 | 0 | 0 | 0 | 0 | 0 | 0 | 0 | 0 | 0 | 0 | 0 | 0 | 0 | 0
F4_Commercial_OR - College_New_Space Heating_Natural Gas_Thermostat - Connected_A_Achievable Economic RVT Potential | F4 | Commercial | OR - College | New | Space Heating | Natural Gas | Thermostat - Connected | A | Incremental Energy Savings (MWh or mTherms) | Achievable Economic RVT Potential | 0 | 0 | 0 | 0 | 0 | 0 | 0 | 0 | 0 | 0 | 0 | 0 | 0 | 0 | 0 | 0 | 0 | 0 | 0 | 0 | 0 | 0 | 0 | 0 | 0 | 0 | 0
F5_Commercial_OR - College_New_Space Heating_Natural Gas_Thermostat - Connected_A_Achievable Economic RVT Potential | F5 | Commercial | OR - College | New | Space Heating | Natural Gas | Thermostat - Connected | A | Incremental Summer Peak Savings (MW) | Achievable Economic RVT Potential | 0 | 0 | 0 | 0 | 0 | 0 | 0 | 0 | 0 | 0 | 0 | 0 | 0 | 0 | 0 | 0 | 0 | 0 | 0 | 0 | 0 | 0 | 0 | 0 | 0 | 0 | 0
F6_Commercial_OR - College_New_Space Heating_Natural Gas_Thermostat - Connected_A_Achievable Economic RVT Potential | F6 | Commercial | OR - College | New | Space Heating | Natural Gas | Thermostat - Connected | A | Incremental Winter Peak Savings (MW) | Achievable Economic RVT Potential | 0 | 0 | 0 | 0 | 0 | 0 | 0 | 0 | 0 | 0 | 0 | 0 | 0 | 0 | 0 | 0 | 0 | 0 | 0 | 0 | 0 | 0 | 0 | 0 | 0 | 0 | 0
F7_Commercial_OR - College_New_Space Heating_Natural Gas_Thermostat - Connected_A_Achievable Economic RVT Potential | F7 | Commercial | OR - College | New | Space Heating | Natural Gas | Thermostat - Connected | A | Cumulative Energy Savings (MWh or mTherms) | Achievable Economic RVT Potential | 0 | 0 | 0 | 0 | 0 | 0 | 0 | 0 | 0 | 0 | 0 | 0 | 0 | 0 | 0 | 0 | 0 | 0 | 0 | 0 | 0 | 0 | 0 | 0 | 0 | 0 | 0
F8_Commercial_OR - College_New_Space Heating_Natural Gas_Thermostat - Connected_A_Achievable Economic RVT Potential | F8 | Commercial | OR - College | New | Space Heating | Natural Gas | Thermostat - Connected | A | Cumulative Summer Peak Savings (MW) | Achievable Economic RVT Potential | 0 | 0 | 0 | 0 | 0 | 0 | 0 | 0 | 0 | 0 | 0 | 0 | 0 | 0 | 0 | 0 | 0 | 0 | 0 | 0 | 0 | 0 | 0 | 0 | 0 | 0 | 0
F9_Commercial_OR - College_New_Space Heating_Natural Gas_Thermostat - Connected_A_Achievable Economic RVT Potential | F9 | Commercial | OR - College | New | Space Heating | Natural Gas | Thermostat - Connected | A | Cumulative Winter Peak Savings (MW) | Achievable Economic RVT Potential | 0 | 0 | 0 | 0 | 0 | 0 | 0 | 0 | 0 | 0 | 0 | 0 | 0 | 0 | 0 | 0 | 0 | 0 | 0 | 0 | 0 | 0 | 0 | 0 | 0 | 0 | 0
F10_Commercial_OR - College_New_Space Heating_Natural Gas_Thermostat - Connected_A_Achievable Economic RVT Potential | F10 | Commercial | OR - College | New | Space Heating | Natural Gas | Thermostat - Connected | A | Purchases (Incremental) | Achievable Economic RVT Potential | 0 | 0 | 0 | 0 | 0 | 0 | 0 | 0 | 0 | 0 | 0 | 0 | 0 | 0 | 0 | 0 | 0 | 0 | 0 | 0 | 0 | 0 | 0 | 0 | 0 | 0 | 0
F11_Commercial_OR - College_New_Space Heating_Natural Gas_Thermostat - Connected_A_Achievable Economic RVT Potential | F11 | Commercial | OR - College | New | Space Heating | Natural Gas | Thermostat - Connected | A | Purchases (Cumulative) | Achievable Economic RVT Potential | 0 | 0 | 0 | 0 | 0 | 0 | 0 | 0 | 0 | 0 | 0 | 0 | 0 | 0 | 0 | 0 | 0 | 0 | 0 | 0 | 0 | 0 | 0 | 0 | 0 | 0 | 0
F1_Commercial_OR - College_New_Water Heating_Natural Gas_Water Heater - Thermostatic Shower Restriction Valve_A_Achievable Economic RVT Potential | F1 | Commercial | OR - College | New | Water Heating | Natural Gas | Water Heater - Thermostatic Shower Restriction Valve | A | Integrated Unit Energy Savings (kWh or therms) | Achievable Economic RVT Potential | 0 | 0 | 0 | 0 | 0 | 0 | 0 | 0 | 0 | 0 | 0 | 0 | 0 | 0 | 0 | 0 | 0 | 0 | 0 | 0 | 0 | 0 | 0 | 0 | 0 | 0 | 0
F2_Commercial_OR - College_New_Water Heating_Natural Gas_Water Heater - Thermostatic Shower Restriction Valve_A_Achievable Economic RVT Potential | F2 | Commercial | OR - College | New | Water Heating | Natural Gas | Water Heater - Thermostatic Shower Restriction Valve | A | Integrated Unit Summer Peak Savings (kW) | Achievable Economic RVT Potential | 0 | 0 | 0 | 0 | 0 | 0 | 0 | 0 | 0 | 0 | 0 | 0 | 0 | 0 | 0 | 0 | 0 | 0 | 0 | 0 | 0 | 0 | 0 | 0 | 0 | 0 | 0
F3_Commercial_OR - College_New_Water Heating_Natural Gas_Water Heater - Thermostatic Shower Restriction Valve_A_Achievable Economic RVT Potential | F3 | Commercial | OR - College | New | Water Heating | Natural Gas | Water Heater - Thermostatic Shower Restriction Valve | A | Integrated Unit Winter Peak Savings (kW) | Achievable Economic RVT Potential | 0 | 0 | 0 | 0 | 0 | 0 | 0 | 0 | 0 | 0 | 0 | 0 | 0 | 0 | 0 | 0 | 0 | 0 | 0 | 0 | 0 | 0 | 0 | 0 | 0 | 0 | 0
F4_Commercial_OR - College_New_Water Heating_Natural Gas_Water Heater - Thermostatic Shower Restriction Valve_A_Achievable Economic RVT Potential | F4 | Commercial | OR - College | New | Water Heating | Natural Gas | Water Heater - Thermostatic Shower Restriction Valve | A | Incremental Energy Savings (MWh or mTherms) | Achievable Economic RVT Potential | 0 | 0 | 0 | 0 | 0 | 0 | 0 | 0 | 0 | 0 | 0 | 0 | 0 | 0 | 0 | 0 | 0 | 0 | 0 | 0 | 0 | 0 | 0 | 0 | 0 | 0 | 0
F5_Commercial_OR - College_New_Water Heating_Natural Gas_Water Heater - Thermostatic Shower Restriction Valve_A_Achievable Economic RVT Potential | F5 | Commercial | OR - College | New | Water Heating | Natural Gas | Water Heater - Thermostatic Shower Restriction Valve | A | Incremental Summer Peak Savings (MW) | Achievable Economic RVT Potential | 0 | 0 | 0 | 0 | 0 | 0 | 0 | 0 | 0 | 0 | 0 | 0 | 0 | 0 | 0 | 0 | 0 | 0 | 0 | 0 | 0 | 0 | 0 | 0 | 0 | 0 | 0
F6_Commercial_OR - College_New_Water Heating_Natural Gas_Water Heater - Thermostatic Shower Restriction Valve_A_Achievable Economic RVT Potential | F6 | Commercial | OR - College | New | Water Heating | Natural Gas | Water Heater - Thermostatic Shower Restriction Valve | A | Incremental Winter Peak Savings (MW) | Achievable Economic RVT Potential | 0 | 0 | 0 | 0 | 0 | 0 | 0 | 0 | 0 | 0 | 0 | 0 | 0 | 0 | 0 | 0 | 0 | 0 | 0 | 0 | 0 | 0 | 0 | 0 | 0 | 0 | 0
F7_Commercial_OR - College_New_Water Heating_Natural Gas_Water Heater - Thermostatic Shower Restriction Valve_A_Achievable Economic RVT Potential | F7 | Commercial | OR - College | New | Water Heating | Natural Gas | Water Heater - Thermostatic Shower Restriction Valve | A | Cumulative Energy Savings (MWh or mTherms) | Achievable Economic RVT Potential | 0 | 0 | 0 | 0 | 0 | 0 | 0 | 0 | 0 | 0 | 0 | 0 | 0 | 0 | 0 | 0 | 0 | 0 | 0 | 0 | 0 | 0 | 0 | 0 | 0 | 0 | 0
F8_Commercial_OR - College_New_Water Heating_Natural Gas_Water Heater - Thermostatic Shower Restriction Valve_A_Achievable Economic RVT Potential | F8 | Commercial | OR - College | New | Water Heating | Natural Gas | Water Heater - Thermostatic Shower Restriction Valve | A | Cumulative Summer Peak Savings (MW) | Achievable Economic RVT Potential | 0 | 0 | 0 | 0 | 0 | 0 | 0 | 0 | 0 | 0 | 0 | 0 | 0 | 0 | 0 | 0 | 0 | 0 | 0 | 0 | 0 | 0 | 0 | 0 | 0 | 0 | 0
F9_Commercial_OR - College_New_Water Heating_Natural Gas_Water Heater - Thermostatic Shower Restriction Valve_A_Achievable Economic RVT Potential | F9 | Commercial | OR - College | New | Water Heating | Natural Gas | Water Heater - Thermostatic Shower Restriction Valve | A | Cumulative Winter Peak Savings (MW) | Achievable Economic RVT Potential | 0 | 0 | 0 | 0 | 0 | 0 | 0 | 0 | 0 | 0 | 0 | 0 | 0 | 0 | 0 | 0 | 0 | 0 | 0 | 0 | 0 | 0 | 0 | 0 | 0 | 0 | 0
F10_Commercial_OR - College_New_Water Heating_Natural Gas_Water Heater - Thermostatic Shower Restriction Valve_A_Achievable Economic RVT Potential | F10 | Commercial | OR - College | New | Water Heating | Natural Gas | Water Heater - Thermostatic Shower Restriction Valve | A | Purchases (Incremental) | Achievable Economic RVT Potential | 0 | 0 | 0 | 0 | 0 | 0 | 0 | 0 | 0 | 0 | 0 | 0 | 0 | 0 | 0 | 0 | 0 | 0 | 0 | 0 | 0 | 0 | 0 | 0 | 0 | 0 | 0
F11_Commercial_OR - College_New_Water Heating_Natural Gas_Water Heater - Thermostatic Shower Restriction Valve_A_Achievable Economic RVT Potential | F11 | Commercial | OR - College | New | Water Heating | Natural Gas | Water Heater - Thermostatic Shower Restriction Valve | A | Purchases (Cumulative) | Achievable Economic RVT Potential | 0 | 0 | 0 | 0 | 0 | 0 | 0 | 0 | 0 | 0 | 0 | 0 | 0 | 0 | 0 | 0 | 0 | 0 | 0 | 0 | 0 | 0 | 0 | 0 | 0 | 0 | 0
F1_Commercial_OR - College_New_Water Heating_Natural Gas_Water Heater - Pre-Rinse Spray Valve_A_Achievable Economic RVT Potential | F1 | Commercial | OR - College | New | Water Heating | Natural Gas | Water Heater - Pre-Rinse Spray Valve | A | Integrated Unit Energy Savings (kWh or therms) | Achievable Economic RVT Potential | 0 | 0 | 0 | 0 | 0 | 0 | 0 | 0 | 0 | 0 | 0 | 0 | 0 | 0 | 0 | 0 | 0 | 0 | 0 | 0 | 0 | 0 | 0 | 0 | 0 | 0 | 0
F2_Commercial_OR - College_New_Water Heating_Natural Gas_Water Heater - Pre-Rinse Spray Valve_A_Achievable Economic RVT Potential | F2 | Commercial | OR - College | New | Water Heating | Natural Gas | Water Heater - Pre-Rinse Spray Valve | A | Integrated Unit Summer Peak Savings (kW) | Achievable Economic RVT Potential | 0 | 0 | 0 | 0 | 0 | 0 | 0 | 0 | 0 | 0 | 0 | 0 | 0 | 0 | 0 | 0 | 0 | 0 | 0 | 0 | 0 | 0 | 0 | 0 | 0 | 0 | 0
F3_Commercial_OR - College_New_Water Heating_Natural Gas_Water Heater - Pre-Rinse Spray Valve_A_Achievable Economic RVT Potential | F3 | Commercial | OR - College | New | Water Heating | Natural Gas | Water Heater - Pre-Rinse Spray Valve | A | Integrated Unit Winter Peak Savings (kW) | Achievable Economic RVT Potential | 0 | 0 | 0 | 0 | 0 | 0 | 0 | 0 | 0 | 0 | 0 | 0 | 0 | 0 | 0 | 0 | 0 | 0 | 0 | 0 | 0 | 0 | 0 | 0 | 0 | 0 | 0
F4_Commercial_OR - College_New_Water Heating_Natural Gas_Water Heater - Pre-Rinse Spray Valve_A_Achievable Economic RVT Potential | F4 | Commercial | OR - College | New | Water Heating | Natural Gas | Water Heater - Pre-Rinse Spray Valve | A | Incremental Energy Savings (MWh or mTherms) | Achievable Economic RVT Potential | 0 | 0 | 0 | 0 | 0 | 0 | 0 | 0 | 0 | 0 | 0 | 0 | 0 | 0 | 0 | 0 | 0 | 0 | 0 | 0 | 0 | 0 | 0 | 0 | 0 | 0 | 0
F5_Commercial_OR - College_New_Water Heating_Natural Gas_Water Heater - Pre-Rinse Spray Valve_A_Achievable Economic RVT Potential | F5 | Commercial | OR - College | New | Water Heating | Natural Gas | Water Heater - Pre-Rinse Spray Valve | A | Incremental Summer Peak Savings (MW) | Achievable Economic RVT Potential | 0 | 0 | 0 | 0 | 0 | 0 | 0 | 0 | 0 | 0 | 0 | 0 | 0 | 0 | 0 | 0 | 0 | 0 | 0 | 0 | 0 | 0 | 0 | 0 | 0 | 0 | 0
F6_Commercial_OR - College_New_Water Heating_Natural Gas_Water Heater - Pre-Rinse Spray Valve_A_Achievable Economic RVT Potential | F6 | Commercial | OR - College | New | Water Heating | Natural Gas | Water Heater - Pre-Rinse Spray Valve | A | Incremental Winter Peak Savings (MW) | Achievable Economic RVT Potential | 0 | 0 | 0 | 0 | 0 | 0 | 0 | 0 | 0 | 0 | 0 | 0 | 0 | 0 | 0 | 0 | 0 | 0 | 0 | 0 | 0 | 0 | 0 | 0 | 0 | 0 | 0
F7_Commercial_OR - College_New_Water Heating_Natural Gas_Water Heater - Pre-Rinse Spray Valve_A_Achievable Economic RVT Potential | F7 | Commercial | OR - College | New | Water Heating | Natural Gas | Water Heater - Pre-Rinse Spray Valve | A | Cumulative Energy Savings (MWh or mTherms) | Achievable Economic RVT Potential | 0 | 0 | 0 | 0 | 0 | 0 | 0 | 0 | 0 | 0 | 0 | 0 | 0 | 0 | 0 | 0 | 0 | 0 | 0 | 0 | 0 | 0 | 0 | 0 | 0 | 0 | 0
F8_Commercial_OR - College_New_Water Heating_Natural Gas_Water Heater - Pre-Rinse Spray Valve_A_Achievable Economic RVT Potential | F8 | Commercial | OR - College | New | Water Heating | Natural Gas | Water Heater - Pre-Rinse Spray Valve | A | Cumulative Summer Peak Savings (MW) | Achievable Economic RVT Potential | 0 | 0 | 0 | 0 | 0 | 0 | 0 | 0 | 0 | 0 | 0 | 0 | 0 | 0 | 0 | 0 | 0 | 0 | 0 | 0 | 0 | 0 | 0 | 0 | 0 | 0 | 0
F9_Commercial_OR - College_New_Water Heating_Natural Gas_Water Heater - Pre-Rinse Spray Valve_A_Achievable Economic RVT Potential | F9 | Commercial | OR - College | New | Water Heating | Natural Gas | Water Heater - Pre-Rinse Spray Valve | A | Cumulative Winter Peak Savings (MW) | Achievable Economic RVT Potential | 0 | 0 | 0 | 0 | 0 | 0 | 0 | 0 | 0 | 0 | 0 | 0 | 0 | 0 | 0 | 0 | 0 | 0 | 0 | 0 | 0 | 0 | 0 | 0 | 0 | 0 | 0
F10_Commercial_OR - College_New_Water Heating_Natural Gas_Water Heater - Pre-Rinse Spray Valve_A_Achievable Economic RVT Potential | F10 | Commercial | OR - College | New | Water Heating | Natural Gas | Water Heater - Pre-Rinse Spray Valve | A | Purchases (Incremental) | Achievable Economic RVT Potential | 0 | 0 | 0 | 0 | 0 | 0 | 0 | 0 | 0 | 0 | 0 | 0 | 0 | 0 | 0 | 0 | 0 | 0 | 0 | 0 | 0 | 0 | 0 | 0 | 0 | 0 | 0
F11_Commercial_OR - College_New_Water Heating_Natural Gas_Water Heater - Pre-Rinse Spray Valve_A_Achievable Economic RVT Potential | F11 | Commercial | OR - College | New | Water Heating | Natural Gas | Water Heater - Pre-Rinse Spray Valve | A | Purchases (Cumulative) | Achievable Economic RVT Potential | 0 | 0 | 0 | 0 | 0 | 0 | 0 | 0 | 0 | 0 | 0 | 0 | 0 | 0 | 0 | 0 | 0 | 0 | 0 | 0 | 0 | 0 | 0 | 0 | 0 | 0 | 0
F1_Commercial_OR - College_New_Water Heating_Natural Gas_Water Heater - Temperature Setback_A_Achievable Economic RVT Potential | F1 | Commercial | OR - College | New | Water Heating | Natural Gas | Water Heater - Temperature Setback | A | Integrated Unit Energy Savings (kWh or therms) | Achievable Economic RVT Potential | 0 | 0 | 0 | 0 | 0 | 0 | 0 | 0 | 0 | 0 | 0 | 0 | 0 | 0 | 0 | 0 | 0 | 0 | 0 | 0 | 0 | 0 | 0 | 0 | 0 | 0 | 0
F2_Commercial_OR - College_New_Water Heating_Natural Gas_Water Heater - Temperature Setback_A_Achievable Economic RVT Potential | F2 | Commercial | OR - College | New | Water Heating | Natural Gas | Water Heater - Temperature Setback | A | Integrated Unit Summer Peak Savings (kW) | Achievable Economic RVT Potential | 0 | 0 | 0 | 0 | 0 | 0 | 0 | 0 | 0 | 0 | 0 | 0 | 0 | 0 | 0 | 0 | 0 | 0 | 0 | 0 | 0 | 0 | 0 | 0 | 0 | 0 | 0
F3_Commercial_OR - College_New_Water Heating_Natural Gas_Water Heater - Temperature Setback_A_Achievable Economic RVT Potential | F3 | Commercial | OR - College | New | Water Heating | Natural Gas | Water Heater - Temperature Setback | A | Integrated Unit Winter Peak Savings (kW) | Achievable Economic RVT Potential | 0 | 0 | 0 | 0 | 0 | 0 | 0 | 0 | 0 | 0 | 0 | 0 | 0 | 0 | 0 | 0 | 0 | 0 | 0 | 0 | 0 | 0 | 0 | 0 | 0 | 0 | 0
F4_Commercial_OR - College_New_Water Heating_Natural Gas_Water Heater - Temperature Setback_A_Achievable Economic RVT Potential | F4 | Commercial | OR - College | New | Water Heating | Natural Gas | Water Heater - Temperature Setback | A | Incremental Energy Savings (MWh or mTherms) | Achievable Economic RVT Potential | 0 | 0 | 0 | 0 | 0 | 0 | 0 | 0 | 0 | 0 | 0 | 0 | 0 | 0 | 0 | 0 | 0 | 0 | 0 | 0 | 0 | 0 | 0 | 0 | 0 | 0 | 0
F5_Commercial_OR - College_New_Water Heating_Natural Gas_Water Heater - Temperature Setback_A_Achievable Economic RVT Potential | F5 | Commercial | OR - College | New | Water Heating | Natural Gas | Water Heater - Temperature Setback | A | Incremental Summer Peak Savings (MW) | Achievable Economic RVT Potential | 0 | 0 | 0 | 0 | 0 | 0 | 0 | 0 | 0 | 0 | 0 | 0 | 0 | 0 | 0 | 0 | 0 | 0 | 0 | 0 | 0 | 0 | 0 | 0 | 0 | 0 | 0
F6_Commercial_OR - College_New_Water Heating_Natural Gas_Water Heater - Temperature Setback_A_Achievable Economic RVT Potential | F6 | Commercial | OR - College | New | Water Heating | Natural Gas | Water Heater - Temperature Setback | A | Incremental Winter Peak Savings (MW) | Achievable Economic RVT Potential | 0 | 0 | 0 | 0 | 0 | 0 | 0 | 0 | 0 | 0 | 0 | 0 | 0 | 0 | 0 | 0 | 0 | 0 | 0 | 0 | 0 | 0 | 0 | 0 | 0 | 0 | 0
F7_Commercial_OR - College_New_Water Heating_Natural Gas_Water Heater - Temperature Setback_A_Achievable Economic RVT Potential | F7 | Commercial | OR - College | New | Water Heating | Natural Gas | Water Heater - Temperature Setback | A | Cumulative Energy Savings (MWh or mTherms) | Achievable Economic RVT Potential | 0 | 0 | 0 | 0 | 0 | 0 | 0 | 0 | 0 | 0 | 0 | 0 | 0 | 0 | 0 | 0 | 0 | 0 | 0 | 0 | 0 | 0 | 0 | 0 | 0 | 0 | 0
F8_Commercial_OR - College_New_Water Heating_Natural Gas_Water Heater - Temperature Setback_A_Achievable Economic RVT Potential | F8 | Commercial | OR - College | New | Water Heating | Natural Gas | Water Heater - Temperature Setback | A | Cumulative Summer Peak Savings (MW) | Achievable Economic RVT Potential | 0 | 0 | 0 | 0 | 0 | 0 | 0 | 0 | 0 | 0 | 0 | 0 | 0 | 0 | 0 | 0 | 0 | 0 | 0 | 0 | 0 | 0 | 0 | 0 | 0 | 0 | 0
F9_Commercial_OR - College_New_Water Heating_Natural Gas_Water Heater - Temperature Setback_A_Achievable Economic RVT Potential | F9 | Commercial | OR - College | New | Water Heating | Natural Gas | Water Heater - Temperature Setback | A | Cumulative Winter Peak Savings (MW) | Achievable Economic RVT Potential | 0 | 0 | 0 | 0 | 0 | 0 | 0 | 0 | 0 | 0 | 0 | 0 | 0 | 0 | 0 | 0 | 0 | 0 | 0 | 0 | 0 | 0 | 0 | 0 | 0 | 0 | 0
F10_Commercial_OR - College_New_Water Heating_Natural Gas_Water Heater - Temperature Setback_A_Achievable Economic RVT Potential | F10 | Commercial | OR - College | New | Water Heating | Natural Gas | Water Heater - Temperature Setback | A | Purchases (Incremental) | Achievable Economic RVT Potential | 0 | 0 | 0 | 0 | 0 | 0 | 0 | 0 | 0 | 0 | 0 | 0 | 0 | 0 | 0 | 0 | 0 | 0 | 0 | 0 | 0 | 0 | 0 | 0 | 0 | 0 | 0
F11_Commercial_OR - College_New_Water Heating_Natural Gas_Water Heater - Temperature Setback_A_Achievable Economic RVT Potential | F11 | Commercial | OR - College | New | Water Heating | Natural Gas | Water Heater - Temperature Setback | A | Purchases (Cumulative) | Achievable Economic RVT Potential | 0 | 0 | 0 | 0 | 0 | 0 | 0 | 0 | 0 | 0 | 0 | 0 | 0 | 0 | 0 | 0 | 0 | 0 | 0 | 0 | 0 | 0 | 0 | 0 | 0 | 0 | 0
F1_Commercial_OR - College_New_Water Heating_Natural Gas_Water Heater - Faucet Aerators_A_Achievable Economic RVT Potential | F1 | Commercial | OR - College | New | Water Heating | Natural Gas | Water Heater - Faucet Aerators | A | Integrated Unit Energy Savings (kWh or therms) | Achievable Economic RVT Potential | 0 | 0 | 0 | 0 | 0 | 0 | 0 | 0 | 0 | 0 | 0 | 0 | 0 | 0 | 0 | 0 | 0 | 0 | 0 | 0 | 0 | 0 | 0 | 0 | 0 | 0 | 0
F2_Commercial_OR - College_New_Water Heating_Natural Gas_Water Heater - Faucet Aerators_A_Achievable Economic RVT Potential | F2 | Commercial | OR - College | New | Water Heating | Natural Gas | Water Heater - Faucet Aerators | A | Integrated Unit Summer Peak Savings (kW) | Achievable Economic RVT Potential | 0 | 0 | 0 | 0 | 0 | 0 | 0 | 0 | 0 | 0 | 0 | 0 | 0 | 0 | 0 | 0 | 0 | 0 | 0 | 0 | 0 | 0 | 0 | 0 | 0 | 0 | 0
F3_Commercial_OR - College_New_Water Heating_Natural Gas_Water Heater - Faucet Aerators_A_Achievable Economic RVT Potential | F3 | Commercial | OR - College | New | Water Heating | Natural Gas | Water Heater - Faucet Aerators | A | Integrated Unit Winter Peak Savings (kW) | Achievable Economic RVT Potential | 0 | 0 | 0 | 0 | 0 | 0 | 0 | 0 | 0 | 0 | 0 | 0 | 0 | 0 | 0 | 0 | 0 | 0 | 0 | 0 | 0 | 0 | 0 | 0 | 0 | 0 | 0
F4_Commercial_OR - College_New_Water Heating_Natural Gas_Water Heater - Faucet Aerators_A_Achievable Economic RVT Potential | F4 | Commercial | OR - College | New | Water Heating | Natural Gas | Water Heater - Faucet Aerators | A | Incremental Energy Savings (MWh or mTherms) | Achievable Economic RVT Potential | 0 | 0 | 0 | 0 | 0 | 0 | 0 | 0 | 0 | 0 | 0 | 0 | 0 | 0 | 0 | 0 | 0 | 0 | 0 | 0 | 0 | 0 | 0 | 0 | 0 | 0 | 0
F5_Commercial_OR - College_New_Water Heating_Natural Gas_Water Heater - Faucet Aerators_A_Achievable Economic RVT Potential | F5 | Commercial | OR - College | New | Water Heating | Natural Gas | Water Heater - Faucet Aerators | A | Incremental Summer Peak Savings (MW) | Achievable Economic RVT Potential | 0 | 0 | 0 | 0 | 0 | 0 | 0 | 0 | 0 | 0 | 0 | 0 | 0 | 0 | 0 | 0 | 0 | 0 | 0 | 0 | 0 | 0 | 0 | 0 | 0 | 0 | 0
F6_Commercial_OR - College_New_Water Heating_Natural Gas_Water Heater - Faucet Aerators_A_Achievable Economic RVT Potential | F6 | Commercial | OR - College | New | Water Heating | Natural Gas | Water Heater - Faucet Aerators | A | Incremental Winter Peak Savings (MW) | Achievable Economic RVT Potential | 0 | 0 | 0 | 0 | 0 | 0 | 0 | 0 | 0 | 0 | 0 | 0 | 0 | 0 | 0 | 0 | 0 | 0 | 0 | 0 | 0 | 0 | 0 | 0 | 0 | 0 | 0
F7_Commercial_OR - College_New_Water Heating_Natural Gas_Water Heater - Faucet Aerators_A_Achievable Economic RVT Potential | F7 | Commercial | OR - College | New | Water Heating | Natural Gas | Water Heater - Faucet Aerators | A | Cumulative Energy Savings (MWh or mTherms) | Achievable Economic RVT Potential | 0 | 0 | 0 | 0 | 0 | 0 | 0 | 0 | 0 | 0 | 0 | 0 | 0 | 0 | 0 | 0 | 0 | 0 | 0 | 0 | 0 | 0 | 0 | 0 | 0 | 0 | 0
F8_Commercial_OR - College_New_Water Heating_Natural Gas_Water Heater - Faucet Aerators_A_Achievable Economic RVT Potential | F8 | Commercial | OR - College | New | Water Heating | Natural Gas | Water Heater - Faucet Aerators | A | Cumulative Summer Peak Savings (MW) | Achievable Economic RVT Potential | 0 | 0 | 0 | 0 | 0 | 0 | 0 | 0 | 0 | 0 | 0 | 0 | 0 | 0 | 0 | 0 | 0 | 0 | 0 | 0 | 0 | 0 | 0 | 0 | 0 | 0 | 0
F9_Commercial_OR - College_New_Water Heating_Natural Gas_Water Heater - Faucet Aerators_A_Achievable Economic RVT Potential | F9 | Commercial | OR - College | New | Water Heating | Natural Gas | Water Heater - Faucet Aerators | A | Cumulative Winter Peak Savings (MW) | Achievable Economic RVT Potential | 0 | 0 | 0 | 0 | 0 | 0 | 0 | 0 | 0 | 0 | 0 | 0 | 0 | 0 | 0 | 0 | 0 | 0 | 0 | 0 | 0 | 0 | 0 | 0 | 0 | 0 | 0
F10_Commercial_OR - College_New_Water Heating_Natural Gas_Water Heater - Faucet Aerators_A_Achievable Economic RVT Potential | F10 | Commercial | OR - College | New | Water Heating | Natural Gas | Water Heater - Faucet Aerators | A | Purchases (Incremental) | Achievable Economic RVT Potential | 0 | 0 | 0 | 0 | 0 | 0 | 0 | 0 | 0 | 0 | 0 | 0 | 0 | 0 | 0 | 0 | 0 | 0 | 0 | 0 | 0 | 0 | 0 | 0 | 0 | 0 | 0
F11_Commercial_OR - College_New_Water Heating_Natural Gas_Water Heater - Faucet Aerators_A_Achievable Economic RVT Potential | F11 | Commercial | OR - College | New | Water Heating | Natural Gas | Water Heater - Faucet Aerators | A | Purchases (Cumulative) | Achievable Economic RVT Potential | 0 | 0 | 0 | 0 | 0 | 0 | 0 | 0 | 0 | 0 | 0 | 0 | 0 | 0 | 0 | 0 | 0 | 0 | 0 | 0 | 0 | 0 | 0 | 0 | 0 | 0 | 0
F1_Commercial_OR - College_New_Water Heating_Natural Gas_Water Heater - Low-Flow Showerheads_A_Achievable Economic RVT Potential | F1 | Commercial | OR - College | New | Water Heating | Natural Gas | Water Heater - Low-Flow Showerheads | A | Integrated Unit Energy Savings (kWh or therms) | Achievable Economic RVT Potential | 0 | 0 | 0 | 0 | 0 | 0 | 0 | 0 | 0 | 0 | 0 | 0 | 0 | 0 | 0 | 0 | 0 | 0 | 0 | 0 | 0 | 0 | 0 | 0 | 0 | 0 | 0
F2_Commercial_OR - College_New_Water Heating_Natural Gas_Water Heater - Low-Flow Showerheads_A_Achievable Economic RVT Potential | F2 | Commercial | OR - College | New | Water Heating | Natural Gas | Water Heater - Low-Flow Showerheads | A | Integrated Unit Summer Peak Savings (kW) | Achievable Economic RVT Potential | 0 | 0 | 0 | 0 | 0 | 0 | 0 | 0 | 0 | 0 | 0 | 0 | 0 | 0 | 0 | 0 | 0 | 0 | 0 | 0 | 0 | 0 | 0 | 0 | 0 | 0 | 0
F3_Commercial_OR - College_New_Water Heating_Natural Gas_Water Heater - Low-Flow Showerheads_A_Achievable Economic RVT Potential | F3 | Commercial | OR - College | New | Water Heating | Natural Gas | Water Heater - Low-Flow Showerheads | A | Integrated Unit Winter Peak Savings (kW) | Achievable Economic RVT Potential | 0 | 0 | 0 | 0 | 0 | 0 | 0 | 0 | 0 | 0 | 0 | 0 | 0 | 0 | 0 | 0 | 0 | 0 | 0 | 0 | 0 | 0 | 0 | 0 | 0 | 0 | 0
F4_Commercial_OR - College_New_Water Heating_Natural Gas_Water Heater - Low-Flow Showerheads_A_Achievable Economic RVT Potential | F4 | Commercial | OR - College | New | Water Heating | Natural Gas | Water Heater - Low-Flow Showerheads | A | Incremental Energy Savings (MWh or mTherms) | Achievable Economic RVT Potential | 0 | 0 | 0 | 0 | 0 | 0 | 0 | 0 | 0 | 0 | 0 | 0 | 0 | 0 | 0 | 0 | 0 | 0 | 0 | 0 | 0 | 0 | 0 | 0 | 0 | 0 | 0
F5_Commercial_OR - College_New_Water Heating_Natural Gas_Water Heater - Low-Flow Showerheads_A_Achievable Economic RVT Potential | F5 | Commercial | OR - College | New | Water Heating | Natural Gas | Water Heater - Low-Flow Showerheads | A | Incremental Summer Peak Savings (MW) | Achievable Economic RVT Potential | 0 | 0 | 0 | 0 | 0 | 0 | 0 | 0 | 0 | 0 | 0 | 0 | 0 | 0 | 0 | 0 | 0 | 0 | 0 | 0 | 0 | 0 | 0 | 0 | 0 | 0 | 0
F6_Commercial_OR - College_New_Water Heating_Natural Gas_Water Heater - Low-Flow Showerheads_A_Achievable Economic RVT Potential | F6 | Commercial | OR - College | New | Water Heating | Natural Gas | Water Heater - Low-Flow Showerheads | A | Incremental Winter Peak Savings (MW) | Achievable Economic RVT Potential | 0 | 0 | 0 | 0 | 0 | 0 | 0 | 0 | 0 | 0 | 0 | 0 | 0 | 0 | 0 | 0 | 0 | 0 | 0 | 0 | 0 | 0 | 0 | 0 | 0 | 0 | 0
F7_Commercial_OR - College_New_Water Heating_Natural Gas_Water Heater - Low-Flow Showerheads_A_Achievable Economic RVT Potential | F7 | Commercial | OR - College | New | Water Heating | Natural Gas | Water Heater - Low-Flow Showerheads | A | Cumulative Energy Savings (MWh or mTherms) | Achievable Economic RVT Potential | 0 | 0 | 0 | 0 | 0 | 0 | 0 | 0 | 0 | 0 | 0 | 0 | 0 | 0 | 0 | 0 | 0 | 0 | 0 | 0 | 0 | 0 | 0 | 0 | 0 | 0 | 0
F8_Commercial_OR - College_New_Water Heating_Natural Gas_Water Heater - Low-Flow Showerheads_A_Achievable Economic RVT Potential | F8 | Commercial | OR - College | New | Water Heating | Natural Gas | Water Heater - Low-Flow Showerheads | A | Cumulative Summer Peak Savings (MW) | Achievable Economic RVT Potential | 0 | 0 | 0 | 0 | 0 | 0 | 0 | 0 | 0 | 0 | 0 | 0 | 0 | 0 | 0 | 0 | 0 | 0 | 0 | 0 | 0 | 0 | 0 | 0 | 0 | 0 | 0
F9_Commercial_OR - College_New_Water Heating_Natural Gas_Water Heater - Low-Flow Showerheads_A_Achievable Economic RVT Potential | F9 | Commercial | OR - College | New | Water Heating | Natural Gas | Water Heater - Low-Flow Showerheads | A | Cumulative Winter Peak Savings (MW) | Achievable Economic RVT Potential | 0 | 0 | 0 | 0 | 0 | 0 | 0 | 0 | 0 | 0 | 0 | 0 | 0 | 0 | 0 | 0 | 0 | 0 | 0 | 0 | 0 | 0 | 0 | 0 | 0 | 0 | 0
F10_Commercial_OR - College_New_Water Heating_Natural Gas_Water Heater - Low-Flow Showerheads_A_Achievable Economic RVT Potential | F10 | Commercial | OR - College | New | Water Heating | Natural Gas | Water Heater - Low-Flow Showerheads | A | Purchases (Incremental) | Achievable Economic RVT Potential | 0 | 0 | 0 | 0 | 0 | 0 | 0 | 0 | 0 | 0 | 0 | 0 | 0 | 0 | 0 | 0 | 0 | 0 | 0 | 0 | 0 | 0 | 0 | 0 | 0 | 0 | 0
F11_Commercial_OR - College_New_Water Heating_Natural Gas_Water Heater - Low-Flow Showerheads_A_Achievable Economic RVT Potential | F11 | Commercial | OR - College | New | Water Heating | Natural Gas | Water Heater - Low-Flow Showerheads | A | Purchases (Cumulative) | Achievable Economic RVT Potential | 0 | 0 | 0 | 0 | 0 | 0 | 0 | 0 | 0 | 0 | 0 | 0 | 0 | 0 | 0 | 0 | 0 | 0 | 0 | 0 | 0 | 0 | 0 | 0 | 0 | 0 | 0
F1_Commercial_OR - College_New_Water Heating_Natural Gas_Water Heater - Tank Blanket/Insulation_A_Achievable Economic RVT Potential | F1 | Commercial | OR - College | New | Water Heating | Natural Gas | Water Heater - Tank Blanket/Insulation | A | Integrated Unit Energy Savings (kWh or therms) | Achievable Economic RVT Potential | 0 | 0 | 0 | 0 | 0 | 0 | 0 | 0 | 0 | 0 | 0 | 0 | 0 | 0 | 0 | 0 | 0 | 0 | 0 | 0 | 0 | 0 | 0 | 0 | 0 | 0 | 0
F2_Commercial_OR - College_New_Water Heating_Natural Gas_Water Heater - Tank Blanket/Insulation_A_Achievable Economic RVT Potential | F2 | Commercial | OR - College | New | Water Heating | Natural Gas | Water Heater - Tank Blanket/Insulation | A | Integrated Unit Summer Peak Savings (kW) | Achievable Economic RVT Potential | 0 | 0 | 0 | 0 | 0 | 0 | 0 | 0 | 0 | 0 | 0 | 0 | 0 | 0 | 0 | 0 | 0 | 0 | 0 | 0 | 0 | 0 | 0 | 0 | 0 | 0 | 0
F3_Commercial_OR - College_New_Water Heating_Natural Gas_Water Heater - Tank Blanket/Insulation_A_Achievable Economic RVT Potential | F3 | Commercial | OR - College | New | Water Heating | Natural Gas | Water Heater - Tank Blanket/Insulation | A | Integrated Unit Winter Peak Savings (kW) | Achievable Economic RVT Potential | 0 | 0 | 0 | 0 | 0 | 0 | 0 | 0 | 0 | 0 | 0 | 0 | 0 | 0 | 0 | 0 | 0 | 0 | 0 | 0 | 0 | 0 | 0 | 0 | 0 | 0 | 0
F4_Commercial_OR - College_New_Water Heating_Natural Gas_Water Heater - Tank Blanket/Insulation_A_Achievable Economic RVT Potential | F4 | Commercial | OR - College | New | Water Heating | Natural Gas | Water Heater - Tank Blanket/Insulation | A | Incremental Energy Savings (MWh or mTherms) | Achievable Economic RVT Potential | 0 | 0 | 0 | 0 | 0 | 0 | 0 | 0 | 0 | 0 | 0 | 0 | 0 | 0 | 0 | 0 | 0 | 0 | 0 | 0 | 0 | 0 | 0 | 0 | 0 | 0 | 0
F5_Commercial_OR - College_New_Water Heating_Natural Gas_Water Heater - Tank Blanket/Insulation_A_Achievable Economic RVT Potential | F5 | Commercial | OR - College | New | Water Heating | Natural Gas | Water Heater - Tank Blanket/Insulation | A | Incremental Summer Peak Savings (MW) | Achievable Economic RVT Potential | 0 | 0 | 0 | 0 | 0 | 0 | 0 | 0 | 0 | 0 | 0 | 0 | 0 | 0 | 0 | 0 | 0 | 0 | 0 | 0 | 0 | 0 | 0 | 0 | 0 | 0 | 0
F6_Commercial_OR - College_New_Water Heating_Natural Gas_Water Heater - Tank Blanket/Insulation_A_Achievable Economic RVT Potential | F6 | Commercial | OR - College | New | Water Heating | Natural Gas | Water Heater - Tank Blanket/Insulation | A | Incremental Winter Peak Savings (MW) | Achievable Economic RVT Potential | 0 | 0 | 0 | 0 | 0 | 0 | 0 | 0 | 0 | 0 | 0 | 0 | 0 | 0 | 0 | 0 | 0 | 0 | 0 | 0 | 0 | 0 | 0 | 0 | 0 | 0 | 0
F7_Commercial_OR - College_New_Water Heating_Natural Gas_Water Heater - Tank Blanket/Insulation_A_Achievable Economic RVT Potential | F7 | Commercial | OR - College | New | Water Heating | Natural Gas | Water Heater - Tank Blanket/Insulation | A | Cumulative Energy Savings (MWh or mTherms) | Achievable Economic RVT Potential | 0 | 0 | 0 | 0 | 0 | 0 | 0 | 0 | 0 | 0 | 0 | 0 | 0 | 0 | 0 | 0 | 0 | 0 | 0 | 0 | 0 | 0 | 0 | 0 | 0 | 0 | 0
F8_Commercial_OR - College_New_Water Heating_Natural Gas_Water Heater - Tank Blanket/Insulation_A_Achievable Economic RVT Potential | F8 | Commercial | OR - College | New | Water Heating | Natural Gas | Water Heater - Tank Blanket/Insulation | A | Cumulative Summer Peak Savings (MW) | Achievable Economic RVT Potential | 0 | 0 | 0 | 0 | 0 | 0 | 0 | 0 | 0 | 0 | 0 | 0 | 0 | 0 | 0 | 0 | 0 | 0 | 0 | 0 | 0 | 0 | 0 | 0 | 0 | 0 | 0
F9_Commercial_OR - College_New_Water Heating_Natural Gas_Water Heater - Tank Blanket/Insulation_A_Achievable Economic RVT Potential | F9 | Commercial | OR - College | New | Water Heating | Natural Gas | Water Heater - Tank Blanket/Insulation | A | Cumulative Winter Peak Savings (MW) | Achievable Economic RVT Potential | 0 | 0 | 0 | 0 | 0 | 0 | 0 | 0 | 0 | 0 | 0 | 0 | 0 | 0 | 0 | 0 | 0 | 0 | 0 | 0 | 0 | 0 | 0 | 0 | 0 | 0 | 0
F10_Commercial_OR - College_New_Water Heating_Natural Gas_Water Heater - Tank Blanket/Insulation_A_Achievable Economic RVT Potential | F10 | Commercial | OR - College | New | Water Heating | Natural Gas | Water Heater - Tank Blanket/Insulation | A | Purchases (Incremental) | Achievable Economic RVT Potential | 0 | 0 | 0 | 0 | 0 | 0 | 0 | 0 | 0 | 0 | 0 | 0 | 0 | 0 | 0 | 0 | 0 | 0 | 0 | 0 | 0 | 0 | 0 | 0 | 0 | 0 | 0
F11_Commercial_OR - College_New_Water Heating_Natural Gas_Water Heater - Tank Blanket/Insulation_A_Achievable Economic RVT Potential | F11 | Commercial | OR - College | New | Water Heating | Natural Gas | Water Heater - Tank Blanket/Insulation | A | Purchases (Cumulative) | Achievable Economic RVT Potential | 0 | 0 | 0 | 0 | 0 | 0 | 0 | 0 | 0 | 0 | 0 | 0 | 0 | 0 | 0 | 0 | 0 | 0 | 0 | 0 | 0 | 0 | 0 | 0 | 0 | 0 | 0
F1_Commercial_OR - College_New_Water Heating_Natural Gas_Water Heater - Drainwater Heat Recovery_A_Achievable Economic RVT Potential | F1 | Commercial | OR - College | New | Water Heating | Natural Gas | Water Heater - Drainwater Heat Recovery | A | Integrated Unit Energy Savings (kWh or therms) | Achievable Economic RVT Potential | 0 | 0 | 0 | 0 | 0 | 0 | 0 | 0 | 0 | 0 | 0 | 0 | 0 | 0 | 0 | 0 | 0 | 0 | 0 | 0 | 0 | 0 | 0 | 0 | 0 | 0 | 0
F2_Commercial_OR - College_New_Water Heating_Natural Gas_Water Heater - Drainwater Heat Recovery_A_Achievable Economic RVT Potential | F2 | Commercial | OR - College | New | Water Heating | Natural Gas | Water Heater - Drainwater Heat Recovery | A | Integrated Unit Summer Peak Savings (kW) | Achievable Economic RVT Potential | 0 | 0 | 0 | 0 | 0 | 0 | 0 | 0 | 0 | 0 | 0 | 0 | 0 | 0 | 0 | 0 | 0 | 0 | 0 | 0 | 0 | 0 | 0 | 0 | 0 | 0 | 0
F3_Commercial_OR - College_New_Water Heating_Natural Gas_Water Heater - Drainwater Heat Recovery_A_Achievable Economic RVT Potential | F3 | Commercial | OR - College | New | Water Heating | Natural Gas | Water Heater - Drainwater Heat Recovery | A | Integrated Unit Winter Peak Savings (kW) | Achievable Economic RVT Potential | 0 | 0 | 0 | 0 | 0 | 0 | 0 | 0 | 0 | 0 | 0 | 0 | 0 | 0 | 0 | 0 | 0 | 0 | 0 | 0 | 0 | 0 | 0 | 0 | 0 | 0 | 0
F4_Commercial_OR - College_New_Water Heating_Natural Gas_Water Heater - Drainwater Heat Recovery_A_Achievable Economic RVT Potential | F4 | Commercial | OR - College | New | Water Heating | Natural Gas | Water Heater - Drainwater Heat Recovery | A | Incremental Energy Savings (MWh or mTherms) | Achievable Economic RVT Potential | 0 | 0 | 0 | 0 | 0 | 0 | 0 | 0 | 0 | 0 | 0 | 0 | 0 | 0 | 0 | 0 | 0 | 0 | 0 | 0 | 0 | 0 | 0 | 0 | 0 | 0 | 0
F5_Commercial_OR - College_New_Water Heating_Natural Gas_Water Heater - Drainwater Heat Recovery_A_Achievable Economic RVT Potential | F5 | Commercial | OR - College | New | Water Heating | Natural Gas | Water Heater - Drainwater Heat Recovery | A | Incremental Summer Peak Savings (MW) | Achievable Economic RVT Potential | 0 | 0 | 0 | 0 | 0 | 0 | 0 | 0 | 0 | 0 | 0 | 0 | 0 | 0 | 0 | 0 | 0 | 0 | 0 | 0 | 0 | 0 | 0 | 0 | 0 | 0 | 0
F6_Commercial_OR - College_New_Water Heating_Natural Gas_Water Heater - Drainwater Heat Recovery_A_Achievable Economic RVT Potential | F6 | Commercial | OR - College | New | Water Heating | Natural Gas | Water Heater - Drainwater Heat Recovery | A | Incremental Winter Peak Savings (MW) | Achievable Economic RVT Potential | 0 | 0 | 0 | 0 | 0 | 0 | 0 | 0 | 0 | 0 | 0 | 0 | 0 | 0 | 0 | 0 | 0 | 0 | 0 | 0 | 0 | 0 | 0 | 0 | 0 | 0 | 0
F7_Commercial_OR - College_New_Water Heating_Natural Gas_Water Heater - Drainwater Heat Recovery_A_Achievable Economic RVT Potential | F7 | Commercial | OR - College | New | Water Heating | Natural Gas | Water Heater - Drainwater Heat Recovery | A | Cumulative Energy Savings (MWh or mTherms) | Achievable Economic RVT Potential | 0 | 0 | 0 | 0 | 0 | 0 | 0 | 0 | 0 | 0 | 0 | 0 | 0 | 0 | 0 | 0 | 0 | 0 | 0 | 0 | 0 | 0 | 0 | 0 | 0 | 0 | 0
F8_Commercial_OR - College_New_Water Heating_Natural Gas_Water Heater - Drainwater Heat Recovery_A_Achievable Economic RVT Potential | F8 | Commercial | OR - College | New | Water Heating | Natural Gas | Water Heater - Drainwater Heat Recovery | A | Cumulative Summer Peak Savings (MW) | Achievable Economic RVT Potential | 0 | 0 | 0 | 0 | 0 | 0 | 0 | 0 | 0 | 0 | 0 | 0 | 0 | 0 | 0 | 0 | 0 | 0 | 0 | 0 | 0 | 0 | 0 | 0 | 0 | 0 | 0
F9_Commercial_OR - College_New_Water Heating_Natural Gas_Water Heater - Drainwater Heat Recovery_A_Achievable Economic RVT Potential | F9 | Commercial | OR - College | New | Water Heating | Natural Gas | Water Heater - Drainwater Heat Recovery | A | Cumulative Winter Peak Savings (MW) | Achievable Economic RVT Potential | 0 | 0 | 0 | 0 | 0 | 0 | 0 | 0 | 0 | 0 | 0 | 0 | 0 | 0 | 0 | 0 | 0 | 0 | 0 | 0 | 0 | 0 | 0 | 0 | 0 | 0 | 0
F10_Commercial_OR - College_New_Water Heating_Natural Gas_Water Heater - Drainwater Heat Recovery_A_Achievable Economic RVT Potential | F10 | Commercial | OR - College | New | Water Heating | Natural Gas | Water Heater - Drainwater Heat Recovery | A | Purchases (Incremental) | Achievable Economic RVT Potential | 0 | 0 | 0 | 0 | 0 | 0 | 0 | 0 | 0 | 0 | 0 | 0 | 0 | 0 | 0 | 0 | 0 | 0 | 0 | 0 | 0 | 0 | 0 | 0 | 0 | 0 | 0
F11_Commercial_OR - College_New_Water Heating_Natural Gas_Water Heater - Drainwater Heat Recovery_A_Achievable Economic RVT Potential | F11 | Commercial | OR - College | New | Water Heating | Natural Gas | Water Heater - Drainwater Heat Recovery | A | Purchases (Cumulative) | Achievable Economic RVT Potential | 0 | 0 | 0 | 0 | 0 | 0 | 0 | 0 | 0 | 0 | 0 | 0 | 0 | 0 | 0 | 0 | 0 | 0 | 0 | 0 | 0 | 0 | 0 | 0 | 0 | 0 | 0
F1_Commercial_OR - College_New_Water Heating_Natural Gas_Water Heater - Circulation Pump Controls_A_Achievable Economic RVT Potential | F1 | Commercial | OR - College | New | Water Heating | Natural Gas | Water Heater - Circulation Pump Controls | A | Integrated Unit Energy Savings (kWh or therms) | Achievable Economic RVT Potential | 0 | 0 | 0 | 0 | 0 | 0 | 0 | 0 | 0 | 0 | 0 | 0 | 0 | 0 | 0 | 0 | 0 | 0 | 0 | 0 | 0 | 0 | 0 | 0 | 0 | 0 | 0
F2_Commercial_OR - College_New_Water Heating_Natural Gas_Water Heater - Circulation Pump Controls_A_Achievable Economic RVT Potential | F2 | Commercial | OR - College | New | Water Heating | Natural Gas | Water Heater - Circulation Pump Controls | A | Integrated Unit Summer Peak Savings (kW) | Achievable Economic RVT Potential | 0 | 0 | 0 | 0 | 0 | 0 | 0 | 0 | 0 | 0 | 0 | 0 | 0 | 0 | 0 | 0 | 0 | 0 | 0 | 0 | 0 | 0 | 0 | 0 | 0 | 0 | 0
F3_Commercial_OR - College_New_Water Heating_Natural Gas_Water Heater - Circulation Pump Controls_A_Achievable Economic RVT Potential | F3 | Commercial | OR - College | New | Water Heating | Natural Gas | Water Heater - Circulation Pump Controls | A | Integrated Unit Winter Peak Savings (kW) | Achievable Economic RVT Potential | 0 | 0 | 0 | 0 | 0 | 0 | 0 | 0 | 0 | 0 | 0 | 0 | 0 | 0 | 0 | 0 | 0 | 0 | 0 | 0 | 0 | 0 | 0 | 0 | 0 | 0 | 0
F4_Commercial_OR - College_New_Water Heating_Natural Gas_Water Heater - Circulation Pump Controls_A_Achievable Economic RVT Potential | F4 | Commercial | OR - College | New | Water Heating | Natural Gas | Water Heater - Circulation Pump Controls | A | Incremental Energy Savings (MWh or mTherms) | Achievable Economic RVT Potential | 0 | 0 | 0 | 0 | 0 | 0 | 0 | 0 | 0 | 0 | 0 | 0 | 0 | 0 | 0 | 0 | 0 | 0 | 0 | 0 | 0 | 0 | 0 | 0 | 0 | 0 | 0
F5_Commercial_OR - College_New_Water Heating_Natural Gas_Water Heater - Circulation Pump Controls_A_Achievable Economic RVT Potential | F5 | Commercial | OR - College | New | Water Heating | Natural Gas | Water Heater - Circulation Pump Controls | A | Incremental Summer Peak Savings (MW) | Achievable Economic RVT Potential | 0 | 0 | 0 | 0 | 0 | 0 | 0 | 0 | 0 | 0 | 0 | 0 | 0 | 0 | 0 | 0 | 0 | 0 | 0 | 0 | 0 | 0 | 0 | 0 | 0 | 0 | 0
F6_Commercial_OR - College_New_Water Heating_Natural Gas_Water Heater - Circulation Pump Controls_A_Achievable Economic RVT Potential | F6 | Commercial | OR - College | New | Water Heating | Natural Gas | Water Heater - Circulation Pump Controls | A | Incremental Winter Peak Savings (MW) | Achievable Economic RVT Potential | 0 | 0 | 0 | 0 | 0 | 0 | 0 | 0 | 0 | 0 | 0 | 0 | 0 | 0 | 0 | 0 | 0 | 0 | 0 | 0 | 0 | 0 | 0 | 0 | 0 | 0 | 0
F7_Commercial_OR - College_New_Water Heating_Natural Gas_Water Heater - Circulation Pump Controls_A_Achievable Economic RVT Potential | F7 | Commercial | OR - College | New | Water Heating | Natural Gas | Water Heater - Circulation Pump Controls | A | Cumulative Energy Savings (MWh or mTherms) | Achievable Economic RVT Potential | 0 | 0 | 0 | 0 | 0 | 0 | 0 | 0 | 0 | 0 | 0 | 0 | 0 | 0 | 0 | 0 | 0 | 0 | 0 | 0 | 0 | 0 | 0 | 0 | 0 | 0 | 0
F8_Commercial_OR - College_New_Water Heating_Natural Gas_Water Heater - Circulation Pump Controls_A_Achievable Economic RVT Potential | F8 | Commercial | OR - College | New | Water Heating | Natural Gas | Water Heater - Circulation Pump Controls | A | Cumulative Summer Peak Savings (MW) | Achievable Economic RVT Potential | 0 | 0 | 0 | 0 | 0 | 0 | 0 | 0 | 0 | 0 | 0 | 0 | 0 | 0 | 0 | 0 | 0 | 0 | 0 | 0 | 0 | 0 | 0 | 0 | 0 | 0 | 0
F9_Commercial_OR - College_New_Water Heating_Natural Gas_Water Heater - Circulation Pump Controls_A_Achievable Economic RVT Potential | F9 | Commercial | OR - College | New | Water Heating | Natural Gas | Water Heater - Circulation Pump Controls | A | Cumulative Winter Peak Savings (MW) | Achievable Economic RVT Potential | 0 | 0 | 0 | 0 | 0 | 0 | 0 | 0 | 0 | 0 | 0 | 0 | 0 | 0 | 0 | 0 | 0 | 0 | 0 | 0 | 0 | 0 | 0 | 0 | 0 | 0 | 0
F10_Commercial_OR - College_New_Water Heating_Natural Gas_Water Heater - Circulation Pump Controls_A_Achievable Economic RVT Potential | F10 | Commercial | OR - College | New | Water Heating | Natural Gas | Water Heater - Circulation Pump Controls | A | Purchases (Incremental) | Achievable Economic RVT Potential | 0 | 0 | 0 | 0 | 0 | 0 | 0 | 0 | 0 | 0 | 0 | 0 | 0 | 0 | 0 | 0 | 0 | 0 | 0 | 0 | 0 | 0 | 0 | 0 | 0 | 0 | 0
F11_Commercial_OR - College_New_Water Heating_Natural Gas_Water Heater - Circulation Pump Controls_A_Achievable Economic RVT Potential | F11 | Commercial | OR - College | New | Water Heating | Natural Gas | Water Heater - Circulation Pump Controls | A | Purchases (Cumulative) | Achievable Economic RVT Potential | 0 | 0 | 0 | 0 | 0 | 0 | 0 | 0 | 0 | 0 | 0 | 0 | 0 | 0 | 0 | 0 | 0 | 0 | 0 | 0 | 0 | 0 | 0 | 0 | 0 | 0 | 0
F1_Commercial_OR - College_New_Water Heating_Natural Gas_Water Heater - Pipe Insulation_A_Achievable Economic RVT Potential | F1 | Commercial | OR - College | New | Water Heating | Natural Gas | Water Heater - Pipe Insulation | A | Integrated Unit Energy Savings (kWh or therms) | Achievable Economic RVT Potential | 0 | 0 | 0 | 0 | 0 | 0 | 0 | 0 | 0 | 0 | 0 | 0 | 0 | 0 | 0 | 0 | 0 | 0 | 0 | 0 | 0 | 0 | 0 | 0 | 0 | 0 | 0
F2_Commercial_OR - College_New_Water Heating_Natural Gas_Water Heater - Pipe Insulation_A_Achievable Economic RVT Potential | F2 | Commercial | OR - College | New | Water Heating | Natural Gas | Water Heater - Pipe Insulation | A | Integrated Unit Summer Peak Savings (kW) | Achievable Economic RVT Potential | 0 | 0 | 0 | 0 | 0 | 0 | 0 | 0 | 0 | 0 | 0 | 0 | 0 | 0 | 0 | 0 | 0 | 0 | 0 | 0 | 0 | 0 | 0 | 0 | 0 | 0 | 0
F3_Commercial_OR - College_New_Water Heating_Natural Gas_Water Heater - Pipe Insulation_A_Achievable Economic RVT Potential | F3 | Commercial | OR - College | New | Water Heating | Natural Gas | Water Heater - Pipe Insulation | A | Integrated Unit Winter Peak Savings (kW) | Achievable Economic RVT Potential | 0 | 0 | 0 | 0 | 0 | 0 | 0 | 0 | 0 | 0 | 0 | 0 | 0 | 0 | 0 | 0 | 0 | 0 | 0 | 0 | 0 | 0 | 0 | 0 | 0 | 0 | 0
F4_Commercial_OR - College_New_Water Heating_Natural Gas_Water Heater - Pipe Insulation_A_Achievable Economic RVT Potential | F4 | Commercial | OR - College | New | Water Heating | Natural Gas | Water Heater - Pipe Insulation | A | Incremental Energy Savings (MWh or mTherms) | Achievable Economic RVT Potential | 0 | 0 | 0 | 0 | 0 | 0 | 0 | 0 | 0 | 0 | 0 | 0 | 0 | 0 | 0 | 0 | 0 | 0 | 0 | 0 | 0 | 0 | 0 | 0 | 0 | 0 | 0
F5_Commercial_OR - College_New_Water Heating_Natural Gas_Water Heater - Pipe Insulation_A_Achievable Economic RVT Potential | F5 | Commercial | OR - College | New | Water Heating | Natural Gas | Water Heater - Pipe Insulation | A | Incremental Summer Peak Savings (MW) | Achievable Economic RVT Potential | 0 | 0 | 0 | 0 | 0 | 0 | 0 | 0 | 0 | 0 | 0 | 0 | 0 | 0 | 0 | 0 | 0 | 0 | 0 | 0 | 0 | 0 | 0 | 0 | 0 | 0 | 0
F6_Commercial_OR - College_New_Water Heating_Natural Gas_Water Heater - Pipe Insulation_A_Achievable Economic RVT Potential | F6 | Commercial | OR - College | New | Water Heating | Natural Gas | Water Heater - Pipe Insulation | A | Incremental Winter Peak Savings (MW) | Achievable Economic RVT Potential | 0 | 0 | 0 | 0 | 0 | 0 | 0 | 0 | 0 | 0 | 0 | 0 | 0 | 0 | 0 | 0 | 0 | 0 | 0 | 0 | 0 | 0 | 0 | 0 | 0 | 0 | 0
F7_Commercial_OR - College_New_Water Heating_Natural Gas_Water Heater - Pipe Insulation_A_Achievable Economic RVT Potential | F7 | Commercial | OR - College | New | Water Heating | Natural Gas | Water Heater - Pipe Insulation | A | Cumulative Energy Savings (MWh or mTherms) | Achievable Economic RVT Potential | 0 | 0 | 0 | 0 | 0 | 0 | 0 | 0 | 0 | 0 | 0 | 0 | 0 | 0 | 0 | 0 | 0 | 0 | 0 | 0 | 0 | 0 | 0 | 0 | 0 | 0 | 0
F8_Commercial_OR - College_New_Water Heating_Natural Gas_Water Heater - Pipe Insulation_A_Achievable Economic RVT Potential | F8 | Commercial | OR - College | New | Water Heating | Natural Gas | Water Heater - Pipe Insulation | A | Cumulative Summer Peak Savings (MW) | Achievable Economic RVT Potential | 0 | 0 | 0 | 0 | 0 | 0 | 0 | 0 | 0 | 0 | 0 | 0 | 0 | 0 | 0 | 0 | 0 | 0 | 0 | 0 | 0 | 0 | 0 | 0 | 0 | 0 | 0
F9_Commercial_OR - College_New_Water Heating_Natural Gas_Water Heater - Pipe Insulation_A_Achievable Economic RVT Potential | F9 | Commercial | OR - College | New | Water Heating | Natural Gas | Water Heater - Pipe Insulation | A | Cumulative Winter Peak Savings (MW) | Achievable Economic RVT Potential | 0 | 0 | 0 | 0 | 0 | 0 | 0 | 0 | 0 | 0 | 0 | 0 | 0 | 0 | 0 | 0 | 0 | 0 | 0 | 0 | 0 | 0 | 0 | 0 | 0 | 0 | 0
F10_Commercial_OR - College_New_Water Heating_Natural Gas_Water Heater - Pipe Insulation_A_Achievable Economic RVT Potential | F10 | Commercial | OR - College | New | Water Heating | Natural Gas | Water Heater - Pipe Insulation | A | Purchases (Incremental) | Achievable Economic RVT Potential | 0 | 0 | 0 | 0 | 0 | 0 | 0 | 0 | 0 | 0 | 0 | 0 | 0 | 0 | 0 | 0 | 0 | 0 | 0 | 0 | 0 | 0 | 0 | 0 | 0 | 0 | 0
F11_Commercial_OR - College_New_Water Heating_Natural Gas_Water Heater - Pipe Insulation_A_Achievable Economic RVT Potential | F11 | Commercial | OR - College | New | Water Heating | Natural Gas | Water Heater - Pipe Insulation | A | Purchases (Cumulative) | Achievable Economic RVT Potential | 0 | 0 | 0 | 0 | 0 | 0 | 0 | 0 | 0 | 0 | 0 | 0 | 0 | 0 | 0 | 0 | 0 | 0 | 0 | 0 | 0 | 0 | 0 | 0 | 0 | 0 | 0
F1_Commercial_OR - College_New_Water Heating_Natural Gas_Water Heater - Motion Control Faucet_A_Achievable Economic RVT Potential | F1 | Commercial | OR - College | New | Water Heating | Natural Gas | Water Heater - Motion Control Faucet | A | Integrated Unit Energy Savings (kWh or therms) | Achievable Economic RVT Potential | 0 | 0 | 0 | 0 | 0 | 0 | 0 | 0 | 0 | 0 | 0 | 0 | 0 | 0 | 0 | 0 | 0 | 0 | 0 | 0 | 0 | 0 | 0 | 0 | 0 | 0 | 0
F2_Commercial_OR - College_New_Water Heating_Natural Gas_Water Heater - Motion Control Faucet_A_Achievable Economic RVT Potential | F2 | Commercial | OR - College | New | Water Heating | Natural Gas | Water Heater - Motion Control Faucet | A | Integrated Unit Summer Peak Savings (kW) | Achievable Economic RVT Potential | 0 | 0 | 0 | 0 | 0 | 0 | 0 | 0 | 0 | 0 | 0 | 0 | 0 | 0 | 0 | 0 | 0 | 0 | 0 | 0 | 0 | 0 | 0 | 0 | 0 | 0 | 0
F3_Commercial_OR - College_New_Water Heating_Natural Gas_Water Heater - Motion Control Faucet_A_Achievable Economic RVT Potential | F3 | Commercial | OR - College | New | Water Heating | Natural Gas | Water Heater - Motion Control Faucet | A | Integrated Unit Winter Peak Savings (kW) | Achievable Economic RVT Potential | 0 | 0 | 0 | 0 | 0 | 0 | 0 | 0 | 0 | 0 | 0 | 0 | 0 | 0 | 0 | 0 | 0 | 0 | 0 | 0 | 0 | 0 | 0 | 0 | 0 | 0 | 0
F4_Commercial_OR - College_New_Water Heating_Natural Gas_Water Heater - Motion Control Faucet_A_Achievable Economic RVT Potential | F4 | Commercial | OR - College | New | Water Heating | Natural Gas | Water Heater - Motion Control Faucet | A | Incremental Energy Savings (MWh or mTherms) | Achievable Economic RVT Potential | 0 | 0 | 0 | 0 | 0 | 0 | 0 | 0 | 0 | 0 | 0 | 0 | 0 | 0 | 0 | 0 | 0 | 0 | 0 | 0 | 0 | 0 | 0 | 0 | 0 | 0 | 0
F5_Commercial_OR - College_New_Water Heating_Natural Gas_Water Heater - Motion Control Faucet_A_Achievable Economic RVT Potential | F5 | Commercial | OR - College | New | Water Heating | Natural Gas | Water Heater - Motion Control Faucet | A | Incremental Summer Peak Savings (MW) | Achievable Economic RVT Potential | 0 | 0 | 0 | 0 | 0 | 0 | 0 | 0 | 0 | 0 | 0 | 0 | 0 | 0 | 0 | 0 | 0 | 0 | 0 | 0 | 0 | 0 | 0 | 0 | 0 | 0 | 0
F6_Commercial_OR - College_New_Water Heating_Natural Gas_Water Heater - Motion Control Faucet_A_Achievable Economic RVT Potential | F6 | Commercial | OR - College | New | Water Heating | Natural Gas | Water Heater - Motion Control Faucet | A | Incremental Winter Peak Savings (MW) | Achievable Economic RVT Potential | 0 | 0 | 0 | 0 | 0 | 0 | 0 | 0 | 0 | 0 | 0 | 0 | 0 | 0 | 0 | 0 | 0 | 0 | 0 | 0 | 0 | 0 | 0 | 0 | 0 | 0 | 0
F7_Commercial_OR - College_New_Water Heating_Natural Gas_Water Heater - Motion Control Faucet_A_Achievable Economic RVT Potential | F7 | Commercial | OR - College | New | Water Heating | Natural Gas | Water Heater - Motion Control Faucet | A | Cumulative Energy Savings (MWh or mTherms) | Achievable Economic RVT Potential | 0 | 0 | 0 | 0 | 0 | 0 | 0 | 0 | 0 | 0 | 0 | 0 | 0 | 0 | 0 | 0 | 0 | 0 | 0 | 0 | 0 | 0 | 0 | 0 | 0 | 0 | 0
F8_Commercial_OR - College_New_Water Heating_Natural Gas_Water Heater - Motion Control Faucet_A_Achievable Economic RVT Potential | F8 | Commercial | OR - College | New | Water Heating | Natural Gas | Water Heater - Motion Control Faucet | A | Cumulative Summer Peak Savings (MW) | Achievable Economic RVT Potential | 0 | 0 | 0 | 0 | 0 | 0 | 0 | 0 | 0 | 0 | 0 | 0 | 0 | 0 | 0 | 0 | 0 | 0 | 0 | 0 | 0 | 0 | 0 | 0 | 0 | 0 | 0
F9_Commercial_OR - College_New_Water Heating_Natural Gas_Water Heater - Motion Control Faucet_A_Achievable Economic RVT Potential | F9 | Commercial | OR - College | New | Water Heating | Natural Gas | Water Heater - Motion Control Faucet | A | Cumulative Winter Peak Savings (MW) | Achievable Economic RVT Potential | 0 | 0 | 0 | 0 | 0 | 0 | 0 | 0 | 0 | 0 | 0 | 0 | 0 | 0 | 0 | 0 | 0 | 0 | 0 | 0 | 0 | 0 | 0 | 0 | 0 | 0 | 0
F10_Commercial_OR - College_New_Water Heating_Natural Gas_Water Heater - Motion Control Faucet_A_Achievable Economic RVT Potential | F10 | Commercial | OR - College | New | Water Heating | Natural Gas | Water Heater - Motion Control Faucet | A | Purchases (Incremental) | Achievable Economic RVT Potential | 0 | 0 | 0 | 0 | 0 | 0 | 0 | 0 | 0 | 0 | 0 | 0 | 0 | 0 | 0 | 0 | 0 | 0 | 0 | 0 | 0 | 0 | 0 | 0 | 0 | 0 | 0
F11_Commercial_OR - College_New_Water Heating_Natural Gas_Water Heater - Motion Control Faucet_A_Achievable Economic RVT Potential | F11 | Commercial | OR - College | New | Water Heating | Natural Gas | Water Heater - Motion Control Faucet | A | Purchases (Cumulative) | Achievable Economic RVT Potential | 0 | 0 | 0 | 0 | 0 | 0 | 0 | 0 | 0 | 0 | 0 | 0 | 0 | 0 | 0 | 0 | 0 | 0 | 0 | 0 | 0 | 0 | 0 | 0 | 0 | 0 | 0
F1_Commercial_OR - College_New_Water Heating_Natural Gas_Water Heater - Solar System_A_Achievable Economic RVT Potential | F1 | Commercial | OR - College | New | Water Heating | Natural Gas | Water Heater - Solar System | A | Integrated Unit Energy Savings (kWh or therms) | Achievable Economic RVT Potential | 0 | 0 | 0 | 0 | 0 | 0 | 0 | 0 | 0 | 0 | 0 | 0 | 0 | 0 | 0 | 0 | 0 | 0 | 0 | 0 | 0 | 0 | 0 | 0 | 0 | 0 | 0
F2_Commercial_OR - College_New_Water Heating_Natural Gas_Water Heater - Solar System_A_Achievable Economic RVT Potential | F2 | Commercial | OR - College | New | Water Heating | Natural Gas | Water Heater - Solar System | A | Integrated Unit Summer Peak Savings (kW) | Achievable Economic RVT Potential | 0 | 0 | 0 | 0 | 0 | 0 | 0 | 0 | 0 | 0 | 0 | 0 | 0 | 0 | 0 | 0 | 0 | 0 | 0 | 0 | 0 | 0 | 0 | 0 | 0 | 0 | 0
F3_Commercial_OR - College_New_Water Heating_Natural Gas_Water Heater - Solar System_A_Achievable Economic RVT Potential | F3 | Commercial | OR - College | New | Water Heating | Natural Gas | Water Heater - Solar System | A | Integrated Unit Winter Peak Savings (kW) | Achievable Economic RVT Potential | 0 | 0 | 0 | 0 | 0 | 0 | 0 | 0 | 0 | 0 | 0 | 0 | 0 | 0 | 0 | 0 | 0 | 0 | 0 | 0 | 0 | 0 | 0 | 0 | 0 | 0 | 0
F4_Commercial_OR - College_New_Water Heating_Natural Gas_Water Heater - Solar System_A_Achievable Economic RVT Potential | F4 | Commercial | OR - College | New | Water Heating | Natural Gas | Water Heater - Solar System | A | Incremental Energy Savings (MWh or mTherms) | Achievable Economic RVT Potential | 0 | 0 | 0 | 0 | 0 | 0 | 0 | 0 | 0 | 0 | 0 | 0 | 0 | 0 | 0 | 0 | 0 | 0 | 0 | 0 | 0 | 0 | 0 | 0 | 0 | 0 | 0
F5_Commercial_OR - College_New_Water Heating_Natural Gas_Water Heater - Solar System_A_Achievable Economic RVT Potential | F5 | Commercial | OR - College | New | Water Heating | Natural Gas | Water Heater - Solar System | A | Incremental Summer Peak Savings (MW) | Achievable Economic RVT Potential | 0 | 0 | 0 | 0 | 0 | 0 | 0 | 0 | 0 | 0 | 0 | 0 | 0 | 0 | 0 | 0 | 0 | 0 | 0 | 0 | 0 | 0 | 0 | 0 | 0 | 0 | 0
F6_Commercial_OR - College_New_Water Heating_Natural Gas_Water Heater - Solar System_A_Achievable Economic RVT Potential | F6 | Commercial | OR - College | New | Water Heating | Natural Gas | Water Heater - Solar System | A | Incremental Winter Peak Savings (MW) | Achievable Economic RVT Potential | 0 | 0 | 0 | 0 | 0 | 0 | 0 | 0 | 0 | 0 | 0 | 0 | 0 | 0 | 0 | 0 | 0 | 0 | 0 | 0 | 0 | 0 | 0 | 0 | 0 | 0 | 0
F7_Commercial_OR - College_New_Water Heating_Natural Gas_Water Heater - Solar System_A_Achievable Economic RVT Potential | F7 | Commercial | OR - College | New | Water Heating | Natural Gas | Water Heater - Solar System | A | Cumulative Energy Savings (MWh or mTherms) | Achievable Economic RVT Potential | 0 | 0 | 0 | 0 | 0 | 0 | 0 | 0 | 0 | 0 | 0 | 0 | 0 | 0 | 0 | 0 | 0 | 0 | 0 | 0 | 0 | 0 | 0 | 0 | 0 | 0 | 0
F8_Commercial_OR - College_New_Water Heating_Natural Gas_Water Heater - Solar System_A_Achievable Economic RVT Potential | F8 | Commercial | OR - College | New | Water Heating | Natural Gas | Water Heater - Solar System | A | Cumulative Summer Peak Savings (MW) | Achievable Economic RVT Potential | 0 | 0 | 0 | 0 | 0 | 0 | 0 | 0 | 0 | 0 | 0 | 0 | 0 | 0 | 0 | 0 | 0 | 0 | 0 | 0 | 0 | 0 | 0 | 0 | 0 | 0 | 0
F9_Commercial_OR - College_New_Water Heating_Natural Gas_Water Heater - Solar System_A_Achievable Economic RVT Potential | F9 | Commercial | OR - College | New | Water Heating | Natural Gas | Water Heater - Solar System | A | Cumulative Winter Peak Savings (MW) | Achievable Economic RVT Potential | 0 | 0 | 0 | 0 | 0 | 0 | 0 | 0 | 0 | 0 | 0 | 0 | 0 | 0 | 0 | 0 | 0 | 0 | 0 | 0 | 0 | 0 | 0 | 0 | 0 | 0 | 0
F10_Commercial_OR - College_New_Water Heating_Natural Gas_Water Heater - Solar System_A_Achievable Economic RVT Potential | F10 | Commercial | OR - College | New | Water Heating | Natural Gas | Water Heater - Solar System | A | Purchases (Incremental) | Achievable Economic RVT Potential | 0 | 0 | 0 | 0 | 0 | 0 | 0 | 0 | 0 | 0 | 0 | 0 | 0 | 0 | 0 | 0 | 0 | 0 | 0 | 0 | 0 | 0 | 0 | 0 | 0 | 0 | 0
F11_Commercial_OR - College_New_Water Heating_Natural Gas_Water Heater - Solar System_A_Achievable Economic RVT Potential | F11 | Commercial | OR - College | New | Water Heating | Natural Gas | Water Heater - Solar System | A | Purchases (Cumulative) | Achievable Economic RVT Potential | 0 | 0 | 0 | 0 | 0 | 0 | 0 | 0 | 0 | 0 | 0 | 0 | 0 | 0 | 0 | 0 | 0 | 0 | 0 | 0 | 0 | 0 | 0 | 0 | 0 | 0 | 0
F1_Commercial_OR - College_New_Water Heating_Natural Gas_Commercial Laundry - Ozone Treatment_A_Achievable Economic RVT Potential | F1 | Commercial | OR - College | New | Water Heating | Natural Gas | Commercial Laundry - Ozone Treatment | A | Integrated Unit Energy Savings (kWh or therms) | Achievable Economic RVT Potential | 0 | 0 | 0 | 0 | 0 | 0 | 0 | 0 | 0 | 0 | 0 | 0 | 0 | 0 | 0 | 0 | 0 | 0 | 0 | 0 | 0 | 0 | 0 | 0 | 0 | 0 | 0
F2_Commercial_OR - College_New_Water Heating_Natural Gas_Commercial Laundry - Ozone Treatment_A_Achievable Economic RVT Potential | F2 | Commercial | OR - College | New | Water Heating | Natural Gas | Commercial Laundry - Ozone Treatment | A | Integrated Unit Summer Peak Savings (kW) | Achievable Economic RVT Potential | 0 | 0 | 0 | 0 | 0 | 0 | 0 | 0 | 0 | 0 | 0 | 0 | 0 | 0 | 0 | 0 | 0 | 0 | 0 | 0 | 0 | 0 | 0 | 0 | 0 | 0 | 0
F3_Commercial_OR - College_New_Water Heating_Natural Gas_Commercial Laundry - Ozone Treatment_A_Achievable Economic RVT Potential | F3 | Commercial | OR - College | New | Water Heating | Natural Gas | Commercial Laundry - Ozone Treatment | A | Integrated Unit Winter Peak Savings (kW) | Achievable Economic RVT Potential | 0 | 0 | 0 | 0 | 0 | 0 | 0 | 0 | 0 | 0 | 0 | 0 | 0 | 0 | 0 | 0 | 0 | 0 | 0 | 0 | 0 | 0 | 0 | 0 | 0 | 0 | 0
F4_Commercial_OR - College_New_Water Heating_Natural Gas_Commercial Laundry - Ozone Treatment_A_Achievable Economic RVT Potential | F4 | Commercial | OR - College | New | Water Heating | Natural Gas | Commercial Laundry - Ozone Treatment | A | Incremental Energy Savings (MWh or mTherms) | Achievable Economic RVT Potential | 0 | 0 | 0 | 0 | 0 | 0 | 0 | 0 | 0 | 0 | 0 | 0 | 0 | 0 | 0 | 0 | 0 | 0 | 0 | 0 | 0 | 0 | 0 | 0 | 0 | 0 | 0
F5_Commercial_OR - College_New_Water Heating_Natural Gas_Commercial Laundry - Ozone Treatment_A_Achievable Economic RVT Potential | F5 | Commercial | OR - College | New | Water Heating | Natural Gas | Commercial Laundry - Ozone Treatment | A | Incremental Summer Peak Savings (MW) | Achievable Economic RVT Potential | 0 | 0 | 0 | 0 | 0 | 0 | 0 | 0 | 0 | 0 | 0 | 0 | 0 | 0 | 0 | 0 | 0 | 0 | 0 | 0 | 0 | 0 | 0 | 0 | 0 | 0 | 0
F6_Commercial_OR - College_New_Water Heating_Natural Gas_Commercial Laundry - Ozone Treatment_A_Achievable Economic RVT Potential | F6 | Commercial | OR - College | New | Water Heating | Natural Gas | Commercial Laundry - Ozone Treatment | A | Incremental Winter Peak Savings (MW) | Achievable Economic RVT Potential | 0 | 0 | 0 | 0 | 0 | 0 | 0 | 0 | 0 | 0 | 0 | 0 | 0 | 0 | 0 | 0 | 0 | 0 | 0 | 0 | 0 | 0 | 0 | 0 | 0 | 0 | 0
F7_Commercial_OR - College_New_Water Heating_Natural Gas_Commercial Laundry - Ozone Treatment_A_Achievable Economic RVT Potential | F7 | Commercial | OR - College | New | Water Heating | Natural Gas | Commercial Laundry - Ozone Treatment | A | Cumulative Energy Savings (MWh or mTherms) | Achievable Economic RVT Potential | 0 | 0 | 0 | 0 | 0 | 0 | 0 | 0 | 0 | 0 | 0 | 0 | 0 | 0 | 0 | 0 | 0 | 0 | 0 | 0 | 0 | 0 | 0 | 0 | 0 | 0 | 0
F8_Commercial_OR - College_New_Water Heating_Natural Gas_Commercial Laundry - Ozone Treatment_A_Achievable Economic RVT Potential | F8 | Commercial | OR - College | New | Water Heating | Natural Gas | Commercial Laundry - Ozone Treatment | A | Cumulative Summer Peak Savings (MW) | Achievable Economic RVT Potential | 0 | 0 | 0 | 0 | 0 | 0 | 0 | 0 | 0 | 0 | 0 | 0 | 0 | 0 | 0 | 0 | 0 | 0 | 0 | 0 | 0 | 0 | 0 | 0 | 0 | 0 | 0
F9_Commercial_OR - College_New_Water Heating_Natural Gas_Commercial Laundry - Ozone Treatment_A_Achievable Economic RVT Potential | F9 | Commercial | OR - College | New | Water Heating | Natural Gas | Commercial Laundry - Ozone Treatment | A | Cumulative Winter Peak Savings (MW) | Achievable Economic RVT Potential | 0 | 0 | 0 | 0 | 0 | 0 | 0 | 0 | 0 | 0 | 0 | 0 | 0 | 0 | 0 | 0 | 0 | 0 | 0 | 0 | 0 | 0 | 0 | 0 | 0 | 0 | 0
F10_Commercial_OR - College_New_Water Heating_Natural Gas_Commercial Laundry - Ozone Treatment_A_Achievable Economic RVT Potential | F10 | Commercial | OR - College | New | Water Heating | Natural Gas | Commercial Laundry - Ozone Treatment | A | Purchases (Incremental) | Achievable Economic RVT Potential | 0 | 0 | 0 | 0 | 0 | 0 | 0 | 0 | 0 | 0 | 0 | 0 | 0 | 0 | 0 | 0 | 0 | 0 | 0 | 0 | 0 | 0 | 0 | 0 | 0 | 0 | 0
F11_Commercial_OR - College_New_Water Heating_Natural Gas_Commercial Laundry - Ozone Treatment_A_Achievable Economic RVT Potential | F11 | Commercial | OR - College | New | Water Heating | Natural Gas | Commercial Laundry - Ozone Treatment | A | Purchases (Cumulative) | Achievable Economic RVT Potential | 0 | 0 | 0 | 0 | 0 | 0 | 0 | 0 | 0 | 0 | 0 | 0 | 0 | 0 | 0 | 0 | 0 | 0 | 0 | 0 | 0 | 0 | 0 | 0 | 0 | 0 | 0
F1_Commercial_OR - College_New_Water Heating_Natural Gas_Commercial Laundry - ENERGY STAR Washer_A_Achievable Economic RVT Potential | F1 | Commercial | OR - College | New | Water Heating | Natural Gas | Commercial Laundry - ENERGY STAR Washer | A | Integrated Unit Energy Savings (kWh or therms) | Achievable Economic RVT Potential | 0 | 0 | 0 | 0 | 0 | 0 | 0 | 0 | 0 | 0 | 0 | 0 | 0 | 0 | 0 | 0 | 0 | 0 | 0 | 0 | 0 | 0 | 0 | 0 | 0 | 0 | 0
F2_Commercial_OR - College_New_Water Heating_Natural Gas_Commercial Laundry - ENERGY STAR Washer_A_Achievable Economic RVT Potential | F2 | Commercial | OR - College | New | Water Heating | Natural Gas | Commercial Laundry - ENERGY STAR Washer | A | Integrated Unit Summer Peak Savings (kW) | Achievable Economic RVT Potential | 0 | 0 | 0 | 0 | 0 | 0 | 0 | 0 | 0 | 0 | 0 | 0 | 0 | 0 | 0 | 0 | 0 | 0 | 0 | 0 | 0 | 0 | 0 | 0 | 0 | 0 | 0
F3_Commercial_OR - College_New_Water Heating_Natural Gas_Commercial Laundry - ENERGY STAR Washer_A_Achievable Economic RVT Potential | F3 | Commercial | OR - College | New | Water Heating | Natural Gas | Commercial Laundry - ENERGY STAR Washer | A | Integrated Unit Winter Peak Savings (kW) | Achievable Economic RVT Potential | 0 | 0 | 0 | 0 | 0 | 0 | 0 | 0 | 0 | 0 | 0 | 0 | 0 | 0 | 0 | 0 | 0 | 0 | 0 | 0 | 0 | 0 | 0 | 0 | 0 | 0 | 0
F4_Commercial_OR - College_New_Water Heating_Natural Gas_Commercial Laundry - ENERGY STAR Washer_A_Achievable Economic RVT Potential | F4 | Commercial | OR - College | New | Water Heating | Natural Gas | Commercial Laundry - ENERGY STAR Washer | A | Incremental Energy Savings (MWh or mTherms) | Achievable Economic RVT Potential | 0 | 0 | 0 | 0 | 0 | 0 | 0 | 0 | 0 | 0 | 0 | 0 | 0 | 0 | 0 | 0 | 0 | 0 | 0 | 0 | 0 | 0 | 0 | 0 | 0 | 0 | 0
F5_Commercial_OR - College_New_Water Heating_Natural Gas_Commercial Laundry - ENERGY STAR Washer_A_Achievable Economic RVT Potential | F5 | Commercial | OR - College | New | Water Heating | Natural Gas | Commercial Laundry - ENERGY STAR Washer | A | Incremental Summer Peak Savings (MW) | Achievable Economic RVT Potential | 0 | 0 | 0 | 0 | 0 | 0 | 0 | 0 | 0 | 0 | 0 | 0 | 0 | 0 | 0 | 0 | 0 | 0 | 0 | 0 | 0 | 0 | 0 | 0 | 0 | 0 | 0
F6_Commercial_OR - College_New_Water Heating_Natural Gas_Commercial Laundry - ENERGY STAR Washer_A_Achievable Economic RVT Potential | F6 | Commercial | OR - College | New | Water Heating | Natural Gas | Commercial Laundry - ENERGY STAR Washer | A | Incremental Winter Peak Savings (MW) | Achievable Economic RVT Potential | 0 | 0 | 0 | 0 | 0 | 0 | 0 | 0 | 0 | 0 | 0 | 0 | 0 | 0 | 0 | 0 | 0 | 0 | 0 | 0 | 0 | 0 | 0 | 0 | 0 | 0 | 0
F7_Commercial_OR - College_New_Water Heating_Natural Gas_Commercial Laundry - ENERGY STAR Washer_A_Achievable Economic RVT Potential | F7 | Commercial | OR - College | New | Water Heating | Natural Gas | Commercial Laundry - ENERGY STAR Washer | A | Cumulative Energy Savings (MWh or mTherms) | Achievable Economic RVT Potential | 0 | 0 | 0 | 0 | 0 | 0 | 0 | 0 | 0 | 0 | 0 | 0 | 0 | 0 | 0 | 0 | 0 | 0 | 0 | 0 | 0 | 0 | 0 | 0 | 0 | 0 | 0
F8_Commercial_OR - College_New_Water Heating_Natural Gas_Commercial Laundry - ENERGY STAR Washer_A_Achievable Economic RVT Potential | F8 | Commercial | OR - College | New | Water Heating | Natural Gas | Commercial Laundry - ENERGY STAR Washer | A | Cumulative Summer Peak Savings (MW) | Achievable Economic RVT Potential | 0 | 0 | 0 | 0 | 0 | 0 | 0 | 0 | 0 | 0 | 0 | 0 | 0 | 0 | 0 | 0 | 0 | 0 | 0 | 0 | 0 | 0 | 0 | 0 | 0 | 0 | 0
F9_Commercial_OR - College_New_Water Heating_Natural Gas_Commercial Laundry - ENERGY STAR Washer_A_Achievable Economic RVT Potential | F9 | Commercial | OR - College | New | Water Heating | Natural Gas | Commercial Laundry - ENERGY STAR Washer | A | Cumulative Winter Peak Savings (MW) | Achievable Economic RVT Potential | 0 | 0 | 0 | 0 | 0 | 0 | 0 | 0 | 0 | 0 | 0 | 0 | 0 | 0 | 0 | 0 | 0 | 0 | 0 | 0 | 0 | 0 | 0 | 0 | 0 | 0 | 0
F10_Commercial_OR - College_New_Water Heating_Natural Gas_Commercial Laundry - ENERGY STAR Washer_A_Achievable Economic RVT Potential | F10 | Commercial | OR - College | New | Water Heating | Natural Gas | Commercial Laundry - ENERGY STAR Washer | A | Purchases (Incremental) | Achievable Economic RVT Potential | 0 | 0 | 0 | 0 | 0 | 0 | 0 | 0 | 0 | 0 | 0 | 0 | 0 | 0 | 0 | 0 | 0 | 0 | 0 | 0 | 0 | 0 | 0 | 0 | 0 | 0 | 0
F11_Commercial_OR - College_New_Water Heating_Natural Gas_Commercial Laundry - ENERGY STAR Washer_A_Achievable Economic RVT Potential | F11 | Commercial | OR - College | New | Water Heating | Natural Gas | Commercial Laundry - ENERGY STAR Washer | A | Purchases (Cumulative) | Achievable Economic RVT Potential | 0 | 0 | 0 | 0 | 0 | 0 | 0 | 0 | 0 | 0 | 0 | 0 | 0 | 0 | 0 | 0 | 0 | 0 | 0 | 0 | 0 | 0 | 0 | 0 | 0 | 0 | 0
F1_Commercial_OR - College_New_Water Heating_Natural Gas_Water Heater - Efficient Dishwasher_A_Achievable Economic RVT Potential | F1 | Commercial | OR - College | New | Water Heating | Natural Gas | Water Heater - Efficient Dishwasher | A | Integrated Unit Energy Savings (kWh or therms) | Achievable Economic RVT Potential | 0 | 0 | 0 | 0 | 0 | 0 | 0 | 0 | 0 | 0 | 0 | 0 | 0 | 0 | 0 | 0 | 0 | 0 | 0 | 0 | 0 | 0 | 0 | 0 | 0 | 0 | 0
F2_Commercial_OR - College_New_Water Heating_Natural Gas_Water Heater - Efficient Dishwasher_A_Achievable Economic RVT Potential | F2 | Commercial | OR - College | New | Water Heating | Natural Gas | Water Heater - Efficient Dishwasher | A | Integrated Unit Summer Peak Savings (kW) | Achievable Economic RVT Potential | 0 | 0 | 0 | 0 | 0 | 0 | 0 | 0 | 0 | 0 | 0 | 0 | 0 | 0 | 0 | 0 | 0 | 0 | 0 | 0 | 0 | 0 | 0 | 0 | 0 | 0 | 0
F3_Commercial_OR - College_New_Water Heating_Natural Gas_Water Heater - Efficient Dishwasher_A_Achievable Economic RVT Potential | F3 | Commercial | OR - College | New | Water Heating | Natural Gas | Water Heater - Efficient Dishwasher | A | Integrated Unit Winter Peak Savings (kW) | Achievable Economic RVT Potential | 0 | 0 | 0 | 0 | 0 | 0 | 0 | 0 | 0 | 0 | 0 | 0 | 0 | 0 | 0 | 0 | 0 | 0 | 0 | 0 | 0 | 0 | 0 | 0 | 0 | 0 | 0
F4_Commercial_OR - College_New_Water Heating_Natural Gas_Water Heater - Efficient Dishwasher_A_Achievable Economic RVT Potential | F4 | Commercial | OR - College | New | Water Heating | Natural Gas | Water Heater - Efficient Dishwasher | A | Incremental Energy Savings (MWh or mTherms) | Achievable Economic RVT Potential | 0 | 0 | 0 | 0 | 0 | 0 | 0 | 0 | 0 | 0 | 0 | 0 | 0 | 0 | 0 | 0 | 0 | 0 | 0 | 0 | 0 | 0 | 0 | 0 | 0 | 0 | 0
F5_Commercial_OR - College_New_Water Heating_Natural Gas_Water Heater - Efficient Dishwasher_A_Achievable Economic RVT Potential | F5 | Commercial | OR - College | New | Water Heating | Natural Gas | Water Heater - Efficient Dishwasher | A | Incremental Summer Peak Savings (MW) | Achievable Economic RVT Potential | 0 | 0 | 0 | 0 | 0 | 0 | 0 | 0 | 0 | 0 | 0 | 0 | 0 | 0 | 0 | 0 | 0 | 0 | 0 | 0 | 0 | 0 | 0 | 0 | 0 | 0 | 0
F6_Commercial_OR - College_New_Water Heating_Natural Gas_Water Heater - Efficient Dishwasher_A_Achievable Economic RVT Potential | F6 | Commercial | OR - College | New | Water Heating | Natural Gas | Water Heater - Efficient Dishwasher | A | Incremental Winter Peak Savings (MW) | Achievable Economic RVT Potential | 0 | 0 | 0 | 0 | 0 | 0 | 0 | 0 | 0 | 0 | 0 | 0 | 0 | 0 | 0 | 0 | 0 | 0 | 0 | 0 | 0 | 0 | 0 | 0 | 0 | 0 | 0
F7_Commercial_OR - College_New_Water Heating_Natural Gas_Water Heater - Efficient Dishwasher_A_Achievable Economic RVT Potential | F7 | Commercial | OR - College | New | Water Heating | Natural Gas | Water Heater - Efficient Dishwasher | A | Cumulative Energy Savings (MWh or mTherms) | Achievable Economic RVT Potential | 0 | 0 | 0 | 0 | 0 | 0 | 0 | 0 | 0 | 0 | 0 | 0 | 0 | 0 | 0 | 0 | 0 | 0 | 0 | 0 | 0 | 0 | 0 | 0 | 0 | 0 | 0
F8_Commercial_OR - College_New_Water Heating_Natural Gas_Water Heater - Efficient Dishwasher_A_Achievable Economic RVT Potential | F8 | Commercial | OR - College | New | Water Heating | Natural Gas | Water Heater - Efficient Dishwasher | A | Cumulative Summer Peak Savings (MW) | Achievable Economic RVT Potential | 0 | 0 | 0 | 0 | 0 | 0 | 0 | 0 | 0 | 0 | 0 | 0 | 0 | 0 | 0 | 0 | 0 | 0 | 0 | 0 | 0 | 0 | 0 | 0 | 0 | 0 | 0
F9_Commercial_OR - College_New_Water Heating_Natural Gas_Water Heater - Efficient Dishwasher_A_Achievable Economic RVT Potential | F9 | Commercial | OR - College | New | Water Heating | Natural Gas | Water Heater - Efficient Dishwasher | A | Cumulative Winter Peak Savings (MW) | Achievable Economic RVT Potential | 0 | 0 | 0 | 0 | 0 | 0 | 0 | 0 | 0 | 0 | 0 | 0 | 0 | 0 | 0 | 0 | 0 | 0 | 0 | 0 | 0 | 0 | 0 | 0 | 0 | 0 | 0
F10_Commercial_OR - College_New_Water Heating_Natural Gas_Water Heater - Efficient Dishwasher_A_Achievable Economic RVT Potential | F10 | Commercial | OR - College | New | Water Heating | Natural Gas | Water Heater - Efficient Dishwasher | A | Purchases (Incremental) | Achievable Economic RVT Potential | 0 | 0 | 0 | 0 | 0 | 0 | 0 | 0 | 0 | 0 | 0 | 0 | 0 | 0 | 0 | 0 | 0 | 0 | 0 | 0 | 0 | 0 | 0 | 0 | 0 | 0 | 0
F11_Commercial_OR - College_New_Water Heating_Natural Gas_Water Heater - Efficient Dishwasher_A_Achievable Economic RVT Potential | F11 | Commercial | OR - College | New | Water Heating | Natural Gas | Water Heater - Efficient Dishwasher | A | Purchases (Cumulative) | Achievable Economic RVT Potential | 0 | 0 | 0 | 0 | 0 | 0 | 0 | 0 | 0 | 0 | 0 | 0 | 0 | 0 | 0 | 0 | 0 | 0 | 0 | 0 | 0 | 0 | 0 | 0 | 0 | 0 | 0
F1_Commercial_OR - College_New_Water Heating_Natural Gas_Commercial Laundry - Alternative Dry-Cleaning Methods_A_Achievable Economic RVT Potential | F1 | Commercial | OR - College | New | Water Heating | Natural Gas | Commercial Laundry - Alternative Dry-Cleaning Methods | A | Integrated Unit Energy Savings (kWh or therms) | Achievable Economic RVT Potential | 0 | 0 | 0 | 0 | 0 | 0 | 0 | 0 | 0 | 0 | 0 | 0 | 0 | 0 | 0 | 0 | 0 | 0 | 0 | 0 | 0 | 0 | 0 | 0 | 0 | 0 | 0
F2_Commercial_OR - College_New_Water Heating_Natural Gas_Commercial Laundry - Alternative Dry-Cleaning Methods_A_Achievable Economic RVT Potential | F2 | Commercial | OR - College | New | Water Heating | Natural Gas | Commercial Laundry - Alternative Dry-Cleaning Methods | A | Integrated Unit Summer Peak Savings (kW) | Achievable Economic RVT Potential | 0 | 0 | 0 | 0 | 0 | 0 | 0 | 0 | 0 | 0 | 0 | 0 | 0 | 0 | 0 | 0 | 0 | 0 | 0 | 0 | 0 | 0 | 0 | 0 | 0 | 0 | 0
F3_Commercial_OR - College_New_Water Heating_Natural Gas_Commercial Laundry - Alternative Dry-Cleaning Methods_A_Achievable Economic RVT Potential | F3 | Commercial | OR - College | New | Water Heating | Natural Gas | Commercial Laundry - Alternative Dry-Cleaning Methods | A | Integrated Unit Winter Peak Savings (kW) | Achievable Economic RVT Potential | 0 | 0 | 0 | 0 | 0 | 0 | 0 | 0 | 0 | 0 | 0 | 0 | 0 | 0 | 0 | 0 | 0 | 0 | 0 | 0 | 0 | 0 | 0 | 0 | 0 | 0 | 0
F4_Commercial_OR - College_New_Water Heating_Natural Gas_Commercial Laundry - Alternative Dry-Cleaning Methods_A_Achievable Economic RVT Potential | F4 | Commercial | OR - College | New | Water Heating | Natural Gas | Commercial Laundry - Alternative Dry-Cleaning Methods | A | Incremental Energy Savings (MWh or mTherms) | Achievable Economic RVT Potential | 0 | 0 | 0 | 0 | 0 | 0 | 0 | 0 | 0 | 0 | 0 | 0 | 0 | 0 | 0 | 0 | 0 | 0 | 0 | 0 | 0 | 0 | 0 | 0 | 0 | 0 | 0
F5_Commercial_OR - College_New_Water Heating_Natural Gas_Commercial Laundry - Alternative Dry-Cleaning Methods_A_Achievable Economic RVT Potential | F5 | Commercial | OR - College | New | Water Heating | Natural Gas | Commercial Laundry - Alternative Dry-Cleaning Methods | A | Incremental Summer Peak Savings (MW) | Achievable Economic RVT Potential | 0 | 0 | 0 | 0 | 0 | 0 | 0 | 0 | 0 | 0 | 0 | 0 | 0 | 0 | 0 | 0 | 0 | 0 | 0 | 0 | 0 | 0 | 0 | 0 | 0 | 0 | 0
F6_Commercial_OR - College_New_Water Heating_Natural Gas_Commercial Laundry - Alternative Dry-Cleaning Methods_A_Achievable Economic RVT Potential | F6 | Commercial | OR - College | New | Water Heating | Natural Gas | Commercial Laundry - Alternative Dry-Cleaning Methods | A | Incremental Winter Peak Savings (MW) | Achievable Economic RVT Potential | 0 | 0 | 0 | 0 | 0 | 0 | 0 | 0 | 0 | 0 | 0 | 0 | 0 | 0 | 0 | 0 | 0 | 0 | 0 | 0 | 0 | 0 | 0 | 0 | 0 | 0 | 0
F7_Commercial_OR - College_New_Water Heating_Natural Gas_Commercial Laundry - Alternative Dry-Cleaning Methods_A_Achievable Economic RVT Potential | F7 | Commercial | OR - College | New | Water Heating | Natural Gas | Commercial Laundry - Alternative Dry-Cleaning Methods | A | Cumulative Energy Savings (MWh or mTherms) | Achievable Economic RVT Potential | 0 | 0 | 0 | 0 | 0 | 0 | 0 | 0 | 0 | 0 | 0 | 0 | 0 | 0 | 0 | 0 | 0 | 0 | 0 | 0 | 0 | 0 | 0 | 0 | 0 | 0 | 0
F8_Commercial_OR - College_New_Water Heating_Natural Gas_Commercial Laundry - Alternative Dry-Cleaning Methods_A_Achievable Economic RVT Potential | F8 | Commercial | OR - College | New | Water Heating | Natural Gas | Commercial Laundry - Alternative Dry-Cleaning Methods | A | Cumulative Summer Peak Savings (MW) | Achievable Economic RVT Potential | 0 | 0 | 0 | 0 | 0 | 0 | 0 | 0 | 0 | 0 | 0 | 0 | 0 | 0 | 0 | 0 | 0 | 0 | 0 | 0 | 0 | 0 | 0 | 0 | 0 | 0 | 0
F9_Commercial_OR - College_New_Water Heating_Natural Gas_Commercial Laundry - Alternative Dry-Cleaning Methods_A_Achievable Economic RVT Potential | F9 | Commercial | OR - College | New | Water Heating | Natural Gas | Commercial Laundry - Alternative Dry-Cleaning Methods | A | Cumulative Winter Peak Savings (MW) | Achievable Economic RVT Potential | 0 | 0 | 0 | 0 | 0 | 0 | 0 | 0 | 0 | 0 | 0 | 0 | 0 | 0 | 0 | 0 | 0 | 0 | 0 | 0 | 0 | 0 | 0 | 0 | 0 | 0 | 0
F10_Commercial_OR - College_New_Water Heating_Natural Gas_Commercial Laundry - Alternative Dry-Cleaning Methods_A_Achievable Economic RVT Potential | F10 | Commercial | OR - College | New | Water Heating | Natural Gas | Commercial Laundry - Alternative Dry-Cleaning Methods | A | Purchases (Incremental) | Achievable Economic RVT Potential | 0 | 0 | 0 | 0 | 0 | 0 | 0 | 0 | 0 | 0 | 0 | 0 | 0 | 0 | 0 | 0 | 0 | 0 | 0 | 0 | 0 | 0 | 0 | 0 | 0 | 0 | 0
F11_Commercial_OR - College_New_Water Heating_Natural Gas_Commercial Laundry - Alternative Dry-Cleaning Methods_A_Achievable Economic RVT Potential | F11 | Commercial | OR - College | New | Water Heating | Natural Gas | Commercial Laundry - Alternative Dry-Cleaning Methods | A | Purchases (Cumulative) | Achievable Economic RVT Potential | 0 | 0 | 0 | 0 | 0 | 0 | 0 | 0 | 0 | 0 | 0 | 0 | 0 | 0 | 0 | 0 | 0 | 0 | 0 | 0 | 0 | 0 | 0 | 0 | 0 | 0 | 0
F1_Commercial_OR - College_New_Space Heating_Natural Gas_Advanced Kitchen Ventilation Controls_A_Achievable Economic RVT Potential | F1 | Commercial | OR - College | New | Space Heating | Natural Gas | Advanced Kitchen Ventilation Controls | A | Integrated Unit Energy Savings (kWh or therms) | Achievable Economic RVT Potential | 0 | 0 | 0 | 0 | 0 | 0 | 0 | 0 | 0 | 0 | 0 | 0 | 0 | 0 | 0 | 0 | 0 | 0 | 0 | 0 | 0 | 0 | 0 | 0 | 0 | 0 | 0
F2_Commercial_OR - College_New_Space Heating_Natural Gas_Advanced Kitchen Ventilation Controls_A_Achievable Economic RVT Potential | F2 | Commercial | OR - College | New | Space Heating | Natural Gas | Advanced Kitchen Ventilation Controls | A | Integrated Unit Summer Peak Savings (kW) | Achievable Economic RVT Potential | 0 | 0 | 0 | 0 | 0 | 0 | 0 | 0 | 0 | 0 | 0 | 0 | 0 | 0 | 0 | 0 | 0 | 0 | 0 | 0 | 0 | 0 | 0 | 0 | 0 | 0 | 0
F3_Commercial_OR - College_New_Space Heating_Natural Gas_Advanced Kitchen Ventilation Controls_A_Achievable Economic RVT Potential | F3 | Commercial | OR - College | New | Space Heating | Natural Gas | Advanced Kitchen Ventilation Controls | A | Integrated Unit Winter Peak Savings (kW) | Achievable Economic RVT Potential | 0 | 0 | 0 | 0 | 0 | 0 | 0 | 0 | 0 | 0 | 0 | 0 | 0 | 0 | 0 | 0 | 0 | 0 | 0 | 0 | 0 | 0 | 0 | 0 | 0 | 0 | 0
F4_Commercial_OR - College_New_Space Heating_Natural Gas_Advanced Kitchen Ventilation Controls_A_Achievable Economic RVT Potential | F4 | Commercial | OR - College | New | Space Heating | Natural Gas | Advanced Kitchen Ventilation Controls | A | Incremental Energy Savings (MWh or mTherms) | Achievable Economic RVT Potential | 0 | 0 | 0 | 0 | 0 | 0 | 0 | 0 | 0 | 0 | 0 | 0 | 0 | 0 | 0 | 0 | 0 | 0 | 0 | 0 | 0 | 0 | 0 | 0 | 0 | 0 | 0
F5_Commercial_OR - College_New_Space Heating_Natural Gas_Advanced Kitchen Ventilation Controls_A_Achievable Economic RVT Potential | F5 | Commercial | OR - College | New | Space Heating | Natural Gas | Advanced Kitchen Ventilation Controls | A | Incremental Summer Peak Savings (MW) | Achievable Economic RVT Potential | 0 | 0 | 0 | 0 | 0 | 0 | 0 | 0 | 0 | 0 | 0 | 0 | 0 | 0 | 0 | 0 | 0 | 0 | 0 | 0 | 0 | 0 | 0 | 0 | 0 | 0 | 0
F6_Commercial_OR - College_New_Space Heating_Natural Gas_Advanced Kitchen Ventilation Controls_A_Achievable Economic RVT Potential | F6 | Commercial | OR - College | New | Space Heating | Natural Gas | Advanced Kitchen Ventilation Controls | A | Incremental Winter Peak Savings (MW) | Achievable Economic RVT Potential | 0 | 0 | 0 | 0 | 0 | 0 | 0 | 0 | 0 | 0 | 0 | 0 | 0 | 0 | 0 | 0 | 0 | 0 | 0 | 0 | 0 | 0 | 0 | 0 | 0 | 0 | 0
F7_Commercial_OR - College_New_Space Heating_Natural Gas_Advanced Kitchen Ventilation Controls_A_Achievable Economic RVT Potential | F7 | Commercial | OR - College | New | Space Heating | Natural Gas | Advanced Kitchen Ventilation Controls | A | Cumulative Energy Savings (MWh or mTherms) | Achievable Economic RVT Potential | 0 | 0 | 0 | 0 | 0 | 0 | 0 | 0 | 0 | 0 | 0 | 0 | 0 | 0 | 0 | 0 | 0 | 0 | 0 | 0 | 0 | 0 | 0 | 0 | 0 | 0 | 0
F8_Commercial_OR - College_New_Space Heating_Natural Gas_Advanced Kitchen Ventilation Controls_A_Achievable Economic RVT Potential | F8 | Commercial | OR - College | New | Space Heating | Natural Gas | Advanced Kitchen Ventilation Controls | A | Cumulative Summer Peak Savings (MW) | Achievable Economic RVT Potential | 0 | 0 | 0 | 0 | 0 | 0 | 0 | 0 | 0 | 0 | 0 | 0 | 0 | 0 | 0 | 0 | 0 | 0 | 0 | 0 | 0 | 0 | 0 | 0 | 0 | 0 | 0
F9_Commercial_OR - College_New_Space Heating_Natural Gas_Advanced Kitchen Ventilation Controls_A_Achievable Economic RVT Potential | F9 | Commercial | OR - College | New | Space Heating | Natural Gas | Advanced Kitchen Ventilation Controls | A | Cumulative Winter Peak Savings (MW) | Achievable Economic RVT Potential | 0 | 0 | 0 | 0 | 0 | 0 | 0 | 0 | 0 | 0 | 0 | 0 | 0 | 0 | 0 | 0 | 0 | 0 | 0 | 0 | 0 | 0 | 0 | 0 | 0 | 0 | 0
F10_Commercial_OR - College_New_Space Heating_Natural Gas_Advanced Kitchen Ventilation Controls_A_Achievable Economic RVT Potential | F10 | Commercial | OR - College | New | Space Heating | Natural Gas | Advanced Kitchen Ventilation Controls | A | Purchases (Incremental) | Achievable Economic RVT Potential | 0 | 0 | 0 | 0 | 0 | 0 | 0 | 0 | 0 | 0 | 0 | 0 | 0 | 0 | 0 | 0 | 0 | 0 | 0 | 0 | 0 | 0 | 0 | 0 | 0 | 0 | 0
F11_Commercial_OR - College_New_Space Heating_Natural Gas_Advanced Kitchen Ventilation Controls_A_Achievable Economic RVT Potential | F11 | Commercial | OR - College | New | Space Heating | Natural Gas | Advanced Kitchen Ventilation Controls | A | Purchases (Cumulative) | Achievable Economic RVT Potential | 0 | 0 | 0 | 0 | 0 | 0 | 0 | 0 | 0 | 0 | 0 | 0 | 0 | 0 | 0 | 0 | 0 | 0 | 0 | 0 | 0 | 0 | 0 | 0 | 0 | 0 | 0
F1_Commercial_OR - College_New_Space Heating_Natural Gas_Infiltration Control - Loading Dock Sealing_A_Achievable Economic RVT Potential | F1 | Commercial | OR - College | New | Space Heating | Natural Gas | Infiltration Control - Loading Dock Sealing | A | Integrated Unit Energy Savings (kWh or therms) | Achievable Economic RVT Potential | 0 | 0 | 0 | 0 | 0 | 0 | 0 | 0 | 0 | 0 | 0 | 0 | 0 | 0 | 0 | 0 | 0 | 0 | 0 | 0 | 0 | 0 | 0 | 0 | 0 | 0 | 0
F2_Commercial_OR - College_New_Space Heating_Natural Gas_Infiltration Control - Loading Dock Sealing_A_Achievable Economic RVT Potential | F2 | Commercial | OR - College | New | Space Heating | Natural Gas | Infiltration Control - Loading Dock Sealing | A | Integrated Unit Summer Peak Savings (kW) | Achievable Economic RVT Potential | 0 | 0 | 0 | 0 | 0 | 0 | 0 | 0 | 0 | 0 | 0 | 0 | 0 | 0 | 0 | 0 | 0 | 0 | 0 | 0 | 0 | 0 | 0 | 0 | 0 | 0 | 0
F3_Commercial_OR - College_New_Space Heating_Natural Gas_Infiltration Control - Loading Dock Sealing_A_Achievable Economic RVT Potential | F3 | Commercial | OR - College | New | Space Heating | Natural Gas | Infiltration Control - Loading Dock Sealing | A | Integrated Unit Winter Peak Savings (kW) | Achievable Economic RVT Potential | 0 | 0 | 0 | 0 | 0 | 0 | 0 | 0 | 0 | 0 | 0 | 0 | 0 | 0 | 0 | 0 | 0 | 0 | 0 | 0 | 0 | 0 | 0 | 0 | 0 | 0 | 0
F4_Commercial_OR - College_New_Space Heating_Natural Gas_Infiltration Control - Loading Dock Sealing_A_Achievable Economic RVT Potential | F4 | Commercial | OR - College | New | Space Heating | Natural Gas | Infiltration Control - Loading Dock Sealing | A | Incremental Energy Savings (MWh or mTherms) | Achievable Economic RVT Potential | 0 | 0 | 0 | 0 | 0 | 0 | 0 | 0 | 0 | 0 | 0 | 0 | 0 | 0 | 0 | 0 | 0 | 0 | 0 | 0 | 0 | 0 | 0 | 0 | 0 | 0 | 0
F5_Commercial_OR - College_New_Space Heating_Natural Gas_Infiltration Control - Loading Dock Sealing_A_Achievable Economic RVT Potential | F5 | Commercial | OR - College | New | Space Heating | Natural Gas | Infiltration Control - Loading Dock Sealing | A | Incremental Summer Peak Savings (MW) | Achievable Economic RVT Potential | 0 | 0 | 0 | 0 | 0 | 0 | 0 | 0 | 0 | 0 | 0 | 0 | 0 | 0 | 0 | 0 | 0 | 0 | 0 | 0 | 0 | 0 | 0 | 0 | 0 | 0 | 0
F6_Commercial_OR - College_New_Space Heating_Natural Gas_Infiltration Control - Loading Dock Sealing_A_Achievable Economic RVT Potential | F6 | Commercial | OR - College | New | Space Heating | Natural Gas | Infiltration Control - Loading Dock Sealing | A | Incremental Winter Peak Savings (MW) | Achievable Economic RVT Potential | 0 | 0 | 0 | 0 | 0 | 0 | 0 | 0 | 0 | 0 | 0 | 0 | 0 | 0 | 0 | 0 | 0 | 0 | 0 | 0 | 0 | 0 | 0 | 0 | 0 | 0 | 0
F7_Commercial_OR - College_New_Space Heating_Natural Gas_Infiltration Control - Loading Dock Sealing_A_Achievable Economic RVT Potential | F7 | Commercial | OR - College | New | Space Heating | Natural Gas | Infiltration Control - Loading Dock Sealing | A | Cumulative Energy Savings (MWh or mTherms) | Achievable Economic RVT Potential | 0 | 0 | 0 | 0 | 0 | 0 | 0 | 0 | 0 | 0 | 0 | 0 | 0 | 0 | 0 | 0 | 0 | 0 | 0 | 0 | 0 | 0 | 0 | 0 | 0 | 0 | 0
F8_Commercial_OR - College_New_Space Heating_Natural Gas_Infiltration Control - Loading Dock Sealing_A_Achievable Economic RVT Potential | F8 | Commercial | OR - College | New | Space Heating | Natural Gas | Infiltration Control - Loading Dock Sealing | A | Cumulative Summer Peak Savings (MW) | Achievable Economic RVT Potential | 0 | 0 | 0 | 0 | 0 | 0 | 0 | 0 | 0 | 0 | 0 | 0 | 0 | 0 | 0 | 0 | 0 | 0 | 0 | 0 | 0 | 0 | 0 | 0 | 0 | 0 | 0
F9_Commercial_OR - College_New_Space Heating_Natural Gas_Infiltration Control - Loading Dock Sealing_A_Achievable Economic RVT Potential | F9 | Commercial | OR - College | New | Space Heating | Natural Gas | Infiltration Control - Loading Dock Sealing | A | Cumulative Winter Peak Savings (MW) | Achievable Economic RVT Potential | 0 | 0 | 0 | 0 | 0 | 0 | 0 | 0 | 0 | 0 | 0 | 0 | 0 | 0 | 0 | 0 | 0 | 0 | 0 | 0 | 0 | 0 | 0 | 0 | 0 | 0 | 0
F10_Commercial_OR - College_New_Space Heating_Natural Gas_Infiltration Control - Loading Dock Sealing_A_Achievable Economic RVT Potential | F10 | Commercial | OR - College | New | Space Heating | Natural Gas | Infiltration Control - Loading Dock Sealing | A | Purchases (Incremental) | Achievable Economic RVT Potential | 0 | 0 | 0 | 0 | 0 | 0 | 0 | 0 | 0 | 0 | 0 | 0 | 0 | 0 | 0 | 0 | 0 | 0 | 0 | 0 | 0 | 0 | 0 | 0 | 0 | 0 | 0
F11_Commercial_OR - College_New_Space Heating_Natural Gas_Infiltration Control - Loading Dock Sealing_A_Achievable Economic RVT Potential | F11 | Commercial | OR - College | New | Space Heating | Natural Gas | Infiltration Control - Loading Dock Sealing | A | Purchases (Cumulative) | Achievable Economic RVT Potential | 0 | 0 | 0 | 0 | 0 | 0 | 0 | 0 | 0 | 0 | 0 | 0 | 0 | 0 | 0 | 0 | 0 | 0 | 0 | 0 | 0 | 0 | 0 | 0 | 0 | 0 | 0
F1_Commercial_OR - College_New_Space Heating_Natural Gas_Greenhouse Heat Curtain_A_Achievable Economic RVT Potential | F1 | Commercial | OR - College | New | Space Heating | Natural Gas | Greenhouse Heat Curtain | A | Integrated Unit Energy Savings (kWh or therms) | Achievable Economic RVT Potential | 0 | 0 | 0 | 0 | 0 | 0 | 0 | 0 | 0 | 0 | 0 | 0 | 0 | 0 | 0 | 0 | 0 | 0 | 0 | 0 | 0 | 0 | 0 | 0 | 0 | 0 | 0
F2_Commercial_OR - College_New_Space Heating_Natural Gas_Greenhouse Heat Curtain_A_Achievable Economic RVT Potential | F2 | Commercial | OR - College | New | Space Heating | Natural Gas | Greenhouse Heat Curtain | A | Integrated Unit Summer Peak Savings (kW) | Achievable Economic RVT Potential | 0 | 0 | 0 | 0 | 0 | 0 | 0 | 0 | 0 | 0 | 0 | 0 | 0 | 0 | 0 | 0 | 0 | 0 | 0 | 0 | 0 | 0 | 0 | 0 | 0 | 0 | 0
F3_Commercial_OR - College_New_Space Heating_Natural Gas_Greenhouse Heat Curtain_A_Achievable Economic RVT Potential | F3 | Commercial | OR - College | New | Space Heating | Natural Gas | Greenhouse Heat Curtain | A | Integrated Unit Winter Peak Savings (kW) | Achievable Economic RVT Potential | 0 | 0 | 0 | 0 | 0 | 0 | 0 | 0 | 0 | 0 | 0 | 0 | 0 | 0 | 0 | 0 | 0 | 0 | 0 | 0 | 0 | 0 | 0 | 0 | 0 | 0 | 0
F4_Commercial_OR - College_New_Space Heating_Natural Gas_Greenhouse Heat Curtain_A_Achievable Economic RVT Potential | F4 | Commercial | OR - College | New | Space Heating | Natural Gas | Greenhouse Heat Curtain | A | Incremental Energy Savings (MWh or mTherms) | Achievable Economic RVT Potential | 0 | 0 | 0 | 0 | 0 | 0 | 0 | 0 | 0 | 0 | 0 | 0 | 0 | 0 | 0 | 0 | 0 | 0 | 0 | 0 | 0 | 0 | 0 | 0 | 0 | 0 | 0
F5_Commercial_OR - College_New_Space Heating_Natural Gas_Greenhouse Heat Curtain_A_Achievable Economic RVT Potential | F5 | Commercial | OR - College | New | Space Heating | Natural Gas | Greenhouse Heat Curtain | A | Incremental Summer Peak Savings (MW) | Achievable Economic RVT Potential | 0 | 0 | 0 | 0 | 0 | 0 | 0 | 0 | 0 | 0 | 0 | 0 | 0 | 0 | 0 | 0 | 0 | 0 | 0 | 0 | 0 | 0 | 0 | 0 | 0 | 0 | 0
F6_Commercial_OR - College_New_Space Heating_Natural Gas_Greenhouse Heat Curtain_A_Achievable Economic RVT Potential | F6 | Commercial | OR - College | New | Space Heating | Natural Gas | Greenhouse Heat Curtain | A | Incremental Winter Peak Savings (MW) | Achievable Economic RVT Potential | 0 | 0 | 0 | 0 | 0 | 0 | 0 | 0 | 0 | 0 | 0 | 0 | 0 | 0 | 0 | 0 | 0 | 0 | 0 | 0 | 0 | 0 | 0 | 0 | 0 | 0 | 0
F7_Commercial_OR - College_New_Space Heating_Natural Gas_Greenhouse Heat Curtain_A_Achievable Economic RVT Potential | F7 | Commercial | OR - College | New | Space Heating | Natural Gas | Greenhouse Heat Curtain | A | Cumulative Energy Savings (MWh or mTherms) | Achievable Economic RVT Potential | 0 | 0 | 0 | 0 | 0 | 0 | 0 | 0 | 0 | 0 | 0 | 0 | 0 | 0 | 0 | 0 | 0 | 0 | 0 | 0 | 0 | 0 | 0 | 0 | 0 | 0 | 0
F8_Commercial_OR - College_New_Space Heating_Natural Gas_Greenhouse Heat Curtain_A_Achievable Economic RVT Potential | F8 | Commercial | OR - College | New | Space Heating | Natural Gas | Greenhouse Heat Curtain | A | Cumulative Summer Peak Savings (MW) | Achievable Economic RVT Potential | 0 | 0 | 0 | 0 | 0 | 0 | 0 | 0 | 0 | 0 | 0 | 0 | 0 | 0 | 0 | 0 | 0 | 0 | 0 | 0 | 0 | 0 | 0 | 0 | 0 | 0 | 0
F9_Commercial_OR - College_New_Space Heating_Natural Gas_Greenhouse Heat Curtain_A_Achievable Economic RVT Potential | F9 | Commercial | OR - College | New | Space Heating | Natural Gas | Greenhouse Heat Curtain | A | Cumulative Winter Peak Savings (MW) | Achievable Economic RVT Potential | 0 | 0 | 0 | 0 | 0 | 0 | 0 | 0 | 0 | 0 | 0 | 0 | 0 | 0 | 0 | 0 | 0 | 0 | 0 | 0 | 0 | 0 | 0 | 0 | 0 | 0 | 0
F10_Commercial_OR - College_New_Space Heating_Natural Gas_Greenhouse Heat Curtain_A_Achievable Economic RVT Potential | F10 | Commercial | OR - College | New | Space Heating | Natural Gas | Greenhouse Heat Curtain | A | Purchases (Incremental) | Achievable Economic RVT Potential | 0 | 0 | 0 | 0 | 0 | 0 | 0 | 0 | 0 | 0 | 0 | 0 | 0 | 0 | 0 | 0 | 0 | 0 | 0 | 0 | 0 | 0 | 0 | 0 | 0 | 0 | 0
F11_Commercial_OR - College_New_Space Heating_Natural Gas_Greenhouse Heat Curtain_A_Achievable Economic RVT Potential | F11 | Commercial | OR - College | New | Space Heating | Natural Gas | Greenhouse Heat Curtain | A | Purchases (Cumulative) | Achievable Economic RVT Potential | 0 | 0 | 0 | 0 | 0 | 0 | 0 | 0 | 0 | 0 | 0 | 0 | 0 | 0 | 0 | 0 | 0 | 0 | 0 | 0 | 0 | 0 | 0 | 0 | 0 | 0 | 0
F1_Commercial_OR - College_New_Space Heating_Natural Gas_Ventilation - Parking Garages, Demand Controlled_A_Achievable Economic RVT Potential | F1 | Commercial | OR - College | New | Space Heating | Natural Gas | Ventilation - Parking Garages, Demand Controlled | A | Integrated Unit Energy Savings (kWh or therms) | Achievable Economic RVT Potential | 0 | 0 | 0 | 0 | 0 | 0 | 0 | 0 | 0 | 0 | 0 | 0 | 0 | 0 | 0 | 0 | 0 | 0 | 0 | 0 | 0 | 0 | 0 | 0 | 0 | 0 | 0
F2_Commercial_OR - College_New_Space Heating_Natural Gas_Ventilation - Parking Garages, Demand Controlled_A_Achievable Economic RVT Potential | F2 | Commercial | OR - College | New | Space Heating | Natural Gas | Ventilation - Parking Garages, Demand Controlled | A | Integrated Unit Summer Peak Savings (kW) | Achievable Economic RVT Potential | 0 | 0 | 0 | 0 | 0 | 0 | 0 | 0 | 0 | 0 | 0 | 0 | 0 | 0 | 0 | 0 | 0 | 0 | 0 | 0 | 0 | 0 | 0 | 0 | 0 | 0 | 0
F3_Commercial_OR - College_New_Space Heating_Natural Gas_Ventilation - Parking Garages, Demand Controlled_A_Achievable Economic RVT Potential | F3 | Commercial | OR - College | New | Space Heating | Natural Gas | Ventilation - Parking Garages, Demand Controlled | A | Integrated Unit Winter Peak Savings (kW) | Achievable Economic RVT Potential | 0 | 0 | 0 | 0 | 0 | 0 | 0 | 0 | 0 | 0 | 0 | 0 | 0 | 0 | 0 | 0 | 0 | 0 | 0 | 0 | 0 | 0 | 0 | 0 | 0 | 0 | 0
F4_Commercial_OR - College_New_Space Heating_Natural Gas_Ventilation - Parking Garages, Demand Controlled_A_Achievable Economic RVT Potential | F4 | Commercial | OR - College | New | Space Heating | Natural Gas | Ventilation - Parking Garages, Demand Controlled | A | Incremental Energy Savings (MWh or mTherms) | Achievable Economic RVT Potential | 0 | 0 | 0 | 0 | 0 | 0 | 0 | 0 | 0 | 0 | 0 | 0 | 0 | 0 | 0 | 0 | 0 | 0 | 0 | 0 | 0 | 0 | 0 | 0 | 0 | 0 | 0
F5_Commercial_OR - College_New_Space Heating_Natural Gas_Ventilation - Parking Garages, Demand Controlled_A_Achievable Economic RVT Potential | F5 | Commercial | OR - College | New | Space Heating | Natural Gas | Ventilation - Parking Garages, Demand Controlled | A | Incremental Summer Peak Savings (MW) | Achievable Economic RVT Potential | 0 | 0 | 0 | 0 | 0 | 0 | 0 | 0 | 0 | 0 | 0 | 0 | 0 | 0 | 0 | 0 | 0 | 0 | 0 | 0 | 0 | 0 | 0 | 0 | 0 | 0 | 0
F6_Commercial_OR - College_New_Space Heating_Natural Gas_Ventilation - Parking Garages, Demand Controlled_A_Achievable Economic RVT Potential | F6 | Commercial | OR - College | New | Space Heating | Natural Gas | Ventilation - Parking Garages, Demand Controlled | A | Incremental Winter Peak Savings (MW) | Achievable Economic RVT Potential | 0 | 0 | 0 | 0 | 0 | 0 | 0 | 0 | 0 | 0 | 0 | 0 | 0 | 0 | 0 | 0 | 0 | 0 | 0 | 0 | 0 | 0 | 0 | 0 | 0 | 0 | 0
F7_Commercial_OR - College_New_Space Heating_Natural Gas_Ventilation - Parking Garages, Demand Controlled_A_Achievable Economic RVT Potential | F7 | Commercial | OR - College | New | Space Heating | Natural Gas | Ventilation - Parking Garages, Demand Controlled | A | Cumulative Energy Savings (MWh or mTherms) | Achievable Economic RVT Potential | 0 | 0 | 0 | 0 | 0 | 0 | 0 | 0 | 0 | 0 | 0 | 0 | 0 | 0 | 0 | 0 | 0 | 0 | 0 | 0 | 0 | 0 | 0 | 0 | 0 | 0 | 0
F8_Commercial_OR - College_New_Space Heating_Natural Gas_Ventilation - Parking Garages, Demand Controlled_A_Achievable Economic RVT Potential | F8 | Commercial | OR - College | New | Space Heating | Natural Gas | Ventilation - Parking Garages, Demand Controlled | A | Cumulative Summer Peak Savings (MW) | Achievable Economic RVT Potential | 0 | 0 | 0 | 0 | 0 | 0 | 0 | 0 | 0 | 0 | 0 | 0 | 0 | 0 | 0 | 0 | 0 | 0 | 0 | 0 | 0 | 0 | 0 | 0 | 0 | 0 | 0
F9_Commercial_OR - College_New_Space Heating_Natural Gas_Ventilation - Parking Garages, Demand Controlled_A_Achievable Economic RVT Potential | F9 | Commercial | OR - College | New | Space Heating | Natural Gas | Ventilation - Parking Garages, Demand Controlled | A | Cumulative Winter Peak Savings (MW) | Achievable Economic RVT Potential | 0 | 0 | 0 | 0 | 0 | 0 | 0 | 0 | 0 | 0 | 0 | 0 | 0 | 0 | 0 | 0 | 0 | 0 | 0 | 0 | 0 | 0 | 0 | 0 | 0 | 0 | 0
F10_Commercial_OR - College_New_Space Heating_Natural Gas_Ventilation - Parking Garages, Demand Controlled_A_Achievable Economic RVT Potential | F10 | Commercial | OR - College | New | Space Heating | Natural Gas | Ventilation - Parking Garages, Demand Controlled | A | Purchases (Incremental) | Achievable Economic RVT Potential | 0 | 0 | 0 | 0 | 0 | 0 | 0 | 0 | 0 | 0 | 0 | 0 | 0 | 0 | 0 | 0 | 0 | 0 | 0 | 0 | 0 | 0 | 0 | 0 | 0 | 0 | 0
F11_Commercial_OR - College_New_Space Heating_Natural Gas_Ventilation - Parking Garages, Demand Controlled_A_Achievable Economic RVT Potential | F11 | Commercial | OR - College | New | Space Heating | Natural Gas | Ventilation - Parking Garages, Demand Controlled | A | Purchases (Cumulative) | Achievable Economic RVT Potential | 0 | 0 | 0 | 0 | 0 | 0 | 0 | 0 | 0 | 0 | 0 | 0 | 0 | 0 | 0 | 0 | 0 | 0 | 0 | 0 | 0 | 0 | 0 | 0 | 0 | 0 | 0
F1_Commercial_OR - College_New_Miscellaneous_Natural Gas_Pool Heater - Night Covers_A_Achievable Economic RVT Potential | F1 | Commercial | OR - College | New | Miscellaneous | Natural Gas | Pool Heater - Night Covers | A | Integrated Unit Energy Savings (kWh or therms) | Achievable Economic RVT Potential | 0 | 0 | 0 | 0 | 0 | 0 | 0 | 0 | 0 | 0 | 0 | 0 | 0 | 0 | 0 | 0 | 0 | 0 | 0 | 0 | 0 | 0 | 0 | 0 | 0 | 0 | 0
F2_Commercial_OR - College_New_Miscellaneous_Natural Gas_Pool Heater - Night Covers_A_Achievable Economic RVT Potential | F2 | Commercial | OR - College | New | Miscellaneous | Natural Gas | Pool Heater - Night Covers | A | Integrated Unit Summer Peak Savings (kW) | Achievable Economic RVT Potential | 0 | 0 | 0 | 0 | 0 | 0 | 0 | 0 | 0 | 0 | 0 | 0 | 0 | 0 | 0 | 0 | 0 | 0 | 0 | 0 | 0 | 0 | 0 | 0 | 0 | 0 | 0
F3_Commercial_OR - College_New_Miscellaneous_Natural Gas_Pool Heater - Night Covers_A_Achievable Economic RVT Potential | F3 | Commercial | OR - College | New | Miscellaneous | Natural Gas | Pool Heater - Night Covers | A | Integrated Unit Winter Peak Savings (kW) | Achievable Economic RVT Potential | 0 | 0 | 0 | 0 | 0 | 0 | 0 | 0 | 0 | 0 | 0 | 0 | 0 | 0 | 0 | 0 | 0 | 0 | 0 | 0 | 0 | 0 | 0 | 0 | 0 | 0 | 0
F4_Commercial_OR - College_New_Miscellaneous_Natural Gas_Pool Heater - Night Covers_A_Achievable Economic RVT Potential | F4 | Commercial | OR - College | New | Miscellaneous | Natural Gas | Pool Heater - Night Covers | A | Incremental Energy Savings (MWh or mTherms) | Achievable Economic RVT Potential | 0 | 0 | 0 | 0 | 0 | 0 | 0 | 0 | 0 | 0 | 0 | 0 | 0 | 0 | 0 | 0 | 0 | 0 | 0 | 0 | 0 | 0 | 0 | 0 | 0 | 0 | 0
F5_Commercial_OR - College_New_Miscellaneous_Natural Gas_Pool Heater - Night Covers_A_Achievable Economic RVT Potential | F5 | Commercial | OR - College | New | Miscellaneous | Natural Gas | Pool Heater - Night Covers | A | Incremental Summer Peak Savings (MW) | Achievable Economic RVT Potential | 0 | 0 | 0 | 0 | 0 | 0 | 0 | 0 | 0 | 0 | 0 | 0 | 0 | 0 | 0 | 0 | 0 | 0 | 0 | 0 | 0 | 0 | 0 | 0 | 0 | 0 | 0
F6_Commercial_OR - College_New_Miscellaneous_Natural Gas_Pool Heater - Night Covers_A_Achievable Economic RVT Potential | F6 | Commercial | OR - College | New | Miscellaneous | Natural Gas | Pool Heater - Night Covers | A | Incremental Winter Peak Savings (MW) | Achievable Economic RVT Potential | 0 | 0 | 0 | 0 | 0 | 0 | 0 | 0 | 0 | 0 | 0 | 0 | 0 | 0 | 0 | 0 | 0 | 0 | 0 | 0 | 0 | 0 | 0 | 0 | 0 | 0 | 0
F7_Commercial_OR - College_New_Miscellaneous_Natural Gas_Pool Heater - Night Covers_A_Achievable Economic RVT Potential | F7 | Commercial | OR - College | New | Miscellaneous | Natural Gas | Pool Heater - Night Covers | A | Cumulative Energy Savings (MWh or mTherms) | Achievable Economic RVT Potential | 0 | 0 | 0 | 0 | 0 | 0 | 0 | 0 | 0 | 0 | 0 | 0 | 0 | 0 | 0 | 0 | 0 | 0 | 0 | 0 | 0 | 0 | 0 | 0 | 0 | 0 | 0
F8_Commercial_OR - College_New_Miscellaneous_Natural Gas_Pool Heater - Night Covers_A_Achievable Economic RVT Potential | F8 | Commercial | OR - College | New | Miscellaneous | Natural Gas | Pool Heater - Night Covers | A | Cumulative Summer Peak Savings (MW) | Achievable Economic RVT Potential | 0 | 0 | 0 | 0 | 0 | 0 | 0 | 0 | 0 | 0 | 0 | 0 | 0 | 0 | 0 | 0 | 0 | 0 | 0 | 0 | 0 | 0 | 0 | 0 | 0 | 0 | 0
F9_Commercial_OR - College_New_Miscellaneous_Natural Gas_Pool Heater - Night Covers_A_Achievable Economic RVT Potential | F9 | Commercial | OR - College | New | Miscellaneous | Natural Gas | Pool Heater - Night Covers | A | Cumulative Winter Peak Savings (MW) | Achievable Economic RVT Potential | 0 | 0 | 0 | 0 | 0 | 0 | 0 | 0 | 0 | 0 | 0 | 0 | 0 | 0 | 0 | 0 | 0 | 0 | 0 | 0 | 0 | 0 | 0 | 0 | 0 | 0 | 0
F10_Commercial_OR - College_New_Miscellaneous_Natural Gas_Pool Heater - Night Covers_A_Achievable Economic RVT Potential | F10 | Commercial | OR - College | New | Miscellaneous | Natural Gas | Pool Heater - Night Covers | A | Purchases (Incremental) | Achievable Economic RVT Potential | 0 | 0 | 0 | 0 | 0 | 0 | 0 | 0 | 0 | 0 | 0 | 0 | 0 | 0 | 0 | 0 | 0 | 0 | 0 | 0 | 0 | 0 | 0 | 0 | 0 | 0 | 0
F11_Commercial_OR - College_New_Miscellaneous_Natural Gas_Pool Heater - Night Covers_A_Achievable Economic RVT Potential | F11 | Commercial | OR - College | New | Miscellaneous | Natural Gas | Pool Heater - Night Covers | A | Purchases (Cumulative) | Achievable Economic RVT Potential | 0 | 0 | 0 | 0 | 0 | 0 | 0 | 0 | 0 | 0 | 0 | 0 | 0 | 0 | 0 | 0 | 0 | 0 | 0 | 0 | 0 | 0 | 0 | 0 | 0 | 0 | 0
F1_Commercial_OR - College_New_Space Heating_Natural Gas_Advanced New Construction Designs_A_Achievable Economic RVT Potential | F1 | Commercial | OR - College | New | Space Heating | Natural Gas | Advanced New Construction Designs | A | Integrated Unit Energy Savings (kWh or therms) | Achievable Economic RVT Potential | 0 | 0 | 0 | 0 | 0 | 0 | 0 | 0 | 0 | 0 | 0 | 0 | 0 | 0 | 0 | 0 | 0 | 0 | 0 | 0 | 0 | 0 | 0 | 0 | 0 | 0 | 0
F2_Commercial_OR - College_New_Space Heating_Natural Gas_Advanced New Construction Designs_A_Achievable Economic RVT Potential | F2 | Commercial | OR - College | New | Space Heating | Natural Gas | Advanced New Construction Designs | A | Integrated Unit Summer Peak Savings (kW) | Achievable Economic RVT Potential | 0 | 0 | 0 | 0 | 0 | 0 | 0 | 0 | 0 | 0 | 0 | 0 | 0 | 0 | 0 | 0 | 0 | 0 | 0 | 0 | 0 | 0 | 0 | 0 | 0 | 0 | 0
F3_Commercial_OR - College_New_Space Heating_Natural Gas_Advanced New Construction Designs_A_Achievable Economic RVT Potential | F3 | Commercial | OR - College | New | Space Heating | Natural Gas | Advanced New Construction Designs | A | Integrated Unit Winter Peak Savings (kW) | Achievable Economic RVT Potential | 0 | 0 | 0 | 0 | 0 | 0 | 0 | 0 | 0 | 0 | 0 | 0 | 0 | 0 | 0 | 0 | 0 | 0 | 0 | 0 | 0 | 0 | 0 | 0 | 0 | 0 | 0
F4_Commercial_OR - College_New_Space Heating_Natural Gas_Advanced New Construction Designs_A_Achievable Economic RVT Potential | F4 | Commercial | OR - College | New | Space Heating | Natural Gas | Advanced New Construction Designs | A | Incremental Energy Savings (MWh or mTherms) | Achievable Economic RVT Potential | 0 | 0 | 0 | 0 | 0 | 0 | 0 | 0 | 0 | 0 | 0 | 0 | 0 | 0 | 0 | 0 | 0 | 0 | 0 | 0 | 0 | 0 | 0 | 0 | 0 | 0 | 0
F5_Commercial_OR - College_New_Space Heating_Natural Gas_Advanced New Construction Designs_A_Achievable Economic RVT Potential | F5 | Commercial | OR - College | New | Space Heating | Natural Gas | Advanced New Construction Designs | A | Incremental Summer Peak Savings (MW) | Achievable Economic RVT Potential | 0 | 0 | 0 | 0 | 0 | 0 | 0 | 0 | 0 | 0 | 0 | 0 | 0 | 0 | 0 | 0 | 0 | 0 | 0 | 0 | 0 | 0 | 0 | 0 | 0 | 0 | 0
F6_Commercial_OR - College_New_Space Heating_Natural Gas_Advanced New Construction Designs_A_Achievable Economic RVT Potential | F6 | Commercial | OR - College | New | Space Heating | Natural Gas | Advanced New Construction Designs | A | Incremental Winter Peak Savings (MW) | Achievable Economic RVT Potential | 0 | 0 | 0 | 0 | 0 | 0 | 0 | 0 | 0 | 0 | 0 | 0 | 0 | 0 | 0 | 0 | 0 | 0 | 0 | 0 | 0 | 0 | 0 | 0 | 0 | 0 | 0
F7_Commercial_OR - College_New_Space Heating_Natural Gas_Advanced New Construction Designs_A_Achievable Economic RVT Potential | F7 | Commercial | OR - College | New | Space Heating | Natural Gas | Advanced New Construction Designs | A | Cumulative Energy Savings (MWh or mTherms) | Achievable Economic RVT Potential | 0 | 0 | 0 | 0 | 0 | 0 | 0 | 0 | 0 | 0 | 0 | 0 | 0 | 0 | 0 | 0 | 0 | 0 | 0 | 0 | 0 | 0 | 0 | 0 | 0 | 0 | 0
F8_Commercial_OR - College_New_Space Heating_Natural Gas_Advanced New Construction Designs_A_Achievable Economic RVT Potential | F8 | Commercial | OR - College | New | Space Heating | Natural Gas | Advanced New Construction Designs | A | Cumulative Summer Peak Savings (MW) | Achievable Economic RVT Potential | 0 | 0 | 0 | 0 | 0 | 0 | 0 | 0 | 0 | 0 | 0 | 0 | 0 | 0 | 0 | 0 | 0 | 0 | 0 | 0 | 0 | 0 | 0 | 0 | 0 | 0 | 0
F9_Commercial_OR - College_New_Space Heating_Natural Gas_Advanced New Construction Designs_A_Achievable Economic RVT Potential | F9 | Commercial | OR - College | New | Space Heating | Natural Gas | Advanced New Construction Designs | A | Cumulative Winter Peak Savings (MW) | Achievable Economic RVT Potential | 0 | 0 | 0 | 0 | 0 | 0 | 0 | 0 | 0 | 0 | 0 | 0 | 0 | 0 | 0 | 0 | 0 | 0 | 0 | 0 | 0 | 0 | 0 | 0 | 0 | 0 | 0
F10_Commercial_OR - College_New_Space Heating_Natural Gas_Advanced New Construction Designs_A_Achievable Economic RVT Potential | F10 | Commercial | OR - College | New | Space Heating | Natural Gas | Advanced New Construction Designs | A | Purchases (Incremental) | Achievable Economic RVT Potential | 0 | 0 | 0 | 0 | 0 | 0 | 0 | 0 | 0 | 0 | 0 | 0 | 0 | 0 | 0 | 0 | 0 | 0 | 0 | 0 | 0 | 0 | 0 | 0 | 0 | 0 | 0
F11_Commercial_OR - College_New_Space Heating_Natural Gas_Advanced New Construction Designs_A_Achievable Economic RVT Potential | F11 | Commercial | OR - College | New | Space Heating | Natural Gas | Advanced New Construction Designs | A | Purchases (Cumulative) | Achievable Economic RVT Potential | 0 | 0 | 0 | 0 | 0 | 0 | 0 | 0 | 0 | 0 | 0 | 0 | 0 | 0 | 0 | 0 | 0 | 0 | 0 | 0 | 0 | 0 | 0 | 0 | 0 | 0 | 0
F1_Commercial_OR - College_New_Water Heating_Natural Gas_Advanced New Construction Designs_A_Achievable Economic RVT Potential | F1 | Commercial | OR - College | New | Water Heating | Natural Gas | Advanced New Construction Designs | A | Integrated Unit Energy Savings (kWh or therms) | Achievable Economic RVT Potential | 0 | 0 | 0 | 0 | 0 | 0 | 0 | 0 | 0 | 0 | 0 | 0 | 0 | 0 | 0 | 0 | 0 | 0 | 0 | 0 | 0 | 0 | 0 | 0 | 0 | 0 | 0
F2_Commercial_OR - College_New_Water Heating_Natural Gas_Advanced New Construction Designs_A_Achievable Economic RVT Potential | F2 | Commercial | OR - College | New | Water Heating | Natural Gas | Advanced New Construction Designs | A | Integrated Unit Summer Peak Savings (kW) | Achievable Economic RVT Potential | 0 | 0 | 0 | 0 | 0 | 0 | 0 | 0 | 0 | 0 | 0 | 0 | 0 | 0 | 0 | 0 | 0 | 0 | 0 | 0 | 0 | 0 | 0 | 0 | 0 | 0 | 0
F3_Commercial_OR - College_New_Water Heating_Natural Gas_Advanced New Construction Designs_A_Achievable Economic RVT Potential | F3 | Commercial | OR - College | New | Water Heating | Natural Gas | Advanced New Construction Designs | A | Integrated Unit Winter Peak Savings (kW) | Achievable Economic RVT Potential | 0 | 0 | 0 | 0 | 0 | 0 | 0 | 0 | 0 | 0 | 0 | 0 | 0 | 0 | 0 | 0 | 0 | 0 | 0 | 0 | 0 | 0 | 0 | 0 | 0 | 0 | 0
F4_Commercial_OR - College_New_Water Heating_Natural Gas_Advanced New Construction Designs_A_Achievable Economic RVT Potential | F4 | Commercial | OR - College | New | Water Heating | Natural Gas | Advanced New Construction Designs | A | Incremental Energy Savings (MWh or mTherms) | Achievable Economic RVT Potential | 0 | 0 | 0 | 0 | 0 | 0 | 0 | 0 | 0 | 0 | 0 | 0 | 0 | 0 | 0 | 0 | 0 | 0 | 0 | 0 | 0 | 0 | 0 | 0 | 0 | 0 | 0
F5_Commercial_OR - College_New_Water Heating_Natural Gas_Advanced New Construction Designs_A_Achievable Economic RVT Potential | F5 | Commercial | OR - College | New | Water Heating | Natural Gas | Advanced New Construction Designs | A | Incremental Summer Peak Savings (MW) | Achievable Economic RVT Potential | 0 | 0 | 0 | 0 | 0 | 0 | 0 | 0 | 0 | 0 | 0 | 0 | 0 | 0 | 0 | 0 | 0 | 0 | 0 | 0 | 0 | 0 | 0 | 0 | 0 | 0 | 0
F6_Commercial_OR - College_New_Water Heating_Natural Gas_Advanced New Construction Designs_A_Achievable Economic RVT Potential | F6 | Commercial | OR - College | New | Water Heating | Natural Gas | Advanced New Construction Designs | A | Incremental Winter Peak Savings (MW) | Achievable Economic RVT Potential | 0 | 0 | 0 | 0 | 0 | 0 | 0 | 0 | 0 | 0 | 0 | 0 | 0 | 0 | 0 | 0 | 0 | 0 | 0 | 0 | 0 | 0 | 0 | 0 | 0 | 0 | 0
F7_Commercial_OR - College_New_Water Heating_Natural Gas_Advanced New Construction Designs_A_Achievable Economic RVT Potential | F7 | Commercial | OR - College | New | Water Heating | Natural Gas | Advanced New Construction Designs | A | Cumulative Energy Savings (MWh or mTherms) | Achievable Economic RVT Potential | 0 | 0 | 0 | 0 | 0 | 0 | 0 | 0 | 0 | 0 | 0 | 0 | 0 | 0 | 0 | 0 | 0 | 0 | 0 | 0 | 0 | 0 | 0 | 0 | 0 | 0 | 0
F8_Commercial_OR - College_New_Water Heating_Natural Gas_Advanced New Construction Designs_A_Achievable Economic RVT Potential | F8 | Commercial | OR - College | New | Water Heating | Natural Gas | Advanced New Construction Designs | A | Cumulative Summer Peak Savings (MW) | Achievable Economic RVT Potential | 0 | 0 | 0 | 0 | 0 | 0 | 0 | 0 | 0 | 0 | 0 | 0 | 0 | 0 | 0 | 0 | 0 | 0 | 0 | 0 | 0 | 0 | 0 | 0 | 0 | 0 | 0
F9_Commercial_OR - College_New_Water Heating_Natural Gas_Advanced New Construction Designs_A_Achievable Economic RVT Potential | F9 | Commercial | OR - College | New | Water Heating | Natural Gas | Advanced New Construction Designs | A | Cumulative Winter Peak Savings (MW) | Achievable Economic RVT Potential | 0 | 0 | 0 | 0 | 0 | 0 | 0 | 0 | 0 | 0 | 0 | 0 | 0 | 0 | 0 | 0 | 0 | 0 | 0 | 0 | 0 | 0 | 0 | 0 | 0 | 0 | 0
F10_Commercial_OR - College_New_Water Heating_Natural Gas_Advanced New Construction Designs_A_Achievable Economic RVT Potential | F10 | Commercial | OR - College | New | Water Heating | Natural Gas | Advanced New Construction Designs | A | Purchases (Incremental) | Achievable Economic RVT Potential | 0 | 0 | 0 | 0 | 0 | 0 | 0 | 0 | 0 | 0 | 0 | 0 | 0 | 0 | 0 | 0 | 0 | 0 | 0 | 0 | 0 | 0 | 0 | 0 | 0 | 0 | 0
F11_Commercial_OR - College_New_Water Heating_Natural Gas_Advanced New Construction Designs_A_Achievable Economic RVT Potential | F11 | Commercial | OR - College | New | Water Heating | Natural Gas | Advanced New Construction Designs | A | Purchases (Cumulative) | Achievable Economic RVT Potential | 0 | 0 | 0 | 0 | 0 | 0 | 0 | 0 | 0 | 0 | 0 | 0 | 0 | 0 | 0 | 0 | 0 | 0 | 0 | 0 | 0 | 0 | 0 | 0 | 0 | 0 | 0
F1_Commercial_OR - College_New_Space Heating_Natural Gas_Strategic Energy Management_A_Achievable Economic RVT Potential | F1 | Commercial | OR - College | New | Space Heating | Natural Gas | Strategic Energy Management | A | Integrated Unit Energy Savings (kWh or therms) | Achievable Economic RVT Potential | 0 | 0 | 0 | 0 | 0 | 0 | 0 | 0 | 0 | 0 | 0 | 0 | 0 | 0 | 0 | 0 | 0 | 0 | 0 | 0 | 0 | 0 | 0 | 0 | 0 | 0 | 0
F2_Commercial_OR - College_New_Space Heating_Natural Gas_Strategic Energy Management_A_Achievable Economic RVT Potential | F2 | Commercial | OR - College | New | Space Heating | Natural Gas | Strategic Energy Management | A | Integrated Unit Summer Peak Savings (kW) | Achievable Economic RVT Potential | 0 | 0 | 0 | 0 | 0 | 0 | 0 | 0 | 0 | 0 | 0 | 0 | 0 | 0 | 0 | 0 | 0 | 0 | 0 | 0 | 0 | 0 | 0 | 0 | 0 | 0 | 0
F3_Commercial_OR - College_New_Space Heating_Natural Gas_Strategic Energy Management_A_Achievable Economic RVT Potential | F3 | Commercial | OR - College | New | Space Heating | Natural Gas | Strategic Energy Management | A | Integrated Unit Winter Peak Savings (kW) | Achievable Economic RVT Potential | 0 | 0 | 0 | 0 | 0 | 0 | 0 | 0 | 0 | 0 | 0 | 0 | 0 | 0 | 0 | 0 | 0 | 0 | 0 | 0 | 0 | 0 | 0 | 0 | 0 | 0 | 0
F4_Commercial_OR - College_New_Space Heating_Natural Gas_Strategic Energy Management_A_Achievable Economic RVT Potential | F4 | Commercial | OR - College | New | Space Heating | Natural Gas | Strategic Energy Management | A | Incremental Energy Savings (MWh or mTherms) | Achievable Economic RVT Potential | 0 | 0 | 0 | 0 | 0 | 0 | 0 | 0 | 0 | 0 | 0 | 0 | 0 | 0 | 0 | 0 | 0 | 0 | 0 | 0 | 0 | 0 | 0 | 0 | 0 | 0 | 0
F5_Commercial_OR - College_New_Space Heating_Natural Gas_Strategic Energy Management_A_Achievable Economic RVT Potential | F5 | Commercial | OR - College | New | Space Heating | Natural Gas | Strategic Energy Management | A | Incremental Summer Peak Savings (MW) | Achievable Economic RVT Potential | 0 | 0 | 0 | 0 | 0 | 0 | 0 | 0 | 0 | 0 | 0 | 0 | 0 | 0 | 0 | 0 | 0 | 0 | 0 | 0 | 0 | 0 | 0 | 0 | 0 | 0 | 0
F6_Commercial_OR - College_New_Space Heating_Natural Gas_Strategic Energy Management_A_Achievable Economic RVT Potential | F6 | Commercial | OR - College | New | Space Heating | Natural Gas | Strategic Energy Management | A | Incremental Winter Peak Savings (MW) | Achievable Economic RVT Potential | 0 | 0 | 0 | 0 | 0 | 0 | 0 | 0 | 0 | 0 | 0 | 0 | 0 | 0 | 0 | 0 | 0 | 0 | 0 | 0 | 0 | 0 | 0 | 0 | 0 | 0 | 0
F7_Commercial_OR - College_New_Space Heating_Natural Gas_Strategic Energy Management_A_Achievable Economic RVT Potential | F7 | Commercial | OR - College | New | Space Heating | Natural Gas | Strategic Energy Management | A | Cumulative Energy Savings (MWh or mTherms) | Achievable Economic RVT Potential | 0 | 0 | 0 | 0 | 0 | 0 | 0 | 0 | 0 | 0 | 0 | 0 | 0 | 0 | 0 | 0 | 0 | 0 | 0 | 0 | 0 | 0 | 0 | 0 | 0 | 0 | 0
F8_Commercial_OR - College_New_Space Heating_Natural Gas_Strategic Energy Management_A_Achievable Economic RVT Potential | F8 | Commercial | OR - College | New | Space Heating | Natural Gas | Strategic Energy Management | A | Cumulative Summer Peak Savings (MW) | Achievable Economic RVT Potential | 0 | 0 | 0 | 0 | 0 | 0 | 0 | 0 | 0 | 0 | 0 | 0 | 0 | 0 | 0 | 0 | 0 | 0 | 0 | 0 | 0 | 0 | 0 | 0 | 0 | 0 | 0
F9_Commercial_OR - College_New_Space Heating_Natural Gas_Strategic Energy Management_A_Achievable Economic RVT Potential | F9 | Commercial | OR - College | New | Space Heating | Natural Gas | Strategic Energy Management | A | Cumulative Winter Peak Savings (MW) | Achievable Economic RVT Potential | 0 | 0 | 0 | 0 | 0 | 0 | 0 | 0 | 0 | 0 | 0 | 0 | 0 | 0 | 0 | 0 | 0 | 0 | 0 | 0 | 0 | 0 | 0 | 0 | 0 | 0 | 0
F10_Commercial_OR - College_New_Space Heating_Natural Gas_Strategic Energy Management_A_Achievable Economic RVT Potential | F10 | Commercial | OR - College | New | Space Heating | Natural Gas | Strategic Energy Management | A | Purchases (Incremental) | Achievable Economic RVT Potential | 0 | 0 | 0 | 0 | 0 | 0 | 0 | 0 | 0 | 0 | 0 | 0 | 0 | 0 | 0 | 0 | 0 | 0 | 0 | 0 | 0 | 0 | 0 | 0 | 0 | 0 | 0
F11_Commercial_OR - College_New_Space Heating_Natural Gas_Strategic Energy Management_A_Achievable Economic RVT Potential | F11 | Commercial | OR - College | New | Space Heating | Natural Gas | Strategic Energy Management | A | Purchases (Cumulative) | Achievable Economic RVT Potential | 0 | 0 | 0 | 0 | 0 | 0 | 0 | 0 | 0 | 0 | 0 | 0 | 0 | 0 | 0 | 0 | 0 | 0 | 0 | 0 | 0 | 0 | 0 | 0 | 0 | 0 | 0
F1_Commercial_OR - College_New_Water Heating_Natural Gas_Strategic Energy Management_A_Achievable Economic RVT Potential | F1 | Commercial | OR - College | New | Water Heating | Natural Gas | Strategic Energy Management | A | Integrated Unit Energy Savings (kWh or therms) | Achievable Economic RVT Potential | 0 | 0 | 0 | 0 | 0 | 0 | 0 | 0 | 0 | 0 | 0 | 0 | 0 | 0 | 0 | 0 | 0 | 0 | 0 | 0 | 0 | 0 | 0 | 0 | 0 | 0 | 0
F2_Commercial_OR - College_New_Water Heating_Natural Gas_Strategic Energy Management_A_Achievable Economic RVT Potential | F2 | Commercial | OR - College | New | Water Heating | Natural Gas | Strategic Energy Management | A | Integrated Unit Summer Peak Savings (kW) | Achievable Economic RVT Potential | 0 | 0 | 0 | 0 | 0 | 0 | 0 | 0 | 0 | 0 | 0 | 0 | 0 | 0 | 0 | 0 | 0 | 0 | 0 | 0 | 0 | 0 | 0 | 0 | 0 | 0 | 0
F3_Commercial_OR - College_New_Water Heating_Natural Gas_Strategic Energy Management_A_Achievable Economic RVT Potential | F3 | Commercial | OR - College | New | Water Heating | Natural Gas | Strategic Energy Management | A | Integrated Unit Winter Peak Savings (kW) | Achievable Economic RVT Potential | 0 | 0 | 0 | 0 | 0 | 0 | 0 | 0 | 0 | 0 | 0 | 0 | 0 | 0 | 0 | 0 | 0 | 0 | 0 | 0 | 0 | 0 | 0 | 0 | 0 | 0 | 0
F4_Commercial_OR - College_New_Water Heating_Natural Gas_Strategic Energy Management_A_Achievable Economic RVT Potential | F4 | Commercial | OR - College | New | Water Heating | Natural Gas | Strategic Energy Management | A | Incremental Energy Savings (MWh or mTherms) | Achievable Economic RVT Potential | 0 | 0 | 0 | 0 | 0 | 0 | 0 | 0 | 0 | 0 | 0 | 0 | 0 | 0 | 0 | 0 | 0 | 0 | 0 | 0 | 0 | 0 | 0 | 0 | 0 | 0 | 0
F5_Commercial_OR - College_New_Water Heating_Natural Gas_Strategic Energy Management_A_Achievable Economic RVT Potential | F5 | Commercial | OR - College | New | Water Heating | Natural Gas | Strategic Energy Management | A | Incremental Summer Peak Savings (MW) | Achievable Economic RVT Potential | 0 | 0 | 0 | 0 | 0 | 0 | 0 | 0 | 0 | 0 | 0 | 0 | 0 | 0 | 0 | 0 | 0 | 0 | 0 | 0 | 0 | 0 | 0 | 0 | 0 | 0 | 0
F6_Commercial_OR - College_New_Water Heating_Natural Gas_Strategic Energy Management_A_Achievable Economic RVT Potential | F6 | Commercial | OR - College | New | Water Heating | Natural Gas | Strategic Energy Management | A | Incremental Winter Peak Savings (MW) | Achievable Economic RVT Potential | 0 | 0 | 0 | 0 | 0 | 0 | 0 | 0 | 0 | 0 | 0 | 0 | 0 | 0 | 0 | 0 | 0 | 0 | 0 | 0 | 0 | 0 | 0 | 0 | 0 | 0 | 0
F7_Commercial_OR - College_New_Water Heating_Natural Gas_Strategic Energy Management_A_Achievable Economic RVT Potential | F7 | Commercial | OR - College | New | Water Heating | Natural Gas | Strategic Energy Management | A | Cumulative Energy Savings (MWh or mTherms) | Achievable Economic RVT Potential | 0 | 0 | 0 | 0 | 0 | 0 | 0 | 0 | 0 | 0 | 0 | 0 | 0 | 0 | 0 | 0 | 0 | 0 | 0 | 0 | 0 | 0 | 0 | 0 | 0 | 0 | 0
F8_Commercial_OR - College_New_Water Heating_Natural Gas_Strategic Energy Management_A_Achievable Economic RVT Potential | F8 | Commercial | OR - College | New | Water Heating | Natural Gas | Strategic Energy Management | A | Cumulative Summer Peak Savings (MW) | Achievable Economic RVT Potential | 0 | 0 | 0 | 0 | 0 | 0 | 0 | 0 | 0 | 0 | 0 | 0 | 0 | 0 | 0 | 0 | 0 | 0 | 0 | 0 | 0 | 0 | 0 | 0 | 0 | 0 | 0
F9_Commercial_OR - College_New_Water Heating_Natural Gas_Strategic Energy Management_A_Achievable Economic RVT Potential | F9 | Commercial | OR - College | New | Water Heating | Natural Gas | Strategic Energy Management | A | Cumulative Winter Peak Savings (MW) | Achievable Economic RVT Potential | 0 | 0 | 0 | 0 | 0 | 0 | 0 | 0 | 0 | 0 | 0 | 0 | 0 | 0 | 0 | 0 | 0 | 0 | 0 | 0 | 0 | 0 | 0 | 0 | 0 | 0 | 0
F10_Commercial_OR - College_New_Water Heating_Natural Gas_Strategic Energy Management_A_Achievable Economic RVT Potential | F10 | Commercial | OR - College | New | Water Heating | Natural Gas | Strategic Energy Management | A | Purchases (Incremental) | Achievable Economic RVT Potential | 0 | 0 | 0 | 0 | 0 | 0 | 0 | 0 | 0 | 0 | 0 | 0 | 0 | 0 | 0 | 0 | 0 | 0 | 0 | 0 | 0 | 0 | 0 | 0 | 0 | 0 | 0
F11_Commercial_OR - College_New_Water Heating_Natural Gas_Strategic Energy Management_A_Achievable Economic RVT Potential | F11 | Commercial | OR - College | New | Water Heating | Natural Gas | Strategic Energy Management | A | Purchases (Cumulative) | Achievable Economic RVT Potential | 0 | 0 | 0 | 0 | 0 | 0 | 0 | 0 | 0 | 0 | 0 | 0 | 0 | 0 | 0 | 0 | 0 | 0 | 0 | 0 | 0 | 0 | 0 | 0 | 0 | 0 | 0
F1_Commercial_OR - College_New_Space Heating_Natural Gas_Retrocommissioning_A_Achievable Economic RVT Potential | F1 | Commercial | OR - College | New | Space Heating | Natural Gas | Retrocommissioning | A | Integrated Unit Energy Savings (kWh or therms) | Achievable Economic RVT Potential | 0 | 0 | 0 | 0 | 0 | 0 | 0 | 0 | 0 | 0 | 0 | 0 | 0 | 0 | 0 | 0 | 0 | 0 | 0 | 0 | 0 | 0 | 0 | 0 | 0 | 0 | 0
F2_Commercial_OR - College_New_Space Heating_Natural Gas_Retrocommissioning_A_Achievable Economic RVT Potential | F2 | Commercial | OR - College | New | Space Heating | Natural Gas | Retrocommissioning | A | Integrated Unit Summer Peak Savings (kW) | Achievable Economic RVT Potential | 0 | 0 | 0 | 0 | 0 | 0 | 0 | 0 | 0 | 0 | 0 | 0 | 0 | 0 | 0 | 0 | 0 | 0 | 0 | 0 | 0 | 0 | 0 | 0 | 0 | 0 | 0
F3_Commercial_OR - College_New_Space Heating_Natural Gas_Retrocommissioning_A_Achievable Economic RVT Potential | F3 | Commercial | OR - College | New | Space Heating | Natural Gas | Retrocommissioning | A | Integrated Unit Winter Peak Savings (kW) | Achievable Economic RVT Potential | 0 | 0 | 0 | 0 | 0 | 0 | 0 | 0 | 0 | 0 | 0 | 0 | 0 | 0 | 0 | 0 | 0 | 0 | 0 | 0 | 0 | 0 | 0 | 0 | 0 | 0 | 0
F4_Commercial_OR - College_New_Space Heating_Natural Gas_Retrocommissioning_A_Achievable Economic RVT Potential | F4 | Commercial | OR - College | New | Space Heating | Natural Gas | Retrocommissioning | A | Incremental Energy Savings (MWh or mTherms) | Achievable Economic RVT Potential | 0 | 0 | 0 | 0 | 0 | 0 | 0 | 0 | 0 | 0 | 0 | 0 | 0 | 0 | 0 | 0 | 0 | 0 | 0 | 0 | 0 | 0 | 0 | 0 | 0 | 0 | 0
F5_Commercial_OR - College_New_Space Heating_Natural Gas_Retrocommissioning_A_Achievable Economic RVT Potential | F5 | Commercial | OR - College | New | Space Heating | Natural Gas | Retrocommissioning | A | Incremental Summer Peak Savings (MW) | Achievable Economic RVT Potential | 0 | 0 | 0 | 0 | 0 | 0 | 0 | 0 | 0 | 0 | 0 | 0 | 0 | 0 | 0 | 0 | 0 | 0 | 0 | 0 | 0 | 0 | 0 | 0 | 0 | 0 | 0
F6_Commercial_OR - College_New_Space Heating_Natural Gas_Retrocommissioning_A_Achievable Economic RVT Potential | F6 | Commercial | OR - College | New | Space Heating | Natural Gas | Retrocommissioning | A | Incremental Winter Peak Savings (MW) | Achievable Economic RVT Potential | 0 | 0 | 0 | 0 | 0 | 0 | 0 | 0 | 0 | 0 | 0 | 0 | 0 | 0 | 0 | 0 | 0 | 0 | 0 | 0 | 0 | 0 | 0 | 0 | 0 | 0 | 0
F7_Commercial_OR - College_New_Space Heating_Natural Gas_Retrocommissioning_A_Achievable Economic RVT Potential | F7 | Commercial | OR - College | New | Space Heating | Natural Gas | Retrocommissioning | A | Cumulative Energy Savings (MWh or mTherms) | Achievable Economic RVT Potential | 0 | 0 | 0 | 0 | 0 | 0 | 0 | 0 | 0 | 0 | 0 | 0 | 0 | 0 | 0 | 0 | 0 | 0 | 0 | 0 | 0 | 0 | 0 | 0 | 0 | 0 | 0
F8_Commercial_OR - College_New_Space Heating_Natural Gas_Retrocommissioning_A_Achievable Economic RVT Potential | F8 | Commercial | OR - College | New | Space Heating | Natural Gas | Retrocommissioning | A | Cumulative Summer Peak Savings (MW) | Achievable Economic RVT Potential | 0 | 0 | 0 | 0 | 0 | 0 | 0 | 0 | 0 | 0 | 0 | 0 | 0 | 0 | 0 | 0 | 0 | 0 | 0 | 0 | 0 | 0 | 0 | 0 | 0 | 0 | 0
F9_Commercial_OR - College_New_Space Heating_Natural Gas_Retrocommissioning_A_Achievable Economic RVT Potential | F9 | Commercial | OR - College | New | Space Heating | Natural Gas | Retrocommissioning | A | Cumulative Winter Peak Savings (MW) | Achievable Economic RVT Potential | 0 | 0 | 0 | 0 | 0 | 0 | 0 | 0 | 0 | 0 | 0 | 0 | 0 | 0 | 0 | 0 | 0 | 0 | 0 | 0 | 0 | 0 | 0 | 0 | 0 | 0 | 0
F10_Commercial_OR - College_New_Space Heating_Natural Gas_Retrocommissioning_A_Achievable Economic RVT Potential | F10 | Commercial | OR - College | New | Space Heating | Natural Gas | Retrocommissioning | A | Purchases (Incremental) | Achievable Economic RVT Potential | 0 | 0 | 0 | 0 | 0 | 0 | 0 | 0 | 0 | 0 | 0 | 0 | 0 | 0 | 0 | 0 | 0 | 0 | 0 | 0 | 0 | 0 | 0 | 0 | 0 | 0 | 0
F11_Commercial_OR - College_New_Space Heating_Natural Gas_Retrocommissioning_A_Achievable Economic RVT Potential | F11 | Commercial | OR - College | New | Space Heating | Natural Gas | Retrocommissioning | A | Purchases (Cumulative) | Achievable Economic RVT Potential | 0 | 0 | 0 | 0 | 0 | 0 | 0 | 0 | 0 | 0 | 0 | 0 | 0 | 0 | 0 | 0 | 0 | 0 | 0 | 0 | 0 | 0 | 0 | 0 | 0 | 0 | 0
F1_Commercial_OR - College_New_Water Heating_Natural Gas_Retrocommissioning_A_Achievable Economic RVT Potential | F1 | Commercial | OR - College | New | Water Heating | Natural Gas | Retrocommissioning | A | Integrated Unit Energy Savings (kWh or therms) | Achievable Economic RVT Potential | 0 | 0 | 0 | 0 | 0 | 0 | 0 | 0 | 0 | 0 | 0 | 0 | 0 | 0 | 0 | 0 | 0 | 0 | 0 | 0 | 0 | 0 | 0 | 0 | 0 | 0 | 0
F2_Commercial_OR - College_New_Water Heating_Natural Gas_Retrocommissioning_A_Achievable Economic RVT Potential | F2 | Commercial | OR - College | New | Water Heating | Natural Gas | Retrocommissioning | A | Integrated Unit Summer Peak Savings (kW) | Achievable Economic RVT Potential | 0 | 0 | 0 | 0 | 0 | 0 | 0 | 0 | 0 | 0 | 0 | 0 | 0 | 0 | 0 | 0 | 0 | 0 | 0 | 0 | 0 | 0 | 0 | 0 | 0 | 0 | 0
F3_Commercial_OR - College_New_Water Heating_Natural Gas_Retrocommissioning_A_Achievable Economic RVT Potential | F3 | Commercial | OR - College | New | Water Heating | Natural Gas | Retrocommissioning | A | Integrated Unit Winter Peak Savings (kW) | Achievable Economic RVT Potential | 0 | 0 | 0 | 0 | 0 | 0 | 0 | 0 | 0 | 0 | 0 | 0 | 0 | 0 | 0 | 0 | 0 | 0 | 0 | 0 | 0 | 0 | 0 | 0 | 0 | 0 | 0
F4_Commercial_OR - College_New_Water Heating_Natural Gas_Retrocommissioning_A_Achievable Economic RVT Potential | F4 | Commercial | OR - College | New | Water Heating | Natural Gas | Retrocommissioning | A | Incremental Energy Savings (MWh or mTherms) | Achievable Economic RVT Potential | 0 | 0 | 0 | 0 | 0 | 0 | 0 | 0 | 0 | 0 | 0 | 0 | 0 | 0 | 0 | 0 | 0 | 0 | 0 | 0 | 0 | 0 | 0 | 0 | 0 | 0 | 0
F5_Commercial_OR - College_New_Water Heating_Natural Gas_Retrocommissioning_A_Achievable Economic RVT Potential | F5 | Commercial | OR - College | New | Water Heating | Natural Gas | Retrocommissioning | A | Incremental Summer Peak Savings (MW) | Achievable Economic RVT Potential | 0 | 0 | 0 | 0 | 0 | 0 | 0 | 0 | 0 | 0 | 0 | 0 | 0 | 0 | 0 | 0 | 0 | 0 | 0 | 0 | 0 | 0 | 0 | 0 | 0 | 0 | 0
F6_Commercial_OR - College_New_Water Heating_Natural Gas_Retrocommissioning_A_Achievable Economic RVT Potential | F6 | Commercial | OR - College | New | Water Heating | Natural Gas | Retrocommissioning | A | Incremental Winter Peak Savings (MW) | Achievable Economic RVT Potential | 0 | 0 | 0 | 0 | 0 | 0 | 0 | 0 | 0 | 0 | 0 | 0 | 0 | 0 | 0 | 0 | 0 | 0 | 0 | 0 | 0 | 0 | 0 | 0 | 0 | 0 | 0
F7_Commercial_OR - College_New_Water Heating_Natural Gas_Retrocommissioning_A_Achievable Economic RVT Potential | F7 | Commercial | OR - College | New | Water Heating | Natural Gas | Retrocommissioning | A | Cumulative Energy Savings (MWh or mTherms) | Achievable Economic RVT Potential | 0 | 0 | 0 | 0 | 0 | 0 | 0 | 0 | 0 | 0 | 0 | 0 | 0 | 0 | 0 | 0 | 0 | 0 | 0 | 0 | 0 | 0 | 0 | 0 | 0 | 0 | 0
F8_Commercial_OR - College_New_Water Heating_Natural Gas_Retrocommissioning_A_Achievable Economic RVT Potential | F8 | Commercial | OR - College | New | Water Heating | Natural Gas | Retrocommissioning | A | Cumulative Summer Peak Savings (MW) | Achievable Economic RVT Potential | 0 | 0 | 0 | 0 | 0 | 0 | 0 | 0 | 0 | 0 | 0 | 0 | 0 | 0 | 0 | 0 | 0 | 0 | 0 | 0 | 0 | 0 | 0 | 0 | 0 | 0 | 0
F9_Commercial_OR - College_New_Water Heating_Natural Gas_Retrocommissioning_A_Achievable Economic RVT Potential | F9 | Commercial | OR - College | New | Water Heating | Natural Gas | Retrocommissioning | A | Cumulative Winter Peak Savings (MW) | Achievable Economic RVT Potential | 0 | 0 | 0 | 0 | 0 | 0 | 0 | 0 | 0 | 0 | 0 | 0 | 0 | 0 | 0 | 0 | 0 | 0 | 0 | 0 | 0 | 0 | 0 | 0 | 0 | 0 | 0
F10_Commercial_OR - College_New_Water Heating_Natural Gas_Retrocommissioning_A_Achievable Economic RVT Potential | F10 | Commercial | OR - College | New | Water Heating | Natural Gas | Retrocommissioning | A | Purchases (Incremental) | Achievable Economic RVT Potential | 0 | 0 | 0 | 0 | 0 | 0 | 0 | 0 | 0 | 0 | 0 | 0 | 0 | 0 | 0 | 0 | 0 | 0 | 0 | 0 | 0 | 0 | 0 | 0 | 0 | 0 | 0
F11_Commercial_OR - College_New_Water Heating_Natural Gas_Retrocommissioning_A_Achievable Economic RVT Potential | F11 | Commercial | OR - College | New | Water Heating | Natural Gas | Retrocommissioning | A | Purchases (Cumulative) | Achievable Economic RVT Potential | 0 | 0 | 0 | 0 | 0 | 0 | 0 | 0 | 0 | 0 | 0 | 0 | 0 | 0 | 0 | 0 | 0 | 0 | 0 | 0 | 0 | 0 | 0 | 0 | 0 | 0 | 0
F1_Commercial_Interruptible - College_Existing_Space Heating_Natural Gas_Insulation - Ceiling_A_Achievable Economic RVT Potential | F1 | Commercial | Interruptible - College | Existing | Space Heating | Natural Gas | Insulation - Ceiling | A | Integrated Unit Energy Savings (kWh or therms) | Achievable Economic RVT Potential | 0 | 0 | 0.47421 | 0.46999 | 0.46549 | 0.46076 | 0.45574 | 0.45034 | 0.44453 | 0.43833 | 0.43178 | 0.42498 | 0.41828 | 0.41164 | 0.40511 | 0.39892 | 0.39325 | 0.38878 | 0.38558 | 0.3829 | 0.38093 | 0.37911 | 0.37861 | 0.37815 | 0.37774 | 0.37736 | 0.37701
F2_Commercial_Interruptible - College_Existing_Space Heating_Natural Gas_Insulation - Ceiling_A_Achievable Economic RVT Potential | F2 | Commercial | Interruptible - College | Existing | Space Heating | Natural Gas | Insulation - Ceiling | A | Integrated Unit Summer Peak Savings (kW) | Achievable Economic RVT Potential | 0 | 0 | 0 | 0 | 0 | 0 | 0 | 0 | 0 | 0 | 0 | 0 | 0 | 0 | 0 | 0 | 0 | 0 | 0 | 0 | 0 | 0 | 0 | 0 | 0 | 0 | 0
F3_Commercial_Interruptible - College_Existing_Space Heating_Natural Gas_Insulation - Ceiling_A_Achievable Economic RVT Potential | F3 | Commercial | Interruptible - College | Existing | Space Heating | Natural Gas | Insulation - Ceiling | A | Integrated Unit Winter Peak Savings (kW) | Achievable Economic RVT Potential | 0 | 0 | 0 | 0 | 0 | 0 | 0 | 0 | 0 | 0 | 0 | 0 | 0 | 0 | 0 | 0 | 0 | 0 | 0 | 0 | 0 | 0 | 0 | 0 | 0 | 0 | 0
F4_Commercial_Interruptible - College_Existing_Space Heating_Natural Gas_Insulation - Ceiling_A_Achievable Economic RVT Potential | F4 | Commercial | Interruptible - College | Existing | Space Heating | Natural Gas | Insulation - Ceiling | A | Incremental Energy Savings (MWh or mTherms) | Achievable Economic RVT Potential | 0 | 0 | 0 | 0 | 0 | 0 | 0 | 0 | 0 | 0 | 0 | 0 | 0 | 0 | 0 | 0 | 0 | 0 | 0 | 0 | 0 | 0 | 0 | 0 | 0 | 0 | 0
F5_Commercial_Interruptible - College_Existing_Space Heating_Natural Gas_Insulation - Ceiling_A_Achievable Economic RVT Potential | F5 | Commercial | Interruptible - College | Existing | Space Heating | Natural Gas | Insulation - Ceiling | A | Incremental Summer Peak Savings (MW) | Achievable Economic RVT Potential | 0 | 0 | 0 | 0 | 0 | 0 | 0 | 0 | 0 | 0 | 0 | 0 | 0 | 0 | 0 | 0 | 0 | 0 | 0 | 0 | 0 | 0 | 0 | 0 | 0 | 0 | 0
F6_Commercial_Interruptible - College_Existing_Space Heating_Natural Gas_Insulation - Ceiling_A_Achievable Economic RVT Potential | F6 | Commercial | Interruptible - College | Existing | Space Heating | Natural Gas | Insulation - Ceiling | A | Incremental Winter Peak Savings (MW) | Achievable Economic RVT Potential | 0 | 0 | 0 | 0 | 0 | 0 | 0 | 0 | 0 | 0 | 0 | 0 | 0 | 0 | 0 | 0 | 0 | 0 | 0 | 0 | 0 | 0 | 0 | 0 | 0 | 0 | 0
F7_Commercial_Interruptible - College_Existing_Space Heating_Natural Gas_Insulation - Ceiling_A_Achievable Economic RVT Potential | F7 | Commercial | Interruptible - College | Existing | Space Heating | Natural Gas | Insulation - Ceiling | A | Cumulative Energy Savings (MWh or mTherms) | Achievable Economic RVT Potential | 0 | 0 | 0 | 0 | 0 | 0 | 0 | 0 | 0 | 0 | 0 | 0 | 0 | 0 | 0 | 0 | 0 | 0 | 0 | 0 | 0 | 0 | 0 | 0 | 0 | 0 | 0
F8_Commercial_Interruptible - College_Existing_Space Heating_Natural Gas_Insulation - Ceiling_A_Achievable Economic RVT Potential | F8 | Commercial | Interruptible - College | Existing | Space Heating | Natural Gas | Insulation - Ceiling | A | Cumulative Summer Peak Savings (MW) | Achievable Economic RVT Potential | 0 | 0 | 0 | 0 | 0 | 0 | 0 | 0 | 0 | 0 | 0 | 0 | 0 | 0 | 0 | 0 | 0 | 0 | 0 | 0 | 0 | 0 | 0 | 0 | 0 | 0 | 0
F9_Commercial_Interruptible - College_Existing_Space Heating_Natural Gas_Insulation - Ceiling_A_Achievable Economic RVT Potential | F9 | Commercial | Interruptible - College | Existing | Space Heating | Natural Gas | Insulation - Ceiling | A | Cumulative Winter Peak Savings (MW) | Achievable Economic RVT Potential | 0 | 0 | 0 | 0 | 0 | 0 | 0 | 0 | 0 | 0 | 0 | 0 | 0 | 0 | 0 | 0 | 0 | 0 | 0 | 0 | 0 | 0 | 0 | 0 | 0 | 0 | 0
F10_Commercial_Interruptible - College_Existing_Space Heating_Natural Gas_Insulation - Ceiling_A_Achievable Economic RVT Potential | F10 | Commercial | Interruptible - College | Existing | Space Heating | Natural Gas | Insulation - Ceiling | A | Purchases (Incremental) | Achievable Economic RVT Potential | 0 | 0 | 0 | 0 | 0 | 0 | 0 | 0 | 0 | 0 | 0 | 0 | 0 | 0 | 0 | 0 | 0 | 0 | 0 | 0 | 0 | 0 | 0 | 0 | 0 | 0 | 0
F11_Commercial_Interruptible - College_Existing_Space Heating_Natural Gas_Insulation - Ceiling_A_Achievable Economic RVT Potential | F11 | Commercial | Interruptible - College | Existing | Space Heating | Natural Gas | Insulation - Ceiling | A | Purchases (Cumulative) | Achievable Economic RVT Potential | 0 | 0 | 0 | 0 | 0 | 0 | 0 | 0 | 0 | 0 | 0 | 0 | 0 | 0 | 0 | 0 | 0 | 0 | 0 | 0 | 0 | 0 | 0 | 0 | 0 | 0 | 0
F1_Commercial_Interruptible - College_Existing_Space Heating_Natural Gas_Insulation - Ducting_A_Achievable Economic RVT Potential | F1 | Commercial | Interruptible - College | Existing | Space Heating | Natural Gas | Insulation - Ducting | A | Integrated Unit Energy Savings (kWh or therms) | Achievable Economic RVT Potential | 0 | 0 | 0 | 0 | 0 | 0 | 0 | 0 | 0 | 0 | 0 | 0 | 0 | 0 | 0 | 0 | 0 | 0 | 0 | 0 | 0 | 0 | 0 | 0 | 0 | 0 | 0
F2_Commercial_Interruptible - College_Existing_Space Heating_Natural Gas_Insulation - Ducting_A_Achievable Economic RVT Potential | F2 | Commercial | Interruptible - College | Existing | Space Heating | Natural Gas | Insulation - Ducting | A | Integrated Unit Summer Peak Savings (kW) | Achievable Economic RVT Potential | 0 | 0 | 0 | 0 | 0 | 0 | 0 | 0 | 0 | 0 | 0 | 0 | 0 | 0 | 0 | 0 | 0 | 0 | 0 | 0 | 0 | 0 | 0 | 0 | 0 | 0 | 0
F3_Commercial_Interruptible - College_Existing_Space Heating_Natural Gas_Insulation - Ducting_A_Achievable Economic RVT Potential | F3 | Commercial | Interruptible - College | Existing | Space Heating | Natural Gas | Insulation - Ducting | A | Integrated Unit Winter Peak Savings (kW) | Achievable Economic RVT Potential | 0 | 0 | 0 | 0 | 0 | 0 | 0 | 0 | 0 | 0 | 0 | 0 | 0 | 0 | 0 | 0 | 0 | 0 | 0 | 0 | 0 | 0 | 0 | 0 | 0 | 0 | 0
F4_Commercial_Interruptible - College_Existing_Space Heating_Natural Gas_Insulation - Ducting_A_Achievable Economic RVT Potential | F4 | Commercial | Interruptible - College | Existing | Space Heating | Natural Gas | Insulation - Ducting | A | Incremental Energy Savings (MWh or mTherms) | Achievable Economic RVT Potential | 0 | 0 | 0 | 0 | 0 | 0 | 0 | 0 | 0 | 0 | 0 | 0 | 0 | 0 | 0 | 0 | 0 | 0 | 0 | 0 | 0 | 0 | 0 | 0 | 0 | 0 | 0
F5_Commercial_Interruptible - College_Existing_Space Heating_Natural Gas_Insulation - Ducting_A_Achievable Economic RVT Potential | F5 | Commercial | Interruptible - College | Existing | Space Heating | Natural Gas | Insulation - Ducting | A | Incremental Summer Peak Savings (MW) | Achievable Economic RVT Potential | 0 | 0 | 0 | 0 | 0 | 0 | 0 | 0 | 0 | 0 | 0 | 0 | 0 | 0 | 0 | 0 | 0 | 0 | 0 | 0 | 0 | 0 | 0 | 0 | 0 | 0 | 0
F6_Commercial_Interruptible - College_Existing_Space Heating_Natural Gas_Insulation - Ducting_A_Achievable Economic RVT Potential | F6 | Commercial | Interruptible - College | Existing | Space Heating | Natural Gas | Insulation - Ducting | A | Incremental Winter Peak Savings (MW) | Achievable Economic RVT Potential | 0 | 0 | 0 | 0 | 0 | 0 | 0 | 0 | 0 | 0 | 0 | 0 | 0 | 0 | 0 | 0 | 0 | 0 | 0 | 0 | 0 | 0 | 0 | 0 | 0 | 0 | 0
F7_Commercial_Interruptible - College_Existing_Space Heating_Natural Gas_Insulation - Ducting_A_Achievable Economic RVT Potential | F7 | Commercial | Interruptible - College | Existing | Space Heating | Natural Gas | Insulation - Ducting | A | Cumulative Energy Savings (MWh or mTherms) | Achievable Economic RVT Potential | 0 | 0 | 0 | 0 | 0 | 0 | 0 | 0 | 0 | 0 | 0 | 0 | 0 | 0 | 0 | 0 | 0 | 0 | 0 | 0 | 0 | 0 | 0 | 0 | 0 | 0 | 0
F8_Commercial_Interruptible - College_Existing_Space Heating_Natural Gas_Insulation - Ducting_A_Achievable Economic RVT Potential | F8 | Commercial | Interruptible - College | Existing | Space Heating | Natural Gas | Insulation - Ducting | A | Cumulative Summer Peak Savings (MW) | Achievable Economic RVT Potential | 0 | 0 | 0 | 0 | 0 | 0 | 0 | 0 | 0 | 0 | 0 | 0 | 0 | 0 | 0 | 0 | 0 | 0 | 0 | 0 | 0 | 0 | 0 | 0 | 0 | 0 | 0
F9_Commercial_Interruptible - College_Existing_Space Heating_Natural Gas_Insulation - Ducting_A_Achievable Economic RVT Potential | F9 | Commercial | Interruptible - College | Existing | Space Heating | Natural Gas | Insulation - Ducting | A | Cumulative Winter Peak Savings (MW) | Achievable Economic RVT Potential | 0 | 0 | 0 | 0 | 0 | 0 | 0 | 0 | 0 | 0 | 0 | 0 | 0 | 0 | 0 | 0 | 0 | 0 | 0 | 0 | 0 | 0 | 0 | 0 | 0 | 0 | 0
F10_Commercial_Interruptible - College_Existing_Space Heating_Natural Gas_Insulation - Ducting_A_Achievable Economic RVT Potential | F10 | Commercial | Interruptible - College | Existing | Space Heating | Natural Gas | Insulation - Ducting | A | Purchases (Incremental) | Achievable Economic RVT Potential | 0 | 0 | 0 | 0 | 0 | 0 | 0 | 0 | 0 | 0 | 0 | 0 | 0 | 0 | 0 | 0 | 0 | 0 | 0 | 0 | 0 | 0 | 0 | 0 | 0 | 0 | 0
F11_Commercial_Interruptible - College_Existing_Space Heating_Natural Gas_Insulation - Ducting_A_Achievable Economic RVT Potential | F11 | Commercial | Interruptible - College | Existing | Space Heating | Natural Gas | Insulation - Ducting | A | Purchases (Cumulative) | Achievable Economic RVT Potential | 0 | 0 | 0 | 0 | 0 | 0 | 0 | 0 | 0 | 0 | 0 | 0 | 0 | 0 | 0 | 0 | 0 | 0 | 0 | 0 | 0 | 0 | 0 | 0 | 0 | 0 | 0
F1_Commercial_Interruptible - College_Existing_Space Heating_Natural Gas_Insulation - Wall Cavity_A_Achievable Economic RVT Potential | F1 | Commercial | Interruptible - College | Existing | Space Heating | Natural Gas | Insulation - Wall Cavity | A | Integrated Unit Energy Savings (kWh or therms) | Achievable Economic RVT Potential | 0 | 0 | 0.76111 | 0.75826 | 0.75544 | 0.75266 | 0.74993 | 0.74724 | 0.7446 | 0.74202 | 0.73951 | 0.73706 | 0.73469 | 0.7324 | 0.73019 | 0.72806 | 0.72603 | 0.72409 | 0.72225 | 0.72051 | 0.71887 | 0.71733 | 0.71639 | 0.71553 | 0.71475 | 0.71404 | 0.71339
F2_Commercial_Interruptible - College_Existing_Space Heating_Natural Gas_Insulation - Wall Cavity_A_Achievable Economic RVT Potential | F2 | Commercial | Interruptible - College | Existing | Space Heating | Natural Gas | Insulation - Wall Cavity | A | Integrated Unit Summer Peak Savings (kW) | Achievable Economic RVT Potential | 0 | 0 | 0 | 0 | 0 | 0 | 0 | 0 | 0 | 0 | 0 | 0 | 0 | 0 | 0 | 0 | 0 | 0 | 0 | 0 | 0 | 0 | 0 | 0 | 0 | 0 | 0
F3_Commercial_Interruptible - College_Existing_Space Heating_Natural Gas_Insulation - Wall Cavity_A_Achievable Economic RVT Potential | F3 | Commercial | Interruptible - College | Existing | Space Heating | Natural Gas | Insulation - Wall Cavity | A | Integrated Unit Winter Peak Savings (kW) | Achievable Economic RVT Potential | 0 | 0 | 0 | 0 | 0 | 0 | 0 | 0 | 0 | 0 | 0 | 0 | 0 | 0 | 0 | 0 | 0 | 0 | 0 | 0 | 0 | 0 | 0 | 0 | 0 | 0 | 0
F4_Commercial_Interruptible - College_Existing_Space Heating_Natural Gas_Insulation - Wall Cavity_A_Achievable Economic RVT Potential | F4 | Commercial | Interruptible - College | Existing | Space Heating | Natural Gas | Insulation - Wall Cavity | A | Incremental Energy Savings (MWh or mTherms) | Achievable Economic RVT Potential | 0 | 0 | 0 | 0 | 0 | 0 | 0 | 0 | 0 | 0 | 0 | 0 | 0 | 0 | 0 | 0 | 0 | 0 | 0 | 0 | 0 | 0 | 0 | 0 | 0 | 0 | 0
F5_Commercial_Interruptible - College_Existing_Space Heating_Natural Gas_Insulation - Wall Cavity_A_Achievable Economic RVT Potential | F5 | Commercial | Interruptible - College | Existing | Space Heating | Natural Gas | Insulation - Wall Cavity | A | Incremental Summer Peak Savings (MW) | Achievable Economic RVT Potential | 0 | 0 | 0 | 0 | 0 | 0 | 0 | 0 | 0 | 0 | 0 | 0 | 0 | 0 | 0 | 0 | 0 | 0 | 0 | 0 | 0 | 0 | 0 | 0 | 0 | 0 | 0
F6_Commercial_Interruptible - College_Existing_Space Heating_Natural Gas_Insulation - Wall Cavity_A_Achievable Economic RVT Potential | F6 | Commercial | Interruptible - College | Existing | Space Heating | Natural Gas | Insulation - Wall Cavity | A | Incremental Winter Peak Savings (MW) | Achievable Economic RVT Potential | 0 | 0 | 0 | 0 | 0 | 0 | 0 | 0 | 0 | 0 | 0 | 0 | 0 | 0 | 0 | 0 | 0 | 0 | 0 | 0 | 0 | 0 | 0 | 0 | 0 | 0 | 0
F7_Commercial_Interruptible - College_Existing_Space Heating_Natural Gas_Insulation - Wall Cavity_A_Achievable Economic RVT Potential | F7 | Commercial | Interruptible - College | Existing | Space Heating | Natural Gas | Insulation - Wall Cavity | A | Cumulative Energy Savings (MWh or mTherms) | Achievable Economic RVT Potential | 0 | 0 | 0 | 0 | 0 | 0 | 0 | 0 | 0 | 0 | 0 | 0 | 0 | 0 | 0 | 0 | 0 | 0 | 0 | 0 | 0 | 0 | 0 | 0 | 0 | 0 | 0
F8_Commercial_Interruptible - College_Existing_Space Heating_Natural Gas_Insulation - Wall Cavity_A_Achievable Economic RVT Potential | F8 | Commercial | Interruptible - College | Existing | Space Heating | Natural Gas | Insulation - Wall Cavity | A | Cumulative Summer Peak Savings (MW) | Achievable Economic RVT Potential | 0 | 0 | 0 | 0 | 0 | 0 | 0 | 0 | 0 | 0 | 0 | 0 | 0 | 0 | 0 | 0 | 0 | 0 | 0 | 0 | 0 | 0 | 0 | 0 | 0 | 0 | 0
F9_Commercial_Interruptible - College_Existing_Space Heating_Natural Gas_Insulation - Wall Cavity_A_Achievable Economic RVT Potential | F9 | Commercial | Interruptible - College | Existing | Space Heating | Natural Gas | Insulation - Wall Cavity | A | Cumulative Winter Peak Savings (MW) | Achievable Economic RVT Potential | 0 | 0 | 0 | 0 | 0 | 0 | 0 | 0 | 0 | 0 | 0 | 0 | 0 | 0 | 0 | 0 | 0 | 0 | 0 | 0 | 0 | 0 | 0 | 0 | 0 | 0 | 0
F10_Commercial_Interruptible - College_Existing_Space Heating_Natural Gas_Insulation - Wall Cavity_A_Achievable Economic RVT Potential | F10 | Commercial | Interruptible - College | Existing | Space Heating | Natural Gas | Insulation - Wall Cavity | A | Purchases (Incremental) | Achievable Economic RVT Potential | 0 | 0 | 0 | 0 | 0 | 0 | 0 | 0 | 0 | 0 | 0 | 0 | 0 | 0 | 0 | 0 | 0 | 0 | 0 | 0 | 0 | 0 | 0 | 0 | 0 | 0 | 0
F11_Commercial_Interruptible - College_Existing_Space Heating_Natural Gas_Insulation - Wall Cavity_A_Achievable Economic RVT Potential | F11 | Commercial | Interruptible - College | Existing | Space Heating | Natural Gas | Insulation - Wall Cavity | A | Purchases (Cumulative) | Achievable Economic RVT Potential | 0 | 0 | 0 | 0 | 0 | 0 | 0 | 0 | 0 | 0 | 0 | 0 | 0 | 0 | 0 | 0 | 0 | 0 | 0 | 0 | 0 | 0 | 0 | 0 | 0 | 0 | 0
F1_Commercial_Interruptible - College_Existing_Space Heating_Natural Gas_Green Roof - Vegetated Rooftop_A_Achievable Economic RVT Potential | F1 | Commercial | Interruptible - College | Existing | Space Heating | Natural Gas | Green Roof - Vegetated Rooftop | A | Integrated Unit Energy Savings (kWh or therms) | Achievable Economic RVT Potential | 0 | 0 | 0.026971 | 0.026628 | 0.026247 | 0.025833 | 0.025383 | 0.024896 | 0.024359 | 0.023775 | 0.02315 | 0.0225 | 0.021846 | 0.021202 | 0.020585 | 0.020012 | 0.019503 | 0.019099 | 0.018802 | 0.018563 | 0.018397 | 0.018249 | 0.018224 | 0.018202 | 0.018182 | 0.018164 | 0.018147
F2_Commercial_Interruptible - College_Existing_Space Heating_Natural Gas_Green Roof - Vegetated Rooftop_A_Achievable Economic RVT Potential | F2 | Commercial | Interruptible - College | Existing | Space Heating | Natural Gas | Green Roof - Vegetated Rooftop | A | Integrated Unit Summer Peak Savings (kW) | Achievable Economic RVT Potential | 0 | 0 | 0 | 0 | 0 | 0 | 0 | 0 | 0 | 0 | 0 | 0 | 0 | 0 | 0 | 0 | 0 | 0 | 0 | 0 | 0 | 0 | 0 | 0 | 0 | 0 | 0
F3_Commercial_Interruptible - College_Existing_Space Heating_Natural Gas_Green Roof - Vegetated Rooftop_A_Achievable Economic RVT Potential | F3 | Commercial | Interruptible - College | Existing | Space Heating | Natural Gas | Green Roof - Vegetated Rooftop | A | Integrated Unit Winter Peak Savings (kW) | Achievable Economic RVT Potential | 0 | 0 | 0 | 0 | 0 | 0 | 0 | 0 | 0 | 0 | 0 | 0 | 0 | 0 | 0 | 0 | 0 | 0 | 0 | 0 | 0 | 0 | 0 | 0 | 0 | 0 | 0
F4_Commercial_Interruptible - College_Existing_Space Heating_Natural Gas_Green Roof - Vegetated Rooftop_A_Achievable Economic RVT Potential | F4 | Commercial | Interruptible - College | Existing | Space Heating | Natural Gas | Green Roof - Vegetated Rooftop | A | Incremental Energy Savings (MWh or mTherms) | Achievable Economic RVT Potential | 0 | 0 | 0 | 0 | 0 | 0 | 0 | 0 | 0 | 0 | 0 | 0 | 0 | 0 | 0 | 0 | 0 | 0 | 0 | 0 | 0 | 0 | 0 | 0 | 0 | 0 | 0
F5_Commercial_Interruptible - College_Existing_Space Heating_Natural Gas_Green Roof - Vegetated Rooftop_A_Achievable Economic RVT Potential | F5 | Commercial | Interruptible - College | Existing | Space Heating | Natural Gas | Green Roof - Vegetated Rooftop | A | Incremental Summer Peak Savings (MW) | Achievable Economic RVT Potential | 0 | 0 | 0 | 0 | 0 | 0 | 0 | 0 | 0 | 0 | 0 | 0 | 0 | 0 | 0 | 0 | 0 | 0 | 0 | 0 | 0 | 0 | 0 | 0 | 0 | 0 | 0
F6_Commercial_Interruptible - College_Existing_Space Heating_Natural Gas_Green Roof - Vegetated Rooftop_A_Achievable Economic RVT Potential | F6 | Commercial | Interruptible - College | Existing | Space Heating | Natural Gas | Green Roof - Vegetated Rooftop | A | Incremental Winter Peak Savings (MW) | Achievable Economic RVT Potential | 0 | 0 | 0 | 0 | 0 | 0 | 0 | 0 | 0 | 0 | 0 | 0 | 0 | 0 | 0 | 0 | 0 | 0 | 0 | 0 | 0 | 0 | 0 | 0 | 0 | 0 | 0
F7_Commercial_Interruptible - College_Existing_Space Heating_Natural Gas_Green Roof - Vegetated Rooftop_A_Achievable Economic RVT Potential | F7 | Commercial | Interruptible - College | Existing | Space Heating | Natural Gas | Green Roof - Vegetated Rooftop | A | Cumulative Energy Savings (MWh or mTherms) | Achievable Economic RVT Potential | 0 | 0 | 0 | 0 | 0 | 0 | 0 | 0 | 0 | 0 | 0 | 0 | 0 | 0 | 0 | 0 | 0 | 0 | 0 | 0 | 0 | 0 | 0 | 0 | 0 | 0 | 0
F8_Commercial_Interruptible - College_Existing_Space Heating_Natural Gas_Green Roof - Vegetated Rooftop_A_Achievable Economic RVT Potential | F8 | Commercial | Interruptible - College | Existing | Space Heating | Natural Gas | Green Roof - Vegetated Rooftop | A | Cumulative Summer Peak Savings (MW) | Achievable Economic RVT Potential | 0 | 0 | 0 | 0 | 0 | 0 | 0 | 0 | 0 | 0 | 0 | 0 | 0 | 0 | 0 | 0 | 0 | 0 | 0 | 0 | 0 | 0 | 0 | 0 | 0 | 0 | 0
F9_Commercial_Interruptible - College_Existing_Space Heating_Natural Gas_Green Roof - Vegetated Rooftop_A_Achievable Economic RVT Potential | F9 | Commercial | Interruptible - College | Existing | Space Heating | Natural Gas | Green Roof - Vegetated Rooftop | A | Cumulative Winter Peak Savings (MW) | Achievable Economic RVT Potential | 0 | 0 | 0 | 0 | 0 | 0 | 0 | 0 | 0 | 0 | 0 | 0 | 0 | 0 | 0 | 0 | 0 | 0 | 0 | 0 | 0 | 0 | 0 | 0 | 0 | 0 | 0
F10_Commercial_Interruptible - College_Existing_Space Heating_Natural Gas_Green Roof - Vegetated Rooftop_A_Achievable Economic RVT Potential | F10 | Commercial | Interruptible - College | Existing | Space Heating | Natural Gas | Green Roof - Vegetated Rooftop | A | Purchases (Incremental) | Achievable Economic RVT Potential | 0 | 0 | 0 | 0 | 0 | 0 | 0 | 0 | 0 | 0 | 0 | 0 | 0 | 0 | 0 | 0 | 0 | 0 | 0 | 0 | 0 | 0 | 0 | 0 | 0 | 0 | 0
F11_Commercial_Interruptible - College_Existing_Space Heating_Natural Gas_Green Roof - Vegetated Rooftop_A_Achievable Economic RVT Potential | F11 | Commercial | Interruptible - College | Existing | Space Heating | Natural Gas | Green Roof - Vegetated Rooftop | A | Purchases (Cumulative) | Achievable Economic RVT Potential | 0 | 0 | 0 | 0 | 0 | 0 | 0 | 0 | 0 | 0 | 0 | 0 | 0 | 0 | 0 | 0 | 0 | 0 | 0 | 0 | 0 | 0 | 0 | 0 | 0 | 0 | 0
F1_Commercial_Interruptible - College_Existing_Space Heating_Natural Gas_Ducting - Repair and Sealing_A_Achievable Economic RVT Potential | F1 | Commercial | Interruptible - College | Existing | Space Heating | Natural Gas | Ducting - Repair and Sealing | A | Integrated Unit Energy Savings (kWh or therms) | Achievable Economic RVT Potential | 0 | 0 | 0.77465 | 0.7714 | 0.76798 | 0.76444 | 0.7607 | 0.75673 | 0.75248 | 0.7479 | 0.743 | 0.73781 | 0.73242 | 0.72695 | 0.72157 | 0.71647 | 0.7118 | 0.70782 | 0.70456 | 0.70179 | 0.69961 | 0.69765 | 0.69674 | 0.6959 | 0.69514 | 0.69445 | 0.69382
F2_Commercial_Interruptible - College_Existing_Space Heating_Natural Gas_Ducting - Repair and Sealing_A_Achievable Economic RVT Potential | F2 | Commercial | Interruptible - College | Existing | Space Heating | Natural Gas | Ducting - Repair and Sealing | A | Integrated Unit Summer Peak Savings (kW) | Achievable Economic RVT Potential | 0 | 0 | 0 | 0 | 0 | 0 | 0 | 0 | 0 | 0 | 0 | 0 | 0 | 0 | 0 | 0 | 0 | 0 | 0 | 0 | 0 | 0 | 0 | 0 | 0 | 0 | 0
F3_Commercial_Interruptible - College_Existing_Space Heating_Natural Gas_Ducting - Repair and Sealing_A_Achievable Economic RVT Potential | F3 | Commercial | Interruptible - College | Existing | Space Heating | Natural Gas | Ducting - Repair and Sealing | A | Integrated Unit Winter Peak Savings (kW) | Achievable Economic RVT Potential | 0 | 0 | 0 | 0 | 0 | 0 | 0 | 0 | 0 | 0 | 0 | 0 | 0 | 0 | 0 | 0 | 0 | 0 | 0 | 0 | 0 | 0 | 0 | 0 | 0 | 0 | 0
F4_Commercial_Interruptible - College_Existing_Space Heating_Natural Gas_Ducting - Repair and Sealing_A_Achievable Economic RVT Potential | F4 | Commercial | Interruptible - College | Existing | Space Heating | Natural Gas | Ducting - Repair and Sealing | A | Incremental Energy Savings (MWh or mTherms) | Achievable Economic RVT Potential | 0 | 0 | 0 | 0 | 0 | 0 | 0 | 0 | 0 | 0 | 0 | 0 | 0 | 0 | 0 | 0 | 0 | 0 | 0 | 0 | 0 | 0 | 0 | 0 | 0 | 0 | 0
F5_Commercial_Interruptible - College_Existing_Space Heating_Natural Gas_Ducting - Repair and Sealing_A_Achievable Economic RVT Potential | F5 | Commercial | Interruptible - College | Existing | Space Heating | Natural Gas | Ducting - Repair and Sealing | A | Incremental Summer Peak Savings (MW) | Achievable Economic RVT Potential | 0 | 0 | 0 | 0 | 0 | 0 | 0 | 0 | 0 | 0 | 0 | 0 | 0 | 0 | 0 | 0 | 0 | 0 | 0 | 0 | 0 | 0 | 0 | 0 | 0 | 0 | 0
F6_Commercial_Interruptible - College_Existing_Space Heating_Natural Gas_Ducting - Repair and Sealing_A_Achievable Economic RVT Potential | F6 | Commercial | Interruptible - College | Existing | Space Heating | Natural Gas | Ducting - Repair and Sealing | A | Incremental Winter Peak Savings (MW) | Achievable Economic RVT Potential | 0 | 0 | 0 | 0 | 0 | 0 | 0 | 0 | 0 | 0 | 0 | 0 | 0 | 0 | 0 | 0 | 0 | 0 | 0 | 0 | 0 | 0 | 0 | 0 | 0 | 0 | 0
F7_Commercial_Interruptible - College_Existing_Space Heating_Natural Gas_Ducting - Repair and Sealing_A_Achievable Economic RVT Potential | F7 | Commercial | Interruptible - College | Existing | Space Heating | Natural Gas | Ducting - Repair and Sealing | A | Cumulative Energy Savings (MWh or mTherms) | Achievable Economic RVT Potential | 0 | 0 | 0 | 0 | 0 | 0 | 0 | 0 | 0 | 0 | 0 | 0 | 0 | 0 | 0 | 0 | 0 | 0 | 0 | 0 | 0 | 0 | 0 | 0 | 0 | 0 | 0
F8_Commercial_Interruptible - College_Existing_Space Heating_Natural Gas_Ducting - Repair and Sealing_A_Achievable Economic RVT Potential | F8 | Commercial | Interruptible - College | Existing | Space Heating | Natural Gas | Ducting - Repair and Sealing | A | Cumulative Summer Peak Savings (MW) | Achievable Economic RVT Potential | 0 | 0 | 0 | 0 | 0 | 0 | 0 | 0 | 0 | 0 | 0 | 0 | 0 | 0 | 0 | 0 | 0 | 0 | 0 | 0 | 0 | 0 | 0 | 0 | 0 | 0 | 0
F9_Commercial_Interruptible - College_Existing_Space Heating_Natural Gas_Ducting - Repair and Sealing_A_Achievable Economic RVT Potential | F9 | Commercial | Interruptible - College | Existing | Space Heating | Natural Gas | Ducting - Repair and Sealing | A | Cumulative Winter Peak Savings (MW) | Achievable Economic RVT Potential | 0 | 0 | 0 | 0 | 0 | 0 | 0 | 0 | 0 | 0 | 0 | 0 | 0 | 0 | 0 | 0 | 0 | 0 | 0 | 0 | 0 | 0 | 0 | 0 | 0 | 0 | 0
F10_Commercial_Interruptible - College_Existing_Space Heating_Natural Gas_Ducting - Repair and Sealing_A_Achievable Economic RVT Potential | F10 | Commercial | Interruptible - College | Existing | Space Heating | Natural Gas | Ducting - Repair and Sealing | A | Purchases (Incremental) | Achievable Economic RVT Potential | 0 | 0 | 0 | 0 | 0 | 0 | 0 | 0 | 0 | 0 | 0 | 0 | 0 | 0 | 0 | 0 | 0 | 0 | 0 | 0 | 0 | 0 | 0 | 0 | 0 | 0 | 0
F11_Commercial_Interruptible - College_Existing_Space Heating_Natural Gas_Ducting - Repair and Sealing_A_Achievable Economic RVT Potential | F11 | Commercial | Interruptible - College | Existing | Space Heating | Natural Gas | Ducting - Repair and Sealing | A | Purchases (Cumulative) | Achievable Economic RVT Potential | 0 | 0 | 0 | 0 | 0 | 0 | 0 | 0 | 0 | 0 | 0 | 0 | 0 | 0 | 0 | 0 | 0 | 0 | 0 | 0 | 0 | 0 | 0 | 0 | 0 | 0 | 0
F1_Commercial_Interruptible - College_Existing_Space Heating_Natural Gas_Windows - High Efficiency Glazing_A_Achievable Economic RVT Potential | F1 | Commercial | Interruptible - College | Existing | Space Heating | Natural Gas | Windows - High Efficiency Glazing | A | Integrated Unit Energy Savings (kWh or therms) | Achievable Economic RVT Potential | 0 | 0 | 15.4233 | 15.2414 | 15.0412 | 14.8259 | 14.5912 | 14.3317 | 14.0457 | 13.7334 | 13.3976 | 13.0443 | 12.6892 | 12.3405 | 12.0062 | 11.6947 | 11.4166 | 11.1955 | 11.0329 | 10.9011 | 10.8084 | 10.7246 | 10.7103 | 10.6974 | 10.6855 | 10.6748 | 10.6649
F2_Commercial_Interruptible - College_Existing_Space Heating_Natural Gas_Windows - High Efficiency Glazing_A_Achievable Economic RVT Potential | F2 | Commercial | Interruptible - College | Existing | Space Heating | Natural Gas | Windows - High Efficiency Glazing | A | Integrated Unit Summer Peak Savings (kW) | Achievable Economic RVT Potential | 0 | 0 | 0 | 0 | 0 | 0 | 0 | 0 | 0 | 0 | 0 | 0 | 0 | 0 | 0 | 0 | 0 | 0 | 0 | 0 | 0 | 0 | 0 | 0 | 0 | 0 | 0
F3_Commercial_Interruptible - College_Existing_Space Heating_Natural Gas_Windows - High Efficiency Glazing_A_Achievable Economic RVT Potential | F3 | Commercial | Interruptible - College | Existing | Space Heating | Natural Gas | Windows - High Efficiency Glazing | A | Integrated Unit Winter Peak Savings (kW) | Achievable Economic RVT Potential | 0 | 0 | 0 | 0 | 0 | 0 | 0 | 0 | 0 | 0 | 0 | 0 | 0 | 0 | 0 | 0 | 0 | 0 | 0 | 0 | 0 | 0 | 0 | 0 | 0 | 0 | 0
F4_Commercial_Interruptible - College_Existing_Space Heating_Natural Gas_Windows - High Efficiency Glazing_A_Achievable Economic RVT Potential | F4 | Commercial | Interruptible - College | Existing | Space Heating | Natural Gas | Windows - High Efficiency Glazing | A | Incremental Energy Savings (MWh or mTherms) | Achievable Economic RVT Potential | 0 | 0 | 0 | 0 | 0 | 0 | 0 | 0 | 0 | 0 | 0 | 0 | 0 | 0 | 0 | 0 | 0 | 0 | 0 | 0 | 0 | 0 | 0 | 0 | 0 | 0 | 0
F5_Commercial_Interruptible - College_Existing_Space Heating_Natural Gas_Windows - High Efficiency Glazing_A_Achievable Economic RVT Potential | F5 | Commercial | Interruptible - College | Existing | Space Heating | Natural Gas | Windows - High Efficiency Glazing | A | Incremental Summer Peak Savings (MW) | Achievable Economic RVT Potential | 0 | 0 | 0 | 0 | 0 | 0 | 0 | 0 | 0 | 0 | 0 | 0 | 0 | 0 | 0 | 0 | 0 | 0 | 0 | 0 | 0 | 0 | 0 | 0 | 0 | 0 | 0
F6_Commercial_Interruptible - College_Existing_Space Heating_Natural Gas_Windows - High Efficiency Glazing_A_Achievable Economic RVT Potential | F6 | Commercial | Interruptible - College | Existing | Space Heating | Natural Gas | Windows - High Efficiency Glazing | A | Incremental Winter Peak Savings (MW) | Achievable Economic RVT Potential | 0 | 0 | 0 | 0 | 0 | 0 | 0 | 0 | 0 | 0 | 0 | 0 | 0 | 0 | 0 | 0 | 0 | 0 | 0 | 0 | 0 | 0 | 0 | 0 | 0 | 0 | 0
F7_Commercial_Interruptible - College_Existing_Space Heating_Natural Gas_Windows - High Efficiency Glazing_A_Achievable Economic RVT Potential | F7 | Commercial | Interruptible - College | Existing | Space Heating | Natural Gas | Windows - High Efficiency Glazing | A | Cumulative Energy Savings (MWh or mTherms) | Achievable Economic RVT Potential | 0 | 0 | 0 | 0 | 0 | 0 | 0 | 0 | 0 | 0 | 0 | 0 | 0 | 0 | 0 | 0 | 0 | 0 | 0 | 0 | 0 | 0 | 0 | 0 | 0 | 0 | 0
F8_Commercial_Interruptible - College_Existing_Space Heating_Natural Gas_Windows - High Efficiency Glazing_A_Achievable Economic RVT Potential | F8 | Commercial | Interruptible - College | Existing | Space Heating | Natural Gas | Windows - High Efficiency Glazing | A | Cumulative Summer Peak Savings (MW) | Achievable Economic RVT Potential | 0 | 0 | 0 | 0 | 0 | 0 | 0 | 0 | 0 | 0 | 0 | 0 | 0 | 0 | 0 | 0 | 0 | 0 | 0 | 0 | 0 | 0 | 0 | 0 | 0 | 0 | 0
F9_Commercial_Interruptible - College_Existing_Space Heating_Natural Gas_Windows - High Efficiency Glazing_A_Achievable Economic RVT Potential | F9 | Commercial | Interruptible - College | Existing | Space Heating | Natural Gas | Windows - High Efficiency Glazing | A | Cumulative Winter Peak Savings (MW) | Achievable Economic RVT Potential | 0 | 0 | 0 | 0 | 0 | 0 | 0 | 0 | 0 | 0 | 0 | 0 | 0 | 0 | 0 | 0 | 0 | 0 | 0 | 0 | 0 | 0 | 0 | 0 | 0 | 0 | 0
F10_Commercial_Interruptible - College_Existing_Space Heating_Natural Gas_Windows - High Efficiency Glazing_A_Achievable Economic RVT Potential | F10 | Commercial | Interruptible - College | Existing | Space Heating | Natural Gas | Windows - High Efficiency Glazing | A | Purchases (Incremental) | Achievable Economic RVT Potential | 0 | 0 | 0 | 0 | 0 | 0 | 0 | 0 | 0 | 0 | 0 | 0 | 0 | 0 | 0 | 0 | 0 | 0 | 0 | 0 | 0 | 0 | 0 | 0 | 0 | 0 | 0
F11_Commercial_Interruptible - College_Existing_Space Heating_Natural Gas_Windows - High Efficiency Glazing_A_Achievable Economic RVT Potential | F11 | Commercial | Interruptible - College | Existing | Space Heating | Natural Gas | Windows - High Efficiency Glazing | A | Purchases (Cumulative) | Achievable Economic RVT Potential | 0 | 0 | 0 | 0 | 0 | 0 | 0 | 0 | 0 | 0 | 0 | 0 | 0 | 0 | 0 | 0 | 0 | 0 | 0 | 0 | 0 | 0 | 0 | 0 | 0 | 0 | 0
F1_Commercial_Interruptible - College_Existing_Space Heating_Natural Gas_Windows - Secondary Glazing Systems_A_Achievable Economic RVT Potential | F1 | Commercial | Interruptible - College | Existing | Space Heating | Natural Gas | Windows - Secondary Glazing Systems | A | Integrated Unit Energy Savings (kWh or therms) | Achievable Economic RVT Potential | 0 | 0 | 41.5614 | 41.0771 | 40.5579 | 40.0101 | 39.4256 | 38.7935 | 38.1117 | 37.3821 | 36.6111 | 35.8112 | 35.0189 | 34.2476 | 33.5086 | 32.8144 | 32.186 | 31.685 | 31.3156 | 31.0074 | 30.7795 | 30.5693 | 30.5287 | 30.4917 | 30.458 | 30.4273 | 30.3993
F2_Commercial_Interruptible - College_Existing_Space Heating_Natural Gas_Windows - Secondary Glazing Systems_A_Achievable Economic RVT Potential | F2 | Commercial | Interruptible - College | Existing | Space Heating | Natural Gas | Windows - Secondary Glazing Systems | A | Integrated Unit Summer Peak Savings (kW) | Achievable Economic RVT Potential | 0 | 0 | 0 | 0 | 0 | 0 | 0 | 0 | 0 | 0 | 0 | 0 | 0 | 0 | 0 | 0 | 0 | 0 | 0 | 0 | 0 | 0 | 0 | 0 | 0 | 0 | 0
F3_Commercial_Interruptible - College_Existing_Space Heating_Natural Gas_Windows - Secondary Glazing Systems_A_Achievable Economic RVT Potential | F3 | Commercial | Interruptible - College | Existing | Space Heating | Natural Gas | Windows - Secondary Glazing Systems | A | Integrated Unit Winter Peak Savings (kW) | Achievable Economic RVT Potential | 0 | 0 | 0 | 0 | 0 | 0 | 0 | 0 | 0 | 0 | 0 | 0 | 0 | 0 | 0 | 0 | 0 | 0 | 0 | 0 | 0 | 0 | 0 | 0 | 0 | 0 | 0
F4_Commercial_Interruptible - College_Existing_Space Heating_Natural Gas_Windows - Secondary Glazing Systems_A_Achievable Economic RVT Potential | F4 | Commercial | Interruptible - College | Existing | Space Heating | Natural Gas | Windows - Secondary Glazing Systems | A | Incremental Energy Savings (MWh or mTherms) | Achievable Economic RVT Potential | 0 | 0 | 0 | 0 | 0 | 0 | 0 | 0 | 0 | 0 | 0 | 0 | 0 | 0 | 0 | 0 | 0 | 0 | 0 | 0 | 0 | 0 | 0 | 0 | 0 | 0 | 0
F5_Commercial_Interruptible - College_Existing_Space Heating_Natural Gas_Windows - Secondary Glazing Systems_A_Achievable Economic RVT Potential | F5 | Commercial | Interruptible - College | Existing | Space Heating | Natural Gas | Windows - Secondary Glazing Systems | A | Incremental Summer Peak Savings (MW) | Achievable Economic RVT Potential | 0 | 0 | 0 | 0 | 0 | 0 | 0 | 0 | 0 | 0 | 0 | 0 | 0 | 0 | 0 | 0 | 0 | 0 | 0 | 0 | 0 | 0 | 0 | 0 | 0 | 0 | 0
F6_Commercial_Interruptible - College_Existing_Space Heating_Natural Gas_Windows - Secondary Glazing Systems_A_Achievable Economic RVT Potential | F6 | Commercial | Interruptible - College | Existing | Space Heating | Natural Gas | Windows - Secondary Glazing Systems | A | Incremental Winter Peak Savings (MW) | Achievable Economic RVT Potential | 0 | 0 | 0 | 0 | 0 | 0 | 0 | 0 | 0 | 0 | 0 | 0 | 0 | 0 | 0 | 0 | 0 | 0 | 0 | 0 | 0 | 0 | 0 | 0 | 0 | 0 | 0
F7_Commercial_Interruptible - College_Existing_Space Heating_Natural Gas_Windows - Secondary Glazing Systems_A_Achievable Economic RVT Potential | F7 | Commercial | Interruptible - College | Existing | Space Heating | Natural Gas | Windows - Secondary Glazing Systems | A | Cumulative Energy Savings (MWh or mTherms) | Achievable Economic RVT Potential | 0 | 0 | 0 | 0 | 0 | 0 | 0 | 0 | 0 | 0 | 0 | 0 | 0 | 0 | 0 | 0 | 0 | 0 | 0 | 0 | 0 | 0 | 0 | 0 | 0 | 0 | 0
F8_Commercial_Interruptible - College_Existing_Space Heating_Natural Gas_Windows - Secondary Glazing Systems_A_Achievable Economic RVT Potential | F8 | Commercial | Interruptible - College | Existing | Space Heating | Natural Gas | Windows - Secondary Glazing Systems | A | Cumulative Summer Peak Savings (MW) | Achievable Economic RVT Potential | 0 | 0 | 0 | 0 | 0 | 0 | 0 | 0 | 0 | 0 | 0 | 0 | 0 | 0 | 0 | 0 | 0 | 0 | 0 | 0 | 0 | 0 | 0 | 0 | 0 | 0 | 0
F9_Commercial_Interruptible - College_Existing_Space Heating_Natural Gas_Windows - Secondary Glazing Systems_A_Achievable Economic RVT Potential | F9 | Commercial | Interruptible - College | Existing | Space Heating | Natural Gas | Windows - Secondary Glazing Systems | A | Cumulative Winter Peak Savings (MW) | Achievable Economic RVT Potential | 0 | 0 | 0 | 0 | 0 | 0 | 0 | 0 | 0 | 0 | 0 | 0 | 0 | 0 | 0 | 0 | 0 | 0 | 0 | 0 | 0 | 0 | 0 | 0 | 0 | 0 | 0
F10_Commercial_Interruptible - College_Existing_Space Heating_Natural Gas_Windows - Secondary Glazing Systems_A_Achievable Economic RVT Potential | F10 | Commercial | Interruptible - College | Existing | Space Heating | Natural Gas | Windows - Secondary Glazing Systems | A | Purchases (Incremental) | Achievable Economic RVT Potential | 0 | 0 | 0 | 0 | 0 | 0 | 0 | 0 | 0 | 0 | 0 | 0 | 0 | 0 | 0 | 0 | 0 | 0 | 0 | 0 | 0 | 0 | 0 | 0 | 0 | 0 | 0
F11_Commercial_Interruptible - College_Existing_Space Heating_Natural Gas_Windows - Secondary Glazing Systems_A_Achievable Economic RVT Potential | F11 | Commercial | Interruptible - College | Existing | Space Heating | Natural Gas | Windows - Secondary Glazing Systems | A | Purchases (Cumulative) | Achievable Economic RVT Potential | 0 | 0 | 0 | 0 | 0 | 0 | 0 | 0 | 0 | 0 | 0 | 0 | 0 | 0 | 0 | 0 | 0 | 0 | 0 | 0 | 0 | 0 | 0 | 0 | 0 | 0 | 0
F1_Commercial_Interruptible - College_Existing_Space Heating_Natural Gas_HVAC - Energy Recovery Ventilator_A_Achievable Economic RVT Potential | F1 | Commercial | Interruptible - College | Existing | Space Heating | Natural Gas | HVAC - Energy Recovery Ventilator | A | Integrated Unit Energy Savings (kWh or therms) | Achievable Economic RVT Potential | 0 | 0 | 0.58012 | 0.57609 | 0.5718 | 0.56729 | 0.56247 | 0.55726 | 0.55159 | 0.54543 | 0.53875 | 0.53161 | 0.52414 | 0.51655 | 0.50908 | 0.502 | 0.49555 | 0.49059 | 0.48721 | 0.48447 | 0.48263 | 0.48098 | 0.48034 | 0.47977 | 0.47924 | 0.47876 | 0.47832
F2_Commercial_Interruptible - College_Existing_Space Heating_Natural Gas_HVAC - Energy Recovery Ventilator_A_Achievable Economic RVT Potential | F2 | Commercial | Interruptible - College | Existing | Space Heating | Natural Gas | HVAC - Energy Recovery Ventilator | A | Integrated Unit Summer Peak Savings (kW) | Achievable Economic RVT Potential | 0 | 0 | 0 | 0 | 0 | 0 | 0 | 0 | 0 | 0 | 0 | 0 | 0 | 0 | 0 | 0 | 0 | 0 | 0 | 0 | 0 | 0 | 0 | 0 | 0 | 0 | 0
F3_Commercial_Interruptible - College_Existing_Space Heating_Natural Gas_HVAC - Energy Recovery Ventilator_A_Achievable Economic RVT Potential | F3 | Commercial | Interruptible - College | Existing | Space Heating | Natural Gas | HVAC - Energy Recovery Ventilator | A | Integrated Unit Winter Peak Savings (kW) | Achievable Economic RVT Potential | 0 | 0 | 0 | 0 | 0 | 0 | 0 | 0 | 0 | 0 | 0 | 0 | 0 | 0 | 0 | 0 | 0 | 0 | 0 | 0 | 0 | 0 | 0 | 0 | 0 | 0 | 0
F4_Commercial_Interruptible - College_Existing_Space Heating_Natural Gas_HVAC - Energy Recovery Ventilator_A_Achievable Economic RVT Potential | F4 | Commercial | Interruptible - College | Existing | Space Heating | Natural Gas | HVAC - Energy Recovery Ventilator | A | Incremental Energy Savings (MWh or mTherms) | Achievable Economic RVT Potential | 0 | 0 | 0 | 0 | 0 | 0 | 0 | 0 | 0 | 0 | 0 | 0 | 0 | 0 | 0 | 0 | 0 | 0 | 0 | 0 | 0 | 0 | 0 | 0 | 0 | 0 | 0
F5_Commercial_Interruptible - College_Existing_Space Heating_Natural Gas_HVAC - Energy Recovery Ventilator_A_Achievable Economic RVT Potential | F5 | Commercial | Interruptible - College | Existing | Space Heating | Natural Gas | HVAC - Energy Recovery Ventilator | A | Incremental Summer Peak Savings (MW) | Achievable Economic RVT Potential | 0 | 0 | 0 | 0 | 0 | 0 | 0 | 0 | 0 | 0 | 0 | 0 | 0 | 0 | 0 | 0 | 0 | 0 | 0 | 0 | 0 | 0 | 0 | 0 | 0 | 0 | 0
F6_Commercial_Interruptible - College_Existing_Space Heating_Natural Gas_HVAC - Energy Recovery Ventilator_A_Achievable Economic RVT Potential | F6 | Commercial | Interruptible - College | Existing | Space Heating | Natural Gas | HVAC - Energy Recovery Ventilator | A | Incremental Winter Peak Savings (MW) | Achievable Economic RVT Potential | 0 | 0 | 0 | 0 | 0 | 0 | 0 | 0 | 0 | 0 | 0 | 0 | 0 | 0 | 0 | 0 | 0 | 0 | 0 | 0 | 0 | 0 | 0 | 0 | 0 | 0 | 0
F7_Commercial_Interruptible - College_Existing_Space Heating_Natural Gas_HVAC - Energy Recovery Ventilator_A_Achievable Economic RVT Potential | F7 | Commercial | Interruptible - College | Existing | Space Heating | Natural Gas | HVAC - Energy Recovery Ventilator | A | Cumulative Energy Savings (MWh or mTherms) | Achievable Economic RVT Potential | 0 | 0 | 0 | 0 | 0 | 0 | 0 | 0 | 0 | 0 | 0 | 0 | 0 | 0 | 0 | 0 | 0 | 0 | 0 | 0 | 0 | 0 | 0 | 0 | 0 | 0 | 0
F8_Commercial_Interruptible - College_Existing_Space Heating_Natural Gas_HVAC - Energy Recovery Ventilator_A_Achievable Economic RVT Potential | F8 | Commercial | Interruptible - College | Existing | Space Heating | Natural Gas | HVAC - Energy Recovery Ventilator | A | Cumulative Summer Peak Savings (MW) | Achievable Economic RVT Potential | 0 | 0 | 0 | 0 | 0 | 0 | 0 | 0 | 0 | 0 | 0 | 0 | 0 | 0 | 0 | 0 | 0 | 0 | 0 | 0 | 0 | 0 | 0 | 0 | 0 | 0 | 0
F9_Commercial_Interruptible - College_Existing_Space Heating_Natural Gas_HVAC - Energy Recovery Ventilator_A_Achievable Economic RVT Potential | F9 | Commercial | Interruptible - College | Existing | Space Heating | Natural Gas | HVAC - Energy Recovery Ventilator | A | Cumulative Winter Peak Savings (MW) | Achievable Economic RVT Potential | 0 | 0 | 0 | 0 | 0 | 0 | 0 | 0 | 0 | 0 | 0 | 0 | 0 | 0 | 0 | 0 | 0 | 0 | 0 | 0 | 0 | 0 | 0 | 0 | 0 | 0 | 0
F10_Commercial_Interruptible - College_Existing_Space Heating_Natural Gas_HVAC - Energy Recovery Ventilator_A_Achievable Economic RVT Potential | F10 | Commercial | Interruptible - College | Existing | Space Heating | Natural Gas | HVAC - Energy Recovery Ventilator | A | Purchases (Incremental) | Achievable Economic RVT Potential | 0 | 0 | 0 | 0 | 0 | 0 | 0 | 0 | 0 | 0 | 0 | 0 | 0 | 0 | 0 | 0 | 0 | 0 | 0 | 0 | 0 | 0 | 0 | 0 | 0 | 0 | 0
F11_Commercial_Interruptible - College_Existing_Space Heating_Natural Gas_HVAC - Energy Recovery Ventilator_A_Achievable Economic RVT Potential | F11 | Commercial | Interruptible - College | Existing | Space Heating | Natural Gas | HVAC - Energy Recovery Ventilator | A | Purchases (Cumulative) | Achievable Economic RVT Potential | 0 | 0 | 0 | 0 | 0 | 0 | 0 | 0 | 0 | 0 | 0 | 0 | 0 | 0 | 0 | 0 | 0 | 0 | 0 | 0 | 0 | 0 | 0 | 0 | 0 | 0 | 0
F1_Commercial_Interruptible - College_Existing_Space Heating_Natural Gas_Building Shell - Air Sealing (Infiltration Control)_A_Achievable Economic RVT Potential | F1 | Commercial | Interruptible - College | Existing | Space Heating | Natural Gas | Building Shell - Air Sealing (Infiltration Control) | A | Integrated Unit Energy Savings (kWh or therms) | Achievable Economic RVT Potential | 0 | 0 | 31.3015 | 31.0433 | 30.7715 | 30.4883 | 30.1893 | 29.87 | 29.5272 | 29.1584 | 28.7629 | 28.344 | 27.9087 | 27.4677 | 27.0344 | 26.6228 | 26.2452 | 25.9479 | 25.7341 | 25.5552 | 25.4238 | 25.3026 | 25.2693 | 25.2388 | 25.2111 | 25.1858 | 25.1627
F2_Commercial_Interruptible - College_Existing_Space Heating_Natural Gas_Building Shell - Air Sealing (Infiltration Control)_A_Achievable Economic RVT Potential | F2 | Commercial | Interruptible - College | Existing | Space Heating | Natural Gas | Building Shell - Air Sealing (Infiltration Control) | A | Integrated Unit Summer Peak Savings (kW) | Achievable Economic RVT Potential | 0 | 0 | 0 | 0 | 0 | 0 | 0 | 0 | 0 | 0 | 0 | 0 | 0 | 0 | 0 | 0 | 0 | 0 | 0 | 0 | 0 | 0 | 0 | 0 | 0 | 0 | 0
F3_Commercial_Interruptible - College_Existing_Space Heating_Natural Gas_Building Shell - Air Sealing (Infiltration Control)_A_Achievable Economic RVT Potential | F3 | Commercial | Interruptible - College | Existing | Space Heating | Natural Gas | Building Shell - Air Sealing (Infiltration Control) | A | Integrated Unit Winter Peak Savings (kW) | Achievable Economic RVT Potential | 0 | 0 | 0 | 0 | 0 | 0 | 0 | 0 | 0 | 0 | 0 | 0 | 0 | 0 | 0 | 0 | 0 | 0 | 0 | 0 | 0 | 0 | 0 | 0 | 0 | 0 | 0
F4_Commercial_Interruptible - College_Existing_Space Heating_Natural Gas_Building Shell - Air Sealing (Infiltration Control)_A_Achievable Economic RVT Potential | F4 | Commercial | Interruptible - College | Existing | Space Heating | Natural Gas | Building Shell - Air Sealing (Infiltration Control) | A | Incremental Energy Savings (MWh or mTherms) | Achievable Economic RVT Potential | 0 | 0 | 2.6971e-05 | 7.7449e-06 | 8.7856e-05 | 0.00023032 | 0.00052544 | 0.0010664 | 0.0019506 | 0.0032371 | 0.0048847 | 0.0066938 | 0.0082723 | 0.0092337 | 0.0090937 | 0.0078243 | 0.0056591 | 0.0030803 | 0.00052002 | 0 | 0 | 0 | 0 | 0 | 0 | 0 | 0
F5_Commercial_Interruptible - College_Existing_Space Heating_Natural Gas_Building Shell - Air Sealing (Infiltration Control)_A_Achievable Economic RVT Potential | F5 | Commercial | Interruptible - College | Existing | Space Heating | Natural Gas | Building Shell - Air Sealing (Infiltration Control) | A | Incremental Summer Peak Savings (MW) | Achievable Economic RVT Potential | 0 | 0 | 0 | 0 | 0 | 0 | 0 | 0 | 0 | 0 | 0 | 0 | 0 | 0 | 0 | 0 | 0 | 0 | 0 | 0 | 0 | 0 | 0 | 0 | 0 | 0 | 0
F6_Commercial_Interruptible - College_Existing_Space Heating_Natural Gas_Building Shell - Air Sealing (Infiltration Control)_A_Achievable Economic RVT Potential | F6 | Commercial | Interruptible - College | Existing | Space Heating | Natural Gas | Building Shell - Air Sealing (Infiltration Control) | A | Incremental Winter Peak Savings (MW) | Achievable Economic RVT Potential | 0 | 0 | 0 | 0 | 0 | 0 | 0 | 0 | 0 | 0 | 0 | 0 | 0 | 0 | 0 | 0 | 0 | 0 | 0 | 0 | 0 | 0 | 0 | 0 | 0 | 0 | 0
F7_Commercial_Interruptible - College_Existing_Space Heating_Natural Gas_Building Shell - Air Sealing (Infiltration Control)_A_Achievable Economic RVT Potential | F7 | Commercial | Interruptible - College | Existing | Space Heating | Natural Gas | Building Shell - Air Sealing (Infiltration Control) | A | Cumulative Energy Savings (MWh or mTherms) | Achievable Economic RVT Potential | 0 | 0 | 2.6971e-05 | 3.4494e-05 | 0.00012205 | 0.00035125 | 0.00087324 | 0.0019304 | 0.0038588 | 0.0070477 | 0.011837 | 0.018358 | 0.026349 | 0.035166 | 0.043705 | 0.050864 | 0.055802 | 0.05825 | 0.05829 | 0.057885 | 0.057587 | 0.057313 | 0.057237 | 0.057168 | 0.057105 | 0.057048 | 0.056996
F8_Commercial_Interruptible - College_Existing_Space Heating_Natural Gas_Building Shell - Air Sealing (Infiltration Control)_A_Achievable Economic RVT Potential | F8 | Commercial | Interruptible - College | Existing | Space Heating | Natural Gas | Building Shell - Air Sealing (Infiltration Control) | A | Cumulative Summer Peak Savings (MW) | Achievable Economic RVT Potential | 0 | 0 | 0 | 0 | 0 | 0 | 0 | 0 | 0 | 0 | 0 | 0 | 0 | 0 | 0 | 0 | 0 | 0 | 0 | 0 | 0 | 0 | 0 | 0 | 0 | 0 | 0
F9_Commercial_Interruptible - College_Existing_Space Heating_Natural Gas_Building Shell - Air Sealing (Infiltration Control)_A_Achievable Economic RVT Potential | F9 | Commercial | Interruptible - College | Existing | Space Heating | Natural Gas | Building Shell - Air Sealing (Infiltration Control) | A | Cumulative Winter Peak Savings (MW) | Achievable Economic RVT Potential | 0 | 0 | 0 | 0 | 0 | 0 | 0 | 0 | 0 | 0 | 0 | 0 | 0 | 0 | 0 | 0 | 0 | 0 | 0 | 0 | 0 | 0 | 0 | 0 | 0 | 0 | 0
F10_Commercial_Interruptible - College_Existing_Space Heating_Natural Gas_Building Shell - Air Sealing (Infiltration Control)_A_Achievable Economic RVT Potential | F10 | Commercial | Interruptible - College | Existing | Space Heating | Natural Gas | Building Shell - Air Sealing (Infiltration Control) | A | Purchases (Incremental) | Achievable Economic RVT Potential | 0 | 0 | 0.00086166 | 0.00024949 | 0.0028551 | 0.0075545 | 0.017405 | 0.035701 | 0.06606 | 0.11102 | 0.16983 | 0.23616 | 0.29641 | 0.33617 | 0.33638 | 0.29389 | 0.21563 | 0.11871 | 0.020207 | 0 | 0 | 0 | 0 | 0 | 0 | 0 | 0
F11_Commercial_Interruptible - College_Existing_Space Heating_Natural Gas_Building Shell - Air Sealing (Infiltration Control)_A_Achievable Economic RVT Potential | F11 | Commercial | Interruptible - College | Existing | Space Heating | Natural Gas | Building Shell - Air Sealing (Infiltration Control) | A | Purchases (Cumulative) | Achievable Economic RVT Potential | 0 | 0 | 0.00086166 | 0.0011111 | 0.0039663 | 0.011521 | 0.028926 | 0.064627 | 0.13069 | 0.2417 | 0.41153 | 0.64769 | 0.9441 | 1.2803 | 1.6166 | 1.9105 | 2.1262 | 2.2449 | 2.2651 | 2.2651 | 2.2651 | 2.2651 | 2.2651 | 2.2651 | 2.2651 | 2.2651 | 2.2651
F1_Commercial_Interruptible - College_Existing_Space Heating_Natural Gas_Ventilation - Demand Controlled_A_Achievable Economic RVT Potential | F1 | Commercial | Interruptible - College | Existing | Space Heating | Natural Gas | Ventilation - Demand Controlled | A | Integrated Unit Energy Savings (kWh or therms) | Achievable Economic RVT Potential | 0 | 0 | 0.14267 | 0.14149 | 0.14025 | 0.13896 | 0.13759 | 0.13614 | 0.13457 | 0.13288 | 0.13107 | 0.12916 | 0.12716 | 0.12514 | 0.12316 | 0.12128 | 0.11955 | 0.1182 | 0.11722 | 0.11641 | 0.11581 | 0.11526 | 0.1151 | 0.11497 | 0.11484 | 0.11472 | 0.11462
F2_Commercial_Interruptible - College_Existing_Space Heating_Natural Gas_Ventilation - Demand Controlled_A_Achievable Economic RVT Potential | F2 | Commercial | Interruptible - College | Existing | Space Heating | Natural Gas | Ventilation - Demand Controlled | A | Integrated Unit Summer Peak Savings (kW) | Achievable Economic RVT Potential | 0 | 0 | 0 | 0 | 0 | 0 | 0 | 0 | 0 | 0 | 0 | 0 | 0 | 0 | 0 | 0 | 0 | 0 | 0 | 0 | 0 | 0 | 0 | 0 | 0 | 0 | 0
F3_Commercial_Interruptible - College_Existing_Space Heating_Natural Gas_Ventilation - Demand Controlled_A_Achievable Economic RVT Potential | F3 | Commercial | Interruptible - College | Existing | Space Heating | Natural Gas | Ventilation - Demand Controlled | A | Integrated Unit Winter Peak Savings (kW) | Achievable Economic RVT Potential | 0 | 0 | 0 | 0 | 0 | 0 | 0 | 0 | 0 | 0 | 0 | 0 | 0 | 0 | 0 | 0 | 0 | 0 | 0 | 0 | 0 | 0 | 0 | 0 | 0 | 0 | 0
F4_Commercial_Interruptible - College_Existing_Space Heating_Natural Gas_Ventilation - Demand Controlled_A_Achievable Economic RVT Potential | F4 | Commercial | Interruptible - College | Existing | Space Heating | Natural Gas | Ventilation - Demand Controlled | A | Incremental Energy Savings (MWh or mTherms) | Achievable Economic RVT Potential | 0 | 0 | 0 | 0 | 0 | 0 | 0 | 0 | 0 | 0 | 0 | 0 | 0 | 0 | 0 | 0 | 0 | 0 | 0 | 0 | 0 | 0 | 0 | 0 | 0 | 0 | 0
F5_Commercial_Interruptible - College_Existing_Space Heating_Natural Gas_Ventilation - Demand Controlled_A_Achievable Economic RVT Potential | F5 | Commercial | Interruptible - College | Existing | Space Heating | Natural Gas | Ventilation - Demand Controlled | A | Incremental Summer Peak Savings (MW) | Achievable Economic RVT Potential | 0 | 0 | 0 | 0 | 0 | 0 | 0 | 0 | 0 | 0 | 0 | 0 | 0 | 0 | 0 | 0 | 0 | 0 | 0 | 0 | 0 | 0 | 0 | 0 | 0 | 0 | 0
F6_Commercial_Interruptible - College_Existing_Space Heating_Natural Gas_Ventilation - Demand Controlled_A_Achievable Economic RVT Potential | F6 | Commercial | Interruptible - College | Existing | Space Heating | Natural Gas | Ventilation - Demand Controlled | A | Incremental Winter Peak Savings (MW) | Achievable Economic RVT Potential | 0 | 0 | 0 | 0 | 0 | 0 | 0 | 0 | 0 | 0 | 0 | 0 | 0 | 0 | 0 | 0 | 0 | 0 | 0 | 0 | 0 | 0 | 0 | 0 | 0 | 0 | 0
F7_Commercial_Interruptible - College_Existing_Space Heating_Natural Gas_Ventilation - Demand Controlled_A_Achievable Economic RVT Potential | F7 | Commercial | Interruptible - College | Existing | Space Heating | Natural Gas | Ventilation - Demand Controlled | A | Cumulative Energy Savings (MWh or mTherms) | Achievable Economic RVT Potential | 0 | 0 | 0 | 0 | 0 | 0 | 0 | 0 | 0 | 0 | 0 | 0 | 0 | 0 | 0 | 0 | 0 | 0 | 0 | 0 | 0 | 0 | 0 | 0 | 0 | 0 | 0
F8_Commercial_Interruptible - College_Existing_Space Heating_Natural Gas_Ventilation - Demand Controlled_A_Achievable Economic RVT Potential | F8 | Commercial | Interruptible - College | Existing | Space Heating | Natural Gas | Ventilation - Demand Controlled | A | Cumulative Summer Peak Savings (MW) | Achievable Economic RVT Potential | 0 | 0 | 0 | 0 | 0 | 0 | 0 | 0 | 0 | 0 | 0 | 0 | 0 | 0 | 0 | 0 | 0 | 0 | 0 | 0 | 0 | 0 | 0 | 0 | 0 | 0 | 0
F9_Commercial_Interruptible - College_Existing_Space Heating_Natural Gas_Ventilation - Demand Controlled_A_Achievable Economic RVT Potential | F9 | Commercial | Interruptible - College | Existing | Space Heating | Natural Gas | Ventilation - Demand Controlled | A | Cumulative Winter Peak Savings (MW) | Achievable Economic RVT Potential | 0 | 0 | 0 | 0 | 0 | 0 | 0 | 0 | 0 | 0 | 0 | 0 | 0 | 0 | 0 | 0 | 0 | 0 | 0 | 0 | 0 | 0 | 0 | 0 | 0 | 0 | 0
F10_Commercial_Interruptible - College_Existing_Space Heating_Natural Gas_Ventilation - Demand Controlled_A_Achievable Economic RVT Potential | F10 | Commercial | Interruptible - College | Existing | Space Heating | Natural Gas | Ventilation - Demand Controlled | A | Purchases (Incremental) | Achievable Economic RVT Potential | 0 | 0 | 0 | 0 | 0 | 0 | 0 | 0 | 0 | 0 | 0 | 0 | 0 | 0 | 0 | 0 | 0 | 0 | 0 | 0 | 0 | 0 | 0 | 0 | 0 | 0 | 0
F11_Commercial_Interruptible - College_Existing_Space Heating_Natural Gas_Ventilation - Demand Controlled_A_Achievable Economic RVT Potential | F11 | Commercial | Interruptible - College | Existing | Space Heating | Natural Gas | Ventilation - Demand Controlled | A | Purchases (Cumulative) | Achievable Economic RVT Potential | 0 | 0 | 0 | 0 | 0 | 0 | 0 | 0 | 0 | 0 | 0 | 0 | 0 | 0 | 0 | 0 | 0 | 0 | 0 | 0 | 0 | 0 | 0 | 0 | 0 | 0 | 0
F1_Commercial_Interruptible - College_Existing_Space Heating_Natural Gas_HVAC - Dedicated Outdoor Air System (DOAS)_A_Achievable Economic RVT Potential | F1 | Commercial | Interruptible - College | Existing | Space Heating | Natural Gas | HVAC - Dedicated Outdoor Air System (DOAS) | A | Integrated Unit Energy Savings (kWh or therms) | Achievable Economic RVT Potential | 0 | 0 | -0.12383 | -0.12346 | -0.12308 | -0.12271 | -0.12235 | -0.122 | -0.12165 | -0.12132 | -0.12099 | -0.12067 | -0.12037 | -0.12008 | -0.1198 | -0.11953 | -0.11928 | -0.11905 | -0.11883 | -0.11862 | -0.11844 | -0.11827 | -0.11811 | -0.11797 | -0.11784 | -0.11773 | -0.11762
F2_Commercial_Interruptible - College_Existing_Space Heating_Natural Gas_HVAC - Dedicated Outdoor Air System (DOAS)_A_Achievable Economic RVT Potential | F2 | Commercial | Interruptible - College | Existing | Space Heating | Natural Gas | HVAC - Dedicated Outdoor Air System (DOAS) | A | Integrated Unit Summer Peak Savings (kW) | Achievable Economic RVT Potential | 0 | 0 | 0 | 0 | 0 | 0 | 0 | 0 | 0 | 0 | 0 | 0 | 0 | 0 | 0 | 0 | 0 | 0 | 0 | 0 | 0 | 0 | 0 | 0 | 0 | 0 | 0
F3_Commercial_Interruptible - College_Existing_Space Heating_Natural Gas_HVAC - Dedicated Outdoor Air System (DOAS)_A_Achievable Economic RVT Potential | F3 | Commercial | Interruptible - College | Existing | Space Heating | Natural Gas | HVAC - Dedicated Outdoor Air System (DOAS) | A | Integrated Unit Winter Peak Savings (kW) | Achievable Economic RVT Potential | 0 | 0 | 0 | 0 | 0 | 0 | 0 | 0 | 0 | 0 | 0 | 0 | 0 | 0 | 0 | 0 | 0 | 0 | 0 | 0 | 0 | 0 | 0 | 0 | 0 | 0 | 0
F4_Commercial_Interruptible - College_Existing_Space Heating_Natural Gas_HVAC - Dedicated Outdoor Air System (DOAS)_A_Achievable Economic RVT Potential | F4 | Commercial | Interruptible - College | Existing | Space Heating | Natural Gas | HVAC - Dedicated Outdoor Air System (DOAS) | A | Incremental Energy Savings (MWh or mTherms) | Achievable Economic RVT Potential | 0 | 0 | 0 | 0 | 0 | 0 | 0 | 0 | 0 | 0 | 0 | 0 | 0 | 0 | 0 | 0 | 0 | 0 | 0 | 0 | 0 | 0 | 0 | 0 | 0 | 0 | 0
F5_Commercial_Interruptible - College_Existing_Space Heating_Natural Gas_HVAC - Dedicated Outdoor Air System (DOAS)_A_Achievable Economic RVT Potential | F5 | Commercial | Interruptible - College | Existing | Space Heating | Natural Gas | HVAC - Dedicated Outdoor Air System (DOAS) | A | Incremental Summer Peak Savings (MW) | Achievable Economic RVT Potential | 0 | 0 | 0 | 0 | 0 | 0 | 0 | 0 | 0 | 0 | 0 | 0 | 0 | 0 | 0 | 0 | 0 | 0 | 0 | 0 | 0 | 0 | 0 | 0 | 0 | 0 | 0
F6_Commercial_Interruptible - College_Existing_Space Heating_Natural Gas_HVAC - Dedicated Outdoor Air System (DOAS)_A_Achievable Economic RVT Potential | F6 | Commercial | Interruptible - College | Existing | Space Heating | Natural Gas | HVAC - Dedicated Outdoor Air System (DOAS) | A | Incremental Winter Peak Savings (MW) | Achievable Economic RVT Potential | 0 | 0 | 0 | 0 | 0 | 0 | 0 | 0 | 0 | 0 | 0 | 0 | 0 | 0 | 0 | 0 | 0 | 0 | 0 | 0 | 0 | 0 | 0 | 0 | 0 | 0 | 0
F7_Commercial_Interruptible - College_Existing_Space Heating_Natural Gas_HVAC - Dedicated Outdoor Air System (DOAS)_A_Achievable Economic RVT Potential | F7 | Commercial | Interruptible - College | Existing | Space Heating | Natural Gas | HVAC - Dedicated Outdoor Air System (DOAS) | A | Cumulative Energy Savings (MWh or mTherms) | Achievable Economic RVT Potential | 0 | 0 | 0 | 0 | 0 | 0 | 0 | 0 | 0 | 0 | 0 | 0 | 0 | 0 | 0 | 0 | 0 | 0 | 0 | 0 | 0 | 0 | 0 | 0 | 0 | 0 | 0
F8_Commercial_Interruptible - College_Existing_Space Heating_Natural Gas_HVAC - Dedicated Outdoor Air System (DOAS)_A_Achievable Economic RVT Potential | F8 | Commercial | Interruptible - College | Existing | Space Heating | Natural Gas | HVAC - Dedicated Outdoor Air System (DOAS) | A | Cumulative Summer Peak Savings (MW) | Achievable Economic RVT Potential | 0 | 0 | 0 | 0 | 0 | 0 | 0 | 0 | 0 | 0 | 0 | 0 | 0 | 0 | 0 | 0 | 0 | 0 | 0 | 0 | 0 | 0 | 0 | 0 | 0 | 0 | 0
F9_Commercial_Interruptible - College_Existing_Space Heating_Natural Gas_HVAC - Dedicated Outdoor Air System (DOAS)_A_Achievable Economic RVT Potential | F9 | Commercial | Interruptible - College | Existing | Space Heating | Natural Gas | HVAC - Dedicated Outdoor Air System (DOAS) | A | Cumulative Winter Peak Savings (MW) | Achievable Economic RVT Potential | 0 | 0 | 0 | 0 | 0 | 0 | 0 | 0 | 0 | 0 | 0 | 0 | 0 | 0 | 0 | 0 | 0 | 0 | 0 | 0 | 0 | 0 | 0 | 0 | 0 | 0 | 0
F10_Commercial_Interruptible - College_Existing_Space Heating_Natural Gas_HVAC - Dedicated Outdoor Air System (DOAS)_A_Achievable Economic RVT Potential | F10 | Commercial | Interruptible - College | Existing | Space Heating | Natural Gas | HVAC - Dedicated Outdoor Air System (DOAS) | A | Purchases (Incremental) | Achievable Economic RVT Potential | 0 | 0 | 0 | 0 | 0 | 0 | 0 | 0 | 0 | 0 | 0 | 0 | 0 | 0 | 0 | 0 | 0 | 0 | 0 | 0 | 0 | 0 | 0 | 0 | 0 | 0 | 0
F11_Commercial_Interruptible - College_Existing_Space Heating_Natural Gas_HVAC - Dedicated Outdoor Air System (DOAS)_A_Achievable Economic RVT Potential | F11 | Commercial | Interruptible - College | Existing | Space Heating | Natural Gas | HVAC - Dedicated Outdoor Air System (DOAS) | A | Purchases (Cumulative) | Achievable Economic RVT Potential | 0 | 0 | 0 | 0 | 0 | 0 | 0 | 0 | 0 | 0 | 0 | 0 | 0 | 0 | 0 | 0 | 0 | 0 | 0 | 0 | 0 | 0 | 0 | 0 | 0 | 0 | 0
F1_Commercial_Interruptible - College_Existing_Space Heating_Natural Gas_Destratification Fans (HVLS)_A_Achievable Economic RVT Potential | F1 | Commercial | Interruptible - College | Existing | Space Heating | Natural Gas | Destratification Fans (HVLS) | A | Integrated Unit Energy Savings (kWh or therms) | Achievable Economic RVT Potential | 0 | 0 | 2888.7587 | 2859.9071 | 2828.5222 | 2795.0318 | 2758.8535 | 2719.2187 | 2675.9628 | 2629.1924 | 2579.3423 | 2527.2842 | 2475.5881 | 2425.1996 | 2376.9303 | 2331.6766 | 2290.9508 | 2258.8535 | 2235.7312 | 2216.911 | 2203.7926 | 2191.9041 | 2189.0056 | 2186.3632 | 2183.9543 | 2181.7582 | 2179.7561
F2_Commercial_Interruptible - College_Existing_Space Heating_Natural Gas_Destratification Fans (HVLS)_A_Achievable Economic RVT Potential | F2 | Commercial | Interruptible - College | Existing | Space Heating | Natural Gas | Destratification Fans (HVLS) | A | Integrated Unit Summer Peak Savings (kW) | Achievable Economic RVT Potential | 0 | 0 | 0 | 0 | 0 | 0 | 0 | 0 | 0 | 0 | 0 | 0 | 0 | 0 | 0 | 0 | 0 | 0 | 0 | 0 | 0 | 0 | 0 | 0 | 0 | 0 | 0
F3_Commercial_Interruptible - College_Existing_Space Heating_Natural Gas_Destratification Fans (HVLS)_A_Achievable Economic RVT Potential | F3 | Commercial | Interruptible - College | Existing | Space Heating | Natural Gas | Destratification Fans (HVLS) | A | Integrated Unit Winter Peak Savings (kW) | Achievable Economic RVT Potential | 0 | 0 | 0 | 0 | 0 | 0 | 0 | 0 | 0 | 0 | 0 | 0 | 0 | 0 | 0 | 0 | 0 | 0 | 0 | 0 | 0 | 0 | 0 | 0 | 0 | 0 | 0
F4_Commercial_Interruptible - College_Existing_Space Heating_Natural Gas_Destratification Fans (HVLS)_A_Achievable Economic RVT Potential | F4 | Commercial | Interruptible - College | Existing | Space Heating | Natural Gas | Destratification Fans (HVLS) | A | Incremental Energy Savings (MWh or mTherms) | Achievable Economic RVT Potential | 0 | 0 | 0 | 0 | 0 | 0 | 0 | 0 | 0 | 0 | 0 | 0 | 0 | 0 | 0 | 0 | 0 | 0 | 0 | 0 | 0 | 0 | 0 | 0 | 0 | 0 | 0
F5_Commercial_Interruptible - College_Existing_Space Heating_Natural Gas_Destratification Fans (HVLS)_A_Achievable Economic RVT Potential | F5 | Commercial | Interruptible - College | Existing | Space Heating | Natural Gas | Destratification Fans (HVLS) | A | Incremental Summer Peak Savings (MW) | Achievable Economic RVT Potential | 0 | 0 | 0 | 0 | 0 | 0 | 0 | 0 | 0 | 0 | 0 | 0 | 0 | 0 | 0 | 0 | 0 | 0 | 0 | 0 | 0 | 0 | 0 | 0 | 0 | 0 | 0
F6_Commercial_Interruptible - College_Existing_Space Heating_Natural Gas_Destratification Fans (HVLS)_A_Achievable Economic RVT Potential | F6 | Commercial | Interruptible - College | Existing | Space Heating | Natural Gas | Destratification Fans (HVLS) | A | Incremental Winter Peak Savings (MW) | Achievable Economic RVT Potential | 0 | 0 | 0 | 0 | 0 | 0 | 0 | 0 | 0 | 0 | 0 | 0 | 0 | 0 | 0 | 0 | 0 | 0 | 0 | 0 | 0 | 0 | 0 | 0 | 0 | 0 | 0
F7_Commercial_Interruptible - College_Existing_Space Heating_Natural Gas_Destratification Fans (HVLS)_A_Achievable Economic RVT Potential | F7 | Commercial | Interruptible - College | Existing | Space Heating | Natural Gas | Destratification Fans (HVLS) | A | Cumulative Energy Savings (MWh or mTherms) | Achievable Economic RVT Potential | 0 | 0 | 0 | 0 | 0 | 0 | 0 | 0 | 0 | 0 | 0 | 0 | 0 | 0 | 0 | 0 | 0 | 0 | 0 | 0 | 0 | 0 | 0 | 0 | 0 | 0 | 0
F8_Commercial_Interruptible - College_Existing_Space Heating_Natural Gas_Destratification Fans (HVLS)_A_Achievable Economic RVT Potential | F8 | Commercial | Interruptible - College | Existing | Space Heating | Natural Gas | Destratification Fans (HVLS) | A | Cumulative Summer Peak Savings (MW) | Achievable Economic RVT Potential | 0 | 0 | 0 | 0 | 0 | 0 | 0 | 0 | 0 | 0 | 0 | 0 | 0 | 0 | 0 | 0 | 0 | 0 | 0 | 0 | 0 | 0 | 0 | 0 | 0 | 0 | 0
F9_Commercial_Interruptible - College_Existing_Space Heating_Natural Gas_Destratification Fans (HVLS)_A_Achievable Economic RVT Potential | F9 | Commercial | Interruptible - College | Existing | Space Heating | Natural Gas | Destratification Fans (HVLS) | A | Cumulative Winter Peak Savings (MW) | Achievable Economic RVT Potential | 0 | 0 | 0 | 0 | 0 | 0 | 0 | 0 | 0 | 0 | 0 | 0 | 0 | 0 | 0 | 0 | 0 | 0 | 0 | 0 | 0 | 0 | 0 | 0 | 0 | 0 | 0
F10_Commercial_Interruptible - College_Existing_Space Heating_Natural Gas_Destratification Fans (HVLS)_A_Achievable Economic RVT Potential | F10 | Commercial | Interruptible - College | Existing | Space Heating | Natural Gas | Destratification Fans (HVLS) | A | Purchases (Incremental) | Achievable Economic RVT Potential | 0 | 0 | 0 | 0 | 0 | 0 | 0 | 0 | 0 | 0 | 0 | 0 | 0 | 0 | 0 | 0 | 0 | 0 | 0 | 0 | 0 | 0 | 0 | 0 | 0 | 0 | 0
F11_Commercial_Interruptible - College_Existing_Space Heating_Natural Gas_Destratification Fans (HVLS)_A_Achievable Economic RVT Potential | F11 | Commercial | Interruptible - College | Existing | Space Heating | Natural Gas | Destratification Fans (HVLS) | A | Purchases (Cumulative) | Achievable Economic RVT Potential | 0 | 0 | 0 | 0 | 0 | 0 | 0 | 0 | 0 | 0 | 0 | 0 | 0 | 0 | 0 | 0 | 0 | 0 | 0 | 0 | 0 | 0 | 0 | 0 | 0 | 0 | 0
F1_Commercial_Interruptible - College_Existing_Space Heating_Natural Gas_Gas Boiler - Maintenance_A_Achievable Economic RVT Potential | F1 | Commercial | Interruptible - College | Existing | Space Heating | Natural Gas | Gas Boiler - Maintenance | A | Integrated Unit Energy Savings (kWh or therms) | Achievable Economic RVT Potential | 0 | 0 | 0.64716 | 0.63902 | 0.62995 | 0.62013 | 0.60934 | 0.59768 | 0.58482 | 0.57083 | 0.55589 | 0.54033 | 0.52468 | 0.50929 | 0.49456 | 0.48087 | 0.46872 | 0.45909 | 0.45204 | 0.44638 | 0.44248 | 0.43897 | 0.43846 | 0.43799 | 0.43756 | 0.43718 | 0.43682
F2_Commercial_Interruptible - College_Existing_Space Heating_Natural Gas_Gas Boiler - Maintenance_A_Achievable Economic RVT Potential | F2 | Commercial | Interruptible - College | Existing | Space Heating | Natural Gas | Gas Boiler - Maintenance | A | Integrated Unit Summer Peak Savings (kW) | Achievable Economic RVT Potential | 0 | 0 | 0 | 0 | 0 | 0 | 0 | 0 | 0 | 0 | 0 | 0 | 0 | 0 | 0 | 0 | 0 | 0 | 0 | 0 | 0 | 0 | 0 | 0 | 0 | 0 | 0
F3_Commercial_Interruptible - College_Existing_Space Heating_Natural Gas_Gas Boiler - Maintenance_A_Achievable Economic RVT Potential | F3 | Commercial | Interruptible - College | Existing | Space Heating | Natural Gas | Gas Boiler - Maintenance | A | Integrated Unit Winter Peak Savings (kW) | Achievable Economic RVT Potential | 0 | 0 | 0 | 0 | 0 | 0 | 0 | 0 | 0 | 0 | 0 | 0 | 0 | 0 | 0 | 0 | 0 | 0 | 0 | 0 | 0 | 0 | 0 | 0 | 0 | 0 | 0
F4_Commercial_Interruptible - College_Existing_Space Heating_Natural Gas_Gas Boiler - Maintenance_A_Achievable Economic RVT Potential | F4 | Commercial | Interruptible - College | Existing | Space Heating | Natural Gas | Gas Boiler - Maintenance | A | Incremental Energy Savings (MWh or mTherms) | Achievable Economic RVT Potential | 0 | 0 | 0 | 0 | 0 | 0 | 0 | 0 | 0 | 0 | 0 | 0 | 0 | 0 | 0 | 0 | 0 | 0 | 0 | 0 | 0 | 0 | 0 | 0 | 0 | 0 | 0
F5_Commercial_Interruptible - College_Existing_Space Heating_Natural Gas_Gas Boiler - Maintenance_A_Achievable Economic RVT Potential | F5 | Commercial | Interruptible - College | Existing | Space Heating | Natural Gas | Gas Boiler - Maintenance | A | Incremental Summer Peak Savings (MW) | Achievable Economic RVT Potential | 0 | 0 | 0 | 0 | 0 | 0 | 0 | 0 | 0 | 0 | 0 | 0 | 0 | 0 | 0 | 0 | 0 | 0 | 0 | 0 | 0 | 0 | 0 | 0 | 0 | 0 | 0
F6_Commercial_Interruptible - College_Existing_Space Heating_Natural Gas_Gas Boiler - Maintenance_A_Achievable Economic RVT Potential | F6 | Commercial | Interruptible - College | Existing | Space Heating | Natural Gas | Gas Boiler - Maintenance | A | Incremental Winter Peak Savings (MW) | Achievable Economic RVT Potential | 0 | 0 | 0 | 0 | 0 | 0 | 0 | 0 | 0 | 0 | 0 | 0 | 0 | 0 | 0 | 0 | 0 | 0 | 0 | 0 | 0 | 0 | 0 | 0 | 0 | 0 | 0
F7_Commercial_Interruptible - College_Existing_Space Heating_Natural Gas_Gas Boiler - Maintenance_A_Achievable Economic RVT Potential | F7 | Commercial | Interruptible - College | Existing | Space Heating | Natural Gas | Gas Boiler - Maintenance | A | Cumulative Energy Savings (MWh or mTherms) | Achievable Economic RVT Potential | 0 | 0 | 0 | 0 | 0 | 0 | 0 | 0 | 0 | 0 | 0 | 0 | 0 | 0 | 0 | 0 | 0 | 0 | 0 | 0 | 0 | 0 | 0 | 0 | 0 | 0 | 0
F8_Commercial_Interruptible - College_Existing_Space Heating_Natural Gas_Gas Boiler - Maintenance_A_Achievable Economic RVT Potential | F8 | Commercial | Interruptible - College | Existing | Space Heating | Natural Gas | Gas Boiler - Maintenance | A | Cumulative Summer Peak Savings (MW) | Achievable Economic RVT Potential | 0 | 0 | 0 | 0 | 0 | 0 | 0 | 0 | 0 | 0 | 0 | 0 | 0 | 0 | 0 | 0 | 0 | 0 | 0 | 0 | 0 | 0 | 0 | 0 | 0 | 0 | 0
F9_Commercial_Interruptible - College_Existing_Space Heating_Natural Gas_Gas Boiler - Maintenance_A_Achievable Economic RVT Potential | F9 | Commercial | Interruptible - College | Existing | Space Heating | Natural Gas | Gas Boiler - Maintenance | A | Cumulative Winter Peak Savings (MW) | Achievable Economic RVT Potential | 0 | 0 | 0 | 0 | 0 | 0 | 0 | 0 | 0 | 0 | 0 | 0 | 0 | 0 | 0 | 0 | 0 | 0 | 0 | 0 | 0 | 0 | 0 | 0 | 0 | 0 | 0
F10_Commercial_Interruptible - College_Existing_Space Heating_Natural Gas_Gas Boiler - Maintenance_A_Achievable Economic RVT Potential | F10 | Commercial | Interruptible - College | Existing | Space Heating | Natural Gas | Gas Boiler - Maintenance | A | Purchases (Incremental) | Achievable Economic RVT Potential | 0 | 0 | 0 | 0 | 0 | 0 | 0 | 0 | 0 | 0 | 0 | 0 | 0 | 0 | 0 | 0 | 0 | 0 | 0 | 0 | 0 | 0 | 0 | 0 | 0 | 0 | 0
F11_Commercial_Interruptible - College_Existing_Space Heating_Natural Gas_Gas Boiler - Maintenance_A_Achievable Economic RVT Potential | F11 | Commercial | Interruptible - College | Existing | Space Heating | Natural Gas | Gas Boiler - Maintenance | A | Purchases (Cumulative) | Achievable Economic RVT Potential | 0 | 0 | 0 | 0 | 0 | 0 | 0 | 0 | 0 | 0 | 0 | 0 | 0 | 0 | 0 | 0 | 0 | 0 | 0 | 0 | 0 | 0 | 0 | 0 | 0 | 0 | 0
F1_Commercial_Interruptible - College_Existing_Space Heating_Natural Gas_Gas Furnace - Maintenance_A_Achievable Economic RVT Potential | F1 | Commercial | Interruptible - College | Existing | Space Heating | Natural Gas | Gas Furnace - Maintenance | A | Integrated Unit Energy Savings (kWh or therms) | Achievable Economic RVT Potential | 0 | 0 | 0.25921 | 0.25608 | 0.25249 | 0.24851 | 0.2441 | 0.23925 | 0.23384 | 0.2279 | 0.22153 | 0.21485 | 0.20811 | 0.20144 | 0.19501 | 0.18899 | 0.18356 | 0.17911 | 0.17565 | 0.1728 | 0.17066 | 0.16873 | 0.168 | 0.16732 | 0.16669 | 0.16611 | 0.16558
F2_Commercial_Interruptible - College_Existing_Space Heating_Natural Gas_Gas Furnace - Maintenance_A_Achievable Economic RVT Potential | F2 | Commercial | Interruptible - College | Existing | Space Heating | Natural Gas | Gas Furnace - Maintenance | A | Integrated Unit Summer Peak Savings (kW) | Achievable Economic RVT Potential | 0 | 0 | 0 | 0 | 0 | 0 | 0 | 0 | 0 | 0 | 0 | 0 | 0 | 0 | 0 | 0 | 0 | 0 | 0 | 0 | 0 | 0 | 0 | 0 | 0 | 0 | 0
F3_Commercial_Interruptible - College_Existing_Space Heating_Natural Gas_Gas Furnace - Maintenance_A_Achievable Economic RVT Potential | F3 | Commercial | Interruptible - College | Existing | Space Heating | Natural Gas | Gas Furnace - Maintenance | A | Integrated Unit Winter Peak Savings (kW) | Achievable Economic RVT Potential | 0 | 0 | 0 | 0 | 0 | 0 | 0 | 0 | 0 | 0 | 0 | 0 | 0 | 0 | 0 | 0 | 0 | 0 | 0 | 0 | 0 | 0 | 0 | 0 | 0 | 0 | 0
F4_Commercial_Interruptible - College_Existing_Space Heating_Natural Gas_Gas Furnace - Maintenance_A_Achievable Economic RVT Potential | F4 | Commercial | Interruptible - College | Existing | Space Heating | Natural Gas | Gas Furnace - Maintenance | A | Incremental Energy Savings (MWh or mTherms) | Achievable Economic RVT Potential | 0 | 0 | 0 | 0 | 0 | 0 | 0 | 0 | 0 | 0 | 0 | 0 | 0 | 0 | 0 | 0 | 0 | 0 | 0 | 0 | 0 | 0 | 0 | 0 | 0 | 0 | 0
F5_Commercial_Interruptible - College_Existing_Space Heating_Natural Gas_Gas Furnace - Maintenance_A_Achievable Economic RVT Potential | F5 | Commercial | Interruptible - College | Existing | Space Heating | Natural Gas | Gas Furnace - Maintenance | A | Incremental Summer Peak Savings (MW) | Achievable Economic RVT Potential | 0 | 0 | 0 | 0 | 0 | 0 | 0 | 0 | 0 | 0 | 0 | 0 | 0 | 0 | 0 | 0 | 0 | 0 | 0 | 0 | 0 | 0 | 0 | 0 | 0 | 0 | 0
F6_Commercial_Interruptible - College_Existing_Space Heating_Natural Gas_Gas Furnace - Maintenance_A_Achievable Economic RVT Potential | F6 | Commercial | Interruptible - College | Existing | Space Heating | Natural Gas | Gas Furnace - Maintenance | A | Incremental Winter Peak Savings (MW) | Achievable Economic RVT Potential | 0 | 0 | 0 | 0 | 0 | 0 | 0 | 0 | 0 | 0 | 0 | 0 | 0 | 0 | 0 | 0 | 0 | 0 | 0 | 0 | 0 | 0 | 0 | 0 | 0 | 0 | 0
F7_Commercial_Interruptible - College_Existing_Space Heating_Natural Gas_Gas Furnace - Maintenance_A_Achievable Economic RVT Potential | F7 | Commercial | Interruptible - College | Existing | Space Heating | Natural Gas | Gas Furnace - Maintenance | A | Cumulative Energy Savings (MWh or mTherms) | Achievable Economic RVT Potential | 0 | 0 | 0 | 0 | 0 | 0 | 0 | 0 | 0 | 0 | 0 | 0 | 0 | 0 | 0 | 0 | 0 | 0 | 0 | 0 | 0 | 0 | 0 | 0 | 0 | 0 | 0
F8_Commercial_Interruptible - College_Existing_Space Heating_Natural Gas_Gas Furnace - Maintenance_A_Achievable Economic RVT Potential | F8 | Commercial | Interruptible - College | Existing | Space Heating | Natural Gas | Gas Furnace - Maintenance | A | Cumulative Summer Peak Savings (MW) | Achievable Economic RVT Potential | 0 | 0 | 0 | 0 | 0 | 0 | 0 | 0 | 0 | 0 | 0 | 0 | 0 | 0 | 0 | 0 | 0 | 0 | 0 | 0 | 0 | 0 | 0 | 0 | 0 | 0 | 0
F9_Commercial_Interruptible - College_Existing_Space Heating_Natural Gas_Gas Furnace - Maintenance_A_Achievable Economic RVT Potential | F9 | Commercial | Interruptible - College | Existing | Space Heating | Natural Gas | Gas Furnace - Maintenance | A | Cumulative Winter Peak Savings (MW) | Achievable Economic RVT Potential | 0 | 0 | 0 | 0 | 0 | 0 | 0 | 0 | 0 | 0 | 0 | 0 | 0 | 0 | 0 | 0 | 0 | 0 | 0 | 0 | 0 | 0 | 0 | 0 | 0 | 0 | 0
F10_Commercial_Interruptible - College_Existing_Space Heating_Natural Gas_Gas Furnace - Maintenance_A_Achievable Economic RVT Potential | F10 | Commercial | Interruptible - College | Existing | Space Heating | Natural Gas | Gas Furnace - Maintenance | A | Purchases (Incremental) | Achievable Economic RVT Potential | 0 | 0 | 0 | 0 | 0 | 0 | 0 | 0 | 0 | 0 | 0 | 0 | 0 | 0 | 0 | 0 | 0 | 0 | 0 | 0 | 0 | 0 | 0 | 0 | 0 | 0 | 0
F11_Commercial_Interruptible - College_Existing_Space Heating_Natural Gas_Gas Furnace - Maintenance_A_Achievable Economic RVT Potential | F11 | Commercial | Interruptible - College | Existing | Space Heating | Natural Gas | Gas Furnace - Maintenance | A | Purchases (Cumulative) | Achievable Economic RVT Potential | 0 | 0 | 0 | 0 | 0 | 0 | 0 | 0 | 0 | 0 | 0 | 0 | 0 | 0 | 0 | 0 | 0 | 0 | 0 | 0 | 0 | 0 | 0 | 0 | 0 | 0 | 0
F1_Commercial_Interruptible - College_Existing_Space Heating_Natural Gas_Gas Boiler - Hot Water Reset_A_Achievable Economic RVT Potential | F1 | Commercial | Interruptible - College | Existing | Space Heating | Natural Gas | Gas Boiler - Hot Water Reset | A | Integrated Unit Energy Savings (kWh or therms) | Achievable Economic RVT Potential | 0 | 0 | 1157.3726 | 1153.7982 | 1150.2869 | 1146.848 | 1143.4904 | 1140.2224 | 1137.052 | 1133.987 | 1131.035 | 1128.2034 | 1125.4985 | 1122.9264 | 1120.4924 | 1118.2017 | 1116.0588 | 1114.0679 | 1112.2328 | 1110.5394 | 1108.9897 | 1107.5806 | 1106.2995 | 1105.1346 | 1104.0755 | 1103.1125 | 1102.237
F2_Commercial_Interruptible - College_Existing_Space Heating_Natural Gas_Gas Boiler - Hot Water Reset_A_Achievable Economic RVT Potential | F2 | Commercial | Interruptible - College | Existing | Space Heating | Natural Gas | Gas Boiler - Hot Water Reset | A | Integrated Unit Summer Peak Savings (kW) | Achievable Economic RVT Potential | 0 | 0 | 0 | 0 | 0 | 0 | 0 | 0 | 0 | 0 | 0 | 0 | 0 | 0 | 0 | 0 | 0 | 0 | 0 | 0 | 0 | 0 | 0 | 0 | 0 | 0 | 0
F3_Commercial_Interruptible - College_Existing_Space Heating_Natural Gas_Gas Boiler - Hot Water Reset_A_Achievable Economic RVT Potential | F3 | Commercial | Interruptible - College | Existing | Space Heating | Natural Gas | Gas Boiler - Hot Water Reset | A | Integrated Unit Winter Peak Savings (kW) | Achievable Economic RVT Potential | 0 | 0 | 0 | 0 | 0 | 0 | 0 | 0 | 0 | 0 | 0 | 0 | 0 | 0 | 0 | 0 | 0 | 0 | 0 | 0 | 0 | 0 | 0 | 0 | 0 | 0 | 0
F4_Commercial_Interruptible - College_Existing_Space Heating_Natural Gas_Gas Boiler - Hot Water Reset_A_Achievable Economic RVT Potential | F4 | Commercial | Interruptible - College | Existing | Space Heating | Natural Gas | Gas Boiler - Hot Water Reset | A | Incremental Energy Savings (MWh or mTherms) | Achievable Economic RVT Potential | 0 | 0 | 0 | 0 | 0 | 0 | 0 | 0 | 0 | 0 | 0 | 0 | 0 | 0 | 0 | 0 | 0 | 0 | 0 | 0 | 0 | 0 | 0 | 0 | 0 | 0 | 0
F5_Commercial_Interruptible - College_Existing_Space Heating_Natural Gas_Gas Boiler - Hot Water Reset_A_Achievable Economic RVT Potential | F5 | Commercial | Interruptible - College | Existing | Space Heating | Natural Gas | Gas Boiler - Hot Water Reset | A | Incremental Summer Peak Savings (MW) | Achievable Economic RVT Potential | 0 | 0 | 0 | 0 | 0 | 0 | 0 | 0 | 0 | 0 | 0 | 0 | 0 | 0 | 0 | 0 | 0 | 0 | 0 | 0 | 0 | 0 | 0 | 0 | 0 | 0 | 0
F6_Commercial_Interruptible - College_Existing_Space Heating_Natural Gas_Gas Boiler - Hot Water Reset_A_Achievable Economic RVT Potential | F6 | Commercial | Interruptible - College | Existing | Space Heating | Natural Gas | Gas Boiler - Hot Water Reset | A | Incremental Winter Peak Savings (MW) | Achievable Economic RVT Potential | 0 | 0 | 0 | 0 | 0 | 0 | 0 | 0 | 0 | 0 | 0 | 0 | 0 | 0 | 0 | 0 | 0 | 0 | 0 | 0 | 0 | 0 | 0 | 0 | 0 | 0 | 0
F7_Commercial_Interruptible - College_Existing_Space Heating_Natural Gas_Gas Boiler - Hot Water Reset_A_Achievable Economic RVT Potential | F7 | Commercial | Interruptible - College | Existing | Space Heating | Natural Gas | Gas Boiler - Hot Water Reset | A | Cumulative Energy Savings (MWh or mTherms) | Achievable Economic RVT Potential | 0 | 0 | 0 | 0 | 0 | 0 | 0 | 0 | 0 | 0 | 0 | 0 | 0 | 0 | 0 | 0 | 0 | 0 | 0 | 0 | 0 | 0 | 0 | 0 | 0 | 0 | 0
F8_Commercial_Interruptible - College_Existing_Space Heating_Natural Gas_Gas Boiler - Hot Water Reset_A_Achievable Economic RVT Potential | F8 | Commercial | Interruptible - College | Existing | Space Heating | Natural Gas | Gas Boiler - Hot Water Reset | A | Cumulative Summer Peak Savings (MW) | Achievable Economic RVT Potential | 0 | 0 | 0 | 0 | 0 | 0 | 0 | 0 | 0 | 0 | 0 | 0 | 0 | 0 | 0 | 0 | 0 | 0 | 0 | 0 | 0 | 0 | 0 | 0 | 0 | 0 | 0
F9_Commercial_Interruptible - College_Existing_Space Heating_Natural Gas_Gas Boiler - Hot Water Reset_A_Achievable Economic RVT Potential | F9 | Commercial | Interruptible - College | Existing | Space Heating | Natural Gas | Gas Boiler - Hot Water Reset | A | Cumulative Winter Peak Savings (MW) | Achievable Economic RVT Potential | 0 | 0 | 0 | 0 | 0 | 0 | 0 | 0 | 0 | 0 | 0 | 0 | 0 | 0 | 0 | 0 | 0 | 0 | 0 | 0 | 0 | 0 | 0 | 0 | 0 | 0 | 0
F10_Commercial_Interruptible - College_Existing_Space Heating_Natural Gas_Gas Boiler - Hot Water Reset_A_Achievable Economic RVT Potential | F10 | Commercial | Interruptible - College | Existing | Space Heating | Natural Gas | Gas Boiler - Hot Water Reset | A | Purchases (Incremental) | Achievable Economic RVT Potential | 0 | 0 | 0 | 0 | 0 | 0 | 0 | 0 | 0 | 0 | 0 | 0 | 0 | 0 | 0 | 0 | 0 | 0 | 0 | 0 | 0 | 0 | 0 | 0 | 0 | 0 | 0
F11_Commercial_Interruptible - College_Existing_Space Heating_Natural Gas_Gas Boiler - Hot Water Reset_A_Achievable Economic RVT Potential | F11 | Commercial | Interruptible - College | Existing | Space Heating | Natural Gas | Gas Boiler - Hot Water Reset | A | Purchases (Cumulative) | Achievable Economic RVT Potential | 0 | 0 | 0 | 0 | 0 | 0 | 0 | 0 | 0 | 0 | 0 | 0 | 0 | 0 | 0 | 0 | 0 | 0 | 0 | 0 | 0 | 0 | 0 | 0 | 0 | 0 | 0
F1_Commercial_Interruptible - College_Existing_Space Heating_Natural Gas_Gas Boiler - Steam Trap Replacement_A_Achievable Economic RVT Potential | F1 | Commercial | Interruptible - College | Existing | Space Heating | Natural Gas | Gas Boiler - Steam Trap Replacement | A | Integrated Unit Energy Savings (kWh or therms) | Achievable Economic RVT Potential | 0 | 0 | 300.99 | 298.904 | 296.6846 | 294.3548 | 291.8713 | 289.19 | 286.2725 | 283.0938 | 279.6521 | 275.977 | 272.1356 | 268.2311 | 264.3933 | 260.7601 | 257.4528 | 254.9252 | 253.2153 | 251.8408 | 250.9285 | 250.1116 | 249.8202 | 249.5553 | 249.3143 | 249.0952 | 248.896
F2_Commercial_Interruptible - College_Existing_Space Heating_Natural Gas_Gas Boiler - Steam Trap Replacement_A_Achievable Economic RVT Potential | F2 | Commercial | Interruptible - College | Existing | Space Heating | Natural Gas | Gas Boiler - Steam Trap Replacement | A | Integrated Unit Summer Peak Savings (kW) | Achievable Economic RVT Potential | 0 | 0 | 0 | 0 | 0 | 0 | 0 | 0 | 0 | 0 | 0 | 0 | 0 | 0 | 0 | 0 | 0 | 0 | 0 | 0 | 0 | 0 | 0 | 0 | 0 | 0 | 0
F3_Commercial_Interruptible - College_Existing_Space Heating_Natural Gas_Gas Boiler - Steam Trap Replacement_A_Achievable Economic RVT Potential | F3 | Commercial | Interruptible - College | Existing | Space Heating | Natural Gas | Gas Boiler - Steam Trap Replacement | A | Integrated Unit Winter Peak Savings (kW) | Achievable Economic RVT Potential | 0 | 0 | 0 | 0 | 0 | 0 | 0 | 0 | 0 | 0 | 0 | 0 | 0 | 0 | 0 | 0 | 0 | 0 | 0 | 0 | 0 | 0 | 0 | 0 | 0 | 0 | 0
F4_Commercial_Interruptible - College_Existing_Space Heating_Natural Gas_Gas Boiler - Steam Trap Replacement_A_Achievable Economic RVT Potential | F4 | Commercial | Interruptible - College | Existing | Space Heating | Natural Gas | Gas Boiler - Steam Trap Replacement | A | Incremental Energy Savings (MWh or mTherms) | Achievable Economic RVT Potential | 0 | 0 | 0 | 0 | 0 | 0 | 0 | 0 | 0 | 0 | 0 | 0 | 0 | 0 | 0 | 0 | 0 | 0 | 0 | 0 | 0 | 0 | 0 | 0 | 0 | 0 | 0
F5_Commercial_Interruptible - College_Existing_Space Heating_Natural Gas_Gas Boiler - Steam Trap Replacement_A_Achievable Economic RVT Potential | F5 | Commercial | Interruptible - College | Existing | Space Heating | Natural Gas | Gas Boiler - Steam Trap Replacement | A | Incremental Summer Peak Savings (MW) | Achievable Economic RVT Potential | 0 | 0 | 0 | 0 | 0 | 0 | 0 | 0 | 0 | 0 | 0 | 0 | 0 | 0 | 0 | 0 | 0 | 0 | 0 | 0 | 0 | 0 | 0 | 0 | 0 | 0 | 0
F6_Commercial_Interruptible - College_Existing_Space Heating_Natural Gas_Gas Boiler - Steam Trap Replacement_A_Achievable Economic RVT Potential | F6 | Commercial | Interruptible - College | Existing | Space Heating | Natural Gas | Gas Boiler - Steam Trap Replacement | A | Incremental Winter Peak Savings (MW) | Achievable Economic RVT Potential | 0 | 0 | 0 | 0 | 0 | 0 | 0 | 0 | 0 | 0 | 0 | 0 | 0 | 0 | 0 | 0 | 0 | 0 | 0 | 0 | 0 | 0 | 0 | 0 | 0 | 0 | 0
F7_Commercial_Interruptible - College_Existing_Space Heating_Natural Gas_Gas Boiler - Steam Trap Replacement_A_Achievable Economic RVT Potential | F7 | Commercial | Interruptible - College | Existing | Space Heating | Natural Gas | Gas Boiler - Steam Trap Replacement | A | Cumulative Energy Savings (MWh or mTherms) | Achievable Economic RVT Potential | 0 | 0 | 0 | 0 | 0 | 0 | 0 | 0 | 0 | 0 | 0 | 0 | 0 | 0 | 0 | 0 | 0 | 0 | 0 | 0 | 0 | 0 | 0 | 0 | 0 | 0 | 0
F8_Commercial_Interruptible - College_Existing_Space Heating_Natural Gas_Gas Boiler - Steam Trap Replacement_A_Achievable Economic RVT Potential | F8 | Commercial | Interruptible - College | Existing | Space Heating | Natural Gas | Gas Boiler - Steam Trap Replacement | A | Cumulative Summer Peak Savings (MW) | Achievable Economic RVT Potential | 0 | 0 | 0 | 0 | 0 | 0 | 0 | 0 | 0 | 0 | 0 | 0 | 0 | 0 | 0 | 0 | 0 | 0 | 0 | 0 | 0 | 0 | 0 | 0 | 0 | 0 | 0
F9_Commercial_Interruptible - College_Existing_Space Heating_Natural Gas_Gas Boiler - Steam Trap Replacement_A_Achievable Economic RVT Potential | F9 | Commercial | Interruptible - College | Existing | Space Heating | Natural Gas | Gas Boiler - Steam Trap Replacement | A | Cumulative Winter Peak Savings (MW) | Achievable Economic RVT Potential | 0 | 0 | 0 | 0 | 0 | 0 | 0 | 0 | 0 | 0 | 0 | 0 | 0 | 0 | 0 | 0 | 0 | 0 | 0 | 0 | 0 | 0 | 0 | 0 | 0 | 0 | 0
F10_Commercial_Interruptible - College_Existing_Space Heating_Natural Gas_Gas Boiler - Steam Trap Replacement_A_Achievable Economic RVT Potential | F10 | Commercial | Interruptible - College | Existing | Space Heating | Natural Gas | Gas Boiler - Steam Trap Replacement | A | Purchases (Incremental) | Achievable Economic RVT Potential | 0 | 0 | 0 | 0 | 0 | 0 | 0 | 0 | 0 | 0 | 0 | 0 | 0 | 0 | 0 | 0 | 0 | 0 | 0 | 0 | 0 | 0 | 0 | 0 | 0 | 0 | 0
F11_Commercial_Interruptible - College_Existing_Space Heating_Natural Gas_Gas Boiler - Steam Trap Replacement_A_Achievable Economic RVT Potential | F11 | Commercial | Interruptible - College | Existing | Space Heating | Natural Gas | Gas Boiler - Steam Trap Replacement | A | Purchases (Cumulative) | Achievable Economic RVT Potential | 0 | 0 | 0 | 0 | 0 | 0 | 0 | 0 | 0 | 0 | 0 | 0 | 0 | 0 | 0 | 0 | 0 | 0 | 0 | 0 | 0 | 0 | 0 | 0 | 0 | 0 | 0
F1_Commercial_Interruptible - College_Existing_Space Heating_Natural Gas_Gas Boiler - High Turndown Burner_A_Achievable Economic RVT Potential | F1 | Commercial | Interruptible - College | Existing | Space Heating | Natural Gas | Gas Boiler - High Turndown Burner | A | Integrated Unit Energy Savings (kWh or therms) | Achievable Economic RVT Potential | 0 | 0 | 1.0812 | 1.0714 | 1.0608 | 1.0495 | 1.0373 | 1.024 | 1.0094 | 0.99347 | 0.97642 | 0.95846 | 0.94052 | 0.92264 | 0.90511 | 0.88859 | 0.87365 | 0.86191 | 0.85351 | 0.84667 | 0.84189 | 0.83756 | 0.83658 | 0.83569 | 0.83489 | 0.83415 | 0.83349
F2_Commercial_Interruptible - College_Existing_Space Heating_Natural Gas_Gas Boiler - High Turndown Burner_A_Achievable Economic RVT Potential | F2 | Commercial | Interruptible - College | Existing | Space Heating | Natural Gas | Gas Boiler - High Turndown Burner | A | Integrated Unit Summer Peak Savings (kW) | Achievable Economic RVT Potential | 0 | 0 | 0 | 0 | 0 | 0 | 0 | 0 | 0 | 0 | 0 | 0 | 0 | 0 | 0 | 0 | 0 | 0 | 0 | 0 | 0 | 0 | 0 | 0 | 0 | 0 | 0
F3_Commercial_Interruptible - College_Existing_Space Heating_Natural Gas_Gas Boiler - High Turndown Burner_A_Achievable Economic RVT Potential | F3 | Commercial | Interruptible - College | Existing | Space Heating | Natural Gas | Gas Boiler - High Turndown Burner | A | Integrated Unit Winter Peak Savings (kW) | Achievable Economic RVT Potential | 0 | 0 | 0 | 0 | 0 | 0 | 0 | 0 | 0 | 0 | 0 | 0 | 0 | 0 | 0 | 0 | 0 | 0 | 0 | 0 | 0 | 0 | 0 | 0 | 0 | 0 | 0
F4_Commercial_Interruptible - College_Existing_Space Heating_Natural Gas_Gas Boiler - High Turndown Burner_A_Achievable Economic RVT Potential | F4 | Commercial | Interruptible - College | Existing | Space Heating | Natural Gas | Gas Boiler - High Turndown Burner | A | Incremental Energy Savings (MWh or mTherms) | Achievable Economic RVT Potential | 0 | 0 | 0 | 0 | 0 | 0 | 0 | 0 | 0 | 0 | 0 | 0 | 0 | 0 | 0 | 0 | 0 | 0 | 0 | 0 | 0 | 0 | 0 | 0 | 0 | 0 | 0
F5_Commercial_Interruptible - College_Existing_Space Heating_Natural Gas_Gas Boiler - High Turndown Burner_A_Achievable Economic RVT Potential | F5 | Commercial | Interruptible - College | Existing | Space Heating | Natural Gas | Gas Boiler - High Turndown Burner | A | Incremental Summer Peak Savings (MW) | Achievable Economic RVT Potential | 0 | 0 | 0 | 0 | 0 | 0 | 0 | 0 | 0 | 0 | 0 | 0 | 0 | 0 | 0 | 0 | 0 | 0 | 0 | 0 | 0 | 0 | 0 | 0 | 0 | 0 | 0
F6_Commercial_Interruptible - College_Existing_Space Heating_Natural Gas_Gas Boiler - High Turndown Burner_A_Achievable Economic RVT Potential | F6 | Commercial | Interruptible - College | Existing | Space Heating | Natural Gas | Gas Boiler - High Turndown Burner | A | Incremental Winter Peak Savings (MW) | Achievable Economic RVT Potential | 0 | 0 | 0 | 0 | 0 | 0 | 0 | 0 | 0 | 0 | 0 | 0 | 0 | 0 | 0 | 0 | 0 | 0 | 0 | 0 | 0 | 0 | 0 | 0 | 0 | 0 | 0
F7_Commercial_Interruptible - College_Existing_Space Heating_Natural Gas_Gas Boiler - High Turndown Burner_A_Achievable Economic RVT Potential | F7 | Commercial | Interruptible - College | Existing | Space Heating | Natural Gas | Gas Boiler - High Turndown Burner | A | Cumulative Energy Savings (MWh or mTherms) | Achievable Economic RVT Potential | 0 | 0 | 0 | 0 | 0 | 0 | 0 | 0 | 0 | 0 | 0 | 0 | 0 | 0 | 0 | 0 | 0 | 0 | 0 | 0 | 0 | 0 | 0 | 0 | 0 | 0 | 0
F8_Commercial_Interruptible - College_Existing_Space Heating_Natural Gas_Gas Boiler - High Turndown Burner_A_Achievable Economic RVT Potential | F8 | Commercial | Interruptible - College | Existing | Space Heating | Natural Gas | Gas Boiler - High Turndown Burner | A | Cumulative Summer Peak Savings (MW) | Achievable Economic RVT Potential | 0 | 0 | 0 | 0 | 0 | 0 | 0 | 0 | 0 | 0 | 0 | 0 | 0 | 0 | 0 | 0 | 0 | 0 | 0 | 0 | 0 | 0 | 0 | 0 | 0 | 0 | 0
F9_Commercial_Interruptible - College_Existing_Space Heating_Natural Gas_Gas Boiler - High Turndown Burner_A_Achievable Economic RVT Potential | F9 | Commercial | Interruptible - College | Existing | Space Heating | Natural Gas | Gas Boiler - High Turndown Burner | A | Cumulative Winter Peak Savings (MW) | Achievable Economic RVT Potential | 0 | 0 | 0 | 0 | 0 | 0 | 0 | 0 | 0 | 0 | 0 | 0 | 0 | 0 | 0 | 0 | 0 | 0 | 0 | 0 | 0 | 0 | 0 | 0 | 0 | 0 | 0
F10_Commercial_Interruptible - College_Existing_Space Heating_Natural Gas_Gas Boiler - High Turndown Burner_A_Achievable Economic RVT Potential | F10 | Commercial | Interruptible - College | Existing | Space Heating | Natural Gas | Gas Boiler - High Turndown Burner | A | Purchases (Incremental) | Achievable Economic RVT Potential | 0 | 0 | 0 | 0 | 0 | 0 | 0 | 0 | 0 | 0 | 0 | 0 | 0 | 0 | 0 | 0 | 0 | 0 | 0 | 0 | 0 | 0 | 0 | 0 | 0 | 0 | 0
F11_Commercial_Interruptible - College_Existing_Space Heating_Natural Gas_Gas Boiler - High Turndown Burner_A_Achievable Economic RVT Potential | F11 | Commercial | Interruptible - College | Existing | Space Heating | Natural Gas | Gas Boiler - High Turndown Burner | A | Purchases (Cumulative) | Achievable Economic RVT Potential | 0 | 0 | 0 | 0 | 0 | 0 | 0 | 0 | 0 | 0 | 0 | 0 | 0 | 0 | 0 | 0 | 0 | 0 | 0 | 0 | 0 | 0 | 0 | 0 | 0 | 0 | 0
F1_Commercial_Interruptible - College_Existing_Space Heating_Natural Gas_Gas Boiler - Burner Control Optimization_A_Achievable Economic RVT Potential | F1 | Commercial | Interruptible - College | Existing | Space Heating | Natural Gas | Gas Boiler - Burner Control Optimization | A | Integrated Unit Energy Savings (kWh or therms) | Achievable Economic RVT Potential | 0 | 0 | 0.31336 | 0.31022 | 0.30683 | 0.30322 | 0.29934 | 0.29511 | 0.2905 | 0.28554 | 0.28027 | 0.27478 | 0.26934 | 0.26405 | 0.25898 | 0.25423 | 0.24996 | 0.2466 | 0.2442 | 0.24224 | 0.24087 | 0.23963 | 0.23935 | 0.23909 | 0.23886 | 0.23865 | 0.23846
F2_Commercial_Interruptible - College_Existing_Space Heating_Natural Gas_Gas Boiler - Burner Control Optimization_A_Achievable Economic RVT Potential | F2 | Commercial | Interruptible - College | Existing | Space Heating | Natural Gas | Gas Boiler - Burner Control Optimization | A | Integrated Unit Summer Peak Savings (kW) | Achievable Economic RVT Potential | 0 | 0 | 0 | 0 | 0 | 0 | 0 | 0 | 0 | 0 | 0 | 0 | 0 | 0 | 0 | 0 | 0 | 0 | 0 | 0 | 0 | 0 | 0 | 0 | 0 | 0 | 0
F3_Commercial_Interruptible - College_Existing_Space Heating_Natural Gas_Gas Boiler - Burner Control Optimization_A_Achievable Economic RVT Potential | F3 | Commercial | Interruptible - College | Existing | Space Heating | Natural Gas | Gas Boiler - Burner Control Optimization | A | Integrated Unit Winter Peak Savings (kW) | Achievable Economic RVT Potential | 0 | 0 | 0 | 0 | 0 | 0 | 0 | 0 | 0 | 0 | 0 | 0 | 0 | 0 | 0 | 0 | 0 | 0 | 0 | 0 | 0 | 0 | 0 | 0 | 0 | 0 | 0
F4_Commercial_Interruptible - College_Existing_Space Heating_Natural Gas_Gas Boiler - Burner Control Optimization_A_Achievable Economic RVT Potential | F4 | Commercial | Interruptible - College | Existing | Space Heating | Natural Gas | Gas Boiler - Burner Control Optimization | A | Incremental Energy Savings (MWh or mTherms) | Achievable Economic RVT Potential | 0 | 0 | 0 | 0 | 0 | 0 | 0 | 0 | 0 | 0 | 0 | 0 | 0 | 0 | 0 | 0 | 0 | 0 | 0 | 0 | 0 | 0 | 0 | 0 | 0 | 0 | 0
F5_Commercial_Interruptible - College_Existing_Space Heating_Natural Gas_Gas Boiler - Burner Control Optimization_A_Achievable Economic RVT Potential | F5 | Commercial | Interruptible - College | Existing | Space Heating | Natural Gas | Gas Boiler - Burner Control Optimization | A | Incremental Summer Peak Savings (MW) | Achievable Economic RVT Potential | 0 | 0 | 0 | 0 | 0 | 0 | 0 | 0 | 0 | 0 | 0 | 0 | 0 | 0 | 0 | 0 | 0 | 0 | 0 | 0 | 0 | 0 | 0 | 0 | 0 | 0 | 0
F6_Commercial_Interruptible - College_Existing_Space Heating_Natural Gas_Gas Boiler - Burner Control Optimization_A_Achievable Economic RVT Potential | F6 | Commercial | Interruptible - College | Existing | Space Heating | Natural Gas | Gas Boiler - Burner Control Optimization | A | Incremental Winter Peak Savings (MW) | Achievable Economic RVT Potential | 0 | 0 | 0 | 0 | 0 | 0 | 0 | 0 | 0 | 0 | 0 | 0 | 0 | 0 | 0 | 0 | 0 | 0 | 0 | 0 | 0 | 0 | 0 | 0 | 0 | 0 | 0
F7_Commercial_Interruptible - College_Existing_Space Heating_Natural Gas_Gas Boiler - Burner Control Optimization_A_Achievable Economic RVT Potential | F7 | Commercial | Interruptible - College | Existing | Space Heating | Natural Gas | Gas Boiler - Burner Control Optimization | A | Cumulative Energy Savings (MWh or mTherms) | Achievable Economic RVT Potential | 0 | 0 | 0 | 0 | 0 | 0 | 0 | 0 | 0 | 0 | 0 | 0 | 0 | 0 | 0 | 0 | 0 | 0 | 0 | 0 | 0 | 0 | 0 | 0 | 0 | 0 | 0
F8_Commercial_Interruptible - College_Existing_Space Heating_Natural Gas_Gas Boiler - Burner Control Optimization_A_Achievable Economic RVT Potential | F8 | Commercial | Interruptible - College | Existing | Space Heating | Natural Gas | Gas Boiler - Burner Control Optimization | A | Cumulative Summer Peak Savings (MW) | Achievable Economic RVT Potential | 0 | 0 | 0 | 0 | 0 | 0 | 0 | 0 | 0 | 0 | 0 | 0 | 0 | 0 | 0 | 0 | 0 | 0 | 0 | 0 | 0 | 0 | 0 | 0 | 0 | 0 | 0
F9_Commercial_Interruptible - College_Existing_Space Heating_Natural Gas_Gas Boiler - Burner Control Optimization_A_Achievable Economic RVT Potential | F9 | Commercial | Interruptible - College | Existing | Space Heating | Natural Gas | Gas Boiler - Burner Control Optimization | A | Cumulative Winter Peak Savings (MW) | Achievable Economic RVT Potential | 0 | 0 | 0 | 0 | 0 | 0 | 0 | 0 | 0 | 0 | 0 | 0 | 0 | 0 | 0 | 0 | 0 | 0 | 0 | 0 | 0 | 0 | 0 | 0 | 0 | 0 | 0
F10_Commercial_Interruptible - College_Existing_Space Heating_Natural Gas_Gas Boiler - Burner Control Optimization_A_Achievable Economic RVT Potential | F10 | Commercial | Interruptible - College | Existing | Space Heating | Natural Gas | Gas Boiler - Burner Control Optimization | A | Purchases (Incremental) | Achievable Economic RVT Potential | 0 | 0 | 0 | 0 | 0 | 0 | 0 | 0 | 0 | 0 | 0 | 0 | 0 | 0 | 0 | 0 | 0 | 0 | 0 | 0 | 0 | 0 | 0 | 0 | 0 | 0 | 0
F11_Commercial_Interruptible - College_Existing_Space Heating_Natural Gas_Gas Boiler - Burner Control Optimization_A_Achievable Economic RVT Potential | F11 | Commercial | Interruptible - College | Existing | Space Heating | Natural Gas | Gas Boiler - Burner Control Optimization | A | Purchases (Cumulative) | Achievable Economic RVT Potential | 0 | 0 | 0 | 0 | 0 | 0 | 0 | 0 | 0 | 0 | 0 | 0 | 0 | 0 | 0 | 0 | 0 | 0 | 0 | 0 | 0 | 0 | 0 | 0 | 0 | 0 | 0
F1_Commercial_Interruptible - College_Existing_Space Heating_Natural Gas_Gas Boiler - Stack Economizer_A_Achievable Economic RVT Potential | F1 | Commercial | Interruptible - College | Existing | Space Heating | Natural Gas | Gas Boiler - Stack Economizer | A | Integrated Unit Energy Savings (kWh or therms) | Achievable Economic RVT Potential | 0 | 0 | 1.0355 | 1.0223 | 1.0076 | 0.99171 | 0.97447 | 0.95581 | 0.93524 | 0.91287 | 0.88898 | 0.8641 | 0.83907 | 0.81447 | 0.7909 | 0.76901 | 0.74958 | 0.73417 | 0.7229 | 0.71385 | 0.70761 | 0.702 | 0.70118 | 0.70043 | 0.69975 | 0.69913 | 0.69857
F2_Commercial_Interruptible - College_Existing_Space Heating_Natural Gas_Gas Boiler - Stack Economizer_A_Achievable Economic RVT Potential | F2 | Commercial | Interruptible - College | Existing | Space Heating | Natural Gas | Gas Boiler - Stack Economizer | A | Integrated Unit Summer Peak Savings (kW) | Achievable Economic RVT Potential | 0 | 0 | 0 | 0 | 0 | 0 | 0 | 0 | 0 | 0 | 0 | 0 | 0 | 0 | 0 | 0 | 0 | 0 | 0 | 0 | 0 | 0 | 0 | 0 | 0 | 0 | 0
F3_Commercial_Interruptible - College_Existing_Space Heating_Natural Gas_Gas Boiler - Stack Economizer_A_Achievable Economic RVT Potential | F3 | Commercial | Interruptible - College | Existing | Space Heating | Natural Gas | Gas Boiler - Stack Economizer | A | Integrated Unit Winter Peak Savings (kW) | Achievable Economic RVT Potential | 0 | 0 | 0 | 0 | 0 | 0 | 0 | 0 | 0 | 0 | 0 | 0 | 0 | 0 | 0 | 0 | 0 | 0 | 0 | 0 | 0 | 0 | 0 | 0 | 0 | 0 | 0
F4_Commercial_Interruptible - College_Existing_Space Heating_Natural Gas_Gas Boiler - Stack Economizer_A_Achievable Economic RVT Potential | F4 | Commercial | Interruptible - College | Existing | Space Heating | Natural Gas | Gas Boiler - Stack Economizer | A | Incremental Energy Savings (MWh or mTherms) | Achievable Economic RVT Potential | 0 | 0 | 0 | 0 | 0 | 0 | 0 | 0 | 0 | 0 | 0 | 0 | 0 | 0 | 0 | 0 | 0 | 0 | 0 | 0 | 0 | 0 | 0 | 0 | 0 | 0 | 0
F5_Commercial_Interruptible - College_Existing_Space Heating_Natural Gas_Gas Boiler - Stack Economizer_A_Achievable Economic RVT Potential | F5 | Commercial | Interruptible - College | Existing | Space Heating | Natural Gas | Gas Boiler - Stack Economizer | A | Incremental Summer Peak Savings (MW) | Achievable Economic RVT Potential | 0 | 0 | 0 | 0 | 0 | 0 | 0 | 0 | 0 | 0 | 0 | 0 | 0 | 0 | 0 | 0 | 0 | 0 | 0 | 0 | 0 | 0 | 0 | 0 | 0 | 0 | 0
F6_Commercial_Interruptible - College_Existing_Space Heating_Natural Gas_Gas Boiler - Stack Economizer_A_Achievable Economic RVT Potential | F6 | Commercial | Interruptible - College | Existing | Space Heating | Natural Gas | Gas Boiler - Stack Economizer | A | Incremental Winter Peak Savings (MW) | Achievable Economic RVT Potential | 0 | 0 | 0 | 0 | 0 | 0 | 0 | 0 | 0 | 0 | 0 | 0 | 0 | 0 | 0 | 0 | 0 | 0 | 0 | 0 | 0 | 0 | 0 | 0 | 0 | 0 | 0
F7_Commercial_Interruptible - College_Existing_Space Heating_Natural Gas_Gas Boiler - Stack Economizer_A_Achievable Economic RVT Potential | F7 | Commercial | Interruptible - College | Existing | Space Heating | Natural Gas | Gas Boiler - Stack Economizer | A | Cumulative Energy Savings (MWh or mTherms) | Achievable Economic RVT Potential | 0 | 0 | 0 | 0 | 0 | 0 | 0 | 0 | 0 | 0 | 0 | 0 | 0 | 0 | 0 | 0 | 0 | 0 | 0 | 0 | 0 | 0 | 0 | 0 | 0 | 0 | 0
F8_Commercial_Interruptible - College_Existing_Space Heating_Natural Gas_Gas Boiler - Stack Economizer_A_Achievable Economic RVT Potential | F8 | Commercial | Interruptible - College | Existing | Space Heating | Natural Gas | Gas Boiler - Stack Economizer | A | Cumulative Summer Peak Savings (MW) | Achievable Economic RVT Potential | 0 | 0 | 0 | 0 | 0 | 0 | 0 | 0 | 0 | 0 | 0 | 0 | 0 | 0 | 0 | 0 | 0 | 0 | 0 | 0 | 0 | 0 | 0 | 0 | 0 | 0 | 0
F9_Commercial_Interruptible - College_Existing_Space Heating_Natural Gas_Gas Boiler - Stack Economizer_A_Achievable Economic RVT Potential | F9 | Commercial | Interruptible - College | Existing | Space Heating | Natural Gas | Gas Boiler - Stack Economizer | A | Cumulative Winter Peak Savings (MW) | Achievable Economic RVT Potential | 0 | 0 | 0 | 0 | 0 | 0 | 0 | 0 | 0 | 0 | 0 | 0 | 0 | 0 | 0 | 0 | 0 | 0 | 0 | 0 | 0 | 0 | 0 | 0 | 0 | 0 | 0
F10_Commercial_Interruptible - College_Existing_Space Heating_Natural Gas_Gas Boiler - Stack Economizer_A_Achievable Economic RVT Potential | F10 | Commercial | Interruptible - College | Existing | Space Heating | Natural Gas | Gas Boiler - Stack Economizer | A | Purchases (Incremental) | Achievable Economic RVT Potential | 0 | 0 | 0 | 0 | 0 | 0 | 0 | 0 | 0 | 0 | 0 | 0 | 0 | 0 | 0 | 0 | 0 | 0 | 0 | 0 | 0 | 0 | 0 | 0 | 0 | 0 | 0
F11_Commercial_Interruptible - College_Existing_Space Heating_Natural Gas_Gas Boiler - Stack Economizer_A_Achievable Economic RVT Potential | F11 | Commercial | Interruptible - College | Existing | Space Heating | Natural Gas | Gas Boiler - Stack Economizer | A | Purchases (Cumulative) | Achievable Economic RVT Potential | 0 | 0 | 0 | 0 | 0 | 0 | 0 | 0 | 0 | 0 | 0 | 0 | 0 | 0 | 0 | 0 | 0 | 0 | 0 | 0 | 0 | 0 | 0 | 0 | 0 | 0 | 0
F1_Commercial_Interruptible - College_Existing_Space Heating_Natural Gas_Gas Boiler - Thermostatic Radiator Valves_A_Achievable Economic RVT Potential | F1 | Commercial | Interruptible - College | Existing | Space Heating | Natural Gas | Gas Boiler - Thermostatic Radiator Valves | A | Integrated Unit Energy Savings (kWh or therms) | Achievable Economic RVT Potential | 0 | 0 | 63.447 | 63.1095 | 62.7428 | 62.3514 | 61.9262 | 61.4576 | 60.9372 | 60.3594 | 59.7236 | 59.0358 | 58.3101 | 57.5685 | 56.8389 | 56.1509 | 55.531 | 55.0329 | 54.664 | 54.3676 | 54.1709 | 53.9947 | 53.932 | 53.875 | 53.8232 | 53.7761 | 53.7332
F2_Commercial_Interruptible - College_Existing_Space Heating_Natural Gas_Gas Boiler - Thermostatic Radiator Valves_A_Achievable Economic RVT Potential | F2 | Commercial | Interruptible - College | Existing | Space Heating | Natural Gas | Gas Boiler - Thermostatic Radiator Valves | A | Integrated Unit Summer Peak Savings (kW) | Achievable Economic RVT Potential | 0 | 0 | 0 | 0 | 0 | 0 | 0 | 0 | 0 | 0 | 0 | 0 | 0 | 0 | 0 | 0 | 0 | 0 | 0 | 0 | 0 | 0 | 0 | 0 | 0 | 0 | 0
F3_Commercial_Interruptible - College_Existing_Space Heating_Natural Gas_Gas Boiler - Thermostatic Radiator Valves_A_Achievable Economic RVT Potential | F3 | Commercial | Interruptible - College | Existing | Space Heating | Natural Gas | Gas Boiler - Thermostatic Radiator Valves | A | Integrated Unit Winter Peak Savings (kW) | Achievable Economic RVT Potential | 0 | 0 | 0 | 0 | 0 | 0 | 0 | 0 | 0 | 0 | 0 | 0 | 0 | 0 | 0 | 0 | 0 | 0 | 0 | 0 | 0 | 0 | 0 | 0 | 0 | 0 | 0
F4_Commercial_Interruptible - College_Existing_Space Heating_Natural Gas_Gas Boiler - Thermostatic Radiator Valves_A_Achievable Economic RVT Potential | F4 | Commercial | Interruptible - College | Existing | Space Heating | Natural Gas | Gas Boiler - Thermostatic Radiator Valves | A | Incremental Energy Savings (MWh or mTherms) | Achievable Economic RVT Potential | 0 | 0 | 0 | 0 | 0 | 0 | 0 | 0 | 0 | 0 | 0 | 0 | 0 | 0 | 0 | 0 | 0 | 0 | 0 | 0 | 0 | 0 | 0 | 0 | 0 | 0 | 0
F5_Commercial_Interruptible - College_Existing_Space Heating_Natural Gas_Gas Boiler - Thermostatic Radiator Valves_A_Achievable Economic RVT Potential | F5 | Commercial | Interruptible - College | Existing | Space Heating | Natural Gas | Gas Boiler - Thermostatic Radiator Valves | A | Incremental Summer Peak Savings (MW) | Achievable Economic RVT Potential | 0 | 0 | 0 | 0 | 0 | 0 | 0 | 0 | 0 | 0 | 0 | 0 | 0 | 0 | 0 | 0 | 0 | 0 | 0 | 0 | 0 | 0 | 0 | 0 | 0 | 0 | 0
F6_Commercial_Interruptible - College_Existing_Space Heating_Natural Gas_Gas Boiler - Thermostatic Radiator Valves_A_Achievable Economic RVT Potential | F6 | Commercial | Interruptible - College | Existing | Space Heating | Natural Gas | Gas Boiler - Thermostatic Radiator Valves | A | Incremental Winter Peak Savings (MW) | Achievable Economic RVT Potential | 0 | 0 | 0 | 0 | 0 | 0 | 0 | 0 | 0 | 0 | 0 | 0 | 0 | 0 | 0 | 0 | 0 | 0 | 0 | 0 | 0 | 0 | 0 | 0 | 0 | 0 | 0
F7_Commercial_Interruptible - College_Existing_Space Heating_Natural Gas_Gas Boiler - Thermostatic Radiator Valves_A_Achievable Economic RVT Potential | F7 | Commercial | Interruptible - College | Existing | Space Heating | Natural Gas | Gas Boiler - Thermostatic Radiator Valves | A | Cumulative Energy Savings (MWh or mTherms) | Achievable Economic RVT Potential | 0 | 0 | 0 | 0 | 0 | 0 | 0 | 0 | 0 | 0 | 0 | 0 | 0 | 0 | 0 | 0 | 0 | 0 | 0 | 0 | 0 | 0 | 0 | 0 | 0 | 0 | 0
F8_Commercial_Interruptible - College_Existing_Space Heating_Natural Gas_Gas Boiler - Thermostatic Radiator Valves_A_Achievable Economic RVT Potential | F8 | Commercial | Interruptible - College | Existing | Space Heating | Natural Gas | Gas Boiler - Thermostatic Radiator Valves | A | Cumulative Summer Peak Savings (MW) | Achievable Economic RVT Potential | 0 | 0 | 0 | 0 | 0 | 0 | 0 | 0 | 0 | 0 | 0 | 0 | 0 | 0 | 0 | 0 | 0 | 0 | 0 | 0 | 0 | 0 | 0 | 0 | 0 | 0 | 0
F9_Commercial_Interruptible - College_Existing_Space Heating_Natural Gas_Gas Boiler - Thermostatic Radiator Valves_A_Achievable Economic RVT Potential | F9 | Commercial | Interruptible - College | Existing | Space Heating | Natural Gas | Gas Boiler - Thermostatic Radiator Valves | A | Cumulative Winter Peak Savings (MW) | Achievable Economic RVT Potential | 0 | 0 | 0 | 0 | 0 | 0 | 0 | 0 | 0 | 0 | 0 | 0 | 0 | 0 | 0 | 0 | 0 | 0 | 0 | 0 | 0 | 0 | 0 | 0 | 0 | 0 | 0
F10_Commercial_Interruptible - College_Existing_Space Heating_Natural Gas_Gas Boiler - Thermostatic Radiator Valves_A_Achievable Economic RVT Potential | F10 | Commercial | Interruptible - College | Existing | Space Heating | Natural Gas | Gas Boiler - Thermostatic Radiator Valves | A | Purchases (Incremental) | Achievable Economic RVT Potential | 0 | 0 | 0 | 0 | 0 | 0 | 0 | 0 | 0 | 0 | 0 | 0 | 0 | 0 | 0 | 0 | 0 | 0 | 0 | 0 | 0 | 0 | 0 | 0 | 0 | 0 | 0
F11_Commercial_Interruptible - College_Existing_Space Heating_Natural Gas_Gas Boiler - Thermostatic Radiator Valves_A_Achievable Economic RVT Potential | F11 | Commercial | Interruptible - College | Existing | Space Heating | Natural Gas | Gas Boiler - Thermostatic Radiator Valves | A | Purchases (Cumulative) | Achievable Economic RVT Potential | 0 | 0 | 0 | 0 | 0 | 0 | 0 | 0 | 0 | 0 | 0 | 0 | 0 | 0 | 0 | 0 | 0 | 0 | 0 | 0 | 0 | 0 | 0 | 0 | 0 | 0 | 0
F1_Commercial_Interruptible - College_Existing_Space Heating_Natural Gas_HVAC - Shut Off Damper_A_Achievable Economic RVT Potential | F1 | Commercial | Interruptible - College | Existing | Space Heating | Natural Gas | HVAC - Shut Off Damper | A | Integrated Unit Energy Savings (kWh or therms) | Achievable Economic RVT Potential | 0 | 0 | 130.8118 | 129.149 | 127.2981 | 125.292 | 123.1109 | 120.7499 | 118.1443 | 115.3098 | 112.2819 | 109.1268 | 105.953 | 102.8314 | 99.8407 | 97.0619 | 94.592 | 92.631 | 91.1909 | 90.0322 | 89.2293 | 88.5077 | 88.3903 | 88.2832 | 88.1856 | 88.0966 | 88.0155
F2_Commercial_Interruptible - College_Existing_Space Heating_Natural Gas_HVAC - Shut Off Damper_A_Achievable Economic RVT Potential | F2 | Commercial | Interruptible - College | Existing | Space Heating | Natural Gas | HVAC - Shut Off Damper | A | Integrated Unit Summer Peak Savings (kW) | Achievable Economic RVT Potential | 0 | 0 | 0 | 0 | 0 | 0 | 0 | 0 | 0 | 0 | 0 | 0 | 0 | 0 | 0 | 0 | 0 | 0 | 0 | 0 | 0 | 0 | 0 | 0 | 0 | 0 | 0
F3_Commercial_Interruptible - College_Existing_Space Heating_Natural Gas_HVAC - Shut Off Damper_A_Achievable Economic RVT Potential | F3 | Commercial | Interruptible - College | Existing | Space Heating | Natural Gas | HVAC - Shut Off Damper | A | Integrated Unit Winter Peak Savings (kW) | Achievable Economic RVT Potential | 0 | 0 | 0 | 0 | 0 | 0 | 0 | 0 | 0 | 0 | 0 | 0 | 0 | 0 | 0 | 0 | 0 | 0 | 0 | 0 | 0 | 0 | 0 | 0 | 0 | 0 | 0
F4_Commercial_Interruptible - College_Existing_Space Heating_Natural Gas_HVAC - Shut Off Damper_A_Achievable Economic RVT Potential | F4 | Commercial | Interruptible - College | Existing | Space Heating | Natural Gas | HVAC - Shut Off Damper | A | Incremental Energy Savings (MWh or mTherms) | Achievable Economic RVT Potential | 0 | 0 | 0 | 0 | 0 | 0 | 0 | 0 | 0 | 0 | 0 | 0 | 0 | 0 | 0 | 0 | 0 | 0 | 0 | 0 | 0 | 0 | 0 | 0 | 0 | 0 | 0
F5_Commercial_Interruptible - College_Existing_Space Heating_Natural Gas_HVAC - Shut Off Damper_A_Achievable Economic RVT Potential | F5 | Commercial | Interruptible - College | Existing | Space Heating | Natural Gas | HVAC - Shut Off Damper | A | Incremental Summer Peak Savings (MW) | Achievable Economic RVT Potential | 0 | 0 | 0 | 0 | 0 | 0 | 0 | 0 | 0 | 0 | 0 | 0 | 0 | 0 | 0 | 0 | 0 | 0 | 0 | 0 | 0 | 0 | 0 | 0 | 0 | 0 | 0
F6_Commercial_Interruptible - College_Existing_Space Heating_Natural Gas_HVAC - Shut Off Damper_A_Achievable Economic RVT Potential | F6 | Commercial | Interruptible - College | Existing | Space Heating | Natural Gas | HVAC - Shut Off Damper | A | Incremental Winter Peak Savings (MW) | Achievable Economic RVT Potential | 0 | 0 | 0 | 0 | 0 | 0 | 0 | 0 | 0 | 0 | 0 | 0 | 0 | 0 | 0 | 0 | 0 | 0 | 0 | 0 | 0 | 0 | 0 | 0 | 0 | 0 | 0
F7_Commercial_Interruptible - College_Existing_Space Heating_Natural Gas_HVAC - Shut Off Damper_A_Achievable Economic RVT Potential | F7 | Commercial | Interruptible - College | Existing | Space Heating | Natural Gas | HVAC - Shut Off Damper | A | Cumulative Energy Savings (MWh or mTherms) | Achievable Economic RVT Potential | 0 | 0 | 0 | 0 | 0 | 0 | 0 | 0 | 0 | 0 | 0 | 0 | 0 | 0 | 0 | 0 | 0 | 0 | 0 | 0 | 0 | 0 | 0 | 0 | 0 | 0 | 0
F8_Commercial_Interruptible - College_Existing_Space Heating_Natural Gas_HVAC - Shut Off Damper_A_Achievable Economic RVT Potential | F8 | Commercial | Interruptible - College | Existing | Space Heating | Natural Gas | HVAC - Shut Off Damper | A | Cumulative Summer Peak Savings (MW) | Achievable Economic RVT Potential | 0 | 0 | 0 | 0 | 0 | 0 | 0 | 0 | 0 | 0 | 0 | 0 | 0 | 0 | 0 | 0 | 0 | 0 | 0 | 0 | 0 | 0 | 0 | 0 | 0 | 0 | 0
F9_Commercial_Interruptible - College_Existing_Space Heating_Natural Gas_HVAC - Shut Off Damper_A_Achievable Economic RVT Potential | F9 | Commercial | Interruptible - College | Existing | Space Heating | Natural Gas | HVAC - Shut Off Damper | A | Cumulative Winter Peak Savings (MW) | Achievable Economic RVT Potential | 0 | 0 | 0 | 0 | 0 | 0 | 0 | 0 | 0 | 0 | 0 | 0 | 0 | 0 | 0 | 0 | 0 | 0 | 0 | 0 | 0 | 0 | 0 | 0 | 0 | 0 | 0
F10_Commercial_Interruptible - College_Existing_Space Heating_Natural Gas_HVAC - Shut Off Damper_A_Achievable Economic RVT Potential | F10 | Commercial | Interruptible - College | Existing | Space Heating | Natural Gas | HVAC - Shut Off Damper | A | Purchases (Incremental) | Achievable Economic RVT Potential | 0 | 0 | 0 | 0 | 0 | 0 | 0 | 0 | 0 | 0 | 0 | 0 | 0 | 0 | 0 | 0 | 0 | 0 | 0 | 0 | 0 | 0 | 0 | 0 | 0 | 0 | 0
F11_Commercial_Interruptible - College_Existing_Space Heating_Natural Gas_HVAC - Shut Off Damper_A_Achievable Economic RVT Potential | F11 | Commercial | Interruptible - College | Existing | Space Heating | Natural Gas | HVAC - Shut Off Damper | A | Purchases (Cumulative) | Achievable Economic RVT Potential | 0 | 0 | 0 | 0 | 0 | 0 | 0 | 0 | 0 | 0 | 0 | 0 | 0 | 0 | 0 | 0 | 0 | 0 | 0 | 0 | 0 | 0 | 0 | 0 | 0 | 0 | 0
F1_Commercial_Interruptible - College_Existing_Space Heating_Natural Gas_Gas Furnace - Tube Inserts_A_Achievable Economic RVT Potential | F1 | Commercial | Interruptible - College | Existing | Space Heating | Natural Gas | Gas Furnace - Tube Inserts | A | Integrated Unit Energy Savings (kWh or therms) | Achievable Economic RVT Potential | 0 | 0 | 0 | 0 | 0 | 0 | 0 | 0 | 0 | 0 | 0 | 0 | 0 | 0 | 0 | 0 | 0 | 0 | 0 | 0 | 0 | 0 | 0 | 0 | 0 | 0 | 0
F2_Commercial_Interruptible - College_Existing_Space Heating_Natural Gas_Gas Furnace - Tube Inserts_A_Achievable Economic RVT Potential | F2 | Commercial | Interruptible - College | Existing | Space Heating | Natural Gas | Gas Furnace - Tube Inserts | A | Integrated Unit Summer Peak Savings (kW) | Achievable Economic RVT Potential | 0 | 0 | 0 | 0 | 0 | 0 | 0 | 0 | 0 | 0 | 0 | 0 | 0 | 0 | 0 | 0 | 0 | 0 | 0 | 0 | 0 | 0 | 0 | 0 | 0 | 0 | 0
F3_Commercial_Interruptible - College_Existing_Space Heating_Natural Gas_Gas Furnace - Tube Inserts_A_Achievable Economic RVT Potential | F3 | Commercial | Interruptible - College | Existing | Space Heating | Natural Gas | Gas Furnace - Tube Inserts | A | Integrated Unit Winter Peak Savings (kW) | Achievable Economic RVT Potential | 0 | 0 | 0 | 0 | 0 | 0 | 0 | 0 | 0 | 0 | 0 | 0 | 0 | 0 | 0 | 0 | 0 | 0 | 0 | 0 | 0 | 0 | 0 | 0 | 0 | 0 | 0
F4_Commercial_Interruptible - College_Existing_Space Heating_Natural Gas_Gas Furnace - Tube Inserts_A_Achievable Economic RVT Potential | F4 | Commercial | Interruptible - College | Existing | Space Heating | Natural Gas | Gas Furnace - Tube Inserts | A | Incremental Energy Savings (MWh or mTherms) | Achievable Economic RVT Potential | 0 | 0 | 0 | 0 | 0 | 0 | 0 | 0 | 0 | 0 | 0 | 0 | 0 | 0 | 0 | 0 | 0 | 0 | 0 | 0 | 0 | 0 | 0 | 0 | 0 | 0 | 0
F5_Commercial_Interruptible - College_Existing_Space Heating_Natural Gas_Gas Furnace - Tube Inserts_A_Achievable Economic RVT Potential | F5 | Commercial | Interruptible - College | Existing | Space Heating | Natural Gas | Gas Furnace - Tube Inserts | A | Incremental Summer Peak Savings (MW) | Achievable Economic RVT Potential | 0 | 0 | 0 | 0 | 0 | 0 | 0 | 0 | 0 | 0 | 0 | 0 | 0 | 0 | 0 | 0 | 0 | 0 | 0 | 0 | 0 | 0 | 0 | 0 | 0 | 0 | 0
F6_Commercial_Interruptible - College_Existing_Space Heating_Natural Gas_Gas Furnace - Tube Inserts_A_Achievable Economic RVT Potential | F6 | Commercial | Interruptible - College | Existing | Space Heating | Natural Gas | Gas Furnace - Tube Inserts | A | Incremental Winter Peak Savings (MW) | Achievable Economic RVT Potential | 0 | 0 | 0 | 0 | 0 | 0 | 0 | 0 | 0 | 0 | 0 | 0 | 0 | 0 | 0 | 0 | 0 | 0 | 0 | 0 | 0 | 0 | 0 | 0 | 0 | 0 | 0
F7_Commercial_Interruptible - College_Existing_Space Heating_Natural Gas_Gas Furnace - Tube Inserts_A_Achievable Economic RVT Potential | F7 | Commercial | Interruptible - College | Existing | Space Heating | Natural Gas | Gas Furnace - Tube Inserts | A | Cumulative Energy Savings (MWh or mTherms) | Achievable Economic RVT Potential | 0 | 0 | 0 | 0 | 0 | 0 | 0 | 0 | 0 | 0 | 0 | 0 | 0 | 0 | 0 | 0 | 0 | 0 | 0 | 0 | 0 | 0 | 0 | 0 | 0 | 0 | 0
F8_Commercial_Interruptible - College_Existing_Space Heating_Natural Gas_Gas Furnace - Tube Inserts_A_Achievable Economic RVT Potential | F8 | Commercial | Interruptible - College | Existing | Space Heating | Natural Gas | Gas Furnace - Tube Inserts | A | Cumulative Summer Peak Savings (MW) | Achievable Economic RVT Potential | 0 | 0 | 0 | 0 | 0 | 0 | 0 | 0 | 0 | 0 | 0 | 0 | 0 | 0 | 0 | 0 | 0 | 0 | 0 | 0 | 0 | 0 | 0 | 0 | 0 | 0 | 0
F9_Commercial_Interruptible - College_Existing_Space Heating_Natural Gas_Gas Furnace - Tube Inserts_A_Achievable Economic RVT Potential | F9 | Commercial | Interruptible - College | Existing | Space Heating | Natural Gas | Gas Furnace - Tube Inserts | A | Cumulative Winter Peak Savings (MW) | Achievable Economic RVT Potential | 0 | 0 | 0 | 0 | 0 | 0 | 0 | 0 | 0 | 0 | 0 | 0 | 0 | 0 | 0 | 0 | 0 | 0 | 0 | 0 | 0 | 0 | 0 | 0 | 0 | 0 | 0
F10_Commercial_Interruptible - College_Existing_Space Heating_Natural Gas_Gas Furnace - Tube Inserts_A_Achievable Economic RVT Potential | F10 | Commercial | Interruptible - College | Existing | Space Heating | Natural Gas | Gas Furnace - Tube Inserts | A | Purchases (Incremental) | Achievable Economic RVT Potential | 0 | 0 | 0 | 0 | 0 | 0 | 0 | 0 | 0 | 0 | 0 | 0 | 0 | 0 | 0 | 0 | 0 | 0 | 0 | 0 | 0 | 0 | 0 | 0 | 0 | 0 | 0
F11_Commercial_Interruptible - College_Existing_Space Heating_Natural Gas_Gas Furnace - Tube Inserts_A_Achievable Economic RVT Potential | F11 | Commercial | Interruptible - College | Existing | Space Heating | Natural Gas | Gas Furnace - Tube Inserts | A | Purchases (Cumulative) | Achievable Economic RVT Potential | 0 | 0 | 0 | 0 | 0 | 0 | 0 | 0 | 0 | 0 | 0 | 0 | 0 | 0 | 0 | 0 | 0 | 0 | 0 | 0 | 0 | 0 | 0 | 0 | 0 | 0 | 0
F1_Commercial_Interruptible - College_Existing_Space Heating_Natural Gas_Gas Boiler - Insulate Steam Lines/Condensate Tank_A_Achievable Economic RVT Potential | F1 | Commercial | Interruptible - College | Existing | Space Heating | Natural Gas | Gas Boiler - Insulate Steam Lines/Condensate Tank | A | Integrated Unit Energy Savings (kWh or therms) | Achievable Economic RVT Potential | 0 | 0 | 24.1414 | 24.0363 | 23.9199 | 23.7938 | 23.6546 | 23.4985 | 23.3222 | 23.1237 | 22.9025 | 22.6609 | 22.4043 | 22.1411 | 21.882 | 21.6385 | 21.4207 | 21.2394 | 21.0971 | 20.9827 | 20.9068 | 20.8389 | 20.8148 | 20.7928 | 20.7728 | 20.7547 | 20.7382
F2_Commercial_Interruptible - College_Existing_Space Heating_Natural Gas_Gas Boiler - Insulate Steam Lines/Condensate Tank_A_Achievable Economic RVT Potential | F2 | Commercial | Interruptible - College | Existing | Space Heating | Natural Gas | Gas Boiler - Insulate Steam Lines/Condensate Tank | A | Integrated Unit Summer Peak Savings (kW) | Achievable Economic RVT Potential | 0 | 0 | 0 | 0 | 0 | 0 | 0 | 0 | 0 | 0 | 0 | 0 | 0 | 0 | 0 | 0 | 0 | 0 | 0 | 0 | 0 | 0 | 0 | 0 | 0 | 0 | 0
F3_Commercial_Interruptible - College_Existing_Space Heating_Natural Gas_Gas Boiler - Insulate Steam Lines/Condensate Tank_A_Achievable Economic RVT Potential | F3 | Commercial | Interruptible - College | Existing | Space Heating | Natural Gas | Gas Boiler - Insulate Steam Lines/Condensate Tank | A | Integrated Unit Winter Peak Savings (kW) | Achievable Economic RVT Potential | 0 | 0 | 0 | 0 | 0 | 0 | 0 | 0 | 0 | 0 | 0 | 0 | 0 | 0 | 0 | 0 | 0 | 0 | 0 | 0 | 0 | 0 | 0 | 0 | 0 | 0 | 0
F4_Commercial_Interruptible - College_Existing_Space Heating_Natural Gas_Gas Boiler - Insulate Steam Lines/Condensate Tank_A_Achievable Economic RVT Potential | F4 | Commercial | Interruptible - College | Existing | Space Heating | Natural Gas | Gas Boiler - Insulate Steam Lines/Condensate Tank | A | Incremental Energy Savings (MWh or mTherms) | Achievable Economic RVT Potential | 0 | 0 | 0 | 0 | 0 | 0 | 0 | 0 | 0 | 0 | 0 | 0 | 0 | 0 | 0 | 0 | 0 | 0 | 0 | 0 | 0 | 0 | 0 | 0 | 0 | 0 | 0
F5_Commercial_Interruptible - College_Existing_Space Heating_Natural Gas_Gas Boiler - Insulate Steam Lines/Condensate Tank_A_Achievable Economic RVT Potential | F5 | Commercial | Interruptible - College | Existing | Space Heating | Natural Gas | Gas Boiler - Insulate Steam Lines/Condensate Tank | A | Incremental Summer Peak Savings (MW) | Achievable Economic RVT Potential | 0 | 0 | 0 | 0 | 0 | 0 | 0 | 0 | 0 | 0 | 0 | 0 | 0 | 0 | 0 | 0 | 0 | 0 | 0 | 0 | 0 | 0 | 0 | 0 | 0 | 0 | 0
F6_Commercial_Interruptible - College_Existing_Space Heating_Natural Gas_Gas Boiler - Insulate Steam Lines/Condensate Tank_A_Achievable Economic RVT Potential | F6 | Commercial | Interruptible - College | Existing | Space Heating | Natural Gas | Gas Boiler - Insulate Steam Lines/Condensate Tank | A | Incremental Winter Peak Savings (MW) | Achievable Economic RVT Potential | 0 | 0 | 0 | 0 | 0 | 0 | 0 | 0 | 0 | 0 | 0 | 0 | 0 | 0 | 0 | 0 | 0 | 0 | 0 | 0 | 0 | 0 | 0 | 0 | 0 | 0 | 0
F7_Commercial_Interruptible - College_Existing_Space Heating_Natural Gas_Gas Boiler - Insulate Steam Lines/Condensate Tank_A_Achievable Economic RVT Potential | F7 | Commercial | Interruptible - College | Existing | Space Heating | Natural Gas | Gas Boiler - Insulate Steam Lines/Condensate Tank | A | Cumulative Energy Savings (MWh or mTherms) | Achievable Economic RVT Potential | 0 | 0 | 0 | 0 | 0 | 0 | 0 | 0 | 0 | 0 | 0 | 0 | 0 | 0 | 0 | 0 | 0 | 0 | 0 | 0 | 0 | 0 | 0 | 0 | 0 | 0 | 0
F8_Commercial_Interruptible - College_Existing_Space Heating_Natural Gas_Gas Boiler - Insulate Steam Lines/Condensate Tank_A_Achievable Economic RVT Potential | F8 | Commercial | Interruptible - College | Existing | Space Heating | Natural Gas | Gas Boiler - Insulate Steam Lines/Condensate Tank | A | Cumulative Summer Peak Savings (MW) | Achievable Economic RVT Potential | 0 | 0 | 0 | 0 | 0 | 0 | 0 | 0 | 0 | 0 | 0 | 0 | 0 | 0 | 0 | 0 | 0 | 0 | 0 | 0 | 0 | 0 | 0 | 0 | 0 | 0 | 0
F9_Commercial_Interruptible - College_Existing_Space Heating_Natural Gas_Gas Boiler - Insulate Steam Lines/Condensate Tank_A_Achievable Economic RVT Potential | F9 | Commercial | Interruptible - College | Existing | Space Heating | Natural Gas | Gas Boiler - Insulate Steam Lines/Condensate Tank | A | Cumulative Winter Peak Savings (MW) | Achievable Economic RVT Potential | 0 | 0 | 0 | 0 | 0 | 0 | 0 | 0 | 0 | 0 | 0 | 0 | 0 | 0 | 0 | 0 | 0 | 0 | 0 | 0 | 0 | 0 | 0 | 0 | 0 | 0 | 0
F10_Commercial_Interruptible - College_Existing_Space Heating_Natural Gas_Gas Boiler - Insulate Steam Lines/Condensate Tank_A_Achievable Economic RVT Potential | F10 | Commercial | Interruptible - College | Existing | Space Heating | Natural Gas | Gas Boiler - Insulate Steam Lines/Condensate Tank | A | Purchases (Incremental) | Achievable Economic RVT Potential | 0 | 0 | 0 | 0 | 0 | 0 | 0 | 0 | 0 | 0 | 0 | 0 | 0 | 0 | 0 | 0 | 0 | 0 | 0 | 0 | 0 | 0 | 0 | 0 | 0 | 0 | 0
F11_Commercial_Interruptible - College_Existing_Space Heating_Natural Gas_Gas Boiler - Insulate Steam Lines/Condensate Tank_A_Achievable Economic RVT Potential | F11 | Commercial | Interruptible - College | Existing | Space Heating | Natural Gas | Gas Boiler - Insulate Steam Lines/Condensate Tank | A | Purchases (Cumulative) | Achievable Economic RVT Potential | 0 | 0 | 0 | 0 | 0 | 0 | 0 | 0 | 0 | 0 | 0 | 0 | 0 | 0 | 0 | 0 | 0 | 0 | 0 | 0 | 0 | 0 | 0 | 0 | 0 | 0 | 0
F1_Commercial_Interruptible - College_Existing_Space Heating_Natural Gas_Gas Boiler - Insulate Hot Water Lines_A_Achievable Economic RVT Potential | F1 | Commercial | Interruptible - College | Existing | Space Heating | Natural Gas | Gas Boiler - Insulate Hot Water Lines | A | Integrated Unit Energy Savings (kWh or therms) | Achievable Economic RVT Potential | 0 | 0 | 16.1145 | 15.9637 | 15.7993 | 15.6238 | 15.4339 | 15.2255 | 14.9978 | 14.7513 | 14.4884 | 14.2137 | 13.9414 | 13.6721 | 13.4099 | 13.164 | 12.9427 | 12.7688 | 12.6443 | 12.543 | 12.4721 | 12.4079 | 12.3934 | 12.3802 | 12.3683 | 12.3574 | 12.3475
F2_Commercial_Interruptible - College_Existing_Space Heating_Natural Gas_Gas Boiler - Insulate Hot Water Lines_A_Achievable Economic RVT Potential | F2 | Commercial | Interruptible - College | Existing | Space Heating | Natural Gas | Gas Boiler - Insulate Hot Water Lines | A | Integrated Unit Summer Peak Savings (kW) | Achievable Economic RVT Potential | 0 | 0 | 0 | 0 | 0 | 0 | 0 | 0 | 0 | 0 | 0 | 0 | 0 | 0 | 0 | 0 | 0 | 0 | 0 | 0 | 0 | 0 | 0 | 0 | 0 | 0 | 0
F3_Commercial_Interruptible - College_Existing_Space Heating_Natural Gas_Gas Boiler - Insulate Hot Water Lines_A_Achievable Economic RVT Potential | F3 | Commercial | Interruptible - College | Existing | Space Heating | Natural Gas | Gas Boiler - Insulate Hot Water Lines | A | Integrated Unit Winter Peak Savings (kW) | Achievable Economic RVT Potential | 0 | 0 | 0 | 0 | 0 | 0 | 0 | 0 | 0 | 0 | 0 | 0 | 0 | 0 | 0 | 0 | 0 | 0 | 0 | 0 | 0 | 0 | 0 | 0 | 0 | 0 | 0
F4_Commercial_Interruptible - College_Existing_Space Heating_Natural Gas_Gas Boiler - Insulate Hot Water Lines_A_Achievable Economic RVT Potential | F4 | Commercial | Interruptible - College | Existing | Space Heating | Natural Gas | Gas Boiler - Insulate Hot Water Lines | A | Incremental Energy Savings (MWh or mTherms) | Achievable Economic RVT Potential | 0 | 0 | 0 | 0 | 0 | 0 | 0 | 0 | 0 | 0 | 0 | 0 | 0 | 0 | 0 | 0 | 0 | 0 | 0 | 0 | 0 | 0 | 0 | 0 | 0 | 0 | 0
F5_Commercial_Interruptible - College_Existing_Space Heating_Natural Gas_Gas Boiler - Insulate Hot Water Lines_A_Achievable Economic RVT Potential | F5 | Commercial | Interruptible - College | Existing | Space Heating | Natural Gas | Gas Boiler - Insulate Hot Water Lines | A | Incremental Summer Peak Savings (MW) | Achievable Economic RVT Potential | 0 | 0 | 0 | 0 | 0 | 0 | 0 | 0 | 0 | 0 | 0 | 0 | 0 | 0 | 0 | 0 | 0 | 0 | 0 | 0 | 0 | 0 | 0 | 0 | 0 | 0 | 0
F6_Commercial_Interruptible - College_Existing_Space Heating_Natural Gas_Gas Boiler - Insulate Hot Water Lines_A_Achievable Economic RVT Potential | F6 | Commercial | Interruptible - College | Existing | Space Heating | Natural Gas | Gas Boiler - Insulate Hot Water Lines | A | Incremental Winter Peak Savings (MW) | Achievable Economic RVT Potential | 0 | 0 | 0 | 0 | 0 | 0 | 0 | 0 | 0 | 0 | 0 | 0 | 0 | 0 | 0 | 0 | 0 | 0 | 0 | 0 | 0 | 0 | 0 | 0 | 0 | 0 | 0
F7_Commercial_Interruptible - College_Existing_Space Heating_Natural Gas_Gas Boiler - Insulate Hot Water Lines_A_Achievable Economic RVT Potential | F7 | Commercial | Interruptible - College | Existing | Space Heating | Natural Gas | Gas Boiler - Insulate Hot Water Lines | A | Cumulative Energy Savings (MWh or mTherms) | Achievable Economic RVT Potential | 0 | 0 | 0 | 0 | 0 | 0 | 0 | 0 | 0 | 0 | 0 | 0 | 0 | 0 | 0 | 0 | 0 | 0 | 0 | 0 | 0 | 0 | 0 | 0 | 0 | 0 | 0
F8_Commercial_Interruptible - College_Existing_Space Heating_Natural Gas_Gas Boiler - Insulate Hot Water Lines_A_Achievable Economic RVT Potential | F8 | Commercial | Interruptible - College | Existing | Space Heating | Natural Gas | Gas Boiler - Insulate Hot Water Lines | A | Cumulative Summer Peak Savings (MW) | Achievable Economic RVT Potential | 0 | 0 | 0 | 0 | 0 | 0 | 0 | 0 | 0 | 0 | 0 | 0 | 0 | 0 | 0 | 0 | 0 | 0 | 0 | 0 | 0 | 0 | 0 | 0 | 0 | 0 | 0
F9_Commercial_Interruptible - College_Existing_Space Heating_Natural Gas_Gas Boiler - Insulate Hot Water Lines_A_Achievable Economic RVT Potential | F9 | Commercial | Interruptible - College | Existing | Space Heating | Natural Gas | Gas Boiler - Insulate Hot Water Lines | A | Cumulative Winter Peak Savings (MW) | Achievable Economic RVT Potential | 0 | 0 | 0 | 0 | 0 | 0 | 0 | 0 | 0 | 0 | 0 | 0 | 0 | 0 | 0 | 0 | 0 | 0 | 0 | 0 | 0 | 0 | 0 | 0 | 0 | 0 | 0
F10_Commercial_Interruptible - College_Existing_Space Heating_Natural Gas_Gas Boiler - Insulate Hot Water Lines_A_Achievable Economic RVT Potential | F10 | Commercial | Interruptible - College | Existing | Space Heating | Natural Gas | Gas Boiler - Insulate Hot Water Lines | A | Purchases (Incremental) | Achievable Economic RVT Potential | 0 | 0 | 0 | 0 | 0 | 0 | 0 | 0 | 0 | 0 | 0 | 0 | 0 | 0 | 0 | 0 | 0 | 0 | 0 | 0 | 0 | 0 | 0 | 0 | 0 | 0 | 0
F11_Commercial_Interruptible - College_Existing_Space Heating_Natural Gas_Gas Boiler - Insulate Hot Water Lines_A_Achievable Economic RVT Potential | F11 | Commercial | Interruptible - College | Existing | Space Heating | Natural Gas | Gas Boiler - Insulate Hot Water Lines | A | Purchases (Cumulative) | Achievable Economic RVT Potential | 0 | 0 | 0 | 0 | 0 | 0 | 0 | 0 | 0 | 0 | 0 | 0 | 0 | 0 | 0 | 0 | 0 | 0 | 0 | 0 | 0 | 0 | 0 | 0 | 0 | 0 | 0
F1_Commercial_Interruptible - College_Existing_Space Heating_Natural Gas_Condensing RTU_A_Achievable Economic RVT Potential | F1 | Commercial | Interruptible - College | Existing | Space Heating | Natural Gas | Condensing RTU | A | Integrated Unit Energy Savings (kWh or therms) | Achievable Economic RVT Potential | 0 | 0 | 0.10074 | 0.099458 | 0.097998 | 0.09642 | 0.094709 | 0.092828 | 0.090729 | 0.088427 | 0.085953 | 0.083364 | 0.080747 | 0.07816 | 0.075665 | 0.073327 | 0.07122 | 0.069493 | 0.068154 | 0.067045 | 0.066216 | 0.065467 | 0.065182 | 0.064919 | 0.064676 | 0.064452 | 0.064245
F2_Commercial_Interruptible - College_Existing_Space Heating_Natural Gas_Condensing RTU_A_Achievable Economic RVT Potential | F2 | Commercial | Interruptible - College | Existing | Space Heating | Natural Gas | Condensing RTU | A | Integrated Unit Summer Peak Savings (kW) | Achievable Economic RVT Potential | 0 | 0 | 0 | 0 | 0 | 0 | 0 | 0 | 0 | 0 | 0 | 0 | 0 | 0 | 0 | 0 | 0 | 0 | 0 | 0 | 0 | 0 | 0 | 0 | 0 | 0 | 0
F3_Commercial_Interruptible - College_Existing_Space Heating_Natural Gas_Condensing RTU_A_Achievable Economic RVT Potential | F3 | Commercial | Interruptible - College | Existing | Space Heating | Natural Gas | Condensing RTU | A | Integrated Unit Winter Peak Savings (kW) | Achievable Economic RVT Potential | 0 | 0 | 0 | 0 | 0 | 0 | 0 | 0 | 0 | 0 | 0 | 0 | 0 | 0 | 0 | 0 | 0 | 0 | 0 | 0 | 0 | 0 | 0 | 0 | 0 | 0 | 0
F4_Commercial_Interruptible - College_Existing_Space Heating_Natural Gas_Condensing RTU_A_Achievable Economic RVT Potential | F4 | Commercial | Interruptible - College | Existing | Space Heating | Natural Gas | Condensing RTU | A | Incremental Energy Savings (MWh or mTherms) | Achievable Economic RVT Potential | 0 | 0 | 0 | 0 | 0 | 0 | 0 | 0 | 0 | 0 | 0 | 0 | 0 | 0 | 0 | 0 | 0 | 0 | 0 | 0 | 0 | 0 | 0 | 0 | 0 | 0 | 0
F5_Commercial_Interruptible - College_Existing_Space Heating_Natural Gas_Condensing RTU_A_Achievable Economic RVT Potential | F5 | Commercial | Interruptible - College | Existing | Space Heating | Natural Gas | Condensing RTU | A | Incremental Summer Peak Savings (MW) | Achievable Economic RVT Potential | 0 | 0 | 0 | 0 | 0 | 0 | 0 | 0 | 0 | 0 | 0 | 0 | 0 | 0 | 0 | 0 | 0 | 0 | 0 | 0 | 0 | 0 | 0 | 0 | 0 | 0 | 0
F6_Commercial_Interruptible - College_Existing_Space Heating_Natural Gas_Condensing RTU_A_Achievable Economic RVT Potential | F6 | Commercial | Interruptible - College | Existing | Space Heating | Natural Gas | Condensing RTU | A | Incremental Winter Peak Savings (MW) | Achievable Economic RVT Potential | 0 | 0 | 0 | 0 | 0 | 0 | 0 | 0 | 0 | 0 | 0 | 0 | 0 | 0 | 0 | 0 | 0 | 0 | 0 | 0 | 0 | 0 | 0 | 0 | 0 | 0 | 0
F7_Commercial_Interruptible - College_Existing_Space Heating_Natural Gas_Condensing RTU_A_Achievable Economic RVT Potential | F7 | Commercial | Interruptible - College | Existing | Space Heating | Natural Gas | Condensing RTU | A | Cumulative Energy Savings (MWh or mTherms) | Achievable Economic RVT Potential | 0 | 0 | 0 | 0 | 0 | 0 | 0 | 0 | 0 | 0 | 0 | 0 | 0 | 0 | 0 | 0 | 0 | 0 | 0 | 0 | 0 | 0 | 0 | 0 | 0 | 0 | 0
F8_Commercial_Interruptible - College_Existing_Space Heating_Natural Gas_Condensing RTU_A_Achievable Economic RVT Potential | F8 | Commercial | Interruptible - College | Existing | Space Heating | Natural Gas | Condensing RTU | A | Cumulative Summer Peak Savings (MW) | Achievable Economic RVT Potential | 0 | 0 | 0 | 0 | 0 | 0 | 0 | 0 | 0 | 0 | 0 | 0 | 0 | 0 | 0 | 0 | 0 | 0 | 0 | 0 | 0 | 0 | 0 | 0 | 0 | 0 | 0
F9_Commercial_Interruptible - College_Existing_Space Heating_Natural Gas_Condensing RTU_A_Achievable Economic RVT Potential | F9 | Commercial | Interruptible - College | Existing | Space Heating | Natural Gas | Condensing RTU | A | Cumulative Winter Peak Savings (MW) | Achievable Economic RVT Potential | 0 | 0 | 0 | 0 | 0 | 0 | 0 | 0 | 0 | 0 | 0 | 0 | 0 | 0 | 0 | 0 | 0 | 0 | 0 | 0 | 0 | 0 | 0 | 0 | 0 | 0 | 0
F10_Commercial_Interruptible - College_Existing_Space Heating_Natural Gas_Condensing RTU_A_Achievable Economic RVT Potential | F10 | Commercial | Interruptible - College | Existing | Space Heating | Natural Gas | Condensing RTU | A | Purchases (Incremental) | Achievable Economic RVT Potential | 0 | 0 | 0 | 0 | 0 | 0 | 0 | 0 | 0 | 0 | 0 | 0 | 0 | 0 | 0 | 0 | 0 | 0 | 0 | 0 | 0 | 0 | 0 | 0 | 0 | 0 | 0
F11_Commercial_Interruptible - College_Existing_Space Heating_Natural Gas_Condensing RTU_A_Achievable Economic RVT Potential | F11 | Commercial | Interruptible - College | Existing | Space Heating | Natural Gas | Condensing RTU | A | Purchases (Cumulative) | Achievable Economic RVT Potential | 0 | 0 | 0 | 0 | 0 | 0 | 0 | 0 | 0 | 0 | 0 | 0 | 0 | 0 | 0 | 0 | 0 | 0 | 0 | 0 | 0 | 0 | 0 | 0 | 0 | 0 | 0
F1_Commercial_Interruptible - College_Existing_Space Heating_Natural Gas_Hydronic Heating Radiator Replacement_A_Achievable Economic RVT Potential | F1 | Commercial | Interruptible - College | Existing | Space Heating | Natural Gas | Hydronic Heating Radiator Replacement | A | Integrated Unit Energy Savings (kWh or therms) | Achievable Economic RVT Potential | 0 | 0 | 136.5657 | 135.159 | 133.6356 | 132.016 | 130.2726 | 128.3694 | 126.2986 | 124.0654 | 121.6899 | 119.2131 | 116.7561 | 114.3631 | 112.0723 | 109.9255 | 107.9938 | 106.4851 | 105.4157 | 104.5478 | 103.9477 | 103.4041 | 103.2834 | 103.1735 | 103.0736 | 102.9828 | 102.9002
F2_Commercial_Interruptible - College_Existing_Space Heating_Natural Gas_Hydronic Heating Radiator Replacement_A_Achievable Economic RVT Potential | F2 | Commercial | Interruptible - College | Existing | Space Heating | Natural Gas | Hydronic Heating Radiator Replacement | A | Integrated Unit Summer Peak Savings (kW) | Achievable Economic RVT Potential | 0 | 0 | 0 | 0 | 0 | 0 | 0 | 0 | 0 | 0 | 0 | 0 | 0 | 0 | 0 | 0 | 0 | 0 | 0 | 0 | 0 | 0 | 0 | 0 | 0 | 0 | 0
F3_Commercial_Interruptible - College_Existing_Space Heating_Natural Gas_Hydronic Heating Radiator Replacement_A_Achievable Economic RVT Potential | F3 | Commercial | Interruptible - College | Existing | Space Heating | Natural Gas | Hydronic Heating Radiator Replacement | A | Integrated Unit Winter Peak Savings (kW) | Achievable Economic RVT Potential | 0 | 0 | 0 | 0 | 0 | 0 | 0 | 0 | 0 | 0 | 0 | 0 | 0 | 0 | 0 | 0 | 0 | 0 | 0 | 0 | 0 | 0 | 0 | 0 | 0 | 0 | 0
F4_Commercial_Interruptible - College_Existing_Space Heating_Natural Gas_Hydronic Heating Radiator Replacement_A_Achievable Economic RVT Potential | F4 | Commercial | Interruptible - College | Existing | Space Heating | Natural Gas | Hydronic Heating Radiator Replacement | A | Incremental Energy Savings (MWh or mTherms) | Achievable Economic RVT Potential | 0 | 0 | 0 | 0 | 0 | 0 | 0 | 0 | 0 | 0 | 0 | 0 | 0 | 0 | 0 | 0 | 0 | 0 | 0 | 0 | 0 | 0 | 0 | 0 | 0 | 0 | 0
F5_Commercial_Interruptible - College_Existing_Space Heating_Natural Gas_Hydronic Heating Radiator Replacement_A_Achievable Economic RVT Potential | F5 | Commercial | Interruptible - College | Existing | Space Heating | Natural Gas | Hydronic Heating Radiator Replacement | A | Incremental Summer Peak Savings (MW) | Achievable Economic RVT Potential | 0 | 0 | 0 | 0 | 0 | 0 | 0 | 0 | 0 | 0 | 0 | 0 | 0 | 0 | 0 | 0 | 0 | 0 | 0 | 0 | 0 | 0 | 0 | 0 | 0 | 0 | 0
F6_Commercial_Interruptible - College_Existing_Space Heating_Natural Gas_Hydronic Heating Radiator Replacement_A_Achievable Economic RVT Potential | F6 | Commercial | Interruptible - College | Existing | Space Heating | Natural Gas | Hydronic Heating Radiator Replacement | A | Incremental Winter Peak Savings (MW) | Achievable Economic RVT Potential | 0 | 0 | 0 | 0 | 0 | 0 | 0 | 0 | 0 | 0 | 0 | 0 | 0 | 0 | 0 | 0 | 0 | 0 | 0 | 0 | 0 | 0 | 0 | 0 | 0 | 0 | 0
F7_Commercial_Interruptible - College_Existing_Space Heating_Natural Gas_Hydronic Heating Radiator Replacement_A_Achievable Economic RVT Potential | F7 | Commercial | Interruptible - College | Existing | Space Heating | Natural Gas | Hydronic Heating Radiator Replacement | A | Cumulative Energy Savings (MWh or mTherms) | Achievable Economic RVT Potential | 0 | 0 | 0 | 0 | 0 | 0 | 0 | 0 | 0 | 0 | 0 | 0 | 0 | 0 | 0 | 0 | 0 | 0 | 0 | 0 | 0 | 0 | 0 | 0 | 0 | 0 | 0
F8_Commercial_Interruptible - College_Existing_Space Heating_Natural Gas_Hydronic Heating Radiator Replacement_A_Achievable Economic RVT Potential | F8 | Commercial | Interruptible - College | Existing | Space Heating | Natural Gas | Hydronic Heating Radiator Replacement | A | Cumulative Summer Peak Savings (MW) | Achievable Economic RVT Potential | 0 | 0 | 0 | 0 | 0 | 0 | 0 | 0 | 0 | 0 | 0 | 0 | 0 | 0 | 0 | 0 | 0 | 0 | 0 | 0 | 0 | 0 | 0 | 0 | 0 | 0 | 0
F9_Commercial_Interruptible - College_Existing_Space Heating_Natural Gas_Hydronic Heating Radiator Replacement_A_Achievable Economic RVT Potential | F9 | Commercial | Interruptible - College | Existing | Space Heating | Natural Gas | Hydronic Heating Radiator Replacement | A | Cumulative Winter Peak Savings (MW) | Achievable Economic RVT Potential | 0 | 0 | 0 | 0 | 0 | 0 | 0 | 0 | 0 | 0 | 0 | 0 | 0 | 0 | 0 | 0 | 0 | 0 | 0 | 0 | 0 | 0 | 0 | 0 | 0 | 0 | 0
F10_Commercial_Interruptible - College_Existing_Space Heating_Natural Gas_Hydronic Heating Radiator Replacement_A_Achievable Economic RVT Potential | F10 | Commercial | Interruptible - College | Existing | Space Heating | Natural Gas | Hydronic Heating Radiator Replacement | A | Purchases (Incremental) | Achievable Economic RVT Potential | 0 | 0 | 0 | 0 | 0 | 0 | 0 | 0 | 0 | 0 | 0 | 0 | 0 | 0 | 0 | 0 | 0 | 0 | 0 | 0 | 0 | 0 | 0 | 0 | 0 | 0 | 0
F11_Commercial_Interruptible - College_Existing_Space Heating_Natural Gas_Hydronic Heating Radiator Replacement_A_Achievable Economic RVT Potential | F11 | Commercial | Interruptible - College | Existing | Space Heating | Natural Gas | Hydronic Heating Radiator Replacement | A | Purchases (Cumulative) | Achievable Economic RVT Potential | 0 | 0 | 0 | 0 | 0 | 0 | 0 | 0 | 0 | 0 | 0 | 0 | 0 | 0 | 0 | 0 | 0 | 0 | 0 | 0 | 0 | 0 | 0 | 0 | 0 | 0 | 0
F1_Commercial_Interruptible - College_Existing_Space Heating_Natural Gas_Thermostat - Connected_A_Achievable Economic RVT Potential | F1 | Commercial | Interruptible - College | Existing | Space Heating | Natural Gas | Thermostat - Connected | A | Integrated Unit Energy Savings (kWh or therms) | Achievable Economic RVT Potential | 0 | 0 | 128.5134 | 126.99 | 125.2987 | 123.468 | 121.4573 | 119.2188 | 116.7351 | 114.0068 | 111.0587 | 107.9456 | 104.8061 | 101.7183 | 98.76 | 96.0112 | 93.5682 | 91.6284 | 90.2039 | 89.0577 | 88.2635 | 87.5498 | 87.4336 | 87.3277 | 87.2312 | 87.1431 | 87.0629
F2_Commercial_Interruptible - College_Existing_Space Heating_Natural Gas_Thermostat - Connected_A_Achievable Economic RVT Potential | F2 | Commercial | Interruptible - College | Existing | Space Heating | Natural Gas | Thermostat - Connected | A | Integrated Unit Summer Peak Savings (kW) | Achievable Economic RVT Potential | 0 | 0 | 0 | 0 | 0 | 0 | 0 | 0 | 0 | 0 | 0 | 0 | 0 | 0 | 0 | 0 | 0 | 0 | 0 | 0 | 0 | 0 | 0 | 0 | 0 | 0 | 0
F3_Commercial_Interruptible - College_Existing_Space Heating_Natural Gas_Thermostat - Connected_A_Achievable Economic RVT Potential | F3 | Commercial | Interruptible - College | Existing | Space Heating | Natural Gas | Thermostat - Connected | A | Integrated Unit Winter Peak Savings (kW) | Achievable Economic RVT Potential | 0 | 0 | 0 | 0 | 0 | 0 | 0 | 0 | 0 | 0 | 0 | 0 | 0 | 0 | 0 | 0 | 0 | 0 | 0 | 0 | 0 | 0 | 0 | 0 | 0 | 0 | 0
F4_Commercial_Interruptible - College_Existing_Space Heating_Natural Gas_Thermostat - Connected_A_Achievable Economic RVT Potential | F4 | Commercial | Interruptible - College | Existing | Space Heating | Natural Gas | Thermostat - Connected | A | Incremental Energy Savings (MWh or mTherms) | Achievable Economic RVT Potential | 0 | 0 | 0 | 0 | 0 | 0 | 0 | 0 | 0 | 0 | 0 | 0 | 0 | 0 | 0 | 0 | 0 | 0 | 0 | 0 | 0 | 0 | 0 | 0 | 0 | 0 | 0
F5_Commercial_Interruptible - College_Existing_Space Heating_Natural Gas_Thermostat - Connected_A_Achievable Economic RVT Potential | F5 | Commercial | Interruptible - College | Existing | Space Heating | Natural Gas | Thermostat - Connected | A | Incremental Summer Peak Savings (MW) | Achievable Economic RVT Potential | 0 | 0 | 0 | 0 | 0 | 0 | 0 | 0 | 0 | 0 | 0 | 0 | 0 | 0 | 0 | 0 | 0 | 0 | 0 | 0 | 0 | 0 | 0 | 0 | 0 | 0 | 0
F6_Commercial_Interruptible - College_Existing_Space Heating_Natural Gas_Thermostat - Connected_A_Achievable Economic RVT Potential | F6 | Commercial | Interruptible - College | Existing | Space Heating | Natural Gas | Thermostat - Connected | A | Incremental Winter Peak Savings (MW) | Achievable Economic RVT Potential | 0 | 0 | 0 | 0 | 0 | 0 | 0 | 0 | 0 | 0 | 0 | 0 | 0 | 0 | 0 | 0 | 0 | 0 | 0 | 0 | 0 | 0 | 0 | 0 | 0 | 0 | 0
F7_Commercial_Interruptible - College_Existing_Space Heating_Natural Gas_Thermostat - Connected_A_Achievable Economic RVT Potential | F7 | Commercial | Interruptible - College | Existing | Space Heating | Natural Gas | Thermostat - Connected | A | Cumulative Energy Savings (MWh or mTherms) | Achievable Economic RVT Potential | 0 | 0 | 0 | 0 | 0 | 0 | 0 | 0 | 0 | 0 | 0 | 0 | 0 | 0 | 0 | 0 | 0 | 0 | 0 | 0 | 0 | 0 | 0 | 0 | 0 | 0 | 0
F8_Commercial_Interruptible - College_Existing_Space Heating_Natural Gas_Thermostat - Connected_A_Achievable Economic RVT Potential | F8 | Commercial | Interruptible - College | Existing | Space Heating | Natural Gas | Thermostat - Connected | A | Cumulative Summer Peak Savings (MW) | Achievable Economic RVT Potential | 0 | 0 | 0 | 0 | 0 | 0 | 0 | 0 | 0 | 0 | 0 | 0 | 0 | 0 | 0 | 0 | 0 | 0 | 0 | 0 | 0 | 0 | 0 | 0 | 0 | 0 | 0
F9_Commercial_Interruptible - College_Existing_Space Heating_Natural Gas_Thermostat - Connected_A_Achievable Economic RVT Potential | F9 | Commercial | Interruptible - College | Existing | Space Heating | Natural Gas | Thermostat - Connected | A | Cumulative Winter Peak Savings (MW) | Achievable Economic RVT Potential | 0 | 0 | 0 | 0 | 0 | 0 | 0 | 0 | 0 | 0 | 0 | 0 | 0 | 0 | 0 | 0 | 0 | 0 | 0 | 0 | 0 | 0 | 0 | 0 | 0 | 0 | 0
F10_Commercial_Interruptible - College_Existing_Space Heating_Natural Gas_Thermostat - Connected_A_Achievable Economic RVT Potential | F10 | Commercial | Interruptible - College | Existing | Space Heating | Natural Gas | Thermostat - Connected | A | Purchases (Incremental) | Achievable Economic RVT Potential | 0 | 0 | 0 | 0 | 0 | 0 | 0 | 0 | 0 | 0 | 0 | 0 | 0 | 0 | 0 | 0 | 0 | 0 | 0 | 0 | 0 | 0 | 0 | 0 | 0 | 0 | 0
F11_Commercial_Interruptible - College_Existing_Space Heating_Natural Gas_Thermostat - Connected_A_Achievable Economic RVT Potential | F11 | Commercial | Interruptible - College | Existing | Space Heating | Natural Gas | Thermostat - Connected | A | Purchases (Cumulative) | Achievable Economic RVT Potential | 0 | 0 | 0 | 0 | 0 | 0 | 0 | 0 | 0 | 0 | 0 | 0 | 0 | 0 | 0 | 0 | 0 | 0 | 0 | 0 | 0 | 0 | 0 | 0 | 0 | 0 | 0
F1_Commercial_Interruptible - College_Existing_Water Heating_Natural Gas_Water Heater - Thermostatic Shower Restriction Valve_A_Achievable Economic RVT Potential | F1 | Commercial | Interruptible - College | Existing | Water Heating | Natural Gas | Water Heater - Thermostatic Shower Restriction Valve | A | Integrated Unit Energy Savings (kWh or therms) | Achievable Economic RVT Potential | 0 | 0 | 37.1395 | 35.8523 | 34.5888 | 33.3089 | 32.0154 | 30.6663 | 29.3542 | 28.1053 | 26.9525 | 25.9673 | 25.2035 | 24.6611 | 24.435 | 24.2435 | 24.1401 | 24.058 | 23.9936 | 23.9418 | 23.905 | 23.8789 | 23.8604 | 23.8471 | 23.8293 | 23.8248 | 23.8212
F2_Commercial_Interruptible - College_Existing_Water Heating_Natural Gas_Water Heater - Thermostatic Shower Restriction Valve_A_Achievable Economic RVT Potential | F2 | Commercial | Interruptible - College | Existing | Water Heating | Natural Gas | Water Heater - Thermostatic Shower Restriction Valve | A | Integrated Unit Summer Peak Savings (kW) | Achievable Economic RVT Potential | 0 | 0 | 0 | 0 | 0 | 0 | 0 | 0 | 0 | 0 | 0 | 0 | 0 | 0 | 0 | 0 | 0 | 0 | 0 | 0 | 0 | 0 | 0 | 0 | 0 | 0 | 0
F3_Commercial_Interruptible - College_Existing_Water Heating_Natural Gas_Water Heater - Thermostatic Shower Restriction Valve_A_Achievable Economic RVT Potential | F3 | Commercial | Interruptible - College | Existing | Water Heating | Natural Gas | Water Heater - Thermostatic Shower Restriction Valve | A | Integrated Unit Winter Peak Savings (kW) | Achievable Economic RVT Potential | 0 | 0 | 0 | 0 | 0 | 0 | 0 | 0 | 0 | 0 | 0 | 0 | 0 | 0 | 0 | 0 | 0 | 0 | 0 | 0 | 0 | 0 | 0 | 0 | 0 | 0 | 0
F4_Commercial_Interruptible - College_Existing_Water Heating_Natural Gas_Water Heater - Thermostatic Shower Restriction Valve_A_Achievable Economic RVT Potential | F4 | Commercial | Interruptible - College | Existing | Water Heating | Natural Gas | Water Heater - Thermostatic Shower Restriction Valve | A | Incremental Energy Savings (MWh or mTherms) | Achievable Economic RVT Potential | 0 | 0 | 0 | 0 | 0 | 0 | 0 | 0 | 0 | 0 | 0 | 0 | 0 | 0 | 0 | 0 | 0 | 0 | 0 | 0 | 0 | 0 | 0 | 0 | 0 | 0 | 0
F5_Commercial_Interruptible - College_Existing_Water Heating_Natural Gas_Water Heater - Thermostatic Shower Restriction Valve_A_Achievable Economic RVT Potential | F5 | Commercial | Interruptible - College | Existing | Water Heating | Natural Gas | Water Heater - Thermostatic Shower Restriction Valve | A | Incremental Summer Peak Savings (MW) | Achievable Economic RVT Potential | 0 | 0 | 0 | 0 | 0 | 0 | 0 | 0 | 0 | 0 | 0 | 0 | 0 | 0 | 0 | 0 | 0 | 0 | 0 | 0 | 0 | 0 | 0 | 0 | 0 | 0 | 0
F6_Commercial_Interruptible - College_Existing_Water Heating_Natural Gas_Water Heater - Thermostatic Shower Restriction Valve_A_Achievable Economic RVT Potential | F6 | Commercial | Interruptible - College | Existing | Water Heating | Natural Gas | Water Heater - Thermostatic Shower Restriction Valve | A | Incremental Winter Peak Savings (MW) | Achievable Economic RVT Potential | 0 | 0 | 0 | 0 | 0 | 0 | 0 | 0 | 0 | 0 | 0 | 0 | 0 | 0 | 0 | 0 | 0 | 0 | 0 | 0 | 0 | 0 | 0 | 0 | 0 | 0 | 0
F7_Commercial_Interruptible - College_Existing_Water Heating_Natural Gas_Water Heater - Thermostatic Shower Restriction Valve_A_Achievable Economic RVT Potential | F7 | Commercial | Interruptible - College | Existing | Water Heating | Natural Gas | Water Heater - Thermostatic Shower Restriction Valve | A | Cumulative Energy Savings (MWh or mTherms) | Achievable Economic RVT Potential | 0 | 0 | 0 | 0 | 0 | 0 | 0 | 0 | 0 | 0 | 0 | 0 | 0 | 0 | 0 | 0 | 0 | 0 | 0 | 0 | 0 | 0 | 0 | 0 | 0 | 0 | 0
F8_Commercial_Interruptible - College_Existing_Water Heating_Natural Gas_Water Heater - Thermostatic Shower Restriction Valve_A_Achievable Economic RVT Potential | F8 | Commercial | Interruptible - College | Existing | Water Heating | Natural Gas | Water Heater - Thermostatic Shower Restriction Valve | A | Cumulative Summer Peak Savings (MW) | Achievable Economic RVT Potential | 0 | 0 | 0 | 0 | 0 | 0 | 0 | 0 | 0 | 0 | 0 | 0 | 0 | 0 | 0 | 0 | 0 | 0 | 0 | 0 | 0 | 0 | 0 | 0 | 0 | 0 | 0
F9_Commercial_Interruptible - College_Existing_Water Heating_Natural Gas_Water Heater - Thermostatic Shower Restriction Valve_A_Achievable Economic RVT Potential | F9 | Commercial | Interruptible - College | Existing | Water Heating | Natural Gas | Water Heater - Thermostatic Shower Restriction Valve | A | Cumulative Winter Peak Savings (MW) | Achievable Economic RVT Potential | 0 | 0 | 0 | 0 | 0 | 0 | 0 | 0 | 0 | 0 | 0 | 0 | 0 | 0 | 0 | 0 | 0 | 0 | 0 | 0 | 0 | 0 | 0 | 0 | 0 | 0 | 0
F10_Commercial_Interruptible - College_Existing_Water Heating_Natural Gas_Water Heater - Thermostatic Shower Restriction Valve_A_Achievable Economic RVT Potential | F10 | Commercial | Interruptible - College | Existing | Water Heating | Natural Gas | Water Heater - Thermostatic Shower Restriction Valve | A | Purchases (Incremental) | Achievable Economic RVT Potential | 0 | 0 | 0 | 0 | 0 | 0 | 0 | 0 | 0 | 0 | 0 | 0 | 0 | 0 | 0 | 0 | 0 | 0 | 0 | 0 | 0 | 0 | 0 | 0 | 0 | 0 | 0
F11_Commercial_Interruptible - College_Existing_Water Heating_Natural Gas_Water Heater - Thermostatic Shower Restriction Valve_A_Achievable Economic RVT Potential | F11 | Commercial | Interruptible - College | Existing | Water Heating | Natural Gas | Water Heater - Thermostatic Shower Restriction Valve | A | Purchases (Cumulative) | Achievable Economic RVT Potential | 0 | 0 | 0 | 0 | 0 | 0 | 0 | 0 | 0 | 0 | 0 | 0 | 0 | 0 | 0 | 0 | 0 | 0 | 0 | 0 | 0 | 0 | 0 | 0 | 0 | 0 | 0
F1_Commercial_Interruptible - College_Existing_Water Heating_Natural Gas_Water Heater - Pre-Rinse Spray Valve_A_Achievable Economic RVT Potential | F1 | Commercial | Interruptible - College | Existing | Water Heating | Natural Gas | Water Heater - Pre-Rinse Spray Valve | A | Integrated Unit Energy Savings (kWh or therms) | Achievable Economic RVT Potential | 0 | 0 | 109.4421 | 105.5847 | 101.7879 | 97.9366 | 94.0403 | 89.9734 | 86.0145 | 82.248 | 78.7779 | 75.8183 | 73.5648 | 71.9816 | 71.3216 | 70.7627 | 70.4609 | 70.2212 | 70.0333 | 69.8821 | 69.7746 | 69.6985 | 69.6444 | 69.6058 | 69.5537 | 69.5406 | 69.5301
F2_Commercial_Interruptible - College_Existing_Water Heating_Natural Gas_Water Heater - Pre-Rinse Spray Valve_A_Achievable Economic RVT Potential | F2 | Commercial | Interruptible - College | Existing | Water Heating | Natural Gas | Water Heater - Pre-Rinse Spray Valve | A | Integrated Unit Summer Peak Savings (kW) | Achievable Economic RVT Potential | 0 | 0 | 0 | 0 | 0 | 0 | 0 | 0 | 0 | 0 | 0 | 0 | 0 | 0 | 0 | 0 | 0 | 0 | 0 | 0 | 0 | 0 | 0 | 0 | 0 | 0 | 0
F3_Commercial_Interruptible - College_Existing_Water Heating_Natural Gas_Water Heater - Pre-Rinse Spray Valve_A_Achievable Economic RVT Potential | F3 | Commercial | Interruptible - College | Existing | Water Heating | Natural Gas | Water Heater - Pre-Rinse Spray Valve | A | Integrated Unit Winter Peak Savings (kW) | Achievable Economic RVT Potential | 0 | 0 | 0 | 0 | 0 | 0 | 0 | 0 | 0 | 0 | 0 | 0 | 0 | 0 | 0 | 0 | 0 | 0 | 0 | 0 | 0 | 0 | 0 | 0 | 0 | 0 | 0
F4_Commercial_Interruptible - College_Existing_Water Heating_Natural Gas_Water Heater - Pre-Rinse Spray Valve_A_Achievable Economic RVT Potential | F4 | Commercial | Interruptible - College | Existing | Water Heating | Natural Gas | Water Heater - Pre-Rinse Spray Valve | A | Incremental Energy Savings (MWh or mTherms) | Achievable Economic RVT Potential | 0 | 0 | 0 | 0 | 0 | 0 | 0 | 0 | 0 | 0 | 0 | 0 | 0 | 0 | 0 | 0 | 0 | 0 | 0 | 0 | 0 | 0 | 0 | 0 | 0 | 0 | 0
F5_Commercial_Interruptible - College_Existing_Water Heating_Natural Gas_Water Heater - Pre-Rinse Spray Valve_A_Achievable Economic RVT Potential | F5 | Commercial | Interruptible - College | Existing | Water Heating | Natural Gas | Water Heater - Pre-Rinse Spray Valve | A | Incremental Summer Peak Savings (MW) | Achievable Economic RVT Potential | 0 | 0 | 0 | 0 | 0 | 0 | 0 | 0 | 0 | 0 | 0 | 0 | 0 | 0 | 0 | 0 | 0 | 0 | 0 | 0 | 0 | 0 | 0 | 0 | 0 | 0 | 0
F6_Commercial_Interruptible - College_Existing_Water Heating_Natural Gas_Water Heater - Pre-Rinse Spray Valve_A_Achievable Economic RVT Potential | F6 | Commercial | Interruptible - College | Existing | Water Heating | Natural Gas | Water Heater - Pre-Rinse Spray Valve | A | Incremental Winter Peak Savings (MW) | Achievable Economic RVT Potential | 0 | 0 | 0 | 0 | 0 | 0 | 0 | 0 | 0 | 0 | 0 | 0 | 0 | 0 | 0 | 0 | 0 | 0 | 0 | 0 | 0 | 0 | 0 | 0 | 0 | 0 | 0
F7_Commercial_Interruptible - College_Existing_Water Heating_Natural Gas_Water Heater - Pre-Rinse Spray Valve_A_Achievable Economic RVT Potential | F7 | Commercial | Interruptible - College | Existing | Water Heating | Natural Gas | Water Heater - Pre-Rinse Spray Valve | A | Cumulative Energy Savings (MWh or mTherms) | Achievable Economic RVT Potential | 0 | 0 | 0 | 0 | 0 | 0 | 0 | 0 | 0 | 0 | 0 | 0 | 0 | 0 | 0 | 0 | 0 | 0 | 0 | 0 | 0 | 0 | 0 | 0 | 0 | 0 | 0
F8_Commercial_Interruptible - College_Existing_Water Heating_Natural Gas_Water Heater - Pre-Rinse Spray Valve_A_Achievable Economic RVT Potential | F8 | Commercial | Interruptible - College | Existing | Water Heating | Natural Gas | Water Heater - Pre-Rinse Spray Valve | A | Cumulative Summer Peak Savings (MW) | Achievable Economic RVT Potential | 0 | 0 | 0 | 0 | 0 | 0 | 0 | 0 | 0 | 0 | 0 | 0 | 0 | 0 | 0 | 0 | 0 | 0 | 0 | 0 | 0 | 0 | 0 | 0 | 0 | 0 | 0
F9_Commercial_Interruptible - College_Existing_Water Heating_Natural Gas_Water Heater - Pre-Rinse Spray Valve_A_Achievable Economic RVT Potential | F9 | Commercial | Interruptible - College | Existing | Water Heating | Natural Gas | Water Heater - Pre-Rinse Spray Valve | A | Cumulative Winter Peak Savings (MW) | Achievable Economic RVT Potential | 0 | 0 | 0 | 0 | 0 | 0 | 0 | 0 | 0 | 0 | 0 | 0 | 0 | 0 | 0 | 0 | 0 | 0 | 0 | 0 | 0 | 0 | 0 | 0 | 0 | 0 | 0
F10_Commercial_Interruptible - College_Existing_Water Heating_Natural Gas_Water Heater - Pre-Rinse Spray Valve_A_Achievable Economic RVT Potential | F10 | Commercial | Interruptible - College | Existing | Water Heating | Natural Gas | Water Heater - Pre-Rinse Spray Valve | A | Purchases (Incremental) | Achievable Economic RVT Potential | 0 | 0 | 0 | 0 | 0 | 0 | 0 | 0 | 0 | 0 | 0 | 0 | 0 | 0 | 0 | 0 | 0 | 0 | 0 | 0 | 0 | 0 | 0 | 0 | 0 | 0 | 0
F11_Commercial_Interruptible - College_Existing_Water Heating_Natural Gas_Water Heater - Pre-Rinse Spray Valve_A_Achievable Economic RVT Potential | F11 | Commercial | Interruptible - College | Existing | Water Heating | Natural Gas | Water Heater - Pre-Rinse Spray Valve | A | Purchases (Cumulative) | Achievable Economic RVT Potential | 0 | 0 | 0 | 0 | 0 | 0 | 0 | 0 | 0 | 0 | 0 | 0 | 0 | 0 | 0 | 0 | 0 | 0 | 0 | 0 | 0 | 0 | 0 | 0 | 0 | 0 | 0
F1_Commercial_Interruptible - College_Existing_Water Heating_Natural Gas_Water Heater - Temperature Setback_A_Achievable Economic RVT Potential | F1 | Commercial | Interruptible - College | Existing | Water Heating | Natural Gas | Water Heater - Temperature Setback | A | Integrated Unit Energy Savings (kWh or therms) | Achievable Economic RVT Potential | 0 | 0 | 686.5514 | 674.2053 | 662.7206 | 652.0482 | 642.1219 | 632.8458 | 624.3061 | 616.6255 | 609.6372 | 603.3874 | 598.2011 | 594.0047 | 590.6753 | 587.3245 | 584.8199 | 582.8304 | 581.2706 | 580.0157 | 579.1238 | 578.4918 | 578.0432 | 577.7226 | 577.2904 | 577.1815 | 577.0943
F2_Commercial_Interruptible - College_Existing_Water Heating_Natural Gas_Water Heater - Temperature Setback_A_Achievable Economic RVT Potential | F2 | Commercial | Interruptible - College | Existing | Water Heating | Natural Gas | Water Heater - Temperature Setback | A | Integrated Unit Summer Peak Savings (kW) | Achievable Economic RVT Potential | 0 | 0 | 0 | 0 | 0 | 0 | 0 | 0 | 0 | 0 | 0 | 0 | 0 | 0 | 0 | 0 | 0 | 0 | 0 | 0 | 0 | 0 | 0 | 0 | 0 | 0 | 0
F3_Commercial_Interruptible - College_Existing_Water Heating_Natural Gas_Water Heater - Temperature Setback_A_Achievable Economic RVT Potential | F3 | Commercial | Interruptible - College | Existing | Water Heating | Natural Gas | Water Heater - Temperature Setback | A | Integrated Unit Winter Peak Savings (kW) | Achievable Economic RVT Potential | 0 | 0 | 0 | 0 | 0 | 0 | 0 | 0 | 0 | 0 | 0 | 0 | 0 | 0 | 0 | 0 | 0 | 0 | 0 | 0 | 0 | 0 | 0 | 0 | 0 | 0 | 0
F4_Commercial_Interruptible - College_Existing_Water Heating_Natural Gas_Water Heater - Temperature Setback_A_Achievable Economic RVT Potential | F4 | Commercial | Interruptible - College | Existing | Water Heating | Natural Gas | Water Heater - Temperature Setback | A | Incremental Energy Savings (MWh or mTherms) | Achievable Economic RVT Potential | 0 | 0 | 0 | 0 | 0 | 0 | 0 | 0 | 0 | 0 | 0 | 0 | 0 | 0 | 0 | 0 | 0 | 0 | 0 | 0 | 0 | 0 | 0 | 0 | 0 | 0 | 0
F5_Commercial_Interruptible - College_Existing_Water Heating_Natural Gas_Water Heater - Temperature Setback_A_Achievable Economic RVT Potential | F5 | Commercial | Interruptible - College | Existing | Water Heating | Natural Gas | Water Heater - Temperature Setback | A | Incremental Summer Peak Savings (MW) | Achievable Economic RVT Potential | 0 | 0 | 0 | 0 | 0 | 0 | 0 | 0 | 0 | 0 | 0 | 0 | 0 | 0 | 0 | 0 | 0 | 0 | 0 | 0 | 0 | 0 | 0 | 0 | 0 | 0 | 0
F6_Commercial_Interruptible - College_Existing_Water Heating_Natural Gas_Water Heater - Temperature Setback_A_Achievable Economic RVT Potential | F6 | Commercial | Interruptible - College | Existing | Water Heating | Natural Gas | Water Heater - Temperature Setback | A | Incremental Winter Peak Savings (MW) | Achievable Economic RVT Potential | 0 | 0 | 0 | 0 | 0 | 0 | 0 | 0 | 0 | 0 | 0 | 0 | 0 | 0 | 0 | 0 | 0 | 0 | 0 | 0 | 0 | 0 | 0 | 0 | 0 | 0 | 0
F7_Commercial_Interruptible - College_Existing_Water Heating_Natural Gas_Water Heater - Temperature Setback_A_Achievable Economic RVT Potential | F7 | Commercial | Interruptible - College | Existing | Water Heating | Natural Gas | Water Heater - Temperature Setback | A | Cumulative Energy Savings (MWh or mTherms) | Achievable Economic RVT Potential | 0 | 0 | 0 | 0 | 0 | 0 | 0 | 0 | 0 | 0 | 0 | 0 | 0 | 0 | 0 | 0 | 0 | 0 | 0 | 0 | 0 | 0 | 0 | 0 | 0 | 0 | 0
F8_Commercial_Interruptible - College_Existing_Water Heating_Natural Gas_Water Heater - Temperature Setback_A_Achievable Economic RVT Potential | F8 | Commercial | Interruptible - College | Existing | Water Heating | Natural Gas | Water Heater - Temperature Setback | A | Cumulative Summer Peak Savings (MW) | Achievable Economic RVT Potential | 0 | 0 | 0 | 0 | 0 | 0 | 0 | 0 | 0 | 0 | 0 | 0 | 0 | 0 | 0 | 0 | 0 | 0 | 0 | 0 | 0 | 0 | 0 | 0 | 0 | 0 | 0
F9_Commercial_Interruptible - College_Existing_Water Heating_Natural Gas_Water Heater - Temperature Setback_A_Achievable Economic RVT Potential | F9 | Commercial | Interruptible - College | Existing | Water Heating | Natural Gas | Water Heater - Temperature Setback | A | Cumulative Winter Peak Savings (MW) | Achievable Economic RVT Potential | 0 | 0 | 0 | 0 | 0 | 0 | 0 | 0 | 0 | 0 | 0 | 0 | 0 | 0 | 0 | 0 | 0 | 0 | 0 | 0 | 0 | 0 | 0 | 0 | 0 | 0 | 0
F10_Commercial_Interruptible - College_Existing_Water Heating_Natural Gas_Water Heater - Temperature Setback_A_Achievable Economic RVT Potential | F10 | Commercial | Interruptible - College | Existing | Water Heating | Natural Gas | Water Heater - Temperature Setback | A | Purchases (Incremental) | Achievable Economic RVT Potential | 0 | 0 | 0 | 0 | 0 | 0 | 0 | 0 | 0 | 0 | 0 | 0 | 0 | 0 | 0 | 0 | 0 | 0 | 0 | 0 | 0 | 0 | 0 | 0 | 0 | 0 | 0
F11_Commercial_Interruptible - College_Existing_Water Heating_Natural Gas_Water Heater - Temperature Setback_A_Achievable Economic RVT Potential | F11 | Commercial | Interruptible - College | Existing | Water Heating | Natural Gas | Water Heater - Temperature Setback | A | Purchases (Cumulative) | Achievable Economic RVT Potential | 0 | 0 | 0 | 0 | 0 | 0 | 0 | 0 | 0 | 0 | 0 | 0 | 0 | 0 | 0 | 0 | 0 | 0 | 0 | 0 | 0 | 0 | 0 | 0 | 0 | 0 | 0
F1_Commercial_Interruptible - College_Existing_Water Heating_Natural Gas_Water Heater - Faucet Aerators_A_Achievable Economic RVT Potential | F1 | Commercial | Interruptible - College | Existing | Water Heating | Natural Gas | Water Heater - Faucet Aerators | A | Integrated Unit Energy Savings (kWh or therms) | Achievable Economic RVT Potential | 0 | 0 | 159.8353 | 155.2701 | 150.9176 | 146.5617 | 142.2028 | 137.6984 | 133.3747 | 129.246 | 125.4634 | 122.2052 | 119.6419 | 117.7717 | 117.1116 | 116.4472 | 115.9506 | 115.5562 | 115.2469 | 114.9981 | 114.8213 | 114.696 | 114.607 | 114.5435 | 114.4578 | 114.4362 | 114.4189
F2_Commercial_Interruptible - College_Existing_Water Heating_Natural Gas_Water Heater - Faucet Aerators_A_Achievable Economic RVT Potential | F2 | Commercial | Interruptible - College | Existing | Water Heating | Natural Gas | Water Heater - Faucet Aerators | A | Integrated Unit Summer Peak Savings (kW) | Achievable Economic RVT Potential | 0 | 0 | 0 | 0 | 0 | 0 | 0 | 0 | 0 | 0 | 0 | 0 | 0 | 0 | 0 | 0 | 0 | 0 | 0 | 0 | 0 | 0 | 0 | 0 | 0 | 0 | 0
F3_Commercial_Interruptible - College_Existing_Water Heating_Natural Gas_Water Heater - Faucet Aerators_A_Achievable Economic RVT Potential | F3 | Commercial | Interruptible - College | Existing | Water Heating | Natural Gas | Water Heater - Faucet Aerators | A | Integrated Unit Winter Peak Savings (kW) | Achievable Economic RVT Potential | 0 | 0 | 0 | 0 | 0 | 0 | 0 | 0 | 0 | 0 | 0 | 0 | 0 | 0 | 0 | 0 | 0 | 0 | 0 | 0 | 0 | 0 | 0 | 0 | 0 | 0 | 0
F4_Commercial_Interruptible - College_Existing_Water Heating_Natural Gas_Water Heater - Faucet Aerators_A_Achievable Economic RVT Potential | F4 | Commercial | Interruptible - College | Existing | Water Heating | Natural Gas | Water Heater - Faucet Aerators | A | Incremental Energy Savings (MWh or mTherms) | Achievable Economic RVT Potential | 0 | 0 | 0 | 0 | 0 | 0 | 0 | 0 | 0 | 0 | 0 | 0 | 0 | 0 | 0 | 0 | 0 | 0 | 0 | 0 | 0 | 0 | 0 | 0 | 0 | 0 | 0
F5_Commercial_Interruptible - College_Existing_Water Heating_Natural Gas_Water Heater - Faucet Aerators_A_Achievable Economic RVT Potential | F5 | Commercial | Interruptible - College | Existing | Water Heating | Natural Gas | Water Heater - Faucet Aerators | A | Incremental Summer Peak Savings (MW) | Achievable Economic RVT Potential | 0 | 0 | 0 | 0 | 0 | 0 | 0 | 0 | 0 | 0 | 0 | 0 | 0 | 0 | 0 | 0 | 0 | 0 | 0 | 0 | 0 | 0 | 0 | 0 | 0 | 0 | 0
F6_Commercial_Interruptible - College_Existing_Water Heating_Natural Gas_Water Heater - Faucet Aerators_A_Achievable Economic RVT Potential | F6 | Commercial | Interruptible - College | Existing | Water Heating | Natural Gas | Water Heater - Faucet Aerators | A | Incremental Winter Peak Savings (MW) | Achievable Economic RVT Potential | 0 | 0 | 0 | 0 | 0 | 0 | 0 | 0 | 0 | 0 | 0 | 0 | 0 | 0 | 0 | 0 | 0 | 0 | 0 | 0 | 0 | 0 | 0 | 0 | 0 | 0 | 0
F7_Commercial_Interruptible - College_Existing_Water Heating_Natural Gas_Water Heater - Faucet Aerators_A_Achievable Economic RVT Potential | F7 | Commercial | Interruptible - College | Existing | Water Heating | Natural Gas | Water Heater - Faucet Aerators | A | Cumulative Energy Savings (MWh or mTherms) | Achievable Economic RVT Potential | 0 | 0 | 0 | 0 | 0 | 0 | 0 | 0 | 0 | 0 | 0 | 0 | 0 | 0 | 0 | 0 | 0 | 0 | 0 | 0 | 0 | 0 | 0 | 0 | 0 | 0 | 0
F8_Commercial_Interruptible - College_Existing_Water Heating_Natural Gas_Water Heater - Faucet Aerators_A_Achievable Economic RVT Potential | F8 | Commercial | Interruptible - College | Existing | Water Heating | Natural Gas | Water Heater - Faucet Aerators | A | Cumulative Summer Peak Savings (MW) | Achievable Economic RVT Potential | 0 | 0 | 0 | 0 | 0 | 0 | 0 | 0 | 0 | 0 | 0 | 0 | 0 | 0 | 0 | 0 | 0 | 0 | 0 | 0 | 0 | 0 | 0 | 0 | 0 | 0 | 0
F9_Commercial_Interruptible - College_Existing_Water Heating_Natural Gas_Water Heater - Faucet Aerators_A_Achievable Economic RVT Potential | F9 | Commercial | Interruptible - College | Existing | Water Heating | Natural Gas | Water Heater - Faucet Aerators | A | Cumulative Winter Peak Savings (MW) | Achievable Economic RVT Potential | 0 | 0 | 0 | 0 | 0 | 0 | 0 | 0 | 0 | 0 | 0 | 0 | 0 | 0 | 0 | 0 | 0 | 0 | 0 | 0 | 0 | 0 | 0 | 0 | 0 | 0 | 0
F10_Commercial_Interruptible - College_Existing_Water Heating_Natural Gas_Water Heater - Faucet Aerators_A_Achievable Economic RVT Potential | F10 | Commercial | Interruptible - College | Existing | Water Heating | Natural Gas | Water Heater - Faucet Aerators | A | Purchases (Incremental) | Achievable Economic RVT Potential | 0 | 0 | 0 | 0 | 0 | 0 | 0 | 0 | 0 | 0 | 0 | 0 | 0 | 0 | 0 | 0 | 0 | 0 | 0 | 0 | 0 | 0 | 0 | 0 | 0 | 0 | 0
F11_Commercial_Interruptible - College_Existing_Water Heating_Natural Gas_Water Heater - Faucet Aerators_A_Achievable Economic RVT Potential | F11 | Commercial | Interruptible - College | Existing | Water Heating | Natural Gas | Water Heater - Faucet Aerators | A | Purchases (Cumulative) | Achievable Economic RVT Potential | 0 | 0 | 0 | 0 | 0 | 0 | 0 | 0 | 0 | 0 | 0 | 0 | 0 | 0 | 0 | 0 | 0 | 0 | 0 | 0 | 0 | 0 | 0 | 0 | 0 | 0 | 0
F1_Commercial_Interruptible - College_Existing_Water Heating_Natural Gas_Water Heater - Low-Flow Showerheads_A_Achievable Economic RVT Potential | F1 | Commercial | Interruptible - College | Existing | Water Heating | Natural Gas | Water Heater - Low-Flow Showerheads | A | Integrated Unit Energy Savings (kWh or therms) | Achievable Economic RVT Potential | 0 | 0 | 81.833 | 79.0051 | 76.2307 | 73.4209 | 70.5816 | 67.6208 | 64.7418 | 62.0011 | 59.4707 | 57.3072 | 55.6293 | 54.4374 | 53.9413 | 53.52 | 53.2918 | 53.1105 | 52.9683 | 52.854 | 52.7727 | 52.7151 | 52.6742 | 52.645 | 52.6056 | 52.5957 | 52.5878
F2_Commercial_Interruptible - College_Existing_Water Heating_Natural Gas_Water Heater - Low-Flow Showerheads_A_Achievable Economic RVT Potential | F2 | Commercial | Interruptible - College | Existing | Water Heating | Natural Gas | Water Heater - Low-Flow Showerheads | A | Integrated Unit Summer Peak Savings (kW) | Achievable Economic RVT Potential | 0 | 0 | 0 | 0 | 0 | 0 | 0 | 0 | 0 | 0 | 0 | 0 | 0 | 0 | 0 | 0 | 0 | 0 | 0 | 0 | 0 | 0 | 0 | 0 | 0 | 0 | 0
F3_Commercial_Interruptible - College_Existing_Water Heating_Natural Gas_Water Heater - Low-Flow Showerheads_A_Achievable Economic RVT Potential | F3 | Commercial | Interruptible - College | Existing | Water Heating | Natural Gas | Water Heater - Low-Flow Showerheads | A | Integrated Unit Winter Peak Savings (kW) | Achievable Economic RVT Potential | 0 | 0 | 0 | 0 | 0 | 0 | 0 | 0 | 0 | 0 | 0 | 0 | 0 | 0 | 0 | 0 | 0 | 0 | 0 | 0 | 0 | 0 | 0 | 0 | 0 | 0 | 0
F4_Commercial_Interruptible - College_Existing_Water Heating_Natural Gas_Water Heater - Low-Flow Showerheads_A_Achievable Economic RVT Potential | F4 | Commercial | Interruptible - College | Existing | Water Heating | Natural Gas | Water Heater - Low-Flow Showerheads | A | Incremental Energy Savings (MWh or mTherms) | Achievable Economic RVT Potential | 0 | 0 | 0 | 0 | 0 | 0 | 0 | 0 | 0 | 0 | 0 | 0 | 0 | 0 | 0 | 0 | 0 | 0 | 0 | 0 | 0 | 0 | 0 | 0 | 0 | 0 | 0
F5_Commercial_Interruptible - College_Existing_Water Heating_Natural Gas_Water Heater - Low-Flow Showerheads_A_Achievable Economic RVT Potential | F5 | Commercial | Interruptible - College | Existing | Water Heating | Natural Gas | Water Heater - Low-Flow Showerheads | A | Incremental Summer Peak Savings (MW) | Achievable Economic RVT Potential | 0 | 0 | 0 | 0 | 0 | 0 | 0 | 0 | 0 | 0 | 0 | 0 | 0 | 0 | 0 | 0 | 0 | 0 | 0 | 0 | 0 | 0 | 0 | 0 | 0 | 0 | 0
F6_Commercial_Interruptible - College_Existing_Water Heating_Natural Gas_Water Heater - Low-Flow Showerheads_A_Achievable Economic RVT Potential | F6 | Commercial | Interruptible - College | Existing | Water Heating | Natural Gas | Water Heater - Low-Flow Showerheads | A | Incremental Winter Peak Savings (MW) | Achievable Economic RVT Potential | 0 | 0 | 0 | 0 | 0 | 0 | 0 | 0 | 0 | 0 | 0 | 0 | 0 | 0 | 0 | 0 | 0 | 0 | 0 | 0 | 0 | 0 | 0 | 0 | 0 | 0 | 0
F7_Commercial_Interruptible - College_Existing_Water Heating_Natural Gas_Water Heater - Low-Flow Showerheads_A_Achievable Economic RVT Potential | F7 | Commercial | Interruptible - College | Existing | Water Heating | Natural Gas | Water Heater - Low-Flow Showerheads | A | Cumulative Energy Savings (MWh or mTherms) | Achievable Economic RVT Potential | 0 | 0 | 0 | 0 | 0 | 0 | 0 | 0 | 0 | 0 | 0 | 0 | 0 | 0 | 0 | 0 | 0 | 0 | 0 | 0 | 0 | 0 | 0 | 0 | 0 | 0 | 0
F8_Commercial_Interruptible - College_Existing_Water Heating_Natural Gas_Water Heater - Low-Flow Showerheads_A_Achievable Economic RVT Potential | F8 | Commercial | Interruptible - College | Existing | Water Heating | Natural Gas | Water Heater - Low-Flow Showerheads | A | Cumulative Summer Peak Savings (MW) | Achievable Economic RVT Potential | 0 | 0 | 0 | 0 | 0 | 0 | 0 | 0 | 0 | 0 | 0 | 0 | 0 | 0 | 0 | 0 | 0 | 0 | 0 | 0 | 0 | 0 | 0 | 0 | 0 | 0 | 0
F9_Commercial_Interruptible - College_Existing_Water Heating_Natural Gas_Water Heater - Low-Flow Showerheads_A_Achievable Economic RVT Potential | F9 | Commercial | Interruptible - College | Existing | Water Heating | Natural Gas | Water Heater - Low-Flow Showerheads | A | Cumulative Winter Peak Savings (MW) | Achievable Economic RVT Potential | 0 | 0 | 0 | 0 | 0 | 0 | 0 | 0 | 0 | 0 | 0 | 0 | 0 | 0 | 0 | 0 | 0 | 0 | 0 | 0 | 0 | 0 | 0 | 0 | 0 | 0 | 0
F10_Commercial_Interruptible - College_Existing_Water Heating_Natural Gas_Water Heater - Low-Flow Showerheads_A_Achievable Economic RVT Potential | F10 | Commercial | Interruptible - College | Existing | Water Heating | Natural Gas | Water Heater - Low-Flow Showerheads | A | Purchases (Incremental) | Achievable Economic RVT Potential | 0 | 0 | 0 | 0 | 0 | 0 | 0 | 0 | 0 | 0 | 0 | 0 | 0 | 0 | 0 | 0 | 0 | 0 | 0 | 0 | 0 | 0 | 0 | 0 | 0 | 0 | 0
F11_Commercial_Interruptible - College_Existing_Water Heating_Natural Gas_Water Heater - Low-Flow Showerheads_A_Achievable Economic RVT Potential | F11 | Commercial | Interruptible - College | Existing | Water Heating | Natural Gas | Water Heater - Low-Flow Showerheads | A | Purchases (Cumulative) | Achievable Economic RVT Potential | 0 | 0 | 0 | 0 | 0 | 0 | 0 | 0 | 0 | 0 | 0 | 0 | 0 | 0 | 0 | 0 | 0 | 0 | 0 | 0 | 0 | 0 | 0 | 0 | 0 | 0 | 0
F1_Commercial_Interruptible - College_Existing_Water Heating_Natural Gas_Water Heater - Tank Blanket/Insulation_A_Achievable Economic RVT Potential | F1 | Commercial | Interruptible - College | Existing | Water Heating | Natural Gas | Water Heater - Tank Blanket/Insulation | A | Integrated Unit Energy Savings (kWh or therms) | Achievable Economic RVT Potential | 0 | 0 | 1327.9893 | 1306.0167 | 1286.0724 | 1268.0022 | 1251.6784 | 1237.0473 | 1224.1109 | 1212.8651 | 1202.6947 | 1193.4238 | 1185.523 | 1178.8185 | 1173.1724 | 1166.9641 | 1161.9876 | 1158.0346 | 1154.9355 | 1152.4422 | 1150.67 | 1149.4142 | 1148.5228 | 1147.8858 | 1147.0272 | 1146.8106 | 1146.6374
F2_Commercial_Interruptible - College_Existing_Water Heating_Natural Gas_Water Heater - Tank Blanket/Insulation_A_Achievable Economic RVT Potential | F2 | Commercial | Interruptible - College | Existing | Water Heating | Natural Gas | Water Heater - Tank Blanket/Insulation | A | Integrated Unit Summer Peak Savings (kW) | Achievable Economic RVT Potential | 0 | 0 | 0 | 0 | 0 | 0 | 0 | 0 | 0 | 0 | 0 | 0 | 0 | 0 | 0 | 0 | 0 | 0 | 0 | 0 | 0 | 0 | 0 | 0 | 0 | 0 | 0
F3_Commercial_Interruptible - College_Existing_Water Heating_Natural Gas_Water Heater - Tank Blanket/Insulation_A_Achievable Economic RVT Potential | F3 | Commercial | Interruptible - College | Existing | Water Heating | Natural Gas | Water Heater - Tank Blanket/Insulation | A | Integrated Unit Winter Peak Savings (kW) | Achievable Economic RVT Potential | 0 | 0 | 0 | 0 | 0 | 0 | 0 | 0 | 0 | 0 | 0 | 0 | 0 | 0 | 0 | 0 | 0 | 0 | 0 | 0 | 0 | 0 | 0 | 0 | 0 | 0 | 0
F4_Commercial_Interruptible - College_Existing_Water Heating_Natural Gas_Water Heater - Tank Blanket/Insulation_A_Achievable Economic RVT Potential | F4 | Commercial | Interruptible - College | Existing | Water Heating | Natural Gas | Water Heater - Tank Blanket/Insulation | A | Incremental Energy Savings (MWh or mTherms) | Achievable Economic RVT Potential | 0 | 0 | 0 | 0 | 0 | 0 | 0 | 0 | 0 | 0 | 0 | 0 | 0 | 0 | 0 | 0 | 0 | 0 | 0 | 0 | 0 | 0 | 0 | 0 | 0 | 0 | 0
F5_Commercial_Interruptible - College_Existing_Water Heating_Natural Gas_Water Heater - Tank Blanket/Insulation_A_Achievable Economic RVT Potential | F5 | Commercial | Interruptible - College | Existing | Water Heating | Natural Gas | Water Heater - Tank Blanket/Insulation | A | Incremental Summer Peak Savings (MW) | Achievable Economic RVT Potential | 0 | 0 | 0 | 0 | 0 | 0 | 0 | 0 | 0 | 0 | 0 | 0 | 0 | 0 | 0 | 0 | 0 | 0 | 0 | 0 | 0 | 0 | 0 | 0 | 0 | 0 | 0
F6_Commercial_Interruptible - College_Existing_Water Heating_Natural Gas_Water Heater - Tank Blanket/Insulation_A_Achievable Economic RVT Potential | F6 | Commercial | Interruptible - College | Existing | Water Heating | Natural Gas | Water Heater - Tank Blanket/Insulation | A | Incremental Winter Peak Savings (MW) | Achievable Economic RVT Potential | 0 | 0 | 0 | 0 | 0 | 0 | 0 | 0 | 0 | 0 | 0 | 0 | 0 | 0 | 0 | 0 | 0 | 0 | 0 | 0 | 0 | 0 | 0 | 0 | 0 | 0 | 0
F7_Commercial_Interruptible - College_Existing_Water Heating_Natural Gas_Water Heater - Tank Blanket/Insulation_A_Achievable Economic RVT Potential | F7 | Commercial | Interruptible - College | Existing | Water Heating | Natural Gas | Water Heater - Tank Blanket/Insulation | A | Cumulative Energy Savings (MWh or mTherms) | Achievable Economic RVT Potential | 0 | 0 | 0 | 0 | 0 | 0 | 0 | 0 | 0 | 0 | 0 | 0 | 0 | 0 | 0 | 0 | 0 | 0 | 0 | 0 | 0 | 0 | 0 | 0 | 0 | 0 | 0
F8_Commercial_Interruptible - College_Existing_Water Heating_Natural Gas_Water Heater - Tank Blanket/Insulation_A_Achievable Economic RVT Potential | F8 | Commercial | Interruptible - College | Existing | Water Heating | Natural Gas | Water Heater - Tank Blanket/Insulation | A | Cumulative Summer Peak Savings (MW) | Achievable Economic RVT Potential | 0 | 0 | 0 | 0 | 0 | 0 | 0 | 0 | 0 | 0 | 0 | 0 | 0 | 0 | 0 | 0 | 0 | 0 | 0 | 0 | 0 | 0 | 0 | 0 | 0 | 0 | 0
F9_Commercial_Interruptible - College_Existing_Water Heating_Natural Gas_Water Heater - Tank Blanket/Insulation_A_Achievable Economic RVT Potential | F9 | Commercial | Interruptible - College | Existing | Water Heating | Natural Gas | Water Heater - Tank Blanket/Insulation | A | Cumulative Winter Peak Savings (MW) | Achievable Economic RVT Potential | 0 | 0 | 0 | 0 | 0 | 0 | 0 | 0 | 0 | 0 | 0 | 0 | 0 | 0 | 0 | 0 | 0 | 0 | 0 | 0 | 0 | 0 | 0 | 0 | 0 | 0 | 0
F10_Commercial_Interruptible - College_Existing_Water Heating_Natural Gas_Water Heater - Tank Blanket/Insulation_A_Achievable Economic RVT Potential | F10 | Commercial | Interruptible - College | Existing | Water Heating | Natural Gas | Water Heater - Tank Blanket/Insulation | A | Purchases (Incremental) | Achievable Economic RVT Potential | 0 | 0 | 0 | 0 | 0 | 0 | 0 | 0 | 0 | 0 | 0 | 0 | 0 | 0 | 0 | 0 | 0 | 0 | 0 | 0 | 0 | 0 | 0 | 0 | 0 | 0 | 0
F11_Commercial_Interruptible - College_Existing_Water Heating_Natural Gas_Water Heater - Tank Blanket/Insulation_A_Achievable Economic RVT Potential | F11 | Commercial | Interruptible - College | Existing | Water Heating | Natural Gas | Water Heater - Tank Blanket/Insulation | A | Purchases (Cumulative) | Achievable Economic RVT Potential | 0 | 0 | 0 | 0 | 0 | 0 | 0 | 0 | 0 | 0 | 0 | 0 | 0 | 0 | 0 | 0 | 0 | 0 | 0 | 0 | 0 | 0 | 0 | 0 | 0 | 0 | 0
F1_Commercial_Interruptible - College_Existing_Water Heating_Natural Gas_Water Heater - Drainwater Heat Recovery_A_Achievable Economic RVT Potential | F1 | Commercial | Interruptible - College | Existing | Water Heating | Natural Gas | Water Heater - Drainwater Heat Recovery | A | Integrated Unit Energy Savings (kWh or therms) | Achievable Economic RVT Potential | 0 | 0 | 814.6296 | 786.3954 | 758.6821 | 730.6082 | 702.2354 | 672.6438 | 643.8643 | 616.4701 | 591.1856 | 569.5758 | 552.822 | 540.9247 | 535.9647 | 531.7644 | 529.4967 | 527.6953 | 526.2831 | 525.147 | 524.3394 | 523.7672 | 523.361 | 523.0707 | 522.6795 | 522.5808 | 522.5019
F2_Commercial_Interruptible - College_Existing_Water Heating_Natural Gas_Water Heater - Drainwater Heat Recovery_A_Achievable Economic RVT Potential | F2 | Commercial | Interruptible - College | Existing | Water Heating | Natural Gas | Water Heater - Drainwater Heat Recovery | A | Integrated Unit Summer Peak Savings (kW) | Achievable Economic RVT Potential | 0 | 0 | 0 | 0 | 0 | 0 | 0 | 0 | 0 | 0 | 0 | 0 | 0 | 0 | 0 | 0 | 0 | 0 | 0 | 0 | 0 | 0 | 0 | 0 | 0 | 0 | 0
F3_Commercial_Interruptible - College_Existing_Water Heating_Natural Gas_Water Heater - Drainwater Heat Recovery_A_Achievable Economic RVT Potential | F3 | Commercial | Interruptible - College | Existing | Water Heating | Natural Gas | Water Heater - Drainwater Heat Recovery | A | Integrated Unit Winter Peak Savings (kW) | Achievable Economic RVT Potential | 0 | 0 | 0 | 0 | 0 | 0 | 0 | 0 | 0 | 0 | 0 | 0 | 0 | 0 | 0 | 0 | 0 | 0 | 0 | 0 | 0 | 0 | 0 | 0 | 0 | 0 | 0
F4_Commercial_Interruptible - College_Existing_Water Heating_Natural Gas_Water Heater - Drainwater Heat Recovery_A_Achievable Economic RVT Potential | F4 | Commercial | Interruptible - College | Existing | Water Heating | Natural Gas | Water Heater - Drainwater Heat Recovery | A | Incremental Energy Savings (MWh or mTherms) | Achievable Economic RVT Potential | 0 | 0 | 0 | 0 | 0 | 0 | 0 | 0 | 0 | 0 | 0 | 0 | 0 | 0 | 0 | 0 | 0 | 0 | 0 | 0 | 0 | 0 | 0 | 0 | 0 | 0 | 0
F5_Commercial_Interruptible - College_Existing_Water Heating_Natural Gas_Water Heater - Drainwater Heat Recovery_A_Achievable Economic RVT Potential | F5 | Commercial | Interruptible - College | Existing | Water Heating | Natural Gas | Water Heater - Drainwater Heat Recovery | A | Incremental Summer Peak Savings (MW) | Achievable Economic RVT Potential | 0 | 0 | 0 | 0 | 0 | 0 | 0 | 0 | 0 | 0 | 0 | 0 | 0 | 0 | 0 | 0 | 0 | 0 | 0 | 0 | 0 | 0 | 0 | 0 | 0 | 0 | 0
F6_Commercial_Interruptible - College_Existing_Water Heating_Natural Gas_Water Heater - Drainwater Heat Recovery_A_Achievable Economic RVT Potential | F6 | Commercial | Interruptible - College | Existing | Water Heating | Natural Gas | Water Heater - Drainwater Heat Recovery | A | Incremental Winter Peak Savings (MW) | Achievable Economic RVT Potential | 0 | 0 | 0 | 0 | 0 | 0 | 0 | 0 | 0 | 0 | 0 | 0 | 0 | 0 | 0 | 0 | 0 | 0 | 0 | 0 | 0 | 0 | 0 | 0 | 0 | 0 | 0
F7_Commercial_Interruptible - College_Existing_Water Heating_Natural Gas_Water Heater - Drainwater Heat Recovery_A_Achievable Economic RVT Potential | F7 | Commercial | Interruptible - College | Existing | Water Heating | Natural Gas | Water Heater - Drainwater Heat Recovery | A | Cumulative Energy Savings (MWh or mTherms) | Achievable Economic RVT Potential | 0 | 0 | 0 | 0 | 0 | 0 | 0 | 0 | 0 | 0 | 0 | 0 | 0 | 0 | 0 | 0 | 0 | 0 | 0 | 0 | 0 | 0 | 0 | 0 | 0 | 0 | 0
F8_Commercial_Interruptible - College_Existing_Water Heating_Natural Gas_Water Heater - Drainwater Heat Recovery_A_Achievable Economic RVT Potential | F8 | Commercial | Interruptible - College | Existing | Water Heating | Natural Gas | Water Heater - Drainwater Heat Recovery | A | Cumulative Summer Peak Savings (MW) | Achievable Economic RVT Potential | 0 | 0 | 0 | 0 | 0 | 0 | 0 | 0 | 0 | 0 | 0 | 0 | 0 | 0 | 0 | 0 | 0 | 0 | 0 | 0 | 0 | 0 | 0 | 0 | 0 | 0 | 0
F9_Commercial_Interruptible - College_Existing_Water Heating_Natural Gas_Water Heater - Drainwater Heat Recovery_A_Achievable Economic RVT Potential | F9 | Commercial | Interruptible - College | Existing | Water Heating | Natural Gas | Water Heater - Drainwater Heat Recovery | A | Cumulative Winter Peak Savings (MW) | Achievable Economic RVT Potential | 0 | 0 | 0 | 0 | 0 | 0 | 0 | 0 | 0 | 0 | 0 | 0 | 0 | 0 | 0 | 0 | 0 | 0 | 0 | 0 | 0 | 0 | 0 | 0 | 0 | 0 | 0
F10_Commercial_Interruptible - College_Existing_Water Heating_Natural Gas_Water Heater - Drainwater Heat Recovery_A_Achievable Economic RVT Potential | F10 | Commercial | Interruptible - College | Existing | Water Heating | Natural Gas | Water Heater - Drainwater Heat Recovery | A | Purchases (Incremental) | Achievable Economic RVT Potential | 0 | 0 | 0 | 0 | 0 | 0 | 0 | 0 | 0 | 0 | 0 | 0 | 0 | 0 | 0 | 0 | 0 | 0 | 0 | 0 | 0 | 0 | 0 | 0 | 0 | 0 | 0
F11_Commercial_Interruptible - College_Existing_Water Heating_Natural Gas_Water Heater - Drainwater Heat Recovery_A_Achievable Economic RVT Potential | F11 | Commercial | Interruptible - College | Existing | Water Heating | Natural Gas | Water Heater - Drainwater Heat Recovery | A | Purchases (Cumulative) | Achievable Economic RVT Potential | 0 | 0 | 0 | 0 | 0 | 0 | 0 | 0 | 0 | 0 | 0 | 0 | 0 | 0 | 0 | 0 | 0 | 0 | 0 | 0 | 0 | 0 | 0 | 0 | 0 | 0 | 0
F1_Commercial_Interruptible - College_Existing_Water Heating_Natural Gas_Water Heater - Circulation Pump Controls_A_Achievable Economic RVT Potential | F1 | Commercial | Interruptible - College | Existing | Water Heating | Natural Gas | Water Heater - Circulation Pump Controls | A | Integrated Unit Energy Savings (kWh or therms) | Achievable Economic RVT Potential | 0 | 0 | 43290.8478 | 42402.9355 | 41636.6071 | 40921.5893 | 40257.2996 | 39627.0796 | 39092.3492 | 38611.4118 | 38173.8232 | 37782.4795 | 37457.7219 | 37194.9605 | 36986.4829 | 36776.6642 | 36619.8312 | 36495.2519 | 36397.5837 | 36319.0076 | 36263.1584 | 36223.5832 | 36195.4914 | 36175.4143 | 36148.3567 | 36141.5317 | 36136.0718
F2_Commercial_Interruptible - College_Existing_Water Heating_Natural Gas_Water Heater - Circulation Pump Controls_A_Achievable Economic RVT Potential | F2 | Commercial | Interruptible - College | Existing | Water Heating | Natural Gas | Water Heater - Circulation Pump Controls | A | Integrated Unit Summer Peak Savings (kW) | Achievable Economic RVT Potential | 0 | 0 | 0 | 0 | 0 | 0 | 0 | 0 | 0 | 0 | 0 | 0 | 0 | 0 | 0 | 0 | 0 | 0 | 0 | 0 | 0 | 0 | 0 | 0 | 0 | 0 | 0
F3_Commercial_Interruptible - College_Existing_Water Heating_Natural Gas_Water Heater - Circulation Pump Controls_A_Achievable Economic RVT Potential | F3 | Commercial | Interruptible - College | Existing | Water Heating | Natural Gas | Water Heater - Circulation Pump Controls | A | Integrated Unit Winter Peak Savings (kW) | Achievable Economic RVT Potential | 0 | 0 | 0 | 0 | 0 | 0 | 0 | 0 | 0 | 0 | 0 | 0 | 0 | 0 | 0 | 0 | 0 | 0 | 0 | 0 | 0 | 0 | 0 | 0 | 0 | 0 | 0
F4_Commercial_Interruptible - College_Existing_Water Heating_Natural Gas_Water Heater - Circulation Pump Controls_A_Achievable Economic RVT Potential | F4 | Commercial | Interruptible - College | Existing | Water Heating | Natural Gas | Water Heater - Circulation Pump Controls | A | Incremental Energy Savings (MWh or mTherms) | Achievable Economic RVT Potential | 0 | 0 | 0 | 0 | 0 | 0 | 0 | 0 | 0 | 0 | 0 | 0 | 0 | 0 | 0 | 0 | 0 | 0 | 0 | 0 | 0 | 0 | 0 | 0 | 0 | 0 | 0
F5_Commercial_Interruptible - College_Existing_Water Heating_Natural Gas_Water Heater - Circulation Pump Controls_A_Achievable Economic RVT Potential | F5 | Commercial | Interruptible - College | Existing | Water Heating | Natural Gas | Water Heater - Circulation Pump Controls | A | Incremental Summer Peak Savings (MW) | Achievable Economic RVT Potential | 0 | 0 | 0 | 0 | 0 | 0 | 0 | 0 | 0 | 0 | 0 | 0 | 0 | 0 | 0 | 0 | 0 | 0 | 0 | 0 | 0 | 0 | 0 | 0 | 0 | 0 | 0
F6_Commercial_Interruptible - College_Existing_Water Heating_Natural Gas_Water Heater - Circulation Pump Controls_A_Achievable Economic RVT Potential | F6 | Commercial | Interruptible - College | Existing | Water Heating | Natural Gas | Water Heater - Circulation Pump Controls | A | Incremental Winter Peak Savings (MW) | Achievable Economic RVT Potential | 0 | 0 | 0 | 0 | 0 | 0 | 0 | 0 | 0 | 0 | 0 | 0 | 0 | 0 | 0 | 0 | 0 | 0 | 0 | 0 | 0 | 0 | 0 | 0 | 0 | 0 | 0
F7_Commercial_Interruptible - College_Existing_Water Heating_Natural Gas_Water Heater - Circulation Pump Controls_A_Achievable Economic RVT Potential | F7 | Commercial | Interruptible - College | Existing | Water Heating | Natural Gas | Water Heater - Circulation Pump Controls | A | Cumulative Energy Savings (MWh or mTherms) | Achievable Economic RVT Potential | 0 | 0 | 0 | 0 | 0 | 0 | 0 | 0 | 0 | 0 | 0 | 0 | 0 | 0 | 0 | 0 | 0 | 0 | 0 | 0 | 0 | 0 | 0 | 0 | 0 | 0 | 0
F8_Commercial_Interruptible - College_Existing_Water Heating_Natural Gas_Water Heater - Circulation Pump Controls_A_Achievable Economic RVT Potential | F8 | Commercial | Interruptible - College | Existing | Water Heating | Natural Gas | Water Heater - Circulation Pump Controls | A | Cumulative Summer Peak Savings (MW) | Achievable Economic RVT Potential | 0 | 0 | 0 | 0 | 0 | 0 | 0 | 0 | 0 | 0 | 0 | 0 | 0 | 0 | 0 | 0 | 0 | 0 | 0 | 0 | 0 | 0 | 0 | 0 | 0 | 0 | 0
F9_Commercial_Interruptible - College_Existing_Water Heating_Natural Gas_Water Heater - Circulation Pump Controls_A_Achievable Economic RVT Potential | F9 | Commercial | Interruptible - College | Existing | Water Heating | Natural Gas | Water Heater - Circulation Pump Controls | A | Cumulative Winter Peak Savings (MW) | Achievable Economic RVT Potential | 0 | 0 | 0 | 0 | 0 | 0 | 0 | 0 | 0 | 0 | 0 | 0 | 0 | 0 | 0 | 0 | 0 | 0 | 0 | 0 | 0 | 0 | 0 | 0 | 0 | 0 | 0
F10_Commercial_Interruptible - College_Existing_Water Heating_Natural Gas_Water Heater - Circulation Pump Controls_A_Achievable Economic RVT Potential | F10 | Commercial | Interruptible - College | Existing | Water Heating | Natural Gas | Water Heater - Circulation Pump Controls | A | Purchases (Incremental) | Achievable Economic RVT Potential | 0 | 0 | 0 | 0 | 0 | 0 | 0 | 0 | 0 | 0 | 0 | 0 | 0 | 0 | 0 | 0 | 0 | 0 | 0 | 0 | 0 | 0 | 0 | 0 | 0 | 0 | 0
F11_Commercial_Interruptible - College_Existing_Water Heating_Natural Gas_Water Heater - Circulation Pump Controls_A_Achievable Economic RVT Potential | F11 | Commercial | Interruptible - College | Existing | Water Heating | Natural Gas | Water Heater - Circulation Pump Controls | A | Purchases (Cumulative) | Achievable Economic RVT Potential | 0 | 0 | 0 | 0 | 0 | 0 | 0 | 0 | 0 | 0 | 0 | 0 | 0 | 0 | 0 | 0 | 0 | 0 | 0 | 0 | 0 | 0 | 0 | 0 | 0 | 0 | 0
F1_Commercial_Interruptible - College_Existing_Water Heating_Natural Gas_Water Heater - Pipe Insulation_A_Achievable Economic RVT Potential | F1 | Commercial | Interruptible - College | Existing | Water Heating | Natural Gas | Water Heater - Pipe Insulation | A | Integrated Unit Energy Savings (kWh or therms) | Achievable Economic RVT Potential | 0 | 0 | 32.7019 | 31.5718 | 30.4631 | 29.3402 | 28.2056 | 27.0224 | 25.8719 | 24.7767 | 23.7655 | 22.9009 | 22.2304 | 21.7541 | 21.5559 | 21.3875 | 21.2963 | 21.2238 | 21.167 | 21.1213 | 21.0889 | 21.0659 | 21.0495 | 21.0378 | 21.0221 | 21.0181 | 21.015
F2_Commercial_Interruptible - College_Existing_Water Heating_Natural Gas_Water Heater - Pipe Insulation_A_Achievable Economic RVT Potential | F2 | Commercial | Interruptible - College | Existing | Water Heating | Natural Gas | Water Heater - Pipe Insulation | A | Integrated Unit Summer Peak Savings (kW) | Achievable Economic RVT Potential | 0 | 0 | 0 | 0 | 0 | 0 | 0 | 0 | 0 | 0 | 0 | 0 | 0 | 0 | 0 | 0 | 0 | 0 | 0 | 0 | 0 | 0 | 0 | 0 | 0 | 0 | 0
F3_Commercial_Interruptible - College_Existing_Water Heating_Natural Gas_Water Heater - Pipe Insulation_A_Achievable Economic RVT Potential | F3 | Commercial | Interruptible - College | Existing | Water Heating | Natural Gas | Water Heater - Pipe Insulation | A | Integrated Unit Winter Peak Savings (kW) | Achievable Economic RVT Potential | 0 | 0 | 0 | 0 | 0 | 0 | 0 | 0 | 0 | 0 | 0 | 0 | 0 | 0 | 0 | 0 | 0 | 0 | 0 | 0 | 0 | 0 | 0 | 0 | 0 | 0 | 0
F4_Commercial_Interruptible - College_Existing_Water Heating_Natural Gas_Water Heater - Pipe Insulation_A_Achievable Economic RVT Potential | F4 | Commercial | Interruptible - College | Existing | Water Heating | Natural Gas | Water Heater - Pipe Insulation | A | Incremental Energy Savings (MWh or mTherms) | Achievable Economic RVT Potential | 0 | 0 | 0 | 0 | 0 | 0 | 0 | 0 | 0 | 0 | 0 | 0 | 0 | 0 | 0 | 0 | 0 | 0 | 0 | 0 | 0 | 0 | 0 | 0 | 0 | 0 | 0
F5_Commercial_Interruptible - College_Existing_Water Heating_Natural Gas_Water Heater - Pipe Insulation_A_Achievable Economic RVT Potential | F5 | Commercial | Interruptible - College | Existing | Water Heating | Natural Gas | Water Heater - Pipe Insulation | A | Incremental Summer Peak Savings (MW) | Achievable Economic RVT Potential | 0 | 0 | 0 | 0 | 0 | 0 | 0 | 0 | 0 | 0 | 0 | 0 | 0 | 0 | 0 | 0 | 0 | 0 | 0 | 0 | 0 | 0 | 0 | 0 | 0 | 0 | 0
F6_Commercial_Interruptible - College_Existing_Water Heating_Natural Gas_Water Heater - Pipe Insulation_A_Achievable Economic RVT Potential | F6 | Commercial | Interruptible - College | Existing | Water Heating | Natural Gas | Water Heater - Pipe Insulation | A | Incremental Winter Peak Savings (MW) | Achievable Economic RVT Potential | 0 | 0 | 0 | 0 | 0 | 0 | 0 | 0 | 0 | 0 | 0 | 0 | 0 | 0 | 0 | 0 | 0 | 0 | 0 | 0 | 0 | 0 | 0 | 0 | 0 | 0 | 0
F7_Commercial_Interruptible - College_Existing_Water Heating_Natural Gas_Water Heater - Pipe Insulation_A_Achievable Economic RVT Potential | F7 | Commercial | Interruptible - College | Existing | Water Heating | Natural Gas | Water Heater - Pipe Insulation | A | Cumulative Energy Savings (MWh or mTherms) | Achievable Economic RVT Potential | 0 | 0 | 0 | 0 | 0 | 0 | 0 | 0 | 0 | 0 | 0 | 0 | 0 | 0 | 0 | 0 | 0 | 0 | 0 | 0 | 0 | 0 | 0 | 0 | 0 | 0 | 0
F8_Commercial_Interruptible - College_Existing_Water Heating_Natural Gas_Water Heater - Pipe Insulation_A_Achievable Economic RVT Potential | F8 | Commercial | Interruptible - College | Existing | Water Heating | Natural Gas | Water Heater - Pipe Insulation | A | Cumulative Summer Peak Savings (MW) | Achievable Economic RVT Potential | 0 | 0 | 0 | 0 | 0 | 0 | 0 | 0 | 0 | 0 | 0 | 0 | 0 | 0 | 0 | 0 | 0 | 0 | 0 | 0 | 0 | 0 | 0 | 0 | 0 | 0 | 0
F9_Commercial_Interruptible - College_Existing_Water Heating_Natural Gas_Water Heater - Pipe Insulation_A_Achievable Economic RVT Potential | F9 | Commercial | Interruptible - College | Existing | Water Heating | Natural Gas | Water Heater - Pipe Insulation | A | Cumulative Winter Peak Savings (MW) | Achievable Economic RVT Potential | 0 | 0 | 0 | 0 | 0 | 0 | 0 | 0 | 0 | 0 | 0 | 0 | 0 | 0 | 0 | 0 | 0 | 0 | 0 | 0 | 0 | 0 | 0 | 0 | 0 | 0 | 0
F10_Commercial_Interruptible - College_Existing_Water Heating_Natural Gas_Water Heater - Pipe Insulation_A_Achievable Economic RVT Potential | F10 | Commercial | Interruptible - College | Existing | Water Heating | Natural Gas | Water Heater - Pipe Insulation | A | Purchases (Incremental) | Achievable Economic RVT Potential | 0 | 0 | 0 | 0 | 0 | 0 | 0 | 0 | 0 | 0 | 0 | 0 | 0 | 0 | 0 | 0 | 0 | 0 | 0 | 0 | 0 | 0 | 0 | 0 | 0 | 0 | 0
F11_Commercial_Interruptible - College_Existing_Water Heating_Natural Gas_Water Heater - Pipe Insulation_A_Achievable Economic RVT Potential | F11 | Commercial | Interruptible - College | Existing | Water Heating | Natural Gas | Water Heater - Pipe Insulation | A | Purchases (Cumulative) | Achievable Economic RVT Potential | 0 | 0 | 0 | 0 | 0 | 0 | 0 | 0 | 0 | 0 | 0 | 0 | 0 | 0 | 0 | 0 | 0 | 0 | 0 | 0 | 0 | 0 | 0 | 0 | 0 | 0 | 0
F1_Commercial_Interruptible - College_Existing_Water Heating_Natural Gas_Water Heater - Motion Control Faucet_A_Achievable Economic RVT Potential | F1 | Commercial | Interruptible - College | Existing | Water Heating | Natural Gas | Water Heater - Motion Control Faucet | A | Integrated Unit Energy Savings (kWh or therms) | Achievable Economic RVT Potential | 0 | 0 | 0 | 0 | 0 | 0 | 0 | 0 | 0 | 0 | 0 | 0 | 0 | 0 | 0 | 0 | 0 | 0 | 0 | 0 | 0 | 0 | 0 | 0 | 0 | 0 | 0
F2_Commercial_Interruptible - College_Existing_Water Heating_Natural Gas_Water Heater - Motion Control Faucet_A_Achievable Economic RVT Potential | F2 | Commercial | Interruptible - College | Existing | Water Heating | Natural Gas | Water Heater - Motion Control Faucet | A | Integrated Unit Summer Peak Savings (kW) | Achievable Economic RVT Potential | 0 | 0 | 0 | 0 | 0 | 0 | 0 | 0 | 0 | 0 | 0 | 0 | 0 | 0 | 0 | 0 | 0 | 0 | 0 | 0 | 0 | 0 | 0 | 0 | 0 | 0 | 0
F3_Commercial_Interruptible - College_Existing_Water Heating_Natural Gas_Water Heater - Motion Control Faucet_A_Achievable Economic RVT Potential | F3 | Commercial | Interruptible - College | Existing | Water Heating | Natural Gas | Water Heater - Motion Control Faucet | A | Integrated Unit Winter Peak Savings (kW) | Achievable Economic RVT Potential | 0 | 0 | 0 | 0 | 0 | 0 | 0 | 0 | 0 | 0 | 0 | 0 | 0 | 0 | 0 | 0 | 0 | 0 | 0 | 0 | 0 | 0 | 0 | 0 | 0 | 0 | 0
F4_Commercial_Interruptible - College_Existing_Water Heating_Natural Gas_Water Heater - Motion Control Faucet_A_Achievable Economic RVT Potential | F4 | Commercial | Interruptible - College | Existing | Water Heating | Natural Gas | Water Heater - Motion Control Faucet | A | Incremental Energy Savings (MWh or mTherms) | Achievable Economic RVT Potential | 0 | 0 | 0 | 0 | 0 | 0 | 0 | 0 | 0 | 0 | 0 | 0 | 0 | 0 | 0 | 0 | 0 | 0 | 0 | 0 | 0 | 0 | 0 | 0 | 0 | 0 | 0
F5_Commercial_Interruptible - College_Existing_Water Heating_Natural Gas_Water Heater - Motion Control Faucet_A_Achievable Economic RVT Potential | F5 | Commercial | Interruptible - College | Existing | Water Heating | Natural Gas | Water Heater - Motion Control Faucet | A | Incremental Summer Peak Savings (MW) | Achievable Economic RVT Potential | 0 | 0 | 0 | 0 | 0 | 0 | 0 | 0 | 0 | 0 | 0 | 0 | 0 | 0 | 0 | 0 | 0 | 0 | 0 | 0 | 0 | 0 | 0 | 0 | 0 | 0 | 0
F6_Commercial_Interruptible - College_Existing_Water Heating_Natural Gas_Water Heater - Motion Control Faucet_A_Achievable Economic RVT Potential | F6 | Commercial | Interruptible - College | Existing | Water Heating | Natural Gas | Water Heater - Motion Control Faucet | A | Incremental Winter Peak Savings (MW) | Achievable Economic RVT Potential | 0 | 0 | 0 | 0 | 0 | 0 | 0 | 0 | 0 | 0 | 0 | 0 | 0 | 0 | 0 | 0 | 0 | 0 | 0 | 0 | 0 | 0 | 0 | 0 | 0 | 0 | 0
F7_Commercial_Interruptible - College_Existing_Water Heating_Natural Gas_Water Heater - Motion Control Faucet_A_Achievable Economic RVT Potential | F7 | Commercial | Interruptible - College | Existing | Water Heating | Natural Gas | Water Heater - Motion Control Faucet | A | Cumulative Energy Savings (MWh or mTherms) | Achievable Economic RVT Potential | 0 | 0 | 0 | 0 | 0 | 0 | 0 | 0 | 0 | 0 | 0 | 0 | 0 | 0 | 0 | 0 | 0 | 0 | 0 | 0 | 0 | 0 | 0 | 0 | 0 | 0 | 0
F8_Commercial_Interruptible - College_Existing_Water Heating_Natural Gas_Water Heater - Motion Control Faucet_A_Achievable Economic RVT Potential | F8 | Commercial | Interruptible - College | Existing | Water Heating | Natural Gas | Water Heater - Motion Control Faucet | A | Cumulative Summer Peak Savings (MW) | Achievable Economic RVT Potential | 0 | 0 | 0 | 0 | 0 | 0 | 0 | 0 | 0 | 0 | 0 | 0 | 0 | 0 | 0 | 0 | 0 | 0 | 0 | 0 | 0 | 0 | 0 | 0 | 0 | 0 | 0
F9_Commercial_Interruptible - College_Existing_Water Heating_Natural Gas_Water Heater - Motion Control Faucet_A_Achievable Economic RVT Potential | F9 | Commercial | Interruptible - College | Existing | Water Heating | Natural Gas | Water Heater - Motion Control Faucet | A | Cumulative Winter Peak Savings (MW) | Achievable Economic RVT Potential | 0 | 0 | 0 | 0 | 0 | 0 | 0 | 0 | 0 | 0 | 0 | 0 | 0 | 0 | 0 | 0 | 0 | 0 | 0 | 0 | 0 | 0 | 0 | 0 | 0 | 0 | 0
F10_Commercial_Interruptible - College_Existing_Water Heating_Natural Gas_Water Heater - Motion Control Faucet_A_Achievable Economic RVT Potential | F10 | Commercial | Interruptible - College | Existing | Water Heating | Natural Gas | Water Heater - Motion Control Faucet | A | Purchases (Incremental) | Achievable Economic RVT Potential | 0 | 0 | 0 | 0 | 0 | 0 | 0 | 0 | 0 | 0 | 0 | 0 | 0 | 0 | 0 | 0 | 0 | 0 | 0 | 0 | 0 | 0 | 0 | 0 | 0 | 0 | 0
F11_Commercial_Interruptible - College_Existing_Water Heating_Natural Gas_Water Heater - Motion Control Faucet_A_Achievable Economic RVT Potential | F11 | Commercial | Interruptible - College | Existing | Water Heating | Natural Gas | Water Heater - Motion Control Faucet | A | Purchases (Cumulative) | Achievable Economic RVT Potential | 0 | 0 | 0 | 0 | 0 | 0 | 0 | 0 | 0 | 0 | 0 | 0 | 0 | 0 | 0 | 0 | 0 | 0 | 0 | 0 | 0 | 0 | 0 | 0 | 0 | 0 | 0
F1_Commercial_Interruptible - College_Existing_Water Heating_Natural Gas_Water Heater - Solar System_A_Achievable Economic RVT Potential | F1 | Commercial | Interruptible - College | Existing | Water Heating | Natural Gas | Water Heater - Solar System | A | Integrated Unit Energy Savings (kWh or therms) | Achievable Economic RVT Potential | 0 | 0 | 262.9604 | 255.4497 | 248.289 | 241.1226 | 233.9514 | 226.5408 | 219.4275 | 212.635 | 206.4119 | 201.0515 | 196.8344 | 193.7575 | 192.6715 | 191.5785 | 190.7615 | 190.1126 | 189.6038 | 189.1945 | 188.9035 | 188.6974 | 188.551 | 188.4464 | 188.3055 | 188.2699 | 188.2415
F2_Commercial_Interruptible - College_Existing_Water Heating_Natural Gas_Water Heater - Solar System_A_Achievable Economic RVT Potential | F2 | Commercial | Interruptible - College | Existing | Water Heating | Natural Gas | Water Heater - Solar System | A | Integrated Unit Summer Peak Savings (kW) | Achievable Economic RVT Potential | 0 | 0 | 0 | 0 | 0 | 0 | 0 | 0 | 0 | 0 | 0 | 0 | 0 | 0 | 0 | 0 | 0 | 0 | 0 | 0 | 0 | 0 | 0 | 0 | 0 | 0 | 0
F3_Commercial_Interruptible - College_Existing_Water Heating_Natural Gas_Water Heater - Solar System_A_Achievable Economic RVT Potential | F3 | Commercial | Interruptible - College | Existing | Water Heating | Natural Gas | Water Heater - Solar System | A | Integrated Unit Winter Peak Savings (kW) | Achievable Economic RVT Potential | 0 | 0 | 0 | 0 | 0 | 0 | 0 | 0 | 0 | 0 | 0 | 0 | 0 | 0 | 0 | 0 | 0 | 0 | 0 | 0 | 0 | 0 | 0 | 0 | 0 | 0 | 0
F4_Commercial_Interruptible - College_Existing_Water Heating_Natural Gas_Water Heater - Solar System_A_Achievable Economic RVT Potential | F4 | Commercial | Interruptible - College | Existing | Water Heating | Natural Gas | Water Heater - Solar System | A | Incremental Energy Savings (MWh or mTherms) | Achievable Economic RVT Potential | 0 | 0 | 0 | 0 | 0 | 0 | 0 | 0 | 0 | 0 | 0 | 0 | 0 | 0 | 0 | 0 | 0 | 0 | 0 | 0 | 0 | 0 | 0 | 0 | 0 | 0 | 0
F5_Commercial_Interruptible - College_Existing_Water Heating_Natural Gas_Water Heater - Solar System_A_Achievable Economic RVT Potential | F5 | Commercial | Interruptible - College | Existing | Water Heating | Natural Gas | Water Heater - Solar System | A | Incremental Summer Peak Savings (MW) | Achievable Economic RVT Potential | 0 | 0 | 0 | 0 | 0 | 0 | 0 | 0 | 0 | 0 | 0 | 0 | 0 | 0 | 0 | 0 | 0 | 0 | 0 | 0 | 0 | 0 | 0 | 0 | 0 | 0 | 0
F6_Commercial_Interruptible - College_Existing_Water Heating_Natural Gas_Water Heater - Solar System_A_Achievable Economic RVT Potential | F6 | Commercial | Interruptible - College | Existing | Water Heating | Natural Gas | Water Heater - Solar System | A | Incremental Winter Peak Savings (MW) | Achievable Economic RVT Potential | 0 | 0 | 0 | 0 | 0 | 0 | 0 | 0 | 0 | 0 | 0 | 0 | 0 | 0 | 0 | 0 | 0 | 0 | 0 | 0 | 0 | 0 | 0 | 0 | 0 | 0 | 0
F7_Commercial_Interruptible - College_Existing_Water Heating_Natural Gas_Water Heater - Solar System_A_Achievable Economic RVT Potential | F7 | Commercial | Interruptible - College | Existing | Water Heating | Natural Gas | Water Heater - Solar System | A | Cumulative Energy Savings (MWh or mTherms) | Achievable Economic RVT Potential | 0 | 0 | 0 | 0 | 0 | 0 | 0 | 0 | 0 | 0 | 0 | 0 | 0 | 0 | 0 | 0 | 0 | 0 | 0 | 0 | 0 | 0 | 0 | 0 | 0 | 0 | 0
F8_Commercial_Interruptible - College_Existing_Water Heating_Natural Gas_Water Heater - Solar System_A_Achievable Economic RVT Potential | F8 | Commercial | Interruptible - College | Existing | Water Heating | Natural Gas | Water Heater - Solar System | A | Cumulative Summer Peak Savings (MW) | Achievable Economic RVT Potential | 0 | 0 | 0 | 0 | 0 | 0 | 0 | 0 | 0 | 0 | 0 | 0 | 0 | 0 | 0 | 0 | 0 | 0 | 0 | 0 | 0 | 0 | 0 | 0 | 0 | 0 | 0
F9_Commercial_Interruptible - College_Existing_Water Heating_Natural Gas_Water Heater - Solar System_A_Achievable Economic RVT Potential | F9 | Commercial | Interruptible - College | Existing | Water Heating | Natural Gas | Water Heater - Solar System | A | Cumulative Winter Peak Savings (MW) | Achievable Economic RVT Potential | 0 | 0 | 0 | 0 | 0 | 0 | 0 | 0 | 0 | 0 | 0 | 0 | 0 | 0 | 0 | 0 | 0 | 0 | 0 | 0 | 0 | 0 | 0 | 0 | 0 | 0 | 0
F10_Commercial_Interruptible - College_Existing_Water Heating_Natural Gas_Water Heater - Solar System_A_Achievable Economic RVT Potential | F10 | Commercial | Interruptible - College | Existing | Water Heating | Natural Gas | Water Heater - Solar System | A | Purchases (Incremental) | Achievable Economic RVT Potential | 0 | 0 | 0 | 0 | 0 | 0 | 0 | 0 | 0 | 0 | 0 | 0 | 0 | 0 | 0 | 0 | 0 | 0 | 0 | 0 | 0 | 0 | 0 | 0 | 0 | 0 | 0
F11_Commercial_Interruptible - College_Existing_Water Heating_Natural Gas_Water Heater - Solar System_A_Achievable Economic RVT Potential | F11 | Commercial | Interruptible - College | Existing | Water Heating | Natural Gas | Water Heater - Solar System | A | Purchases (Cumulative) | Achievable Economic RVT Potential | 0 | 0 | 0 | 0 | 0 | 0 | 0 | 0 | 0 | 0 | 0 | 0 | 0 | 0 | 0 | 0 | 0 | 0 | 0 | 0 | 0 | 0 | 0 | 0 | 0 | 0 | 0
F1_Commercial_Interruptible - College_Existing_Water Heating_Natural Gas_Commercial Laundry - Ozone Treatment_A_Achievable Economic RVT Potential | F1 | Commercial | Interruptible - College | Existing | Water Heating | Natural Gas | Commercial Laundry - Ozone Treatment | A | Integrated Unit Energy Savings (kWh or therms) | Achievable Economic RVT Potential | 0 | 0 | 11941.0386 | 11527.1754 | 11120.9465 | 10709.4328 | 10293.5377 | 9859.7759 | 9437.9191 | 9036.3689 | 8665.7421 | 8348.98 | 8103.399 | 7929.0063 | 7856.3015 | 7794.7315 | 7761.4911 | 7735.0868 | 7714.3863 | 7697.7323 | 7685.8951 | 7677.5073 | 7671.5533 | 7667.298 | 7661.5632 | 7660.1166 | 7658.9594
F2_Commercial_Interruptible - College_Existing_Water Heating_Natural Gas_Commercial Laundry - Ozone Treatment_A_Achievable Economic RVT Potential | F2 | Commercial | Interruptible - College | Existing | Water Heating | Natural Gas | Commercial Laundry - Ozone Treatment | A | Integrated Unit Summer Peak Savings (kW) | Achievable Economic RVT Potential | 0 | 0 | 0 | 0 | 0 | 0 | 0 | 0 | 0 | 0 | 0 | 0 | 0 | 0 | 0 | 0 | 0 | 0 | 0 | 0 | 0 | 0 | 0 | 0 | 0 | 0 | 0
F3_Commercial_Interruptible - College_Existing_Water Heating_Natural Gas_Commercial Laundry - Ozone Treatment_A_Achievable Economic RVT Potential | F3 | Commercial | Interruptible - College | Existing | Water Heating | Natural Gas | Commercial Laundry - Ozone Treatment | A | Integrated Unit Winter Peak Savings (kW) | Achievable Economic RVT Potential | 0 | 0 | 0 | 0 | 0 | 0 | 0 | 0 | 0 | 0 | 0 | 0 | 0 | 0 | 0 | 0 | 0 | 0 | 0 | 0 | 0 | 0 | 0 | 0 | 0 | 0 | 0
F4_Commercial_Interruptible - College_Existing_Water Heating_Natural Gas_Commercial Laundry - Ozone Treatment_A_Achievable Economic RVT Potential | F4 | Commercial | Interruptible - College | Existing | Water Heating | Natural Gas | Commercial Laundry - Ozone Treatment | A | Incremental Energy Savings (MWh or mTherms) | Achievable Economic RVT Potential | 0 | 0 | 0 | 0 | 0 | 0 | 0 | 0 | 0 | 0 | 0 | 0 | 0 | 0 | 0 | 0 | 0 | 0 | 0 | 0 | 0 | 0 | 0 | 0 | 0 | 0 | 0
F5_Commercial_Interruptible - College_Existing_Water Heating_Natural Gas_Commercial Laundry - Ozone Treatment_A_Achievable Economic RVT Potential | F5 | Commercial | Interruptible - College | Existing | Water Heating | Natural Gas | Commercial Laundry - Ozone Treatment | A | Incremental Summer Peak Savings (MW) | Achievable Economic RVT Potential | 0 | 0 | 0 | 0 | 0 | 0 | 0 | 0 | 0 | 0 | 0 | 0 | 0 | 0 | 0 | 0 | 0 | 0 | 0 | 0 | 0 | 0 | 0 | 0 | 0 | 0 | 0
F6_Commercial_Interruptible - College_Existing_Water Heating_Natural Gas_Commercial Laundry - Ozone Treatment_A_Achievable Economic RVT Potential | F6 | Commercial | Interruptible - College | Existing | Water Heating | Natural Gas | Commercial Laundry - Ozone Treatment | A | Incremental Winter Peak Savings (MW) | Achievable Economic RVT Potential | 0 | 0 | 0 | 0 | 0 | 0 | 0 | 0 | 0 | 0 | 0 | 0 | 0 | 0 | 0 | 0 | 0 | 0 | 0 | 0 | 0 | 0 | 0 | 0 | 0 | 0 | 0
F7_Commercial_Interruptible - College_Existing_Water Heating_Natural Gas_Commercial Laundry - Ozone Treatment_A_Achievable Economic RVT Potential | F7 | Commercial | Interruptible - College | Existing | Water Heating | Natural Gas | Commercial Laundry - Ozone Treatment | A | Cumulative Energy Savings (MWh or mTherms) | Achievable Economic RVT Potential | 0 | 0 | 0 | 0 | 0 | 0 | 0 | 0 | 0 | 0 | 0 | 0 | 0 | 0 | 0 | 0 | 0 | 0 | 0 | 0 | 0 | 0 | 0 | 0 | 0 | 0 | 0
F8_Commercial_Interruptible - College_Existing_Water Heating_Natural Gas_Commercial Laundry - Ozone Treatment_A_Achievable Economic RVT Potential | F8 | Commercial | Interruptible - College | Existing | Water Heating | Natural Gas | Commercial Laundry - Ozone Treatment | A | Cumulative Summer Peak Savings (MW) | Achievable Economic RVT Potential | 0 | 0 | 0 | 0 | 0 | 0 | 0 | 0 | 0 | 0 | 0 | 0 | 0 | 0 | 0 | 0 | 0 | 0 | 0 | 0 | 0 | 0 | 0 | 0 | 0 | 0 | 0
F9_Commercial_Interruptible - College_Existing_Water Heating_Natural Gas_Commercial Laundry - Ozone Treatment_A_Achievable Economic RVT Potential | F9 | Commercial | Interruptible - College | Existing | Water Heating | Natural Gas | Commercial Laundry - Ozone Treatment | A | Cumulative Winter Peak Savings (MW) | Achievable Economic RVT Potential | 0 | 0 | 0 | 0 | 0 | 0 | 0 | 0 | 0 | 0 | 0 | 0 | 0 | 0 | 0 | 0 | 0 | 0 | 0 | 0 | 0 | 0 | 0 | 0 | 0 | 0 | 0
F10_Commercial_Interruptible - College_Existing_Water Heating_Natural Gas_Commercial Laundry - Ozone Treatment_A_Achievable Economic RVT Potential | F10 | Commercial | Interruptible - College | Existing | Water Heating | Natural Gas | Commercial Laundry - Ozone Treatment | A | Purchases (Incremental) | Achievable Economic RVT Potential | 0 | 0 | 0 | 0 | 0 | 0 | 0 | 0 | 0 | 0 | 0 | 0 | 0 | 0 | 0 | 0 | 0 | 0 | 0 | 0 | 0 | 0 | 0 | 0 | 0 | 0 | 0
F11_Commercial_Interruptible - College_Existing_Water Heating_Natural Gas_Commercial Laundry - Ozone Treatment_A_Achievable Economic RVT Potential | F11 | Commercial | Interruptible - College | Existing | Water Heating | Natural Gas | Commercial Laundry - Ozone Treatment | A | Purchases (Cumulative) | Achievable Economic RVT Potential | 0 | 0 | 0 | 0 | 0 | 0 | 0 | 0 | 0 | 0 | 0 | 0 | 0 | 0 | 0 | 0 | 0 | 0 | 0 | 0 | 0 | 0 | 0 | 0 | 0 | 0 | 0
F1_Commercial_Interruptible - College_Existing_Water Heating_Natural Gas_Commercial Laundry - ENERGY STAR Washer_A_Achievable Economic RVT Potential | F1 | Commercial | Interruptible - College | Existing | Water Heating | Natural Gas | Commercial Laundry - ENERGY STAR Washer | A | Integrated Unit Energy Savings (kWh or therms) | Achievable Economic RVT Potential | 0 | 0 | 231.1819 | 223.0337 | 215.0135 | 206.8782 | 198.6478 | 190.057 | 181.6943 | 173.738 | 166.408 | 160.1562 | 155.396 | 152.0517 | 150.6575 | 149.4768 | 148.8393 | 148.333 | 147.936 | 147.6167 | 147.3897 | 147.2288 | 147.1146 | 147.033 | 146.9231 | 146.8953 | 146.8731
F2_Commercial_Interruptible - College_Existing_Water Heating_Natural Gas_Commercial Laundry - ENERGY STAR Washer_A_Achievable Economic RVT Potential | F2 | Commercial | Interruptible - College | Existing | Water Heating | Natural Gas | Commercial Laundry - ENERGY STAR Washer | A | Integrated Unit Summer Peak Savings (kW) | Achievable Economic RVT Potential | 0 | 0 | 0 | 0 | 0 | 0 | 0 | 0 | 0 | 0 | 0 | 0 | 0 | 0 | 0 | 0 | 0 | 0 | 0 | 0 | 0 | 0 | 0 | 0 | 0 | 0 | 0
F3_Commercial_Interruptible - College_Existing_Water Heating_Natural Gas_Commercial Laundry - ENERGY STAR Washer_A_Achievable Economic RVT Potential | F3 | Commercial | Interruptible - College | Existing | Water Heating | Natural Gas | Commercial Laundry - ENERGY STAR Washer | A | Integrated Unit Winter Peak Savings (kW) | Achievable Economic RVT Potential | 0 | 0 | 0 | 0 | 0 | 0 | 0 | 0 | 0 | 0 | 0 | 0 | 0 | 0 | 0 | 0 | 0 | 0 | 0 | 0 | 0 | 0 | 0 | 0 | 0 | 0 | 0
F4_Commercial_Interruptible - College_Existing_Water Heating_Natural Gas_Commercial Laundry - ENERGY STAR Washer_A_Achievable Economic RVT Potential | F4 | Commercial | Interruptible - College | Existing | Water Heating | Natural Gas | Commercial Laundry - ENERGY STAR Washer | A | Incremental Energy Savings (MWh or mTherms) | Achievable Economic RVT Potential | 0 | 0 | 0.00015161 | 0.00022051 | 0.00031833 | 0.00041274 | 0.00051562 | 0.00067429 | 0.00077576 | 0.0006602 | 0.00049397 | 0.00023116 | 0 | 0 | 0 | 0 | 0 | 0 | 0 | 0 | 0 | 0 | 0 | 0 | 0 | 0 | 0
F5_Commercial_Interruptible - College_Existing_Water Heating_Natural Gas_Commercial Laundry - ENERGY STAR Washer_A_Achievable Economic RVT Potential | F5 | Commercial | Interruptible - College | Existing | Water Heating | Natural Gas | Commercial Laundry - ENERGY STAR Washer | A | Incremental Summer Peak Savings (MW) | Achievable Economic RVT Potential | 0 | 0 | 0 | 0 | 0 | 0 | 0 | 0 | 0 | 0 | 0 | 0 | 0 | 0 | 0 | 0 | 0 | 0 | 0 | 0 | 0 | 0 | 0 | 0 | 0 | 0 | 0
F6_Commercial_Interruptible - College_Existing_Water Heating_Natural Gas_Commercial Laundry - ENERGY STAR Washer_A_Achievable Economic RVT Potential | F6 | Commercial | Interruptible - College | Existing | Water Heating | Natural Gas | Commercial Laundry - ENERGY STAR Washer | A | Incremental Winter Peak Savings (MW) | Achievable Economic RVT Potential | 0 | 0 | 0 | 0 | 0 | 0 | 0 | 0 | 0 | 0 | 0 | 0 | 0 | 0 | 0 | 0 | 0 | 0 | 0 | 0 | 0 | 0 | 0 | 0 | 0 | 0 | 0
F7_Commercial_Interruptible - College_Existing_Water Heating_Natural Gas_Commercial Laundry - ENERGY STAR Washer_A_Achievable Economic RVT Potential | F7 | Commercial | Interruptible - College | Existing | Water Heating | Natural Gas | Commercial Laundry - ENERGY STAR Washer | A | Cumulative Energy Savings (MWh or mTherms) | Achievable Economic RVT Potential | 0 | 0 | 0.00015161 | 0.00036677 | 0.00067192 | 0.0010592 | 0.0015327 | 0.0021407 | 0.0028223 | 0.0033589 | 0.0037112 | 0.0038029 | 0.0036899 | 0.0036105 | 0.0035773 | 0.0035493 | 0.0035342 | 0.0035222 | 0.0035127 | 0.0035051 | 0.0034998 | 0.0034959 | 0.0034932 | 0.0034913 | 0.0034887 | 0.003488 | 0.0034875
F8_Commercial_Interruptible - College_Existing_Water Heating_Natural Gas_Commercial Laundry - ENERGY STAR Washer_A_Achievable Economic RVT Potential | F8 | Commercial | Interruptible - College | Existing | Water Heating | Natural Gas | Commercial Laundry - ENERGY STAR Washer | A | Cumulative Summer Peak Savings (MW) | Achievable Economic RVT Potential | 0 | 0 | 0 | 0 | 0 | 0 | 0 | 0 | 0 | 0 | 0 | 0 | 0 | 0 | 0 | 0 | 0 | 0 | 0 | 0 | 0 | 0 | 0 | 0 | 0 | 0 | 0
F9_Commercial_Interruptible - College_Existing_Water Heating_Natural Gas_Commercial Laundry - ENERGY STAR Washer_A_Achievable Economic RVT Potential | F9 | Commercial | Interruptible - College | Existing | Water Heating | Natural Gas | Commercial Laundry - ENERGY STAR Washer | A | Cumulative Winter Peak Savings (MW) | Achievable Economic RVT Potential | 0 | 0 | 0 | 0 | 0 | 0 | 0 | 0 | 0 | 0 | 0 | 0 | 0 | 0 | 0 | 0 | 0 | 0 | 0 | 0 | 0 | 0 | 0 | 0 | 0 | 0 | 0
F10_Commercial_Interruptible - College_Existing_Water Heating_Natural Gas_Commercial Laundry - ENERGY STAR Washer_A_Achievable Economic RVT Potential | F10 | Commercial | Interruptible - College | Existing | Water Heating | Natural Gas | Commercial Laundry - ENERGY STAR Washer | A | Purchases (Incremental) | Achievable Economic RVT Potential | 0 | 0 | 0.0006558 | 0.00098868 | 0.0014805 | 0.0019951 | 0.0025956 | 0.0035478 | 0.0042696 | 0.0038 | 0.0029684 | 0.0014433 | 0 | 0 | 0 | 0 | 0 | 0 | 0 | 0 | 0 | 0 | 0 | 0 | 0 | 0 | 0
F11_Commercial_Interruptible - College_Existing_Water Heating_Natural Gas_Commercial Laundry - ENERGY STAR Washer_A_Achievable Economic RVT Potential | F11 | Commercial | Interruptible - College | Existing | Water Heating | Natural Gas | Commercial Laundry - ENERGY STAR Washer | A | Purchases (Cumulative) | Achievable Economic RVT Potential | 0 | 0 | 0.0006558 | 0.0016445 | 0.003125 | 0.0051201 | 0.0077157 | 0.011264 | 0.015533 | 0.019333 | 0.022302 | 0.023745 | 0.023745 | 0.023745 | 0.023745 | 0.023745 | 0.023745 | 0.023745 | 0.023745 | 0.023745 | 0.023745 | 0.023745 | 0.023745 | 0.023745 | 0.023745 | 0.023745 | 0.023745
F1_Commercial_Interruptible - College_Existing_Water Heating_Natural Gas_Water Heater - Efficient Dishwasher_A_Achievable Economic RVT Potential | F1 | Commercial | Interruptible - College | Existing | Water Heating | Natural Gas | Water Heater - Efficient Dishwasher | A | Integrated Unit Energy Savings (kWh or therms) | Achievable Economic RVT Potential | 0 | 0 | 669.3911 | 645.7978 | 622.5753 | 599.0191 | 575.1879 | 550.3131 | 526.099 | 503.0613 | 481.8371 | 463.7348 | 449.9517 | 440.2683 | 436.2313 | 432.8125 | 430.9668 | 429.5007 | 428.3512 | 427.4265 | 426.7692 | 426.3035 | 425.9729 | 425.7366 | 425.4182 | 425.3378 | 425.2736
F2_Commercial_Interruptible - College_Existing_Water Heating_Natural Gas_Water Heater - Efficient Dishwasher_A_Achievable Economic RVT Potential | F2 | Commercial | Interruptible - College | Existing | Water Heating | Natural Gas | Water Heater - Efficient Dishwasher | A | Integrated Unit Summer Peak Savings (kW) | Achievable Economic RVT Potential | 0 | 0 | 0 | 0 | 0 | 0 | 0 | 0 | 0 | 0 | 0 | 0 | 0 | 0 | 0 | 0 | 0 | 0 | 0 | 0 | 0 | 0 | 0 | 0 | 0 | 0 | 0
F3_Commercial_Interruptible - College_Existing_Water Heating_Natural Gas_Water Heater - Efficient Dishwasher_A_Achievable Economic RVT Potential | F3 | Commercial | Interruptible - College | Existing | Water Heating | Natural Gas | Water Heater - Efficient Dishwasher | A | Integrated Unit Winter Peak Savings (kW) | Achievable Economic RVT Potential | 0 | 0 | 0 | 0 | 0 | 0 | 0 | 0 | 0 | 0 | 0 | 0 | 0 | 0 | 0 | 0 | 0 | 0 | 0 | 0 | 0 | 0 | 0 | 0 | 0 | 0 | 0
F4_Commercial_Interruptible - College_Existing_Water Heating_Natural Gas_Water Heater - Efficient Dishwasher_A_Achievable Economic RVT Potential | F4 | Commercial | Interruptible - College | Existing | Water Heating | Natural Gas | Water Heater - Efficient Dishwasher | A | Incremental Energy Savings (MWh or mTherms) | Achievable Economic RVT Potential | 0 | 0 | 0.015842 | 0.023041 | 0.033263 | 0.043127 | 0.053878 | 0.070458 | 0.081061 | 0.080891 | 0.068807 | 0.048931 | 0.02843 | 0.013102 | 0 | 0 | 0 | 0 | 0 | 0 | 0 | 0 | 0 | 0 | 0 | 0 | 0
F5_Commercial_Interruptible - College_Existing_Water Heating_Natural Gas_Water Heater - Efficient Dishwasher_A_Achievable Economic RVT Potential | F5 | Commercial | Interruptible - College | Existing | Water Heating | Natural Gas | Water Heater - Efficient Dishwasher | A | Incremental Summer Peak Savings (MW) | Achievable Economic RVT Potential | 0 | 0 | 0 | 0 | 0 | 0 | 0 | 0 | 0 | 0 | 0 | 0 | 0 | 0 | 0 | 0 | 0 | 0 | 0 | 0 | 0 | 0 | 0 | 0 | 0 | 0 | 0
F6_Commercial_Interruptible - College_Existing_Water Heating_Natural Gas_Water Heater - Efficient Dishwasher_A_Achievable Economic RVT Potential | F6 | Commercial | Interruptible - College | Existing | Water Heating | Natural Gas | Water Heater - Efficient Dishwasher | A | Incremental Winter Peak Savings (MW) | Achievable Economic RVT Potential | 0 | 0 | 0 | 0 | 0 | 0 | 0 | 0 | 0 | 0 | 0 | 0 | 0 | 0 | 0 | 0 | 0 | 0 | 0 | 0 | 0 | 0 | 0 | 0 | 0 | 0 | 0
F7_Commercial_Interruptible - College_Existing_Water Heating_Natural Gas_Water Heater - Efficient Dishwasher_A_Achievable Economic RVT Potential | F7 | Commercial | Interruptible - College | Existing | Water Heating | Natural Gas | Water Heater - Efficient Dishwasher | A | Cumulative Energy Savings (MWh or mTherms) | Achievable Economic RVT Potential | 0 | 0 | 0.015842 | 0.038325 | 0.07021 | 0.11068 | 0.16016 | 0.22369 | 0.29491 | 0.36288 | 0.41638 | 0.44967 | 0.46473 | 0.46783 | 0.46354 | 0.45991 | 0.45795 | 0.45639 | 0.45517 | 0.45419 | 0.45349 | 0.45299 | 0.45264 | 0.45239 | 0.45205 | 0.45197 | 0.4519
F8_Commercial_Interruptible - College_Existing_Water Heating_Natural Gas_Water Heater - Efficient Dishwasher_A_Achievable Economic RVT Potential | F8 | Commercial | Interruptible - College | Existing | Water Heating | Natural Gas | Water Heater - Efficient Dishwasher | A | Cumulative Summer Peak Savings (MW) | Achievable Economic RVT Potential | 0 | 0 | 0 | 0 | 0 | 0 | 0 | 0 | 0 | 0 | 0 | 0 | 0 | 0 | 0 | 0 | 0 | 0 | 0 | 0 | 0 | 0 | 0 | 0 | 0 | 0 | 0
F9_Commercial_Interruptible - College_Existing_Water Heating_Natural Gas_Water Heater - Efficient Dishwasher_A_Achievable Economic RVT Potential | F9 | Commercial | Interruptible - College | Existing | Water Heating | Natural Gas | Water Heater - Efficient Dishwasher | A | Cumulative Winter Peak Savings (MW) | Achievable Economic RVT Potential | 0 | 0 | 0 | 0 | 0 | 0 | 0 | 0 | 0 | 0 | 0 | 0 | 0 | 0 | 0 | 0 | 0 | 0 | 0 | 0 | 0 | 0 | 0 | 0 | 0 | 0 | 0
F10_Commercial_Interruptible - College_Existing_Water Heating_Natural Gas_Water Heater - Efficient Dishwasher_A_Achievable Economic RVT Potential | F10 | Commercial | Interruptible - College | Existing | Water Heating | Natural Gas | Water Heater - Efficient Dishwasher | A | Purchases (Incremental) | Achievable Economic RVT Potential | 0 | 0 | 0.023666 | 0.035679 | 0.053428 | 0.071997 | 0.09367 | 0.12803 | 0.15408 | 0.1608 | 0.1428 | 0.10551 | 0.063185 | 0.029759 | 0 | 0 | 0 | 0 | 0 | 0 | 0 | 0 | 0 | 0 | 0 | 0 | 0
F11_Commercial_Interruptible - College_Existing_Water Heating_Natural Gas_Water Heater - Efficient Dishwasher_A_Achievable Economic RVT Potential | F11 | Commercial | Interruptible - College | Existing | Water Heating | Natural Gas | Water Heater - Efficient Dishwasher | A | Purchases (Cumulative) | Achievable Economic RVT Potential | 0 | 0 | 0.023666 | 0.059345 | 0.11277 | 0.18477 | 0.27844 | 0.40647 | 0.56055 | 0.72135 | 0.86415 | 0.96966 | 1.0328 | 1.0626 | 1.0626 | 1.0626 | 1.0626 | 1.0626 | 1.0626 | 1.0626 | 1.0626 | 1.0626 | 1.0626 | 1.0626 | 1.0626 | 1.0626 | 1.0626
F1_Commercial_Interruptible - College_Existing_Water Heating_Natural Gas_Commercial Laundry - Alternative Dry-Cleaning Methods_A_Achievable Economic RVT Potential | F1 | Commercial | Interruptible - College | Existing | Water Heating | Natural Gas | Commercial Laundry - Alternative Dry-Cleaning Methods | A | Integrated Unit Energy Savings (kWh or therms) | Achievable Economic RVT Potential | 0 | 0 | 0 | 0 | 0 | 0 | 0 | 0 | 0 | 0 | 0 | 0 | 0 | 0 | 0 | 0 | 0 | 0 | 0 | 0 | 0 | 0 | 0 | 0 | 0 | 0 | 0
F2_Commercial_Interruptible - College_Existing_Water Heating_Natural Gas_Commercial Laundry - Alternative Dry-Cleaning Methods_A_Achievable Economic RVT Potential | F2 | Commercial | Interruptible - College | Existing | Water Heating | Natural Gas | Commercial Laundry - Alternative Dry-Cleaning Methods | A | Integrated Unit Summer Peak Savings (kW) | Achievable Economic RVT Potential | 0 | 0 | 0 | 0 | 0 | 0 | 0 | 0 | 0 | 0 | 0 | 0 | 0 | 0 | 0 | 0 | 0 | 0 | 0 | 0 | 0 | 0 | 0 | 0 | 0 | 0 | 0
F3_Commercial_Interruptible - College_Existing_Water Heating_Natural Gas_Commercial Laundry - Alternative Dry-Cleaning Methods_A_Achievable Economic RVT Potential | F3 | Commercial | Interruptible - College | Existing | Water Heating | Natural Gas | Commercial Laundry - Alternative Dry-Cleaning Methods | A | Integrated Unit Winter Peak Savings (kW) | Achievable Economic RVT Potential | 0 | 0 | 0 | 0 | 0 | 0 | 0 | 0 | 0 | 0 | 0 | 0 | 0 | 0 | 0 | 0 | 0 | 0 | 0 | 0 | 0 | 0 | 0 | 0 | 0 | 0 | 0
F4_Commercial_Interruptible - College_Existing_Water Heating_Natural Gas_Commercial Laundry - Alternative Dry-Cleaning Methods_A_Achievable Economic RVT Potential | F4 | Commercial | Interruptible - College | Existing | Water Heating | Natural Gas | Commercial Laundry - Alternative Dry-Cleaning Methods | A | Incremental Energy Savings (MWh or mTherms) | Achievable Economic RVT Potential | 0 | 0 | 0 | 0 | 0 | 0 | 0 | 0 | 0 | 0 | 0 | 0 | 0 | 0 | 0 | 0 | 0 | 0 | 0 | 0 | 0 | 0 | 0 | 0 | 0 | 0 | 0
F5_Commercial_Interruptible - College_Existing_Water Heating_Natural Gas_Commercial Laundry - Alternative Dry-Cleaning Methods_A_Achievable Economic RVT Potential | F5 | Commercial | Interruptible - College | Existing | Water Heating | Natural Gas | Commercial Laundry - Alternative Dry-Cleaning Methods | A | Incremental Summer Peak Savings (MW) | Achievable Economic RVT Potential | 0 | 0 | 0 | 0 | 0 | 0 | 0 | 0 | 0 | 0 | 0 | 0 | 0 | 0 | 0 | 0 | 0 | 0 | 0 | 0 | 0 | 0 | 0 | 0 | 0 | 0 | 0
F6_Commercial_Interruptible - College_Existing_Water Heating_Natural Gas_Commercial Laundry - Alternative Dry-Cleaning Methods_A_Achievable Economic RVT Potential | F6 | Commercial | Interruptible - College | Existing | Water Heating | Natural Gas | Commercial Laundry - Alternative Dry-Cleaning Methods | A | Incremental Winter Peak Savings (MW) | Achievable Economic RVT Potential | 0 | 0 | 0 | 0 | 0 | 0 | 0 | 0 | 0 | 0 | 0 | 0 | 0 | 0 | 0 | 0 | 0 | 0 | 0 | 0 | 0 | 0 | 0 | 0 | 0 | 0 | 0
F7_Commercial_Interruptible - College_Existing_Water Heating_Natural Gas_Commercial Laundry - Alternative Dry-Cleaning Methods_A_Achievable Economic RVT Potential | F7 | Commercial | Interruptible - College | Existing | Water Heating | Natural Gas | Commercial Laundry - Alternative Dry-Cleaning Methods | A | Cumulative Energy Savings (MWh or mTherms) | Achievable Economic RVT Potential | 0 | 0 | 0 | 0 | 0 | 0 | 0 | 0 | 0 | 0 | 0 | 0 | 0 | 0 | 0 | 0 | 0 | 0 | 0 | 0 | 0 | 0 | 0 | 0 | 0 | 0 | 0
F8_Commercial_Interruptible - College_Existing_Water Heating_Natural Gas_Commercial Laundry - Alternative Dry-Cleaning Methods_A_Achievable Economic RVT Potential | F8 | Commercial | Interruptible - College | Existing | Water Heating | Natural Gas | Commercial Laundry - Alternative Dry-Cleaning Methods | A | Cumulative Summer Peak Savings (MW) | Achievable Economic RVT Potential | 0 | 0 | 0 | 0 | 0 | 0 | 0 | 0 | 0 | 0 | 0 | 0 | 0 | 0 | 0 | 0 | 0 | 0 | 0 | 0 | 0 | 0 | 0 | 0 | 0 | 0 | 0
F9_Commercial_Interruptible - College_Existing_Water Heating_Natural Gas_Commercial Laundry - Alternative Dry-Cleaning Methods_A_Achievable Economic RVT Potential | F9 | Commercial | Interruptible - College | Existing | Water Heating | Natural Gas | Commercial Laundry - Alternative Dry-Cleaning Methods | A | Cumulative Winter Peak Savings (MW) | Achievable Economic RVT Potential | 0 | 0 | 0 | 0 | 0 | 0 | 0 | 0 | 0 | 0 | 0 | 0 | 0 | 0 | 0 | 0 | 0 | 0 | 0 | 0 | 0 | 0 | 0 | 0 | 0 | 0 | 0
F10_Commercial_Interruptible - College_Existing_Water Heating_Natural Gas_Commercial Laundry - Alternative Dry-Cleaning Methods_A_Achievable Economic RVT Potential | F10 | Commercial | Interruptible - College | Existing | Water Heating | Natural Gas | Commercial Laundry - Alternative Dry-Cleaning Methods | A | Purchases (Incremental) | Achievable Economic RVT Potential | 0 | 0 | 0 | 0 | 0 | 0 | 0 | 0 | 0 | 0 | 0 | 0 | 0 | 0 | 0 | 0 | 0 | 0 | 0 | 0 | 0 | 0 | 0 | 0 | 0 | 0 | 0
F11_Commercial_Interruptible - College_Existing_Water Heating_Natural Gas_Commercial Laundry - Alternative Dry-Cleaning Methods_A_Achievable Economic RVT Potential | F11 | Commercial | Interruptible - College | Existing | Water Heating | Natural Gas | Commercial Laundry - Alternative Dry-Cleaning Methods | A | Purchases (Cumulative) | Achievable Economic RVT Potential | 0 | 0 | 0 | 0 | 0 | 0 | 0 | 0 | 0 | 0 | 0 | 0 | 0 | 0 | 0 | 0 | 0 | 0 | 0 | 0 | 0 | 0 | 0 | 0 | 0 | 0 | 0
F1_Commercial_Interruptible - College_Existing_Space Heating_Natural Gas_Advanced Kitchen Ventilation Controls_A_Achievable Economic RVT Potential | F1 | Commercial | Interruptible - College | Existing | Space Heating | Natural Gas | Advanced Kitchen Ventilation Controls | A | Integrated Unit Energy Savings (kWh or therms) | Achievable Economic RVT Potential | 0 | 0 | 0.15496 | 0.15436 | 0.15373 | 0.15307 | 0.15238 | 0.15164 | 0.15084 | 0.14997 | 0.14904 | 0.14806 | 0.14703 | 0.14598 | 0.14495 | 0.14398 | 0.14309 | 0.14231 | 0.14166 | 0.1411 | 0.14066 | 0.14027 | 0.14009 | 0.13992 | 0.13976 | 0.13962 | 0.1395
F2_Commercial_Interruptible - College_Existing_Space Heating_Natural Gas_Advanced Kitchen Ventilation Controls_A_Achievable Economic RVT Potential | F2 | Commercial | Interruptible - College | Existing | Space Heating | Natural Gas | Advanced Kitchen Ventilation Controls | A | Integrated Unit Summer Peak Savings (kW) | Achievable Economic RVT Potential | 0 | 0 | 0 | 0 | 0 | 0 | 0 | 0 | 0 | 0 | 0 | 0 | 0 | 0 | 0 | 0 | 0 | 0 | 0 | 0 | 0 | 0 | 0 | 0 | 0 | 0 | 0
F3_Commercial_Interruptible - College_Existing_Space Heating_Natural Gas_Advanced Kitchen Ventilation Controls_A_Achievable Economic RVT Potential | F3 | Commercial | Interruptible - College | Existing | Space Heating | Natural Gas | Advanced Kitchen Ventilation Controls | A | Integrated Unit Winter Peak Savings (kW) | Achievable Economic RVT Potential | 0 | 0 | 0 | 0 | 0 | 0 | 0 | 0 | 0 | 0 | 0 | 0 | 0 | 0 | 0 | 0 | 0 | 0 | 0 | 0 | 0 | 0 | 0 | 0 | 0 | 0 | 0
F4_Commercial_Interruptible - College_Existing_Space Heating_Natural Gas_Advanced Kitchen Ventilation Controls_A_Achievable Economic RVT Potential | F4 | Commercial | Interruptible - College | Existing | Space Heating | Natural Gas | Advanced Kitchen Ventilation Controls | A | Incremental Energy Savings (MWh or mTherms) | Achievable Economic RVT Potential | 0 | 0 | 0 | 0 | 0 | 0 | 0 | 0 | 0 | 0 | 0 | 0 | 0 | 0 | 0 | 0 | 0 | 0 | 0 | 0 | 0 | 0 | 0 | 0 | 0 | 0 | 0
F5_Commercial_Interruptible - College_Existing_Space Heating_Natural Gas_Advanced Kitchen Ventilation Controls_A_Achievable Economic RVT Potential | F5 | Commercial | Interruptible - College | Existing | Space Heating | Natural Gas | Advanced Kitchen Ventilation Controls | A | Incremental Summer Peak Savings (MW) | Achievable Economic RVT Potential | 0 | 0 | 0 | 0 | 0 | 0 | 0 | 0 | 0 | 0 | 0 | 0 | 0 | 0 | 0 | 0 | 0 | 0 | 0 | 0 | 0 | 0 | 0 | 0 | 0 | 0 | 0
F6_Commercial_Interruptible - College_Existing_Space Heating_Natural Gas_Advanced Kitchen Ventilation Controls_A_Achievable Economic RVT Potential | F6 | Commercial | Interruptible - College | Existing | Space Heating | Natural Gas | Advanced Kitchen Ventilation Controls | A | Incremental Winter Peak Savings (MW) | Achievable Economic RVT Potential | 0 | 0 | 0 | 0 | 0 | 0 | 0 | 0 | 0 | 0 | 0 | 0 | 0 | 0 | 0 | 0 | 0 | 0 | 0 | 0 | 0 | 0 | 0 | 0 | 0 | 0 | 0
F7_Commercial_Interruptible - College_Existing_Space Heating_Natural Gas_Advanced Kitchen Ventilation Controls_A_Achievable Economic RVT Potential | F7 | Commercial | Interruptible - College | Existing | Space Heating | Natural Gas | Advanced Kitchen Ventilation Controls | A | Cumulative Energy Savings (MWh or mTherms) | Achievable Economic RVT Potential | 0 | 0 | 0 | 0 | 0 | 0 | 0 | 0 | 0 | 0 | 0 | 0 | 0 | 0 | 0 | 0 | 0 | 0 | 0 | 0 | 0 | 0 | 0 | 0 | 0 | 0 | 0
F8_Commercial_Interruptible - College_Existing_Space Heating_Natural Gas_Advanced Kitchen Ventilation Controls_A_Achievable Economic RVT Potential | F8 | Commercial | Interruptible - College | Existing | Space Heating | Natural Gas | Advanced Kitchen Ventilation Controls | A | Cumulative Summer Peak Savings (MW) | Achievable Economic RVT Potential | 0 | 0 | 0 | 0 | 0 | 0 | 0 | 0 | 0 | 0 | 0 | 0 | 0 | 0 | 0 | 0 | 0 | 0 | 0 | 0 | 0 | 0 | 0 | 0 | 0 | 0 | 0
F9_Commercial_Interruptible - College_Existing_Space Heating_Natural Gas_Advanced Kitchen Ventilation Controls_A_Achievable Economic RVT Potential | F9 | Commercial | Interruptible - College | Existing | Space Heating | Natural Gas | Advanced Kitchen Ventilation Controls | A | Cumulative Winter Peak Savings (MW) | Achievable Economic RVT Potential | 0 | 0 | 0 | 0 | 0 | 0 | 0 | 0 | 0 | 0 | 0 | 0 | 0 | 0 | 0 | 0 | 0 | 0 | 0 | 0 | 0 | 0 | 0 | 0 | 0 | 0 | 0
F10_Commercial_Interruptible - College_Existing_Space Heating_Natural Gas_Advanced Kitchen Ventilation Controls_A_Achievable Economic RVT Potential | F10 | Commercial | Interruptible - College | Existing | Space Heating | Natural Gas | Advanced Kitchen Ventilation Controls | A | Purchases (Incremental) | Achievable Economic RVT Potential | 0 | 0 | 0 | 0 | 0 | 0 | 0 | 0 | 0 | 0 | 0 | 0 | 0 | 0 | 0 | 0 | 0 | 0 | 0 | 0 | 0 | 0 | 0 | 0 | 0 | 0 | 0
F11_Commercial_Interruptible - College_Existing_Space Heating_Natural Gas_Advanced Kitchen Ventilation Controls_A_Achievable Economic RVT Potential | F11 | Commercial | Interruptible - College | Existing | Space Heating | Natural Gas | Advanced Kitchen Ventilation Controls | A | Purchases (Cumulative) | Achievable Economic RVT Potential | 0 | 0 | 0 | 0 | 0 | 0 | 0 | 0 | 0 | 0 | 0 | 0 | 0 | 0 | 0 | 0 | 0 | 0 | 0 | 0 | 0 | 0 | 0 | 0 | 0 | 0 | 0
F1_Commercial_Interruptible - College_Existing_Space Heating_Natural Gas_Infiltration Control - Loading Dock Sealing_A_Achievable Economic RVT Potential | F1 | Commercial | Interruptible - College | Existing | Space Heating | Natural Gas | Infiltration Control - Loading Dock Sealing | A | Integrated Unit Energy Savings (kWh or therms) | Achievable Economic RVT Potential | 0 | 0 | 806.2222 | 795.9737 | 784.5664 | 772.2025 | 758.7599 | 744.2085 | 728.1492 | 710.6798 | 692.0182 | 672.5726 | 653.0117 | 633.7727 | 615.3404 | 598.2136 | 582.9916 | 570.9053 | 562.0297 | 554.8885 | 549.9398 | 545.4927 | 544.7689 | 544.1091 | 543.5075 | 542.9591 | 542.459
F2_Commercial_Interruptible - College_Existing_Space Heating_Natural Gas_Infiltration Control - Loading Dock Sealing_A_Achievable Economic RVT Potential | F2 | Commercial | Interruptible - College | Existing | Space Heating | Natural Gas | Infiltration Control - Loading Dock Sealing | A | Integrated Unit Summer Peak Savings (kW) | Achievable Economic RVT Potential | 0 | 0 | 0 | 0 | 0 | 0 | 0 | 0 | 0 | 0 | 0 | 0 | 0 | 0 | 0 | 0 | 0 | 0 | 0 | 0 | 0 | 0 | 0 | 0 | 0 | 0 | 0
F3_Commercial_Interruptible - College_Existing_Space Heating_Natural Gas_Infiltration Control - Loading Dock Sealing_A_Achievable Economic RVT Potential | F3 | Commercial | Interruptible - College | Existing | Space Heating | Natural Gas | Infiltration Control - Loading Dock Sealing | A | Integrated Unit Winter Peak Savings (kW) | Achievable Economic RVT Potential | 0 | 0 | 0 | 0 | 0 | 0 | 0 | 0 | 0 | 0 | 0 | 0 | 0 | 0 | 0 | 0 | 0 | 0 | 0 | 0 | 0 | 0 | 0 | 0 | 0 | 0 | 0
F4_Commercial_Interruptible - College_Existing_Space Heating_Natural Gas_Infiltration Control - Loading Dock Sealing_A_Achievable Economic RVT Potential | F4 | Commercial | Interruptible - College | Existing | Space Heating | Natural Gas | Infiltration Control - Loading Dock Sealing | A | Incremental Energy Savings (MWh or mTherms) | Achievable Economic RVT Potential | 0 | 0 | 0 | 0 | 0 | 0 | 0 | 0 | 0 | 0 | 0 | 0 | 0 | 0 | 0 | 0 | 0 | 0 | 0 | 0 | 0 | 0 | 0 | 0 | 0 | 0 | 0
F5_Commercial_Interruptible - College_Existing_Space Heating_Natural Gas_Infiltration Control - Loading Dock Sealing_A_Achievable Economic RVT Potential | F5 | Commercial | Interruptible - College | Existing | Space Heating | Natural Gas | Infiltration Control - Loading Dock Sealing | A | Incremental Summer Peak Savings (MW) | Achievable Economic RVT Potential | 0 | 0 | 0 | 0 | 0 | 0 | 0 | 0 | 0 | 0 | 0 | 0 | 0 | 0 | 0 | 0 | 0 | 0 | 0 | 0 | 0 | 0 | 0 | 0 | 0 | 0 | 0
F6_Commercial_Interruptible - College_Existing_Space Heating_Natural Gas_Infiltration Control - Loading Dock Sealing_A_Achievable Economic RVT Potential | F6 | Commercial | Interruptible - College | Existing | Space Heating | Natural Gas | Infiltration Control - Loading Dock Sealing | A | Incremental Winter Peak Savings (MW) | Achievable Economic RVT Potential | 0 | 0 | 0 | 0 | 0 | 0 | 0 | 0 | 0 | 0 | 0 | 0 | 0 | 0 | 0 | 0 | 0 | 0 | 0 | 0 | 0 | 0 | 0 | 0 | 0 | 0 | 0
F7_Commercial_Interruptible - College_Existing_Space Heating_Natural Gas_Infiltration Control - Loading Dock Sealing_A_Achievable Economic RVT Potential | F7 | Commercial | Interruptible - College | Existing | Space Heating | Natural Gas | Infiltration Control - Loading Dock Sealing | A | Cumulative Energy Savings (MWh or mTherms) | Achievable Economic RVT Potential | 0 | 0 | 0 | 0 | 0 | 0 | 0 | 0 | 0 | 0 | 0 | 0 | 0 | 0 | 0 | 0 | 0 | 0 | 0 | 0 | 0 | 0 | 0 | 0 | 0 | 0 | 0
F8_Commercial_Interruptible - College_Existing_Space Heating_Natural Gas_Infiltration Control - Loading Dock Sealing_A_Achievable Economic RVT Potential | F8 | Commercial | Interruptible - College | Existing | Space Heating | Natural Gas | Infiltration Control - Loading Dock Sealing | A | Cumulative Summer Peak Savings (MW) | Achievable Economic RVT Potential | 0 | 0 | 0 | 0 | 0 | 0 | 0 | 0 | 0 | 0 | 0 | 0 | 0 | 0 | 0 | 0 | 0 | 0 | 0 | 0 | 0 | 0 | 0 | 0 | 0 | 0 | 0
F9_Commercial_Interruptible - College_Existing_Space Heating_Natural Gas_Infiltration Control - Loading Dock Sealing_A_Achievable Economic RVT Potential | F9 | Commercial | Interruptible - College | Existing | Space Heating | Natural Gas | Infiltration Control - Loading Dock Sealing | A | Cumulative Winter Peak Savings (MW) | Achievable Economic RVT Potential | 0 | 0 | 0 | 0 | 0 | 0 | 0 | 0 | 0 | 0 | 0 | 0 | 0 | 0 | 0 | 0 | 0 | 0 | 0 | 0 | 0 | 0 | 0 | 0 | 0 | 0 | 0
F10_Commercial_Interruptible - College_Existing_Space Heating_Natural Gas_Infiltration Control - Loading Dock Sealing_A_Achievable Economic RVT Potential | F10 | Commercial | Interruptible - College | Existing | Space Heating | Natural Gas | Infiltration Control - Loading Dock Sealing | A | Purchases (Incremental) | Achievable Economic RVT Potential | 0 | 0 | 0 | 0 | 0 | 0 | 0 | 0 | 0 | 0 | 0 | 0 | 0 | 0 | 0 | 0 | 0 | 0 | 0 | 0 | 0 | 0 | 0 | 0 | 0 | 0 | 0
F11_Commercial_Interruptible - College_Existing_Space Heating_Natural Gas_Infiltration Control - Loading Dock Sealing_A_Achievable Economic RVT Potential | F11 | Commercial | Interruptible - College | Existing | Space Heating | Natural Gas | Infiltration Control - Loading Dock Sealing | A | Purchases (Cumulative) | Achievable Economic RVT Potential | 0 | 0 | 0 | 0 | 0 | 0 | 0 | 0 | 0 | 0 | 0 | 0 | 0 | 0 | 0 | 0 | 0 | 0 | 0 | 0 | 0 | 0 | 0 | 0 | 0 | 0 | 0
F1_Commercial_Interruptible - College_Existing_Space Heating_Natural Gas_Greenhouse Heat Curtain_A_Achievable Economic RVT Potential | F1 | Commercial | Interruptible - College | Existing | Space Heating | Natural Gas | Greenhouse Heat Curtain | A | Integrated Unit Energy Savings (kWh or therms) | Achievable Economic RVT Potential | 0 | 0 | 704.4153 | 696.1037 | 686.9603 | 677.1286 | 666.408 | 654.5574 | 641.496 | 627.2335 | 611.8956 | 595.7573 | 579.5391 | 563.6139 | 548.347 | 534.1199 | 521.419 | 511.321 | 503.8968 | 497.8747 | 493.6405 | 489.8123 | 489.1624 | 488.57 | 488.0298 | 487.5374 | 487.0884
F2_Commercial_Interruptible - College_Existing_Space Heating_Natural Gas_Greenhouse Heat Curtain_A_Achievable Economic RVT Potential | F2 | Commercial | Interruptible - College | Existing | Space Heating | Natural Gas | Greenhouse Heat Curtain | A | Integrated Unit Summer Peak Savings (kW) | Achievable Economic RVT Potential | 0 | 0 | 0 | 0 | 0 | 0 | 0 | 0 | 0 | 0 | 0 | 0 | 0 | 0 | 0 | 0 | 0 | 0 | 0 | 0 | 0 | 0 | 0 | 0 | 0 | 0 | 0
F3_Commercial_Interruptible - College_Existing_Space Heating_Natural Gas_Greenhouse Heat Curtain_A_Achievable Economic RVT Potential | F3 | Commercial | Interruptible - College | Existing | Space Heating | Natural Gas | Greenhouse Heat Curtain | A | Integrated Unit Winter Peak Savings (kW) | Achievable Economic RVT Potential | 0 | 0 | 0 | 0 | 0 | 0 | 0 | 0 | 0 | 0 | 0 | 0 | 0 | 0 | 0 | 0 | 0 | 0 | 0 | 0 | 0 | 0 | 0 | 0 | 0 | 0 | 0
F4_Commercial_Interruptible - College_Existing_Space Heating_Natural Gas_Greenhouse Heat Curtain_A_Achievable Economic RVT Potential | F4 | Commercial | Interruptible - College | Existing | Space Heating | Natural Gas | Greenhouse Heat Curtain | A | Incremental Energy Savings (MWh or mTherms) | Achievable Economic RVT Potential | 0 | 0 | 0 | 0 | 0 | 0 | 0 | 0 | 0 | 0 | 0 | 0 | 0 | 0 | 0 | 0 | 0 | 0 | 0 | 0 | 0 | 0 | 0 | 0 | 0 | 0 | 0
F5_Commercial_Interruptible - College_Existing_Space Heating_Natural Gas_Greenhouse Heat Curtain_A_Achievable Economic RVT Potential | F5 | Commercial | Interruptible - College | Existing | Space Heating | Natural Gas | Greenhouse Heat Curtain | A | Incremental Summer Peak Savings (MW) | Achievable Economic RVT Potential | 0 | 0 | 0 | 0 | 0 | 0 | 0 | 0 | 0 | 0 | 0 | 0 | 0 | 0 | 0 | 0 | 0 | 0 | 0 | 0 | 0 | 0 | 0 | 0 | 0 | 0 | 0
F6_Commercial_Interruptible - College_Existing_Space Heating_Natural Gas_Greenhouse Heat Curtain_A_Achievable Economic RVT Potential | F6 | Commercial | Interruptible - College | Existing | Space Heating | Natural Gas | Greenhouse Heat Curtain | A | Incremental Winter Peak Savings (MW) | Achievable Economic RVT Potential | 0 | 0 | 0 | 0 | 0 | 0 | 0 | 0 | 0 | 0 | 0 | 0 | 0 | 0 | 0 | 0 | 0 | 0 | 0 | 0 | 0 | 0 | 0 | 0 | 0 | 0 | 0
F7_Commercial_Interruptible - College_Existing_Space Heating_Natural Gas_Greenhouse Heat Curtain_A_Achievable Economic RVT Potential | F7 | Commercial | Interruptible - College | Existing | Space Heating | Natural Gas | Greenhouse Heat Curtain | A | Cumulative Energy Savings (MWh or mTherms) | Achievable Economic RVT Potential | 0 | 0 | 0 | 0 | 0 | 0 | 0 | 0 | 0 | 0 | 0 | 0 | 0 | 0 | 0 | 0 | 0 | 0 | 0 | 0 | 0 | 0 | 0 | 0 | 0 | 0 | 0
F8_Commercial_Interruptible - College_Existing_Space Heating_Natural Gas_Greenhouse Heat Curtain_A_Achievable Economic RVT Potential | F8 | Commercial | Interruptible - College | Existing | Space Heating | Natural Gas | Greenhouse Heat Curtain | A | Cumulative Summer Peak Savings (MW) | Achievable Economic RVT Potential | 0 | 0 | 0 | 0 | 0 | 0 | 0 | 0 | 0 | 0 | 0 | 0 | 0 | 0 | 0 | 0 | 0 | 0 | 0 | 0 | 0 | 0 | 0 | 0 | 0 | 0 | 0
F9_Commercial_Interruptible - College_Existing_Space Heating_Natural Gas_Greenhouse Heat Curtain_A_Achievable Economic RVT Potential | F9 | Commercial | Interruptible - College | Existing | Space Heating | Natural Gas | Greenhouse Heat Curtain | A | Cumulative Winter Peak Savings (MW) | Achievable Economic RVT Potential | 0 | 0 | 0 | 0 | 0 | 0 | 0 | 0 | 0 | 0 | 0 | 0 | 0 | 0 | 0 | 0 | 0 | 0 | 0 | 0 | 0 | 0 | 0 | 0 | 0 | 0 | 0
F10_Commercial_Interruptible - College_Existing_Space Heating_Natural Gas_Greenhouse Heat Curtain_A_Achievable Economic RVT Potential | F10 | Commercial | Interruptible - College | Existing | Space Heating | Natural Gas | Greenhouse Heat Curtain | A | Purchases (Incremental) | Achievable Economic RVT Potential | 0 | 0 | 0 | 0 | 0 | 0 | 0 | 0 | 0 | 0 | 0 | 0 | 0 | 0 | 0 | 0 | 0 | 0 | 0 | 0 | 0 | 0 | 0 | 0 | 0 | 0 | 0
F11_Commercial_Interruptible - College_Existing_Space Heating_Natural Gas_Greenhouse Heat Curtain_A_Achievable Economic RVT Potential | F11 | Commercial | Interruptible - College | Existing | Space Heating | Natural Gas | Greenhouse Heat Curtain | A | Purchases (Cumulative) | Achievable Economic RVT Potential | 0 | 0 | 0 | 0 | 0 | 0 | 0 | 0 | 0 | 0 | 0 | 0 | 0 | 0 | 0 | 0 | 0 | 0 | 0 | 0 | 0 | 0 | 0 | 0 | 0 | 0 | 0
F1_Commercial_Interruptible - College_Existing_Space Heating_Natural Gas_Ventilation - Parking Garages, Demand Controlled_A_Achievable Economic RVT Potential | F1 | Commercial | Interruptible - College | Existing | Space Heating | Natural Gas | Ventilation - Parking Garages, Demand Controlled | A | Integrated Unit Energy Savings (kWh or therms) | Achievable Economic RVT Potential | 0 | 0 | 0 | 0 | 0 | 0 | 0 | 0 | 0 | 0 | 0 | 0 | 0 | 0 | 0 | 0 | 0 | 0 | 0 | 0 | 0 | 0 | 0 | 0 | 0 | 0 | 0
F2_Commercial_Interruptible - College_Existing_Space Heating_Natural Gas_Ventilation - Parking Garages, Demand Controlled_A_Achievable Economic RVT Potential | F2 | Commercial | Interruptible - College | Existing | Space Heating | Natural Gas | Ventilation - Parking Garages, Demand Controlled | A | Integrated Unit Summer Peak Savings (kW) | Achievable Economic RVT Potential | 0 | 0 | 0 | 0 | 0 | 0 | 0 | 0 | 0 | 0 | 0 | 0 | 0 | 0 | 0 | 0 | 0 | 0 | 0 | 0 | 0 | 0 | 0 | 0 | 0 | 0 | 0
F3_Commercial_Interruptible - College_Existing_Space Heating_Natural Gas_Ventilation - Parking Garages, Demand Controlled_A_Achievable Economic RVT Potential | F3 | Commercial | Interruptible - College | Existing | Space Heating | Natural Gas | Ventilation - Parking Garages, Demand Controlled | A | Integrated Unit Winter Peak Savings (kW) | Achievable Economic RVT Potential | 0 | 0 | 0 | 0 | 0 | 0 | 0 | 0 | 0 | 0 | 0 | 0 | 0 | 0 | 0 | 0 | 0 | 0 | 0 | 0 | 0 | 0 | 0 | 0 | 0 | 0 | 0
F4_Commercial_Interruptible - College_Existing_Space Heating_Natural Gas_Ventilation - Parking Garages, Demand Controlled_A_Achievable Economic RVT Potential | F4 | Commercial | Interruptible - College | Existing | Space Heating | Natural Gas | Ventilation - Parking Garages, Demand Controlled | A | Incremental Energy Savings (MWh or mTherms) | Achievable Economic RVT Potential | 0 | 0 | 0 | 0 | 0 | 0 | 0 | 0 | 0 | 0 | 0 | 0 | 0 | 0 | 0 | 0 | 0 | 0 | 0 | 0 | 0 | 0 | 0 | 0 | 0 | 0 | 0
F5_Commercial_Interruptible - College_Existing_Space Heating_Natural Gas_Ventilation - Parking Garages, Demand Controlled_A_Achievable Economic RVT Potential | F5 | Commercial | Interruptible - College | Existing | Space Heating | Natural Gas | Ventilation - Parking Garages, Demand Controlled | A | Incremental Summer Peak Savings (MW) | Achievable Economic RVT Potential | 0 | 0 | 0 | 0 | 0 | 0 | 0 | 0 | 0 | 0 | 0 | 0 | 0 | 0 | 0 | 0 | 0 | 0 | 0 | 0 | 0 | 0 | 0 | 0 | 0 | 0 | 0
F6_Commercial_Interruptible - College_Existing_Space Heating_Natural Gas_Ventilation - Parking Garages, Demand Controlled_A_Achievable Economic RVT Potential | F6 | Commercial | Interruptible - College | Existing | Space Heating | Natural Gas | Ventilation - Parking Garages, Demand Controlled | A | Incremental Winter Peak Savings (MW) | Achievable Economic RVT Potential | 0 | 0 | 0 | 0 | 0 | 0 | 0 | 0 | 0 | 0 | 0 | 0 | 0 | 0 | 0 | 0 | 0 | 0 | 0 | 0 | 0 | 0 | 0 | 0 | 0 | 0 | 0
F7_Commercial_Interruptible - College_Existing_Space Heating_Natural Gas_Ventilation - Parking Garages, Demand Controlled_A_Achievable Economic RVT Potential | F7 | Commercial | Interruptible - College | Existing | Space Heating | Natural Gas | Ventilation - Parking Garages, Demand Controlled | A | Cumulative Energy Savings (MWh or mTherms) | Achievable Economic RVT Potential | 0 | 0 | 0 | 0 | 0 | 0 | 0 | 0 | 0 | 0 | 0 | 0 | 0 | 0 | 0 | 0 | 0 | 0 | 0 | 0 | 0 | 0 | 0 | 0 | 0 | 0 | 0
F8_Commercial_Interruptible - College_Existing_Space Heating_Natural Gas_Ventilation - Parking Garages, Demand Controlled_A_Achievable Economic RVT Potential | F8 | Commercial | Interruptible - College | Existing | Space Heating | Natural Gas | Ventilation - Parking Garages, Demand Controlled | A | Cumulative Summer Peak Savings (MW) | Achievable Economic RVT Potential | 0 | 0 | 0 | 0 | 0 | 0 | 0 | 0 | 0 | 0 | 0 | 0 | 0 | 0 | 0 | 0 | 0 | 0 | 0 | 0 | 0 | 0 | 0 | 0 | 0 | 0 | 0
F9_Commercial_Interruptible - College_Existing_Space Heating_Natural Gas_Ventilation - Parking Garages, Demand Controlled_A_Achievable Economic RVT Potential | F9 | Commercial | Interruptible - College | Existing | Space Heating | Natural Gas | Ventilation - Parking Garages, Demand Controlled | A | Cumulative Winter Peak Savings (MW) | Achievable Economic RVT Potential | 0 | 0 | 0 | 0 | 0 | 0 | 0 | 0 | 0 | 0 | 0 | 0 | 0 | 0 | 0 | 0 | 0 | 0 | 0 | 0 | 0 | 0 | 0 | 0 | 0 | 0 | 0
F10_Commercial_Interruptible - College_Existing_Space Heating_Natural Gas_Ventilation - Parking Garages, Demand Controlled_A_Achievable Economic RVT Potential | F10 | Commercial | Interruptible - College | Existing | Space Heating | Natural Gas | Ventilation - Parking Garages, Demand Controlled | A | Purchases (Incremental) | Achievable Economic RVT Potential | 0 | 0 | 0 | 0 | 0 | 0 | 0 | 0 | 0 | 0 | 0 | 0 | 0 | 0 | 0 | 0 | 0 | 0 | 0 | 0 | 0 | 0 | 0 | 0 | 0 | 0 | 0
F11_Commercial_Interruptible - College_Existing_Space Heating_Natural Gas_Ventilation - Parking Garages, Demand Controlled_A_Achievable Economic RVT Potential | F11 | Commercial | Interruptible - College | Existing | Space Heating | Natural Gas | Ventilation - Parking Garages, Demand Controlled | A | Purchases (Cumulative) | Achievable Economic RVT Potential | 0 | 0 | 0 | 0 | 0 | 0 | 0 | 0 | 0 | 0 | 0 | 0 | 0 | 0 | 0 | 0 | 0 | 0 | 0 | 0 | 0 | 0 | 0 | 0 | 0 | 0 | 0
F1_Commercial_Interruptible - College_Existing_Miscellaneous_Natural Gas_Pool Heater - Night Covers_A_Achievable Economic RVT Potential | F1 | Commercial | Interruptible - College | Existing | Miscellaneous | Natural Gas | Pool Heater - Night Covers | A | Integrated Unit Energy Savings (kWh or therms) | Achievable Economic RVT Potential | 0 | 0 | 0.00035409 | 0.00035409 | 0.00035409 | 0.00035409 | 0.00035409 | 0.00035409 | 0.00035409 | 0.00035409 | 0.00035409 | 0.00035409 | 0.00035409 | 0.00035409 | 0.00035409 | 0.00035409 | 0.00035409 | 0.00035409 | 0.00035409 | 0.00035409 | 0.00035409 | 0.00035409 | 0.00035409 | 0.00035409 | 0.00035409 | 0.00035409 | 0.00035409
F2_Commercial_Interruptible - College_Existing_Miscellaneous_Natural Gas_Pool Heater - Night Covers_A_Achievable Economic RVT Potential | F2 | Commercial | Interruptible - College | Existing | Miscellaneous | Natural Gas | Pool Heater - Night Covers | A | Integrated Unit Summer Peak Savings (kW) | Achievable Economic RVT Potential | 0 | 0 | 0 | 0 | 0 | 0 | 0 | 0 | 0 | 0 | 0 | 0 | 0 | 0 | 0 | 0 | 0 | 0 | 0 | 0 | 0 | 0 | 0 | 0 | 0 | 0 | 0
F3_Commercial_Interruptible - College_Existing_Miscellaneous_Natural Gas_Pool Heater - Night Covers_A_Achievable Economic RVT Potential | F3 | Commercial | Interruptible - College | Existing | Miscellaneous | Natural Gas | Pool Heater - Night Covers | A | Integrated Unit Winter Peak Savings (kW) | Achievable Economic RVT Potential | 0 | 0 | 0 | 0 | 0 | 0 | 0 | 0 | 0 | 0 | 0 | 0 | 0 | 0 | 0 | 0 | 0 | 0 | 0 | 0 | 0 | 0 | 0 | 0 | 0 | 0 | 0
F4_Commercial_Interruptible - College_Existing_Miscellaneous_Natural Gas_Pool Heater - Night Covers_A_Achievable Economic RVT Potential | F4 | Commercial | Interruptible - College | Existing | Miscellaneous | Natural Gas | Pool Heater - Night Covers | A | Incremental Energy Savings (MWh or mTherms) | Achievable Economic RVT Potential | 0 | 0 | 0 | 0 | 0 | 0 | 0 | 0 | 0 | 0 | 0 | 0 | 0 | 0 | 0 | 0 | 0 | 0 | 0 | 0 | 0 | 0 | 0 | 0 | 0 | 0 | 0
F5_Commercial_Interruptible - College_Existing_Miscellaneous_Natural Gas_Pool Heater - Night Covers_A_Achievable Economic RVT Potential | F5 | Commercial | Interruptible - College | Existing | Miscellaneous | Natural Gas | Pool Heater - Night Covers | A | Incremental Summer Peak Savings (MW) | Achievable Economic RVT Potential | 0 | 0 | 0 | 0 | 0 | 0 | 0 | 0 | 0 | 0 | 0 | 0 | 0 | 0 | 0 | 0 | 0 | 0 | 0 | 0 | 0 | 0 | 0 | 0 | 0 | 0 | 0
F6_Commercial_Interruptible - College_Existing_Miscellaneous_Natural Gas_Pool Heater - Night Covers_A_Achievable Economic RVT Potential | F6 | Commercial | Interruptible - College | Existing | Miscellaneous | Natural Gas | Pool Heater - Night Covers | A | Incremental Winter Peak Savings (MW) | Achievable Economic RVT Potential | 0 | 0 | 0 | 0 | 0 | 0 | 0 | 0 | 0 | 0 | 0 | 0 | 0 | 0 | 0 | 0 | 0 | 0 | 0 | 0 | 0 | 0 | 0 | 0 | 0 | 0 | 0
F7_Commercial_Interruptible - College_Existing_Miscellaneous_Natural Gas_Pool Heater - Night Covers_A_Achievable Economic RVT Potential | F7 | Commercial | Interruptible - College | Existing | Miscellaneous | Natural Gas | Pool Heater - Night Covers | A | Cumulative Energy Savings (MWh or mTherms) | Achievable Economic RVT Potential | 0 | 0 | 0 | 0 | 0 | 0 | 0 | 0 | 0 | 0 | 0 | 0 | 0 | 0 | 0 | 0 | 0 | 0 | 0 | 0 | 0 | 0 | 0 | 0 | 0 | 0 | 0
F8_Commercial_Interruptible - College_Existing_Miscellaneous_Natural Gas_Pool Heater - Night Covers_A_Achievable Economic RVT Potential | F8 | Commercial | Interruptible - College | Existing | Miscellaneous | Natural Gas | Pool Heater - Night Covers | A | Cumulative Summer Peak Savings (MW) | Achievable Economic RVT Potential | 0 | 0 | 0 | 0 | 0 | 0 | 0 | 0 | 0 | 0 | 0 | 0 | 0 | 0 | 0 | 0 | 0 | 0 | 0 | 0 | 0 | 0 | 0 | 0 | 0 | 0 | 0
F9_Commercial_Interruptible - College_Existing_Miscellaneous_Natural Gas_Pool Heater - Night Covers_A_Achievable Economic RVT Potential | F9 | Commercial | Interruptible - College | Existing | Miscellaneous | Natural Gas | Pool Heater - Night Covers | A | Cumulative Winter Peak Savings (MW) | Achievable Economic RVT Potential | 0 | 0 | 0 | 0 | 0 | 0 | 0 | 0 | 0 | 0 | 0 | 0 | 0 | 0 | 0 | 0 | 0 | 0 | 0 | 0 | 0 | 0 | 0 | 0 | 0 | 0 | 0
F10_Commercial_Interruptible - College_Existing_Miscellaneous_Natural Gas_Pool Heater - Night Covers_A_Achievable Economic RVT Potential | F10 | Commercial | Interruptible - College | Existing | Miscellaneous | Natural Gas | Pool Heater - Night Covers | A | Purchases (Incremental) | Achievable Economic RVT Potential | 0 | 0 | 0 | 0 | 0 | 0 | 0 | 0 | 0 | 0 | 0 | 0 | 0 | 0 | 0 | 0 | 0 | 0 | 0 | 0 | 0 | 0 | 0 | 0 | 0 | 0 | 0
F11_Commercial_Interruptible - College_Existing_Miscellaneous_Natural Gas_Pool Heater - Night Covers_A_Achievable Economic RVT Potential | F11 | Commercial | Interruptible - College | Existing | Miscellaneous | Natural Gas | Pool Heater - Night Covers | A | Purchases (Cumulative) | Achievable Economic RVT Potential | 0 | 0 | 0 | 0 | 0 | 0 | 0 | 0 | 0 | 0 | 0 | 0 | 0 | 0 | 0 | 0 | 0 | 0 | 0 | 0 | 0 | 0 | 0 | 0 | 0 | 0 | 0
F1_Commercial_Interruptible - College_Existing_Space Heating_Natural Gas_Advanced New Construction Designs_A_Achievable Economic RVT Potential | F1 | Commercial | Interruptible - College | Existing | Space Heating | Natural Gas | Advanced New Construction Designs | A | Integrated Unit Energy Savings (kWh or therms) | Achievable Economic RVT Potential | 0 | 0 | 0 | 0 | 0 | 0 | 0 | 0 | 0 | 0 | 0 | 0 | 0 | 0 | 0 | 0 | 0 | 0 | 0 | 0 | 0 | 0 | 0 | 0 | 0 | 0 | 0
F2_Commercial_Interruptible - College_Existing_Space Heating_Natural Gas_Advanced New Construction Designs_A_Achievable Economic RVT Potential | F2 | Commercial | Interruptible - College | Existing | Space Heating | Natural Gas | Advanced New Construction Designs | A | Integrated Unit Summer Peak Savings (kW) | Achievable Economic RVT Potential | 0 | 0 | 0 | 0 | 0 | 0 | 0 | 0 | 0 | 0 | 0 | 0 | 0 | 0 | 0 | 0 | 0 | 0 | 0 | 0 | 0 | 0 | 0 | 0 | 0 | 0 | 0
F3_Commercial_Interruptible - College_Existing_Space Heating_Natural Gas_Advanced New Construction Designs_A_Achievable Economic RVT Potential | F3 | Commercial | Interruptible - College | Existing | Space Heating | Natural Gas | Advanced New Construction Designs | A | Integrated Unit Winter Peak Savings (kW) | Achievable Economic RVT Potential | 0 | 0 | 0 | 0 | 0 | 0 | 0 | 0 | 0 | 0 | 0 | 0 | 0 | 0 | 0 | 0 | 0 | 0 | 0 | 0 | 0 | 0 | 0 | 0 | 0 | 0 | 0
F4_Commercial_Interruptible - College_Existing_Space Heating_Natural Gas_Advanced New Construction Designs_A_Achievable Economic RVT Potential | F4 | Commercial | Interruptible - College | Existing | Space Heating | Natural Gas | Advanced New Construction Designs | A | Incremental Energy Savings (MWh or mTherms) | Achievable Economic RVT Potential | 0 | 0 | 0 | 0 | 0 | 0 | 0 | 0 | 0 | 0 | 0 | 0 | 0 | 0 | 0 | 0 | 0 | 0 | 0 | 0 | 0 | 0 | 0 | 0 | 0 | 0 | 0
F5_Commercial_Interruptible - College_Existing_Space Heating_Natural Gas_Advanced New Construction Designs_A_Achievable Economic RVT Potential | F5 | Commercial | Interruptible - College | Existing | Space Heating | Natural Gas | Advanced New Construction Designs | A | Incremental Summer Peak Savings (MW) | Achievable Economic RVT Potential | 0 | 0 | 0 | 0 | 0 | 0 | 0 | 0 | 0 | 0 | 0 | 0 | 0 | 0 | 0 | 0 | 0 | 0 | 0 | 0 | 0 | 0 | 0 | 0 | 0 | 0 | 0
F6_Commercial_Interruptible - College_Existing_Space Heating_Natural Gas_Advanced New Construction Designs_A_Achievable Economic RVT Potential | F6 | Commercial | Interruptible - College | Existing | Space Heating | Natural Gas | Advanced New Construction Designs | A | Incremental Winter Peak Savings (MW) | Achievable Economic RVT Potential | 0 | 0 | 0 | 0 | 0 | 0 | 0 | 0 | 0 | 0 | 0 | 0 | 0 | 0 | 0 | 0 | 0 | 0 | 0 | 0 | 0 | 0 | 0 | 0 | 0 | 0 | 0
F7_Commercial_Interruptible - College_Existing_Space Heating_Natural Gas_Advanced New Construction Designs_A_Achievable Economic RVT Potential | F7 | Commercial | Interruptible - College | Existing | Space Heating | Natural Gas | Advanced New Construction Designs | A | Cumulative Energy Savings (MWh or mTherms) | Achievable Economic RVT Potential | 0 | 0 | 0 | 0 | 0 | 0 | 0 | 0 | 0 | 0 | 0 | 0 | 0 | 0 | 0 | 0 | 0 | 0 | 0 | 0 | 0 | 0 | 0 | 0 | 0 | 0 | 0
F8_Commercial_Interruptible - College_Existing_Space Heating_Natural Gas_Advanced New Construction Designs_A_Achievable Economic RVT Potential | F8 | Commercial | Interruptible - College | Existing | Space Heating | Natural Gas | Advanced New Construction Designs | A | Cumulative Summer Peak Savings (MW) | Achievable Economic RVT Potential | 0 | 0 | 0 | 0 | 0 | 0 | 0 | 0 | 0 | 0 | 0 | 0 | 0 | 0 | 0 | 0 | 0 | 0 | 0 | 0 | 0 | 0 | 0 | 0 | 0 | 0 | 0
F9_Commercial_Interruptible - College_Existing_Space Heating_Natural Gas_Advanced New Construction Designs_A_Achievable Economic RVT Potential | F9 | Commercial | Interruptible - College | Existing | Space Heating | Natural Gas | Advanced New Construction Designs | A | Cumulative Winter Peak Savings (MW) | Achievable Economic RVT Potential | 0 | 0 | 0 | 0 | 0 | 0 | 0 | 0 | 0 | 0 | 0 | 0 | 0 | 0 | 0 | 0 | 0 | 0 | 0 | 0 | 0 | 0 | 0 | 0 | 0 | 0 | 0
F10_Commercial_Interruptible - College_Existing_Space Heating_Natural Gas_Advanced New Construction Designs_A_Achievable Economic RVT Potential | F10 | Commercial | Interruptible - College | Existing | Space Heating | Natural Gas | Advanced New Construction Designs | A | Purchases (Incremental) | Achievable Economic RVT Potential | 0 | 0 | 0 | 0 | 0 | 0 | 0 | 0 | 0 | 0 | 0 | 0 | 0 | 0 | 0 | 0 | 0 | 0 | 0 | 0 | 0 | 0 | 0 | 0 | 0 | 0 | 0
F11_Commercial_Interruptible - College_Existing_Space Heating_Natural Gas_Advanced New Construction Designs_A_Achievable Economic RVT Potential | F11 | Commercial | Interruptible - College | Existing | Space Heating | Natural Gas | Advanced New Construction Designs | A | Purchases (Cumulative) | Achievable Economic RVT Potential | 0 | 0 | 0 | 0 | 0 | 0 | 0 | 0 | 0 | 0 | 0 | 0 | 0 | 0 | 0 | 0 | 0 | 0 | 0 | 0 | 0 | 0 | 0 | 0 | 0 | 0 | 0
F1_Commercial_Interruptible - College_Existing_Water Heating_Natural Gas_Advanced New Construction Designs_A_Achievable Economic RVT Potential | F1 | Commercial | Interruptible - College | Existing | Water Heating | Natural Gas | Advanced New Construction Designs | A | Integrated Unit Energy Savings (kWh or therms) | Achievable Economic RVT Potential | 0 | 0 | 0 | 0 | 0 | 0 | 0 | 0 | 0 | 0 | 0 | 0 | 0 | 0 | 0 | 0 | 0 | 0 | 0 | 0 | 0 | 0 | 0 | 0 | 0 | 0 | 0
F2_Commercial_Interruptible - College_Existing_Water Heating_Natural Gas_Advanced New Construction Designs_A_Achievable Economic RVT Potential | F2 | Commercial | Interruptible - College | Existing | Water Heating | Natural Gas | Advanced New Construction Designs | A | Integrated Unit Summer Peak Savings (kW) | Achievable Economic RVT Potential | 0 | 0 | 0 | 0 | 0 | 0 | 0 | 0 | 0 | 0 | 0 | 0 | 0 | 0 | 0 | 0 | 0 | 0 | 0 | 0 | 0 | 0 | 0 | 0 | 0 | 0 | 0
F3_Commercial_Interruptible - College_Existing_Water Heating_Natural Gas_Advanced New Construction Designs_A_Achievable Economic RVT Potential | F3 | Commercial | Interruptible - College | Existing | Water Heating | Natural Gas | Advanced New Construction Designs | A | Integrated Unit Winter Peak Savings (kW) | Achievable Economic RVT Potential | 0 | 0 | 0 | 0 | 0 | 0 | 0 | 0 | 0 | 0 | 0 | 0 | 0 | 0 | 0 | 0 | 0 | 0 | 0 | 0 | 0 | 0 | 0 | 0 | 0 | 0 | 0
F4_Commercial_Interruptible - College_Existing_Water Heating_Natural Gas_Advanced New Construction Designs_A_Achievable Economic RVT Potential | F4 | Commercial | Interruptible - College | Existing | Water Heating | Natural Gas | Advanced New Construction Designs | A | Incremental Energy Savings (MWh or mTherms) | Achievable Economic RVT Potential | 0 | 0 | 0 | 0 | 0 | 0 | 0 | 0 | 0 | 0 | 0 | 0 | 0 | 0 | 0 | 0 | 0 | 0 | 0 | 0 | 0 | 0 | 0 | 0 | 0 | 0 | 0
F5_Commercial_Interruptible - College_Existing_Water Heating_Natural Gas_Advanced New Construction Designs_A_Achievable Economic RVT Potential | F5 | Commercial | Interruptible - College | Existing | Water Heating | Natural Gas | Advanced New Construction Designs | A | Incremental Summer Peak Savings (MW) | Achievable Economic RVT Potential | 0 | 0 | 0 | 0 | 0 | 0 | 0 | 0 | 0 | 0 | 0 | 0 | 0 | 0 | 0 | 0 | 0 | 0 | 0 | 0 | 0 | 0 | 0 | 0 | 0 | 0 | 0
F6_Commercial_Interruptible - College_Existing_Water Heating_Natural Gas_Advanced New Construction Designs_A_Achievable Economic RVT Potential | F6 | Commercial | Interruptible - College | Existing | Water Heating | Natural Gas | Advanced New Construction Designs | A | Incremental Winter Peak Savings (MW) | Achievable Economic RVT Potential | 0 | 0 | 0 | 0 | 0 | 0 | 0 | 0 | 0 | 0 | 0 | 0 | 0 | 0 | 0 | 0 | 0 | 0 | 0 | 0 | 0 | 0 | 0 | 0 | 0 | 0 | 0
F7_Commercial_Interruptible - College_Existing_Water Heating_Natural Gas_Advanced New Construction Designs_A_Achievable Economic RVT Potential | F7 | Commercial | Interruptible - College | Existing | Water Heating | Natural Gas | Advanced New Construction Designs | A | Cumulative Energy Savings (MWh or mTherms) | Achievable Economic RVT Potential | 0 | 0 | 0 | 0 | 0 | 0 | 0 | 0 | 0 | 0 | 0 | 0 | 0 | 0 | 0 | 0 | 0 | 0 | 0 | 0 | 0 | 0 | 0 | 0 | 0 | 0 | 0
F8_Commercial_Interruptible - College_Existing_Water Heating_Natural Gas_Advanced New Construction Designs_A_Achievable Economic RVT Potential | F8 | Commercial | Interruptible - College | Existing | Water Heating | Natural Gas | Advanced New Construction Designs | A | Cumulative Summer Peak Savings (MW) | Achievable Economic RVT Potential | 0 | 0 | 0 | 0 | 0 | 0 | 0 | 0 | 0 | 0 | 0 | 0 | 0 | 0 | 0 | 0 | 0 | 0 | 0 | 0 | 0 | 0 | 0 | 0 | 0 | 0 | 0
F9_Commercial_Interruptible - College_Existing_Water Heating_Natural Gas_Advanced New Construction Designs_A_Achievable Economic RVT Potential | F9 | Commercial | Interruptible - College | Existing | Water Heating | Natural Gas | Advanced New Construction Designs | A | Cumulative Winter Peak Savings (MW) | Achievable Economic RVT Potential | 0 | 0 | 0 | 0 | 0 | 0 | 0 | 0 | 0 | 0 | 0 | 0 | 0 | 0 | 0 | 0 | 0 | 0 | 0 | 0 | 0 | 0 | 0 | 0 | 0 | 0 | 0
F10_Commercial_Interruptible - College_Existing_Water Heating_Natural Gas_Advanced New Construction Designs_A_Achievable Economic RVT Potential | F10 | Commercial | Interruptible - College | Existing | Water Heating | Natural Gas | Advanced New Construction Designs | A | Purchases (Incremental) | Achievable Economic RVT Potential | 0 | 0 | 0 | 0 | 0 | 0 | 0 | 0 | 0 | 0 | 0 | 0 | 0 | 0 | 0 | 0 | 0 | 0 | 0 | 0 | 0 | 0 | 0 | 0 | 0 | 0 | 0
F11_Commercial_Interruptible - College_Existing_Water Heating_Natural Gas_Advanced New Construction Designs_A_Achievable Economic RVT Potential | F11 | Commercial | Interruptible - College | Existing | Water Heating | Natural Gas | Advanced New Construction Designs | A | Purchases (Cumulative) | Achievable Economic RVT Potential | 0 | 0 | 0 | 0 | 0 | 0 | 0 | 0 | 0 | 0 | 0 | 0 | 0 | 0 | 0 | 0 | 0 | 0 | 0 | 0 | 0 | 0 | 0 | 0 | 0 | 0 | 0
F1_Commercial_Interruptible - College_Existing_Space Heating_Natural Gas_Strategic Energy Management_A_Achievable Economic RVT Potential | F1 | Commercial | Interruptible - College | Existing | Space Heating | Natural Gas | Strategic Energy Management | A | Integrated Unit Energy Savings (kWh or therms) | Achievable Economic RVT Potential | 0 | 0 | 0.094136 | 0.092939 | 0.091607 | 0.090164 | 0.088594 | 0.086895 | 0.08502 | 0.08298 | 0.080801 | 0.078531 | 0.076247 | 0.074 | 0.071848 | 0.069848 | 0.068071 | 0.06666 | 0.065624 | 0.06479 | 0.064212 | 0.063693 | 0.063608 | 0.063531 | 0.063461 | 0.063397 | 0.063338
F2_Commercial_Interruptible - College_Existing_Space Heating_Natural Gas_Strategic Energy Management_A_Achievable Economic RVT Potential | F2 | Commercial | Interruptible - College | Existing | Space Heating | Natural Gas | Strategic Energy Management | A | Integrated Unit Summer Peak Savings (kW) | Achievable Economic RVT Potential | 0 | 0 | 0 | 0 | 0 | 0 | 0 | 0 | 0 | 0 | 0 | 0 | 0 | 0 | 0 | 0 | 0 | 0 | 0 | 0 | 0 | 0 | 0 | 0 | 0 | 0 | 0
F3_Commercial_Interruptible - College_Existing_Space Heating_Natural Gas_Strategic Energy Management_A_Achievable Economic RVT Potential | F3 | Commercial | Interruptible - College | Existing | Space Heating | Natural Gas | Strategic Energy Management | A | Integrated Unit Winter Peak Savings (kW) | Achievable Economic RVT Potential | 0 | 0 | 0 | 0 | 0 | 0 | 0 | 0 | 0 | 0 | 0 | 0 | 0 | 0 | 0 | 0 | 0 | 0 | 0 | 0 | 0 | 0 | 0 | 0 | 0 | 0 | 0
F4_Commercial_Interruptible - College_Existing_Space Heating_Natural Gas_Strategic Energy Management_A_Achievable Economic RVT Potential | F4 | Commercial | Interruptible - College | Existing | Space Heating | Natural Gas | Strategic Energy Management | A | Incremental Energy Savings (MWh or mTherms) | Achievable Economic RVT Potential | 0 | 0 | 0 | 0 | 0 | 0 | 0 | 0 | 0 | 0 | 0 | 0 | 0 | 0 | 0 | 0 | 0 | 0 | 0 | 0 | 0 | 0 | 0 | 0 | 0 | 0 | 0
F5_Commercial_Interruptible - College_Existing_Space Heating_Natural Gas_Strategic Energy Management_A_Achievable Economic RVT Potential | F5 | Commercial | Interruptible - College | Existing | Space Heating | Natural Gas | Strategic Energy Management | A | Incremental Summer Peak Savings (MW) | Achievable Economic RVT Potential | 0 | 0 | 0 | 0 | 0 | 0 | 0 | 0 | 0 | 0 | 0 | 0 | 0 | 0 | 0 | 0 | 0 | 0 | 0 | 0 | 0 | 0 | 0 | 0 | 0 | 0 | 0
F6_Commercial_Interruptible - College_Existing_Space Heating_Natural Gas_Strategic Energy Management_A_Achievable Economic RVT Potential | F6 | Commercial | Interruptible - College | Existing | Space Heating | Natural Gas | Strategic Energy Management | A | Incremental Winter Peak Savings (MW) | Achievable Economic RVT Potential | 0 | 0 | 0 | 0 | 0 | 0 | 0 | 0 | 0 | 0 | 0 | 0 | 0 | 0 | 0 | 0 | 0 | 0 | 0 | 0 | 0 | 0 | 0 | 0 | 0 | 0 | 0
F7_Commercial_Interruptible - College_Existing_Space Heating_Natural Gas_Strategic Energy Management_A_Achievable Economic RVT Potential | F7 | Commercial | Interruptible - College | Existing | Space Heating | Natural Gas | Strategic Energy Management | A | Cumulative Energy Savings (MWh or mTherms) | Achievable Economic RVT Potential | 0 | 0 | 0 | 0 | 0 | 0 | 0 | 0 | 0 | 0 | 0 | 0 | 0 | 0 | 0 | 0 | 0 | 0 | 0 | 0 | 0 | 0 | 0 | 0 | 0 | 0 | 0
F8_Commercial_Interruptible - College_Existing_Space Heating_Natural Gas_Strategic Energy Management_A_Achievable Economic RVT Potential | F8 | Commercial | Interruptible - College | Existing | Space Heating | Natural Gas | Strategic Energy Management | A | Cumulative Summer Peak Savings (MW) | Achievable Economic RVT Potential | 0 | 0 | 0 | 0 | 0 | 0 | 0 | 0 | 0 | 0 | 0 | 0 | 0 | 0 | 0 | 0 | 0 | 0 | 0 | 0 | 0 | 0 | 0 | 0 | 0 | 0 | 0
F9_Commercial_Interruptible - College_Existing_Space Heating_Natural Gas_Strategic Energy Management_A_Achievable Economic RVT Potential | F9 | Commercial | Interruptible - College | Existing | Space Heating | Natural Gas | Strategic Energy Management | A | Cumulative Winter Peak Savings (MW) | Achievable Economic RVT Potential | 0 | 0 | 0 | 0 | 0 | 0 | 0 | 0 | 0 | 0 | 0 | 0 | 0 | 0 | 0 | 0 | 0 | 0 | 0 | 0 | 0 | 0 | 0 | 0 | 0 | 0 | 0
F10_Commercial_Interruptible - College_Existing_Space Heating_Natural Gas_Strategic Energy Management_A_Achievable Economic RVT Potential | F10 | Commercial | Interruptible - College | Existing | Space Heating | Natural Gas | Strategic Energy Management | A | Purchases (Incremental) | Achievable Economic RVT Potential | 0 | 0 | 0 | 0 | 0 | 0 | 0 | 0 | 0 | 0 | 0 | 0 | 0 | 0 | 0 | 0 | 0 | 0 | 0 | 0 | 0 | 0 | 0 | 0 | 0 | 0 | 0
F11_Commercial_Interruptible - College_Existing_Space Heating_Natural Gas_Strategic Energy Management_A_Achievable Economic RVT Potential | F11 | Commercial | Interruptible - College | Existing | Space Heating | Natural Gas | Strategic Energy Management | A | Purchases (Cumulative) | Achievable Economic RVT Potential | 0 | 0 | 0 | 0 | 0 | 0 | 0 | 0 | 0 | 0 | 0 | 0 | 0 | 0 | 0 | 0 | 0 | 0 | 0 | 0 | 0 | 0 | 0 | 0 | 0 | 0 | 0
F1_Commercial_Interruptible - College_Existing_Water Heating_Natural Gas_Strategic Energy Management_A_Achievable Economic RVT Potential | F1 | Commercial | Interruptible - College | Existing | Water Heating | Natural Gas | Strategic Energy Management | A | Integrated Unit Energy Savings (kWh or therms) | Achievable Economic RVT Potential | 0 | 0 | 0.15577 | 0.14977 | 0.14389 | 0.1382 | 0.1327 | 0.12697 | 0.12138 | 0.11606 | 0.11117 | 0.10699 | 0.10381 | 0.10158 | 0.10065 | 0.099857 | 0.099431 | 0.099092 | 0.098827 | 0.098614 | 0.098462 | 0.098355 | 0.098279 | 0.098224 | 0.098151 | 0.098132 | 0.098117
F2_Commercial_Interruptible - College_Existing_Water Heating_Natural Gas_Strategic Energy Management_A_Achievable Economic RVT Potential | F2 | Commercial | Interruptible - College | Existing | Water Heating | Natural Gas | Strategic Energy Management | A | Integrated Unit Summer Peak Savings (kW) | Achievable Economic RVT Potential | 0 | 0 | 0 | 0 | 0 | 0 | 0 | 0 | 0 | 0 | 0 | 0 | 0 | 0 | 0 | 0 | 0 | 0 | 0 | 0 | 0 | 0 | 0 | 0 | 0 | 0 | 0
F3_Commercial_Interruptible - College_Existing_Water Heating_Natural Gas_Strategic Energy Management_A_Achievable Economic RVT Potential | F3 | Commercial | Interruptible - College | Existing | Water Heating | Natural Gas | Strategic Energy Management | A | Integrated Unit Winter Peak Savings (kW) | Achievable Economic RVT Potential | 0 | 0 | 0 | 0 | 0 | 0 | 0 | 0 | 0 | 0 | 0 | 0 | 0 | 0 | 0 | 0 | 0 | 0 | 0 | 0 | 0 | 0 | 0 | 0 | 0 | 0 | 0
F4_Commercial_Interruptible - College_Existing_Water Heating_Natural Gas_Strategic Energy Management_A_Achievable Economic RVT Potential | F4 | Commercial | Interruptible - College | Existing | Water Heating | Natural Gas | Strategic Energy Management | A | Incremental Energy Savings (MWh or mTherms) | Achievable Economic RVT Potential | 0 | 0 | 0 | 0 | 0 | 0 | 0 | 0 | 0 | 0 | 0 | 0 | 0 | 0 | 0 | 0 | 0 | 0 | 0 | 0 | 0 | 0 | 0 | 0 | 0 | 0 | 0
F5_Commercial_Interruptible - College_Existing_Water Heating_Natural Gas_Strategic Energy Management_A_Achievable Economic RVT Potential | F5 | Commercial | Interruptible - College | Existing | Water Heating | Natural Gas | Strategic Energy Management | A | Incremental Summer Peak Savings (MW) | Achievable Economic RVT Potential | 0 | 0 | 0 | 0 | 0 | 0 | 0 | 0 | 0 | 0 | 0 | 0 | 0 | 0 | 0 | 0 | 0 | 0 | 0 | 0 | 0 | 0 | 0 | 0 | 0 | 0 | 0
F6_Commercial_Interruptible - College_Existing_Water Heating_Natural Gas_Strategic Energy Management_A_Achievable Economic RVT Potential | F6 | Commercial | Interruptible - College | Existing | Water Heating | Natural Gas | Strategic Energy Management | A | Incremental Winter Peak Savings (MW) | Achievable Economic RVT Potential | 0 | 0 | 0 | 0 | 0 | 0 | 0 | 0 | 0 | 0 | 0 | 0 | 0 | 0 | 0 | 0 | 0 | 0 | 0 | 0 | 0 | 0 | 0 | 0 | 0 | 0 | 0
F7_Commercial_Interruptible - College_Existing_Water Heating_Natural Gas_Strategic Energy Management_A_Achievable Economic RVT Potential | F7 | Commercial | Interruptible - College | Existing | Water Heating | Natural Gas | Strategic Energy Management | A | Cumulative Energy Savings (MWh or mTherms) | Achievable Economic RVT Potential | 0 | 0 | 0 | 0 | 0 | 0 | 0 | 0 | 0 | 0 | 0 | 0 | 0 | 0 | 0 | 0 | 0 | 0 | 0 | 0 | 0 | 0 | 0 | 0 | 0 | 0 | 0
F8_Commercial_Interruptible - College_Existing_Water Heating_Natural Gas_Strategic Energy Management_A_Achievable Economic RVT Potential | F8 | Commercial | Interruptible - College | Existing | Water Heating | Natural Gas | Strategic Energy Management | A | Cumulative Summer Peak Savings (MW) | Achievable Economic RVT Potential | 0 | 0 | 0 | 0 | 0 | 0 | 0 | 0 | 0 | 0 | 0 | 0 | 0 | 0 | 0 | 0 | 0 | 0 | 0 | 0 | 0 | 0 | 0 | 0 | 0 | 0 | 0
F9_Commercial_Interruptible - College_Existing_Water Heating_Natural Gas_Strategic Energy Management_A_Achievable Economic RVT Potential | F9 | Commercial | Interruptible - College | Existing | Water Heating | Natural Gas | Strategic Energy Management | A | Cumulative Winter Peak Savings (MW) | Achievable Economic RVT Potential | 0 | 0 | 0 | 0 | 0 | 0 | 0 | 0 | 0 | 0 | 0 | 0 | 0 | 0 | 0 | 0 | 0 | 0 | 0 | 0 | 0 | 0 | 0 | 0 | 0 | 0 | 0
F10_Commercial_Interruptible - College_Existing_Water Heating_Natural Gas_Strategic Energy Management_A_Achievable Economic RVT Potential | F10 | Commercial | Interruptible - College | Existing | Water Heating | Natural Gas | Strategic Energy Management | A | Purchases (Incremental) | Achievable Economic RVT Potential | 0 | 0 | 0 | 0 | 0 | 0 | 0 | 0 | 0 | 0 | 0 | 0 | 0 | 0 | 0 | 0 | 0 | 0 | 0 | 0 | 0 | 0 | 0 | 0 | 0 | 0 | 0
F11_Commercial_Interruptible - College_Existing_Water Heating_Natural Gas_Strategic Energy Management_A_Achievable Economic RVT Potential | F11 | Commercial | Interruptible - College | Existing | Water Heating | Natural Gas | Strategic Energy Management | A | Purchases (Cumulative) | Achievable Economic RVT Potential | 0 | 0 | 0 | 0 | 0 | 0 | 0 | 0 | 0 | 0 | 0 | 0 | 0 | 0 | 0 | 0 | 0 | 0 | 0 | 0 | 0 | 0 | 0 | 0 | 0 | 0 | 0
F1_Commercial_Interruptible - College_Existing_Space Heating_Natural Gas_Retrocommissioning_A_Achievable Economic RVT Potential | F1 | Commercial | Interruptible - College | Existing | Space Heating | Natural Gas | Retrocommissioning | A | Integrated Unit Energy Savings (kWh or therms) | Achievable Economic RVT Potential | 0 | 0 | 0.11555 | 0.11401 | 0.1123 | 0.11049 | 0.10857 | 0.10649 | 0.10419 | 0.10169 | 0.099019 | 0.096236 | 0.093437 | 0.090684 | 0.088047 | 0.085596 | 0.083418 | 0.081689 | 0.080419 | 0.079397 | 0.078689 | 0.078053 | 0.077949 | 0.077855 | 0.077769 | 0.07769 | 0.077619
F2_Commercial_Interruptible - College_Existing_Space Heating_Natural Gas_Retrocommissioning_A_Achievable Economic RVT Potential | F2 | Commercial | Interruptible - College | Existing | Space Heating | Natural Gas | Retrocommissioning | A | Integrated Unit Summer Peak Savings (kW) | Achievable Economic RVT Potential | 0 | 0 | 0 | 0 | 0 | 0 | 0 | 0 | 0 | 0 | 0 | 0 | 0 | 0 | 0 | 0 | 0 | 0 | 0 | 0 | 0 | 0 | 0 | 0 | 0 | 0 | 0
F3_Commercial_Interruptible - College_Existing_Space Heating_Natural Gas_Retrocommissioning_A_Achievable Economic RVT Potential | F3 | Commercial | Interruptible - College | Existing | Space Heating | Natural Gas | Retrocommissioning | A | Integrated Unit Winter Peak Savings (kW) | Achievable Economic RVT Potential | 0 | 0 | 0 | 0 | 0 | 0 | 0 | 0 | 0 | 0 | 0 | 0 | 0 | 0 | 0 | 0 | 0 | 0 | 0 | 0 | 0 | 0 | 0 | 0 | 0 | 0 | 0
F4_Commercial_Interruptible - College_Existing_Space Heating_Natural Gas_Retrocommissioning_A_Achievable Economic RVT Potential | F4 | Commercial | Interruptible - College | Existing | Space Heating | Natural Gas | Retrocommissioning | A | Incremental Energy Savings (MWh or mTherms) | Achievable Economic RVT Potential | 0 | 0 | 0 | 0 | 0 | 0 | 0 | 0 | 0 | 0 | 0 | 0 | 0 | 0 | 0 | 0 | 0 | 0 | 0 | 0 | 0 | 0 | 0 | 0 | 0 | 0 | 0
F5_Commercial_Interruptible - College_Existing_Space Heating_Natural Gas_Retrocommissioning_A_Achievable Economic RVT Potential | F5 | Commercial | Interruptible - College | Existing | Space Heating | Natural Gas | Retrocommissioning | A | Incremental Summer Peak Savings (MW) | Achievable Economic RVT Potential | 0 | 0 | 0 | 0 | 0 | 0 | 0 | 0 | 0 | 0 | 0 | 0 | 0 | 0 | 0 | 0 | 0 | 0 | 0 | 0 | 0 | 0 | 0 | 0 | 0 | 0 | 0
F6_Commercial_Interruptible - College_Existing_Space Heating_Natural Gas_Retrocommissioning_A_Achievable Economic RVT Potential | F6 | Commercial | Interruptible - College | Existing | Space Heating | Natural Gas | Retrocommissioning | A | Incremental Winter Peak Savings (MW) | Achievable Economic RVT Potential | 0 | 0 | 0 | 0 | 0 | 0 | 0 | 0 | 0 | 0 | 0 | 0 | 0 | 0 | 0 | 0 | 0 | 0 | 0 | 0 | 0 | 0 | 0 | 0 | 0 | 0 | 0
F7_Commercial_Interruptible - College_Existing_Space Heating_Natural Gas_Retrocommissioning_A_Achievable Economic RVT Potential | F7 | Commercial | Interruptible - College | Existing | Space Heating | Natural Gas | Retrocommissioning | A | Cumulative Energy Savings (MWh or mTherms) | Achievable Economic RVT Potential | 0 | 0 | 0 | 0 | 0 | 0 | 0 | 0 | 0 | 0 | 0 | 0 | 0 | 0 | 0 | 0 | 0 | 0 | 0 | 0 | 0 | 0 | 0 | 0 | 0 | 0 | 0
F8_Commercial_Interruptible - College_Existing_Space Heating_Natural Gas_Retrocommissioning_A_Achievable Economic RVT Potential | F8 | Commercial | Interruptible - College | Existing | Space Heating | Natural Gas | Retrocommissioning | A | Cumulative Summer Peak Savings (MW) | Achievable Economic RVT Potential | 0 | 0 | 0 | 0 | 0 | 0 | 0 | 0 | 0 | 0 | 0 | 0 | 0 | 0 | 0 | 0 | 0 | 0 | 0 | 0 | 0 | 0 | 0 | 0 | 0 | 0 | 0
F9_Commercial_Interruptible - College_Existing_Space Heating_Natural Gas_Retrocommissioning_A_Achievable Economic RVT Potential | F9 | Commercial | Interruptible - College | Existing | Space Heating | Natural Gas | Retrocommissioning | A | Cumulative Winter Peak Savings (MW) | Achievable Economic RVT Potential | 0 | 0 | 0 | 0 | 0 | 0 | 0 | 0 | 0 | 0 | 0 | 0 | 0 | 0 | 0 | 0 | 0 | 0 | 0 | 0 | 0 | 0 | 0 | 0 | 0 | 0 | 0
F10_Commercial_Interruptible - College_Existing_Space Heating_Natural Gas_Retrocommissioning_A_Achievable Economic RVT Potential | F10 | Commercial | Interruptible - College | Existing | Space Heating | Natural Gas | Retrocommissioning | A | Purchases (Incremental) | Achievable Economic RVT Potential | 0 | 0 | 0 | 0 | 0 | 0 | 0 | 0 | 0 | 0 | 0 | 0 | 0 | 0 | 0 | 0 | 0 | 0 | 0 | 0 | 0 | 0 | 0 | 0 | 0 | 0 | 0
F11_Commercial_Interruptible - College_Existing_Space Heating_Natural Gas_Retrocommissioning_A_Achievable Economic RVT Potential | F11 | Commercial | Interruptible - College | Existing | Space Heating | Natural Gas | Retrocommissioning | A | Purchases (Cumulative) | Achievable Economic RVT Potential | 0 | 0 | 0 | 0 | 0 | 0 | 0 | 0 | 0 | 0 | 0 | 0 | 0 | 0 | 0 | 0 | 0 | 0 | 0 | 0 | 0 | 0 | 0 | 0 | 0 | 0 | 0
F1_Commercial_Interruptible - College_Existing_Water Heating_Natural Gas_Retrocommissioning_A_Achievable Economic RVT Potential | F1 | Commercial | Interruptible - College | Existing | Water Heating | Natural Gas | Retrocommissioning | A | Integrated Unit Energy Savings (kWh or therms) | Achievable Economic RVT Potential | 0 | 0 | 0.19158 | 0.18483 | 0.17818 | 0.17144 | 0.16462 | 0.1575 | 0.15057 | 0.14398 | 0.1379 | 0.13272 | 0.12878 | 0.12601 | 0.12485 | 0.12387 | 0.12334 | 0.12292 | 0.1226 | 0.12233 | 0.12214 | 0.12201 | 0.12192 | 0.12185 | 0.12176 | 0.12173 | 0.12172
F2_Commercial_Interruptible - College_Existing_Water Heating_Natural Gas_Retrocommissioning_A_Achievable Economic RVT Potential | F2 | Commercial | Interruptible - College | Existing | Water Heating | Natural Gas | Retrocommissioning | A | Integrated Unit Summer Peak Savings (kW) | Achievable Economic RVT Potential | 0 | 0 | 0 | 0 | 0 | 0 | 0 | 0 | 0 | 0 | 0 | 0 | 0 | 0 | 0 | 0 | 0 | 0 | 0 | 0 | 0 | 0 | 0 | 0 | 0 | 0 | 0
F3_Commercial_Interruptible - College_Existing_Water Heating_Natural Gas_Retrocommissioning_A_Achievable Economic RVT Potential | F3 | Commercial | Interruptible - College | Existing | Water Heating | Natural Gas | Retrocommissioning | A | Integrated Unit Winter Peak Savings (kW) | Achievable Economic RVT Potential | 0 | 0 | 0 | 0 | 0 | 0 | 0 | 0 | 0 | 0 | 0 | 0 | 0 | 0 | 0 | 0 | 0 | 0 | 0 | 0 | 0 | 0 | 0 | 0 | 0 | 0 | 0
F4_Commercial_Interruptible - College_Existing_Water Heating_Natural Gas_Retrocommissioning_A_Achievable Economic RVT Potential | F4 | Commercial | Interruptible - College | Existing | Water Heating | Natural Gas | Retrocommissioning | A | Incremental Energy Savings (MWh or mTherms) | Achievable Economic RVT Potential | 0 | 0 | 0 | 0 | 0 | 0 | 0 | 0 | 0 | 0 | 0 | 0 | 0 | 0 | 0 | 0 | 0 | 0 | 0 | 0 | 0 | 0 | 0 | 0 | 0 | 0 | 0
F5_Commercial_Interruptible - College_Existing_Water Heating_Natural Gas_Retrocommissioning_A_Achievable Economic RVT Potential | F5 | Commercial | Interruptible - College | Existing | Water Heating | Natural Gas | Retrocommissioning | A | Incremental Summer Peak Savings (MW) | Achievable Economic RVT Potential | 0 | 0 | 0 | 0 | 0 | 0 | 0 | 0 | 0 | 0 | 0 | 0 | 0 | 0 | 0 | 0 | 0 | 0 | 0 | 0 | 0 | 0 | 0 | 0 | 0 | 0 | 0
F6_Commercial_Interruptible - College_Existing_Water Heating_Natural Gas_Retrocommissioning_A_Achievable Economic RVT Potential | F6 | Commercial | Interruptible - College | Existing | Water Heating | Natural Gas | Retrocommissioning | A | Incremental Winter Peak Savings (MW) | Achievable Economic RVT Potential | 0 | 0 | 0 | 0 | 0 | 0 | 0 | 0 | 0 | 0 | 0 | 0 | 0 | 0 | 0 | 0 | 0 | 0 | 0 | 0 | 0 | 0 | 0 | 0 | 0 | 0 | 0
F7_Commercial_Interruptible - College_Existing_Water Heating_Natural Gas_Retrocommissioning_A_Achievable Economic RVT Potential | F7 | Commercial | Interruptible - College | Existing | Water Heating | Natural Gas | Retrocommissioning | A | Cumulative Energy Savings (MWh or mTherms) | Achievable Economic RVT Potential | 0 | 0 | 0 | 0 | 0 | 0 | 0 | 0 | 0 | 0 | 0 | 0 | 0 | 0 | 0 | 0 | 0 | 0 | 0 | 0 | 0 | 0 | 0 | 0 | 0 | 0 | 0
F8_Commercial_Interruptible - College_Existing_Water Heating_Natural Gas_Retrocommissioning_A_Achievable Economic RVT Potential | F8 | Commercial | Interruptible - College | Existing | Water Heating | Natural Gas | Retrocommissioning | A | Cumulative Summer Peak Savings (MW) | Achievable Economic RVT Potential | 0 | 0 | 0 | 0 | 0 | 0 | 0 | 0 | 0 | 0 | 0 | 0 | 0 | 0 | 0 | 0 | 0 | 0 | 0 | 0 | 0 | 0 | 0 | 0 | 0 | 0 | 0
F9_Commercial_Interruptible - College_Existing_Water Heating_Natural Gas_Retrocommissioning_A_Achievable Economic RVT Potential | F9 | Commercial | Interruptible - College | Existing | Water Heating | Natural Gas | Retrocommissioning | A | Cumulative Winter Peak Savings (MW) | Achievable Economic RVT Potential | 0 | 0 | 0 | 0 | 0 | 0 | 0 | 0 | 0 | 0 | 0 | 0 | 0 | 0 | 0 | 0 | 0 | 0 | 0 | 0 | 0 | 0 | 0 | 0 | 0 | 0 | 0
F10_Commercial_Interruptible - College_Existing_Water Heating_Natural Gas_Retrocommissioning_A_Achievable Economic RVT Potential | F10 | Commercial | Interruptible - College | Existing | Water Heating | Natural Gas | Retrocommissioning | A | Purchases (Incremental) | Achievable Economic RVT Potential | 0 | 0 | 0 | 0 | 0 | 0 | 0 | 0 | 0 | 0 | 0 | 0 | 0 | 0 | 0 | 0 | 0 | 0 | 0 | 0 | 0 | 0 | 0 | 0 | 0 | 0 | 0
F11_Commercial_Interruptible - College_Existing_Water Heating_Natural Gas_Retrocommissioning_A_Achievable Economic RVT Potential | F11 | Commercial | Interruptible - College | Existing | Water Heating | Natural Gas | Retrocommissioning | A | Purchases (Cumulative) | Achievable Economic RVT Potential | 0 | 0 | 0 | 0 | 0 | 0 | 0 | 0 | 0 | 0 | 0 | 0 | 0 | 0 | 0 | 0 | 0 | 0 | 0 | 0 | 0 | 0 | 0 | 0 | 0 | 0 | 0
F1_Commercial_Interruptible - College_New_Space Heating_Natural Gas_Insulation - Ceiling_A_Achievable Economic RVT Potential | F1 | Commercial | Interruptible - College | New | Space Heating | Natural Gas | Insulation - Ceiling | A | Integrated Unit Energy Savings (kWh or therms) | Achievable Economic RVT Potential | 0 | 0 | 0 | 0 | 0 | 0 | 0 | 0 | 0 | 0 | 0 | 0 | 0 | 0 | 0 | 0 | 0 | 0 | 0 | 0 | 0 | 0 | 0 | 0 | 0 | 0 | 0
F2_Commercial_Interruptible - College_New_Space Heating_Natural Gas_Insulation - Ceiling_A_Achievable Economic RVT Potential | F2 | Commercial | Interruptible - College | New | Space Heating | Natural Gas | Insulation - Ceiling | A | Integrated Unit Summer Peak Savings (kW) | Achievable Economic RVT Potential | 0 | 0 | 0 | 0 | 0 | 0 | 0 | 0 | 0 | 0 | 0 | 0 | 0 | 0 | 0 | 0 | 0 | 0 | 0 | 0 | 0 | 0 | 0 | 0 | 0 | 0 | 0
F3_Commercial_Interruptible - College_New_Space Heating_Natural Gas_Insulation - Ceiling_A_Achievable Economic RVT Potential | F3 | Commercial | Interruptible - College | New | Space Heating | Natural Gas | Insulation - Ceiling | A | Integrated Unit Winter Peak Savings (kW) | Achievable Economic RVT Potential | 0 | 0 | 0 | 0 | 0 | 0 | 0 | 0 | 0 | 0 | 0 | 0 | 0 | 0 | 0 | 0 | 0 | 0 | 0 | 0 | 0 | 0 | 0 | 0 | 0 | 0 | 0
F4_Commercial_Interruptible - College_New_Space Heating_Natural Gas_Insulation - Ceiling_A_Achievable Economic RVT Potential | F4 | Commercial | Interruptible - College | New | Space Heating | Natural Gas | Insulation - Ceiling | A | Incremental Energy Savings (MWh or mTherms) | Achievable Economic RVT Potential | 0 | 0 | 0 | 0 | 0 | 0 | 0 | 0 | 0 | 0 | 0 | 0 | 0 | 0 | 0 | 0 | 0 | 0 | 0 | 0 | 0 | 0 | 0 | 0 | 0 | 0 | 0
F5_Commercial_Interruptible - College_New_Space Heating_Natural Gas_Insulation - Ceiling_A_Achievable Economic RVT Potential | F5 | Commercial | Interruptible - College | New | Space Heating | Natural Gas | Insulation - Ceiling | A | Incremental Summer Peak Savings (MW) | Achievable Economic RVT Potential | 0 | 0 | 0 | 0 | 0 | 0 | 0 | 0 | 0 | 0 | 0 | 0 | 0 | 0 | 0 | 0 | 0 | 0 | 0 | 0 | 0 | 0 | 0 | 0 | 0 | 0 | 0
F6_Commercial_Interruptible - College_New_Space Heating_Natural Gas_Insulation - Ceiling_A_Achievable Economic RVT Potential | F6 | Commercial | Interruptible - College | New | Space Heating | Natural Gas | Insulation - Ceiling | A | Incremental Winter Peak Savings (MW) | Achievable Economic RVT Potential | 0 | 0 | 0 | 0 | 0 | 0 | 0 | 0 | 0 | 0 | 0 | 0 | 0 | 0 | 0 | 0 | 0 | 0 | 0 | 0 | 0 | 0 | 0 | 0 | 0 | 0 | 0
F7_Commercial_Interruptible - College_New_Space Heating_Natural Gas_Insulation - Ceiling_A_Achievable Economic RVT Potential | F7 | Commercial | Interruptible - College | New | Space Heating | Natural Gas | Insulation - Ceiling | A | Cumulative Energy Savings (MWh or mTherms) | Achievable Economic RVT Potential | 0 | 0 | 0 | 0 | 0 | 0 | 0 | 0 | 0 | 0 | 0 | 0 | 0 | 0 | 0 | 0 | 0 | 0 | 0 | 0 | 0 | 0 | 0 | 0 | 0 | 0 | 0
F8_Commercial_Interruptible - College_New_Space Heating_Natural Gas_Insulation - Ceiling_A_Achievable Economic RVT Potential | F8 | Commercial | Interruptible - College | New | Space Heating | Natural Gas | Insulation - Ceiling | A | Cumulative Summer Peak Savings (MW) | Achievable Economic RVT Potential | 0 | 0 | 0 | 0 | 0 | 0 | 0 | 0 | 0 | 0 | 0 | 0 | 0 | 0 | 0 | 0 | 0 | 0 | 0 | 0 | 0 | 0 | 0 | 0 | 0 | 0 | 0
F9_Commercial_Interruptible - College_New_Space Heating_Natural Gas_Insulation - Ceiling_A_Achievable Economic RVT Potential | F9 | Commercial | Interruptible - College | New | Space Heating | Natural Gas | Insulation - Ceiling | A | Cumulative Winter Peak Savings (MW) | Achievable Economic RVT Potential | 0 | 0 | 0 | 0 | 0 | 0 | 0 | 0 | 0 | 0 | 0 | 0 | 0 | 0 | 0 | 0 | 0 | 0 | 0 | 0 | 0 | 0 | 0 | 0 | 0 | 0 | 0
F10_Commercial_Interruptible - College_New_Space Heating_Natural Gas_Insulation - Ceiling_A_Achievable Economic RVT Potential | F10 | Commercial | Interruptible - College | New | Space Heating | Natural Gas | Insulation - Ceiling | A | Purchases (Incremental) | Achievable Economic RVT Potential | 0 | 0 | 0 | 0 | 0 | 0 | 0 | 0 | 0 | 0 | 0 | 0 | 0 | 0 | 0 | 0 | 0 | 0 | 0 | 0 | 0 | 0 | 0 | 0 | 0 | 0 | 0
F11_Commercial_Interruptible - College_New_Space Heating_Natural Gas_Insulation - Ceiling_A_Achievable Economic RVT Potential | F11 | Commercial | Interruptible - College | New | Space Heating | Natural Gas | Insulation - Ceiling | A | Purchases (Cumulative) | Achievable Economic RVT Potential | 0 | 0 | 0 | 0 | 0 | 0 | 0 | 0 | 0 | 0 | 0 | 0 | 0 | 0 | 0 | 0 | 0 | 0 | 0 | 0 | 0 | 0 | 0 | 0 | 0 | 0 | 0
F1_Commercial_Interruptible - College_New_Space Heating_Natural Gas_Insulation - Ducting_A_Achievable Economic RVT Potential | F1 | Commercial | Interruptible - College | New | Space Heating | Natural Gas | Insulation - Ducting | A | Integrated Unit Energy Savings (kWh or therms) | Achievable Economic RVT Potential | 0 | 0 | 0 | 0 | 0 | 0 | 0 | 0 | 0 | 0 | 0 | 0 | 0 | 0 | 0 | 0 | 0 | 0 | 0 | 0 | 0 | 0 | 0 | 0 | 0 | 0 | 0
F2_Commercial_Interruptible - College_New_Space Heating_Natural Gas_Insulation - Ducting_A_Achievable Economic RVT Potential | F2 | Commercial | Interruptible - College | New | Space Heating | Natural Gas | Insulation - Ducting | A | Integrated Unit Summer Peak Savings (kW) | Achievable Economic RVT Potential | 0 | 0 | 0 | 0 | 0 | 0 | 0 | 0 | 0 | 0 | 0 | 0 | 0 | 0 | 0 | 0 | 0 | 0 | 0 | 0 | 0 | 0 | 0 | 0 | 0 | 0 | 0
F3_Commercial_Interruptible - College_New_Space Heating_Natural Gas_Insulation - Ducting_A_Achievable Economic RVT Potential | F3 | Commercial | Interruptible - College | New | Space Heating | Natural Gas | Insulation - Ducting | A | Integrated Unit Winter Peak Savings (kW) | Achievable Economic RVT Potential | 0 | 0 | 0 | 0 | 0 | 0 | 0 | 0 | 0 | 0 | 0 | 0 | 0 | 0 | 0 | 0 | 0 | 0 | 0 | 0 | 0 | 0 | 0 | 0 | 0 | 0 | 0
F4_Commercial_Interruptible - College_New_Space Heating_Natural Gas_Insulation - Ducting_A_Achievable Economic RVT Potential | F4 | Commercial | Interruptible - College | New | Space Heating | Natural Gas | Insulation - Ducting | A | Incremental Energy Savings (MWh or mTherms) | Achievable Economic RVT Potential | 0 | 0 | 0 | 0 | 0 | 0 | 0 | 0 | 0 | 0 | 0 | 0 | 0 | 0 | 0 | 0 | 0 | 0 | 0 | 0 | 0 | 0 | 0 | 0 | 0 | 0 | 0
F5_Commercial_Interruptible - College_New_Space Heating_Natural Gas_Insulation - Ducting_A_Achievable Economic RVT Potential | F5 | Commercial | Interruptible - College | New | Space Heating | Natural Gas | Insulation - Ducting | A | Incremental Summer Peak Savings (MW) | Achievable Economic RVT Potential | 0 | 0 | 0 | 0 | 0 | 0 | 0 | 0 | 0 | 0 | 0 | 0 | 0 | 0 | 0 | 0 | 0 | 0 | 0 | 0 | 0 | 0 | 0 | 0 | 0 | 0 | 0
F6_Commercial_Interruptible - College_New_Space Heating_Natural Gas_Insulation - Ducting_A_Achievable Economic RVT Potential | F6 | Commercial | Interruptible - College | New | Space Heating | Natural Gas | Insulation - Ducting | A | Incremental Winter Peak Savings (MW) | Achievable Economic RVT Potential | 0 | 0 | 0 | 0 | 0 | 0 | 0 | 0 | 0 | 0 | 0 | 0 | 0 | 0 | 0 | 0 | 0 | 0 | 0 | 0 | 0 | 0 | 0 | 0 | 0 | 0 | 0
F7_Commercial_Interruptible - College_New_Space Heating_Natural Gas_Insulation - Ducting_A_Achievable Economic RVT Potential | F7 | Commercial | Interruptible - College | New | Space Heating | Natural Gas | Insulation - Ducting | A | Cumulative Energy Savings (MWh or mTherms) | Achievable Economic RVT Potential | 0 | 0 | 0 | 0 | 0 | 0 | 0 | 0 | 0 | 0 | 0 | 0 | 0 | 0 | 0 | 0 | 0 | 0 | 0 | 0 | 0 | 0 | 0 | 0 | 0 | 0 | 0
F8_Commercial_Interruptible - College_New_Space Heating_Natural Gas_Insulation - Ducting_A_Achievable Economic RVT Potential | F8 | Commercial | Interruptible - College | New | Space Heating | Natural Gas | Insulation - Ducting | A | Cumulative Summer Peak Savings (MW) | Achievable Economic RVT Potential | 0 | 0 | 0 | 0 | 0 | 0 | 0 | 0 | 0 | 0 | 0 | 0 | 0 | 0 | 0 | 0 | 0 | 0 | 0 | 0 | 0 | 0 | 0 | 0 | 0 | 0 | 0
F9_Commercial_Interruptible - College_New_Space Heating_Natural Gas_Insulation - Ducting_A_Achievable Economic RVT Potential | F9 | Commercial | Interruptible - College | New | Space Heating | Natural Gas | Insulation - Ducting | A | Cumulative Winter Peak Savings (MW) | Achievable Economic RVT Potential | 0 | 0 | 0 | 0 | 0 | 0 | 0 | 0 | 0 | 0 | 0 | 0 | 0 | 0 | 0 | 0 | 0 | 0 | 0 | 0 | 0 | 0 | 0 | 0 | 0 | 0 | 0
F10_Commercial_Interruptible - College_New_Space Heating_Natural Gas_Insulation - Ducting_A_Achievable Economic RVT Potential | F10 | Commercial | Interruptible - College | New | Space Heating | Natural Gas | Insulation - Ducting | A | Purchases (Incremental) | Achievable Economic RVT Potential | 0 | 0 | 0 | 0 | 0 | 0 | 0 | 0 | 0 | 0 | 0 | 0 | 0 | 0 | 0 | 0 | 0 | 0 | 0 | 0 | 0 | 0 | 0 | 0 | 0 | 0 | 0
F11_Commercial_Interruptible - College_New_Space Heating_Natural Gas_Insulation - Ducting_A_Achievable Economic RVT Potential | F11 | Commercial | Interruptible - College | New | Space Heating | Natural Gas | Insulation - Ducting | A | Purchases (Cumulative) | Achievable Economic RVT Potential | 0 | 0 | 0 | 0 | 0 | 0 | 0 | 0 | 0 | 0 | 0 | 0 | 0 | 0 | 0 | 0 | 0 | 0 | 0 | 0 | 0 | 0 | 0 | 0 | 0 | 0 | 0
F1_Commercial_Interruptible - College_New_Space Heating_Natural Gas_Insulation - Wall Cavity_A_Achievable Economic RVT Potential | F1 | Commercial | Interruptible - College | New | Space Heating | Natural Gas | Insulation - Wall Cavity | A | Integrated Unit Energy Savings (kWh or therms) | Achievable Economic RVT Potential | 0 | 0 | 0 | 0 | 0 | 0 | 0 | 0 | 0 | 0 | 0 | 0 | 0 | 0 | 0 | 0 | 0 | 0 | 0 | 0 | 0 | 0 | 0 | 0 | 0 | 0 | 0
F2_Commercial_Interruptible - College_New_Space Heating_Natural Gas_Insulation - Wall Cavity_A_Achievable Economic RVT Potential | F2 | Commercial | Interruptible - College | New | Space Heating | Natural Gas | Insulation - Wall Cavity | A | Integrated Unit Summer Peak Savings (kW) | Achievable Economic RVT Potential | 0 | 0 | 0 | 0 | 0 | 0 | 0 | 0 | 0 | 0 | 0 | 0 | 0 | 0 | 0 | 0 | 0 | 0 | 0 | 0 | 0 | 0 | 0 | 0 | 0 | 0 | 0
F3_Commercial_Interruptible - College_New_Space Heating_Natural Gas_Insulation - Wall Cavity_A_Achievable Economic RVT Potential | F3 | Commercial | Interruptible - College | New | Space Heating | Natural Gas | Insulation - Wall Cavity | A | Integrated Unit Winter Peak Savings (kW) | Achievable Economic RVT Potential | 0 | 0 | 0 | 0 | 0 | 0 | 0 | 0 | 0 | 0 | 0 | 0 | 0 | 0 | 0 | 0 | 0 | 0 | 0 | 0 | 0 | 0 | 0 | 0 | 0 | 0 | 0
F4_Commercial_Interruptible - College_New_Space Heating_Natural Gas_Insulation - Wall Cavity_A_Achievable Economic RVT Potential | F4 | Commercial | Interruptible - College | New | Space Heating | Natural Gas | Insulation - Wall Cavity | A | Incremental Energy Savings (MWh or mTherms) | Achievable Economic RVT Potential | 0 | 0 | 0 | 0 | 0 | 0 | 0 | 0 | 0 | 0 | 0 | 0 | 0 | 0 | 0 | 0 | 0 | 0 | 0 | 0 | 0 | 0 | 0 | 0 | 0 | 0 | 0
F5_Commercial_Interruptible - College_New_Space Heating_Natural Gas_Insulation - Wall Cavity_A_Achievable Economic RVT Potential | F5 | Commercial | Interruptible - College | New | Space Heating | Natural Gas | Insulation - Wall Cavity | A | Incremental Summer Peak Savings (MW) | Achievable Economic RVT Potential | 0 | 0 | 0 | 0 | 0 | 0 | 0 | 0 | 0 | 0 | 0 | 0 | 0 | 0 | 0 | 0 | 0 | 0 | 0 | 0 | 0 | 0 | 0 | 0 | 0 | 0 | 0
F6_Commercial_Interruptible - College_New_Space Heating_Natural Gas_Insulation - Wall Cavity_A_Achievable Economic RVT Potential | F6 | Commercial | Interruptible - College | New | Space Heating | Natural Gas | Insulation - Wall Cavity | A | Incremental Winter Peak Savings (MW) | Achievable Economic RVT Potential | 0 | 0 | 0 | 0 | 0 | 0 | 0 | 0 | 0 | 0 | 0 | 0 | 0 | 0 | 0 | 0 | 0 | 0 | 0 | 0 | 0 | 0 | 0 | 0 | 0 | 0 | 0
F7_Commercial_Interruptible - College_New_Space Heating_Natural Gas_Insulation - Wall Cavity_A_Achievable Economic RVT Potential | F7 | Commercial | Interruptible - College | New | Space Heating | Natural Gas | Insulation - Wall Cavity | A | Cumulative Energy Savings (MWh or mTherms) | Achievable Economic RVT Potential | 0 | 0 | 0 | 0 | 0 | 0 | 0 | 0 | 0 | 0 | 0 | 0 | 0 | 0 | 0 | 0 | 0 | 0 | 0 | 0 | 0 | 0 | 0 | 0 | 0 | 0 | 0
F8_Commercial_Interruptible - College_New_Space Heating_Natural Gas_Insulation - Wall Cavity_A_Achievable Economic RVT Potential | F8 | Commercial | Interruptible - College | New | Space Heating | Natural Gas | Insulation - Wall Cavity | A | Cumulative Summer Peak Savings (MW) | Achievable Economic RVT Potential | 0 | 0 | 0 | 0 | 0 | 0 | 0 | 0 | 0 | 0 | 0 | 0 | 0 | 0 | 0 | 0 | 0 | 0 | 0 | 0 | 0 | 0 | 0 | 0 | 0 | 0 | 0
F9_Commercial_Interruptible - College_New_Space Heating_Natural Gas_Insulation - Wall Cavity_A_Achievable Economic RVT Potential | F9 | Commercial | Interruptible - College | New | Space Heating | Natural Gas | Insulation - Wall Cavity | A | Cumulative Winter Peak Savings (MW) | Achievable Economic RVT Potential | 0 | 0 | 0 | 0 | 0 | 0 | 0 | 0 | 0 | 0 | 0 | 0 | 0 | 0 | 0 | 0 | 0 | 0 | 0 | 0 | 0 | 0 | 0 | 0 | 0 | 0 | 0
F10_Commercial_Interruptible - College_New_Space Heating_Natural Gas_Insulation - Wall Cavity_A_Achievable Economic RVT Potential | F10 | Commercial | Interruptible - College | New | Space Heating | Natural Gas | Insulation - Wall Cavity | A | Purchases (Incremental) | Achievable Economic RVT Potential | 0 | 0 | 0 | 0 | 0 | 0 | 0 | 0 | 0 | 0 | 0 | 0 | 0 | 0 | 0 | 0 | 0 | 0 | 0 | 0 | 0 | 0 | 0 | 0 | 0 | 0 | 0
F11_Commercial_Interruptible - College_New_Space Heating_Natural Gas_Insulation - Wall Cavity_A_Achievable Economic RVT Potential | F11 | Commercial | Interruptible - College | New | Space Heating | Natural Gas | Insulation - Wall Cavity | A | Purchases (Cumulative) | Achievable Economic RVT Potential | 0 | 0 | 0 | 0 | 0 | 0 | 0 | 0 | 0 | 0 | 0 | 0 | 0 | 0 | 0 | 0 | 0 | 0 | 0 | 0 | 0 | 0 | 0 | 0 | 0 | 0 | 0
F1_Commercial_Interruptible - College_New_Space Heating_Natural Gas_Green Roof - Vegetated Rooftop_A_Achievable Economic RVT Potential | F1 | Commercial | Interruptible - College | New | Space Heating | Natural Gas | Green Roof - Vegetated Rooftop | A | Integrated Unit Energy Savings (kWh or therms) | Achievable Economic RVT Potential | 0 | 0 | 0 | 0 | 0 | 0 | 0 | 0 | 0 | 0 | 0 | 0 | 0 | 0 | 0 | 0 | 0 | 0 | 0 | 0 | 0 | 0 | 0 | 0 | 0 | 0 | 0
F2_Commercial_Interruptible - College_New_Space Heating_Natural Gas_Green Roof - Vegetated Rooftop_A_Achievable Economic RVT Potential | F2 | Commercial | Interruptible - College | New | Space Heating | Natural Gas | Green Roof - Vegetated Rooftop | A | Integrated Unit Summer Peak Savings (kW) | Achievable Economic RVT Potential | 0 | 0 | 0 | 0 | 0 | 0 | 0 | 0 | 0 | 0 | 0 | 0 | 0 | 0 | 0 | 0 | 0 | 0 | 0 | 0 | 0 | 0 | 0 | 0 | 0 | 0 | 0
F3_Commercial_Interruptible - College_New_Space Heating_Natural Gas_Green Roof - Vegetated Rooftop_A_Achievable Economic RVT Potential | F3 | Commercial | Interruptible - College | New | Space Heating | Natural Gas | Green Roof - Vegetated Rooftop | A | Integrated Unit Winter Peak Savings (kW) | Achievable Economic RVT Potential | 0 | 0 | 0 | 0 | 0 | 0 | 0 | 0 | 0 | 0 | 0 | 0 | 0 | 0 | 0 | 0 | 0 | 0 | 0 | 0 | 0 | 0 | 0 | 0 | 0 | 0 | 0
F4_Commercial_Interruptible - College_New_Space Heating_Natural Gas_Green Roof - Vegetated Rooftop_A_Achievable Economic RVT Potential | F4 | Commercial | Interruptible - College | New | Space Heating | Natural Gas | Green Roof - Vegetated Rooftop | A | Incremental Energy Savings (MWh or mTherms) | Achievable Economic RVT Potential | 0 | 0 | 0 | 0 | 0 | 0 | 0 | 0 | 0 | 0 | 0 | 0 | 0 | 0 | 0 | 0 | 0 | 0 | 0 | 0 | 0 | 0 | 0 | 0 | 0 | 0 | 0
F5_Commercial_Interruptible - College_New_Space Heating_Natural Gas_Green Roof - Vegetated Rooftop_A_Achievable Economic RVT Potential | F5 | Commercial | Interruptible - College | New | Space Heating | Natural Gas | Green Roof - Vegetated Rooftop | A | Incremental Summer Peak Savings (MW) | Achievable Economic RVT Potential | 0 | 0 | 0 | 0 | 0 | 0 | 0 | 0 | 0 | 0 | 0 | 0 | 0 | 0 | 0 | 0 | 0 | 0 | 0 | 0 | 0 | 0 | 0 | 0 | 0 | 0 | 0
F6_Commercial_Interruptible - College_New_Space Heating_Natural Gas_Green Roof - Vegetated Rooftop_A_Achievable Economic RVT Potential | F6 | Commercial | Interruptible - College | New | Space Heating | Natural Gas | Green Roof - Vegetated Rooftop | A | Incremental Winter Peak Savings (MW) | Achievable Economic RVT Potential | 0 | 0 | 0 | 0 | 0 | 0 | 0 | 0 | 0 | 0 | 0 | 0 | 0 | 0 | 0 | 0 | 0 | 0 | 0 | 0 | 0 | 0 | 0 | 0 | 0 | 0 | 0
F7_Commercial_Interruptible - College_New_Space Heating_Natural Gas_Green Roof - Vegetated Rooftop_A_Achievable Economic RVT Potential | F7 | Commercial | Interruptible - College | New | Space Heating | Natural Gas | Green Roof - Vegetated Rooftop | A | Cumulative Energy Savings (MWh or mTherms) | Achievable Economic RVT Potential | 0 | 0 | 0 | 0 | 0 | 0 | 0 | 0 | 0 | 0 | 0 | 0 | 0 | 0 | 0 | 0 | 0 | 0 | 0 | 0 | 0 | 0 | 0 | 0 | 0 | 0 | 0
F8_Commercial_Interruptible - College_New_Space Heating_Natural Gas_Green Roof - Vegetated Rooftop_A_Achievable Economic RVT Potential | F8 | Commercial | Interruptible - College | New | Space Heating | Natural Gas | Green Roof - Vegetated Rooftop | A | Cumulative Summer Peak Savings (MW) | Achievable Economic RVT Potential | 0 | 0 | 0 | 0 | 0 | 0 | 0 | 0 | 0 | 0 | 0 | 0 | 0 | 0 | 0 | 0 | 0 | 0 | 0 | 0 | 0 | 0 | 0 | 0 | 0 | 0 | 0
F9_Commercial_Interruptible - College_New_Space Heating_Natural Gas_Green Roof - Vegetated Rooftop_A_Achievable Economic RVT Potential | F9 | Commercial | Interruptible - College | New | Space Heating | Natural Gas | Green Roof - Vegetated Rooftop | A | Cumulative Winter Peak Savings (MW) | Achievable Economic RVT Potential | 0 | 0 | 0 | 0 | 0 | 0 | 0 | 0 | 0 | 0 | 0 | 0 | 0 | 0 | 0 | 0 | 0 | 0 | 0 | 0 | 0 | 0 | 0 | 0 | 0 | 0 | 0
F10_Commercial_Interruptible - College_New_Space Heating_Natural Gas_Green Roof - Vegetated Rooftop_A_Achievable Economic RVT Potential | F10 | Commercial | Interruptible - College | New | Space Heating | Natural Gas | Green Roof - Vegetated Rooftop | A | Purchases (Incremental) | Achievable Economic RVT Potential | 0 | 0 | 0 | 0 | 0 | 0 | 0 | 0 | 0 | 0 | 0 | 0 | 0 | 0 | 0 | 0 | 0 | 0 | 0 | 0 | 0 | 0 | 0 | 0 | 0 | 0 | 0
F11_Commercial_Interruptible - College_New_Space Heating_Natural Gas_Green Roof - Vegetated Rooftop_A_Achievable Economic RVT Potential | F11 | Commercial | Interruptible - College | New | Space Heating | Natural Gas | Green Roof - Vegetated Rooftop | A | Purchases (Cumulative) | Achievable Economic RVT Potential | 0 | 0 | 0 | 0 | 0 | 0 | 0 | 0 | 0 | 0 | 0 | 0 | 0 | 0 | 0 | 0 | 0 | 0 | 0 | 0 | 0 | 0 | 0 | 0 | 0 | 0 | 0
F1_Commercial_Interruptible - College_New_Space Heating_Natural Gas_Ducting - Repair and Sealing_A_Achievable Economic RVT Potential | F1 | Commercial | Interruptible - College | New | Space Heating | Natural Gas | Ducting - Repair and Sealing | A | Integrated Unit Energy Savings (kWh or therms) | Achievable Economic RVT Potential | 0 | 0 | 0 | 0 | 0 | 0 | 0 | 0 | 0 | 0 | 0 | 0 | 0 | 0 | 0 | 0 | 0 | 0 | 0 | 0 | 0 | 0 | 0 | 0 | 0 | 0 | 0
F2_Commercial_Interruptible - College_New_Space Heating_Natural Gas_Ducting - Repair and Sealing_A_Achievable Economic RVT Potential | F2 | Commercial | Interruptible - College | New | Space Heating | Natural Gas | Ducting - Repair and Sealing | A | Integrated Unit Summer Peak Savings (kW) | Achievable Economic RVT Potential | 0 | 0 | 0 | 0 | 0 | 0 | 0 | 0 | 0 | 0 | 0 | 0 | 0 | 0 | 0 | 0 | 0 | 0 | 0 | 0 | 0 | 0 | 0 | 0 | 0 | 0 | 0
F3_Commercial_Interruptible - College_New_Space Heating_Natural Gas_Ducting - Repair and Sealing_A_Achievable Economic RVT Potential | F3 | Commercial | Interruptible - College | New | Space Heating | Natural Gas | Ducting - Repair and Sealing | A | Integrated Unit Winter Peak Savings (kW) | Achievable Economic RVT Potential | 0 | 0 | 0 | 0 | 0 | 0 | 0 | 0 | 0 | 0 | 0 | 0 | 0 | 0 | 0 | 0 | 0 | 0 | 0 | 0 | 0 | 0 | 0 | 0 | 0 | 0 | 0
F4_Commercial_Interruptible - College_New_Space Heating_Natural Gas_Ducting - Repair and Sealing_A_Achievable Economic RVT Potential | F4 | Commercial | Interruptible - College | New | Space Heating | Natural Gas | Ducting - Repair and Sealing | A | Incremental Energy Savings (MWh or mTherms) | Achievable Economic RVT Potential | 0 | 0 | 0 | 0 | 0 | 0 | 0 | 0 | 0 | 0 | 0 | 0 | 0 | 0 | 0 | 0 | 0 | 0 | 0 | 0 | 0 | 0 | 0 | 0 | 0 | 0 | 0
F5_Commercial_Interruptible - College_New_Space Heating_Natural Gas_Ducting - Repair and Sealing_A_Achievable Economic RVT Potential | F5 | Commercial | Interruptible - College | New | Space Heating | Natural Gas | Ducting - Repair and Sealing | A | Incremental Summer Peak Savings (MW) | Achievable Economic RVT Potential | 0 | 0 | 0 | 0 | 0 | 0 | 0 | 0 | 0 | 0 | 0 | 0 | 0 | 0 | 0 | 0 | 0 | 0 | 0 | 0 | 0 | 0 | 0 | 0 | 0 | 0 | 0
F6_Commercial_Interruptible - College_New_Space Heating_Natural Gas_Ducting - Repair and Sealing_A_Achievable Economic RVT Potential | F6 | Commercial | Interruptible - College | New | Space Heating | Natural Gas | Ducting - Repair and Sealing | A | Incremental Winter Peak Savings (MW) | Achievable Economic RVT Potential | 0 | 0 | 0 | 0 | 0 | 0 | 0 | 0 | 0 | 0 | 0 | 0 | 0 | 0 | 0 | 0 | 0 | 0 | 0 | 0 | 0 | 0 | 0 | 0 | 0 | 0 | 0
F7_Commercial_Interruptible - College_New_Space Heating_Natural Gas_Ducting - Repair and Sealing_A_Achievable Economic RVT Potential | F7 | Commercial | Interruptible - College | New | Space Heating | Natural Gas | Ducting - Repair and Sealing | A | Cumulative Energy Savings (MWh or mTherms) | Achievable Economic RVT Potential | 0 | 0 | 0 | 0 | 0 | 0 | 0 | 0 | 0 | 0 | 0 | 0 | 0 | 0 | 0 | 0 | 0 | 0 | 0 | 0 | 0 | 0 | 0 | 0 | 0 | 0 | 0
F8_Commercial_Interruptible - College_New_Space Heating_Natural Gas_Ducting - Repair and Sealing_A_Achievable Economic RVT Potential | F8 | Commercial | Interruptible - College | New | Space Heating | Natural Gas | Ducting - Repair and Sealing | A | Cumulative Summer Peak Savings (MW) | Achievable Economic RVT Potential | 0 | 0 | 0 | 0 | 0 | 0 | 0 | 0 | 0 | 0 | 0 | 0 | 0 | 0 | 0 | 0 | 0 | 0 | 0 | 0 | 0 | 0 | 0 | 0 | 0 | 0 | 0
F9_Commercial_Interruptible - College_New_Space Heating_Natural Gas_Ducting - Repair and Sealing_A_Achievable Economic RVT Potential | F9 | Commercial | Interruptible - College | New | Space Heating | Natural Gas | Ducting - Repair and Sealing | A | Cumulative Winter Peak Savings (MW) | Achievable Economic RVT Potential | 0 | 0 | 0 | 0 | 0 | 0 | 0 | 0 | 0 | 0 | 0 | 0 | 0 | 0 | 0 | 0 | 0 | 0 | 0 | 0 | 0 | 0 | 0 | 0 | 0 | 0 | 0
F10_Commercial_Interruptible - College_New_Space Heating_Natural Gas_Ducting - Repair and Sealing_A_Achievable Economic RVT Potential | F10 | Commercial | Interruptible - College | New | Space Heating | Natural Gas | Ducting - Repair and Sealing | A | Purchases (Incremental) | Achievable Economic RVT Potential | 0 | 0 | 0 | 0 | 0 | 0 | 0 | 0 | 0 | 0 | 0 | 0 | 0 | 0 | 0 | 0 | 0 | 0 | 0 | 0 | 0 | 0 | 0 | 0 | 0 | 0 | 0
F11_Commercial_Interruptible - College_New_Space Heating_Natural Gas_Ducting - Repair and Sealing_A_Achievable Economic RVT Potential | F11 | Commercial | Interruptible - College | New | Space Heating | Natural Gas | Ducting - Repair and Sealing | A | Purchases (Cumulative) | Achievable Economic RVT Potential | 0 | 0 | 0 | 0 | 0 | 0 | 0 | 0 | 0 | 0 | 0 | 0 | 0 | 0 | 0 | 0 | 0 | 0 | 0 | 0 | 0 | 0 | 0 | 0 | 0 | 0 | 0
F1_Commercial_Interruptible - College_New_Space Heating_Natural Gas_Windows - High Efficiency Glazing_A_Achievable Economic RVT Potential | F1 | Commercial | Interruptible - College | New | Space Heating | Natural Gas | Windows - High Efficiency Glazing | A | Integrated Unit Energy Savings (kWh or therms) | Achievable Economic RVT Potential | 0 | 0 | 0 | 0 | 0 | 0 | 0 | 0 | 0 | 0 | 0 | 0 | 0 | 0 | 0 | 0 | 0 | 0 | 0 | 0 | 0 | 0 | 0 | 0 | 0 | 0 | 0
F2_Commercial_Interruptible - College_New_Space Heating_Natural Gas_Windows - High Efficiency Glazing_A_Achievable Economic RVT Potential | F2 | Commercial | Interruptible - College | New | Space Heating | Natural Gas | Windows - High Efficiency Glazing | A | Integrated Unit Summer Peak Savings (kW) | Achievable Economic RVT Potential | 0 | 0 | 0 | 0 | 0 | 0 | 0 | 0 | 0 | 0 | 0 | 0 | 0 | 0 | 0 | 0 | 0 | 0 | 0 | 0 | 0 | 0 | 0 | 0 | 0 | 0 | 0
F3_Commercial_Interruptible - College_New_Space Heating_Natural Gas_Windows - High Efficiency Glazing_A_Achievable Economic RVT Potential | F3 | Commercial | Interruptible - College | New | Space Heating | Natural Gas | Windows - High Efficiency Glazing | A | Integrated Unit Winter Peak Savings (kW) | Achievable Economic RVT Potential | 0 | 0 | 0 | 0 | 0 | 0 | 0 | 0 | 0 | 0 | 0 | 0 | 0 | 0 | 0 | 0 | 0 | 0 | 0 | 0 | 0 | 0 | 0 | 0 | 0 | 0 | 0
F4_Commercial_Interruptible - College_New_Space Heating_Natural Gas_Windows - High Efficiency Glazing_A_Achievable Economic RVT Potential | F4 | Commercial | Interruptible - College | New | Space Heating | Natural Gas | Windows - High Efficiency Glazing | A | Incremental Energy Savings (MWh or mTherms) | Achievable Economic RVT Potential | 0 | 0 | 0 | 0 | 0 | 0 | 0 | 0 | 0 | 0 | 0 | 0 | 0 | 0 | 0 | 0 | 0 | 0 | 0 | 0 | 0 | 0 | 0 | 0 | 0 | 0 | 0
F5_Commercial_Interruptible - College_New_Space Heating_Natural Gas_Windows - High Efficiency Glazing_A_Achievable Economic RVT Potential | F5 | Commercial | Interruptible - College | New | Space Heating | Natural Gas | Windows - High Efficiency Glazing | A | Incremental Summer Peak Savings (MW) | Achievable Economic RVT Potential | 0 | 0 | 0 | 0 | 0 | 0 | 0 | 0 | 0 | 0 | 0 | 0 | 0 | 0 | 0 | 0 | 0 | 0 | 0 | 0 | 0 | 0 | 0 | 0 | 0 | 0 | 0
F6_Commercial_Interruptible - College_New_Space Heating_Natural Gas_Windows - High Efficiency Glazing_A_Achievable Economic RVT Potential | F6 | Commercial | Interruptible - College | New | Space Heating | Natural Gas | Windows - High Efficiency Glazing | A | Incremental Winter Peak Savings (MW) | Achievable Economic RVT Potential | 0 | 0 | 0 | 0 | 0 | 0 | 0 | 0 | 0 | 0 | 0 | 0 | 0 | 0 | 0 | 0 | 0 | 0 | 0 | 0 | 0 | 0 | 0 | 0 | 0 | 0 | 0
F7_Commercial_Interruptible - College_New_Space Heating_Natural Gas_Windows - High Efficiency Glazing_A_Achievable Economic RVT Potential | F7 | Commercial | Interruptible - College | New | Space Heating | Natural Gas | Windows - High Efficiency Glazing | A | Cumulative Energy Savings (MWh or mTherms) | Achievable Economic RVT Potential | 0 | 0 | 0 | 0 | 0 | 0 | 0 | 0 | 0 | 0 | 0 | 0 | 0 | 0 | 0 | 0 | 0 | 0 | 0 | 0 | 0 | 0 | 0 | 0 | 0 | 0 | 0
F8_Commercial_Interruptible - College_New_Space Heating_Natural Gas_Windows - High Efficiency Glazing_A_Achievable Economic RVT Potential | F8 | Commercial | Interruptible - College | New | Space Heating | Natural Gas | Windows - High Efficiency Glazing | A | Cumulative Summer Peak Savings (MW) | Achievable Economic RVT Potential | 0 | 0 | 0 | 0 | 0 | 0 | 0 | 0 | 0 | 0 | 0 | 0 | 0 | 0 | 0 | 0 | 0 | 0 | 0 | 0 | 0 | 0 | 0 | 0 | 0 | 0 | 0
F9_Commercial_Interruptible - College_New_Space Heating_Natural Gas_Windows - High Efficiency Glazing_A_Achievable Economic RVT Potential | F9 | Commercial | Interruptible - College | New | Space Heating | Natural Gas | Windows - High Efficiency Glazing | A | Cumulative Winter Peak Savings (MW) | Achievable Economic RVT Potential | 0 | 0 | 0 | 0 | 0 | 0 | 0 | 0 | 0 | 0 | 0 | 0 | 0 | 0 | 0 | 0 | 0 | 0 | 0 | 0 | 0 | 0 | 0 | 0 | 0 | 0 | 0
F10_Commercial_Interruptible - College_New_Space Heating_Natural Gas_Windows - High Efficiency Glazing_A_Achievable Economic RVT Potential | F10 | Commercial | Interruptible - College | New | Space Heating | Natural Gas | Windows - High Efficiency Glazing | A | Purchases (Incremental) | Achievable Economic RVT Potential | 0 | 0 | 0 | 0 | 0 | 0 | 0 | 0 | 0 | 0 | 0 | 0 | 0 | 0 | 0 | 0 | 0 | 0 | 0 | 0 | 0 | 0 | 0 | 0 | 0 | 0 | 0
F11_Commercial_Interruptible - College_New_Space Heating_Natural Gas_Windows - High Efficiency Glazing_A_Achievable Economic RVT Potential | F11 | Commercial | Interruptible - College | New | Space Heating | Natural Gas | Windows - High Efficiency Glazing | A | Purchases (Cumulative) | Achievable Economic RVT Potential | 0 | 0 | 0 | 0 | 0 | 0 | 0 | 0 | 0 | 0 | 0 | 0 | 0 | 0 | 0 | 0 | 0 | 0 | 0 | 0 | 0 | 0 | 0 | 0 | 0 | 0 | 0
F1_Commercial_Interruptible - College_New_Space Heating_Natural Gas_Windows - Secondary Glazing Systems_A_Achievable Economic RVT Potential | F1 | Commercial | Interruptible - College | New | Space Heating | Natural Gas | Windows - Secondary Glazing Systems | A | Integrated Unit Energy Savings (kWh or therms) | Achievable Economic RVT Potential | 0 | 0 | 0 | 0 | 0 | 0 | 0 | 0 | 0 | 0 | 0 | 0 | 0 | 0 | 0 | 0 | 0 | 0 | 0 | 0 | 0 | 0 | 0 | 0 | 0 | 0 | 0
F2_Commercial_Interruptible - College_New_Space Heating_Natural Gas_Windows - Secondary Glazing Systems_A_Achievable Economic RVT Potential | F2 | Commercial | Interruptible - College | New | Space Heating | Natural Gas | Windows - Secondary Glazing Systems | A | Integrated Unit Summer Peak Savings (kW) | Achievable Economic RVT Potential | 0 | 0 | 0 | 0 | 0 | 0 | 0 | 0 | 0 | 0 | 0 | 0 | 0 | 0 | 0 | 0 | 0 | 0 | 0 | 0 | 0 | 0 | 0 | 0 | 0 | 0 | 0
F3_Commercial_Interruptible - College_New_Space Heating_Natural Gas_Windows - Secondary Glazing Systems_A_Achievable Economic RVT Potential | F3 | Commercial | Interruptible - College | New | Space Heating | Natural Gas | Windows - Secondary Glazing Systems | A | Integrated Unit Winter Peak Savings (kW) | Achievable Economic RVT Potential | 0 | 0 | 0 | 0 | 0 | 0 | 0 | 0 | 0 | 0 | 0 | 0 | 0 | 0 | 0 | 0 | 0 | 0 | 0 | 0 | 0 | 0 | 0 | 0 | 0 | 0 | 0
F4_Commercial_Interruptible - College_New_Space Heating_Natural Gas_Windows - Secondary Glazing Systems_A_Achievable Economic RVT Potential | F4 | Commercial | Interruptible - College | New | Space Heating | Natural Gas | Windows - Secondary Glazing Systems | A | Incremental Energy Savings (MWh or mTherms) | Achievable Economic RVT Potential | 0 | 0 | 0 | 0 | 0 | 0 | 0 | 0 | 0 | 0 | 0 | 0 | 0 | 0 | 0 | 0 | 0 | 0 | 0 | 0 | 0 | 0 | 0 | 0 | 0 | 0 | 0
F5_Commercial_Interruptible - College_New_Space Heating_Natural Gas_Windows - Secondary Glazing Systems_A_Achievable Economic RVT Potential | F5 | Commercial | Interruptible - College | New | Space Heating | Natural Gas | Windows - Secondary Glazing Systems | A | Incremental Summer Peak Savings (MW) | Achievable Economic RVT Potential | 0 | 0 | 0 | 0 | 0 | 0 | 0 | 0 | 0 | 0 | 0 | 0 | 0 | 0 | 0 | 0 | 0 | 0 | 0 | 0 | 0 | 0 | 0 | 0 | 0 | 0 | 0
F6_Commercial_Interruptible - College_New_Space Heating_Natural Gas_Windows - Secondary Glazing Systems_A_Achievable Economic RVT Potential | F6 | Commercial | Interruptible - College | New | Space Heating | Natural Gas | Windows - Secondary Glazing Systems | A | Incremental Winter Peak Savings (MW) | Achievable Economic RVT Potential | 0 | 0 | 0 | 0 | 0 | 0 | 0 | 0 | 0 | 0 | 0 | 0 | 0 | 0 | 0 | 0 | 0 | 0 | 0 | 0 | 0 | 0 | 0 | 0 | 0 | 0 | 0
F7_Commercial_Interruptible - College_New_Space Heating_Natural Gas_Windows - Secondary Glazing Systems_A_Achievable Economic RVT Potential | F7 | Commercial | Interruptible - College | New | Space Heating | Natural Gas | Windows - Secondary Glazing Systems | A | Cumulative Energy Savings (MWh or mTherms) | Achievable Economic RVT Potential | 0 | 0 | 0 | 0 | 0 | 0 | 0 | 0 | 0 | 0 | 0 | 0 | 0 | 0 | 0 | 0 | 0 | 0 | 0 | 0 | 0 | 0 | 0 | 0 | 0 | 0 | 0
F8_Commercial_Interruptible - College_New_Space Heating_Natural Gas_Windows - Secondary Glazing Systems_A_Achievable Economic RVT Potential | F8 | Commercial | Interruptible - College | New | Space Heating | Natural Gas | Windows - Secondary Glazing Systems | A | Cumulative Summer Peak Savings (MW) | Achievable Economic RVT Potential | 0 | 0 | 0 | 0 | 0 | 0 | 0 | 0 | 0 | 0 | 0 | 0 | 0 | 0 | 0 | 0 | 0 | 0 | 0 | 0 | 0 | 0 | 0 | 0 | 0 | 0 | 0
F9_Commercial_Interruptible - College_New_Space Heating_Natural Gas_Windows - Secondary Glazing Systems_A_Achievable Economic RVT Potential | F9 | Commercial | Interruptible - College | New | Space Heating | Natural Gas | Windows - Secondary Glazing Systems | A | Cumulative Winter Peak Savings (MW) | Achievable Economic RVT Potential | 0 | 0 | 0 | 0 | 0 | 0 | 0 | 0 | 0 | 0 | 0 | 0 | 0 | 0 | 0 | 0 | 0 | 0 | 0 | 0 | 0 | 0 | 0 | 0 | 0 | 0 | 0
F10_Commercial_Interruptible - College_New_Space Heating_Natural Gas_Windows - Secondary Glazing Systems_A_Achievable Economic RVT Potential | F10 | Commercial | Interruptible - College | New | Space Heating | Natural Gas | Windows - Secondary Glazing Systems | A | Purchases (Incremental) | Achievable Economic RVT Potential | 0 | 0 | 0 | 0 | 0 | 0 | 0 | 0 | 0 | 0 | 0 | 0 | 0 | 0 | 0 | 0 | 0 | 0 | 0 | 0 | 0 | 0 | 0 | 0 | 0 | 0 | 0
F11_Commercial_Interruptible - College_New_Space Heating_Natural Gas_Windows - Secondary Glazing Systems_A_Achievable Economic RVT Potential | F11 | Commercial | Interruptible - College | New | Space Heating | Natural Gas | Windows - Secondary Glazing Systems | A | Purchases (Cumulative) | Achievable Economic RVT Potential | 0 | 0 | 0 | 0 | 0 | 0 | 0 | 0 | 0 | 0 | 0 | 0 | 0 | 0 | 0 | 0 | 0 | 0 | 0 | 0 | 0 | 0 | 0 | 0 | 0 | 0 | 0
F1_Commercial_Interruptible - College_New_Space Heating_Natural Gas_HVAC - Energy Recovery Ventilator_A_Achievable Economic RVT Potential | F1 | Commercial | Interruptible - College | New | Space Heating | Natural Gas | HVAC - Energy Recovery Ventilator | A | Integrated Unit Energy Savings (kWh or therms) | Achievable Economic RVT Potential | 0 | 0 | 0 | 0 | 0 | 0 | 0 | 0 | 0 | 0 | 0 | 0 | 0 | 0 | 0 | 0 | 0 | 0 | 0 | 0 | 0 | 0 | 0 | 0 | 0 | 0 | 0
F2_Commercial_Interruptible - College_New_Space Heating_Natural Gas_HVAC - Energy Recovery Ventilator_A_Achievable Economic RVT Potential | F2 | Commercial | Interruptible - College | New | Space Heating | Natural Gas | HVAC - Energy Recovery Ventilator | A | Integrated Unit Summer Peak Savings (kW) | Achievable Economic RVT Potential | 0 | 0 | 0 | 0 | 0 | 0 | 0 | 0 | 0 | 0 | 0 | 0 | 0 | 0 | 0 | 0 | 0 | 0 | 0 | 0 | 0 | 0 | 0 | 0 | 0 | 0 | 0
F3_Commercial_Interruptible - College_New_Space Heating_Natural Gas_HVAC - Energy Recovery Ventilator_A_Achievable Economic RVT Potential | F3 | Commercial | Interruptible - College | New | Space Heating | Natural Gas | HVAC - Energy Recovery Ventilator | A | Integrated Unit Winter Peak Savings (kW) | Achievable Economic RVT Potential | 0 | 0 | 0 | 0 | 0 | 0 | 0 | 0 | 0 | 0 | 0 | 0 | 0 | 0 | 0 | 0 | 0 | 0 | 0 | 0 | 0 | 0 | 0 | 0 | 0 | 0 | 0
F4_Commercial_Interruptible - College_New_Space Heating_Natural Gas_HVAC - Energy Recovery Ventilator_A_Achievable Economic RVT Potential | F4 | Commercial | Interruptible - College | New | Space Heating | Natural Gas | HVAC - Energy Recovery Ventilator | A | Incremental Energy Savings (MWh or mTherms) | Achievable Economic RVT Potential | 0 | 0 | 0 | 0 | 0 | 0 | 0 | 0 | 0 | 0 | 0 | 0 | 0 | 0 | 0 | 0 | 0 | 0 | 0 | 0 | 0 | 0 | 0 | 0 | 0 | 0 | 0
F5_Commercial_Interruptible - College_New_Space Heating_Natural Gas_HVAC - Energy Recovery Ventilator_A_Achievable Economic RVT Potential | F5 | Commercial | Interruptible - College | New | Space Heating | Natural Gas | HVAC - Energy Recovery Ventilator | A | Incremental Summer Peak Savings (MW) | Achievable Economic RVT Potential | 0 | 0 | 0 | 0 | 0 | 0 | 0 | 0 | 0 | 0 | 0 | 0 | 0 | 0 | 0 | 0 | 0 | 0 | 0 | 0 | 0 | 0 | 0 | 0 | 0 | 0 | 0
F6_Commercial_Interruptible - College_New_Space Heating_Natural Gas_HVAC - Energy Recovery Ventilator_A_Achievable Economic RVT Potential | F6 | Commercial | Interruptible - College | New | Space Heating | Natural Gas | HVAC - Energy Recovery Ventilator | A | Incremental Winter Peak Savings (MW) | Achievable Economic RVT Potential | 0 | 0 | 0 | 0 | 0 | 0 | 0 | 0 | 0 | 0 | 0 | 0 | 0 | 0 | 0 | 0 | 0 | 0 | 0 | 0 | 0 | 0 | 0 | 0 | 0 | 0 | 0
F7_Commercial_Interruptible - College_New_Space Heating_Natural Gas_HVAC - Energy Recovery Ventilator_A_Achievable Economic RVT Potential | F7 | Commercial | Interruptible - College | New | Space Heating | Natural Gas | HVAC - Energy Recovery Ventilator | A | Cumulative Energy Savings (MWh or mTherms) | Achievable Economic RVT Potential | 0 | 0 | 0 | 0 | 0 | 0 | 0 | 0 | 0 | 0 | 0 | 0 | 0 | 0 | 0 | 0 | 0 | 0 | 0 | 0 | 0 | 0 | 0 | 0 | 0 | 0 | 0
F8_Commercial_Interruptible - College_New_Space Heating_Natural Gas_HVAC - Energy Recovery Ventilator_A_Achievable Economic RVT Potential | F8 | Commercial | Interruptible - College | New | Space Heating | Natural Gas | HVAC - Energy Recovery Ventilator | A | Cumulative Summer Peak Savings (MW) | Achievable Economic RVT Potential | 0 | 0 | 0 | 0 | 0 | 0 | 0 | 0 | 0 | 0 | 0 | 0 | 0 | 0 | 0 | 0 | 0 | 0 | 0 | 0 | 0 | 0 | 0 | 0 | 0 | 0 | 0
F9_Commercial_Interruptible - College_New_Space Heating_Natural Gas_HVAC - Energy Recovery Ventilator_A_Achievable Economic RVT Potential | F9 | Commercial | Interruptible - College | New | Space Heating | Natural Gas | HVAC - Energy Recovery Ventilator | A | Cumulative Winter Peak Savings (MW) | Achievable Economic RVT Potential | 0 | 0 | 0 | 0 | 0 | 0 | 0 | 0 | 0 | 0 | 0 | 0 | 0 | 0 | 0 | 0 | 0 | 0 | 0 | 0 | 0 | 0 | 0 | 0 | 0 | 0 | 0
F10_Commercial_Interruptible - College_New_Space Heating_Natural Gas_HVAC - Energy Recovery Ventilator_A_Achievable Economic RVT Potential | F10 | Commercial | Interruptible - College | New | Space Heating | Natural Gas | HVAC - Energy Recovery Ventilator | A | Purchases (Incremental) | Achievable Economic RVT Potential | 0 | 0 | 0 | 0 | 0 | 0 | 0 | 0 | 0 | 0 | 0 | 0 | 0 | 0 | 0 | 0 | 0 | 0 | 0 | 0 | 0 | 0 | 0 | 0 | 0 | 0 | 0
F11_Commercial_Interruptible - College_New_Space Heating_Natural Gas_HVAC - Energy Recovery Ventilator_A_Achievable Economic RVT Potential | F11 | Commercial | Interruptible - College | New | Space Heating | Natural Gas | HVAC - Energy Recovery Ventilator | A | Purchases (Cumulative) | Achievable Economic RVT Potential | 0 | 0 | 0 | 0 | 0 | 0 | 0 | 0 | 0 | 0 | 0 | 0 | 0 | 0 | 0 | 0 | 0 | 0 | 0 | 0 | 0 | 0 | 0 | 0 | 0 | 0 | 0
F1_Commercial_Interruptible - College_New_Space Heating_Natural Gas_Building Shell - Air Sealing (Infiltration Control)_A_Achievable Economic RVT Potential | F1 | Commercial | Interruptible - College | New | Space Heating | Natural Gas | Building Shell - Air Sealing (Infiltration Control) | A | Integrated Unit Energy Savings (kWh or therms) | Achievable Economic RVT Potential | 0 | 0 | 0 | 0 | 0 | 0 | 0 | 0 | 0 | 0 | 0 | 0 | 0 | 0 | 0 | 0 | 0 | 0 | 0 | 0 | 0 | 0 | 0 | 0 | 0 | 0 | 0
F2_Commercial_Interruptible - College_New_Space Heating_Natural Gas_Building Shell - Air Sealing (Infiltration Control)_A_Achievable Economic RVT Potential | F2 | Commercial | Interruptible - College | New | Space Heating | Natural Gas | Building Shell - Air Sealing (Infiltration Control) | A | Integrated Unit Summer Peak Savings (kW) | Achievable Economic RVT Potential | 0 | 0 | 0 | 0 | 0 | 0 | 0 | 0 | 0 | 0 | 0 | 0 | 0 | 0 | 0 | 0 | 0 | 0 | 0 | 0 | 0 | 0 | 0 | 0 | 0 | 0 | 0
F3_Commercial_Interruptible - College_New_Space Heating_Natural Gas_Building Shell - Air Sealing (Infiltration Control)_A_Achievable Economic RVT Potential | F3 | Commercial | Interruptible - College | New | Space Heating | Natural Gas | Building Shell - Air Sealing (Infiltration Control) | A | Integrated Unit Winter Peak Savings (kW) | Achievable Economic RVT Potential | 0 | 0 | 0 | 0 | 0 | 0 | 0 | 0 | 0 | 0 | 0 | 0 | 0 | 0 | 0 | 0 | 0 | 0 | 0 | 0 | 0 | 0 | 0 | 0 | 0 | 0 | 0
F4_Commercial_Interruptible - College_New_Space Heating_Natural Gas_Building Shell - Air Sealing (Infiltration Control)_A_Achievable Economic RVT Potential | F4 | Commercial | Interruptible - College | New | Space Heating | Natural Gas | Building Shell - Air Sealing (Infiltration Control) | A | Incremental Energy Savings (MWh or mTherms) | Achievable Economic RVT Potential | 0 | 0 | 0 | 0 | 0 | 0 | 0 | 0 | 0 | 0 | 0 | 0 | 0 | 0 | 0 | 0 | 0 | 0 | 0 | 0 | 0 | 0 | 0 | 0 | 0 | 0 | 0
F5_Commercial_Interruptible - College_New_Space Heating_Natural Gas_Building Shell - Air Sealing (Infiltration Control)_A_Achievable Economic RVT Potential | F5 | Commercial | Interruptible - College | New | Space Heating | Natural Gas | Building Shell - Air Sealing (Infiltration Control) | A | Incremental Summer Peak Savings (MW) | Achievable Economic RVT Potential | 0 | 0 | 0 | 0 | 0 | 0 | 0 | 0 | 0 | 0 | 0 | 0 | 0 | 0 | 0 | 0 | 0 | 0 | 0 | 0 | 0 | 0 | 0 | 0 | 0 | 0 | 0
F6_Commercial_Interruptible - College_New_Space Heating_Natural Gas_Building Shell - Air Sealing (Infiltration Control)_A_Achievable Economic RVT Potential | F6 | Commercial | Interruptible - College | New | Space Heating | Natural Gas | Building Shell - Air Sealing (Infiltration Control) | A | Incremental Winter Peak Savings (MW) | Achievable Economic RVT Potential | 0 | 0 | 0 | 0 | 0 | 0 | 0 | 0 | 0 | 0 | 0 | 0 | 0 | 0 | 0 | 0 | 0 | 0 | 0 | 0 | 0 | 0 | 0 | 0 | 0 | 0 | 0
F7_Commercial_Interruptible - College_New_Space Heating_Natural Gas_Building Shell - Air Sealing (Infiltration Control)_A_Achievable Economic RVT Potential | F7 | Commercial | Interruptible - College | New | Space Heating | Natural Gas | Building Shell - Air Sealing (Infiltration Control) | A | Cumulative Energy Savings (MWh or mTherms) | Achievable Economic RVT Potential | 0 | 0 | 0 | 0 | 0 | 0 | 0 | 0 | 0 | 0 | 0 | 0 | 0 | 0 | 0 | 0 | 0 | 0 | 0 | 0 | 0 | 0 | 0 | 0 | 0 | 0 | 0
F8_Commercial_Interruptible - College_New_Space Heating_Natural Gas_Building Shell - Air Sealing (Infiltration Control)_A_Achievable Economic RVT Potential | F8 | Commercial | Interruptible - College | New | Space Heating | Natural Gas | Building Shell - Air Sealing (Infiltration Control) | A | Cumulative Summer Peak Savings (MW) | Achievable Economic RVT Potential | 0 | 0 | 0 | 0 | 0 | 0 | 0 | 0 | 0 | 0 | 0 | 0 | 0 | 0 | 0 | 0 | 0 | 0 | 0 | 0 | 0 | 0 | 0 | 0 | 0 | 0 | 0
F9_Commercial_Interruptible - College_New_Space Heating_Natural Gas_Building Shell - Air Sealing (Infiltration Control)_A_Achievable Economic RVT Potential | F9 | Commercial | Interruptible - College | New | Space Heating | Natural Gas | Building Shell - Air Sealing (Infiltration Control) | A | Cumulative Winter Peak Savings (MW) | Achievable Economic RVT Potential | 0 | 0 | 0 | 0 | 0 | 0 | 0 | 0 | 0 | 0 | 0 | 0 | 0 | 0 | 0 | 0 | 0 | 0 | 0 | 0 | 0 | 0 | 0 | 0 | 0 | 0 | 0
F10_Commercial_Interruptible - College_New_Space Heating_Natural Gas_Building Shell - Air Sealing (Infiltration Control)_A_Achievable Economic RVT Potential | F10 | Commercial | Interruptible - College | New | Space Heating | Natural Gas | Building Shell - Air Sealing (Infiltration Control) | A | Purchases (Incremental) | Achievable Economic RVT Potential | 0 | 0 | 0 | 0 | 0 | 0 | 0 | 0 | 0 | 0 | 0 | 0 | 0 | 0 | 0 | 0 | 0 | 0 | 0 | 0 | 0 | 0 | 0 | 0 | 0 | 0 | 0
F11_Commercial_Interruptible - College_New_Space Heating_Natural Gas_Building Shell - Air Sealing (Infiltration Control)_A_Achievable Economic RVT Potential | F11 | Commercial | Interruptible - College | New | Space Heating | Natural Gas | Building Shell - Air Sealing (Infiltration Control) | A | Purchases (Cumulative) | Achievable Economic RVT Potential | 0 | 0 | 0 | 0 | 0 | 0 | 0 | 0 | 0 | 0 | 0 | 0 | 0 | 0 | 0 | 0 | 0 | 0 | 0 | 0 | 0 | 0 | 0 | 0 | 0 | 0 | 0
F1_Commercial_Interruptible - College_New_Space Heating_Natural Gas_Ventilation - Demand Controlled_A_Achievable Economic RVT Potential | F1 | Commercial | Interruptible - College | New | Space Heating | Natural Gas | Ventilation - Demand Controlled | A | Integrated Unit Energy Savings (kWh or therms) | Achievable Economic RVT Potential | 0 | 0 | 0 | 0 | 0 | 0 | 0 | 0 | 0 | 0 | 0 | 0 | 0 | 0 | 0 | 0 | 0 | 0 | 0 | 0 | 0 | 0 | 0 | 0 | 0 | 0 | 0
F2_Commercial_Interruptible - College_New_Space Heating_Natural Gas_Ventilation - Demand Controlled_A_Achievable Economic RVT Potential | F2 | Commercial | Interruptible - College | New | Space Heating | Natural Gas | Ventilation - Demand Controlled | A | Integrated Unit Summer Peak Savings (kW) | Achievable Economic RVT Potential | 0 | 0 | 0 | 0 | 0 | 0 | 0 | 0 | 0 | 0 | 0 | 0 | 0 | 0 | 0 | 0 | 0 | 0 | 0 | 0 | 0 | 0 | 0 | 0 | 0 | 0 | 0
F3_Commercial_Interruptible - College_New_Space Heating_Natural Gas_Ventilation - Demand Controlled_A_Achievable Economic RVT Potential | F3 | Commercial | Interruptible - College | New | Space Heating | Natural Gas | Ventilation - Demand Controlled | A | Integrated Unit Winter Peak Savings (kW) | Achievable Economic RVT Potential | 0 | 0 | 0 | 0 | 0 | 0 | 0 | 0 | 0 | 0 | 0 | 0 | 0 | 0 | 0 | 0 | 0 | 0 | 0 | 0 | 0 | 0 | 0 | 0 | 0 | 0 | 0
F4_Commercial_Interruptible - College_New_Space Heating_Natural Gas_Ventilation - Demand Controlled_A_Achievable Economic RVT Potential | F4 | Commercial | Interruptible - College | New | Space Heating | Natural Gas | Ventilation - Demand Controlled | A | Incremental Energy Savings (MWh or mTherms) | Achievable Economic RVT Potential | 0 | 0 | 0 | 0 | 0 | 0 | 0 | 0 | 0 | 0 | 0 | 0 | 0 | 0 | 0 | 0 | 0 | 0 | 0 | 0 | 0 | 0 | 0 | 0 | 0 | 0 | 0
F5_Commercial_Interruptible - College_New_Space Heating_Natural Gas_Ventilation - Demand Controlled_A_Achievable Economic RVT Potential | F5 | Commercial | Interruptible - College | New | Space Heating | Natural Gas | Ventilation - Demand Controlled | A | Incremental Summer Peak Savings (MW) | Achievable Economic RVT Potential | 0 | 0 | 0 | 0 | 0 | 0 | 0 | 0 | 0 | 0 | 0 | 0 | 0 | 0 | 0 | 0 | 0 | 0 | 0 | 0 | 0 | 0 | 0 | 0 | 0 | 0 | 0
F6_Commercial_Interruptible - College_New_Space Heating_Natural Gas_Ventilation - Demand Controlled_A_Achievable Economic RVT Potential | F6 | Commercial | Interruptible - College | New | Space Heating | Natural Gas | Ventilation - Demand Controlled | A | Incremental Winter Peak Savings (MW) | Achievable Economic RVT Potential | 0 | 0 | 0 | 0 | 0 | 0 | 0 | 0 | 0 | 0 | 0 | 0 | 0 | 0 | 0 | 0 | 0 | 0 | 0 | 0 | 0 | 0 | 0 | 0 | 0 | 0 | 0
F7_Commercial_Interruptible - College_New_Space Heating_Natural Gas_Ventilation - Demand Controlled_A_Achievable Economic RVT Potential | F7 | Commercial | Interruptible - College | New | Space Heating | Natural Gas | Ventilation - Demand Controlled | A | Cumulative Energy Savings (MWh or mTherms) | Achievable Economic RVT Potential | 0 | 0 | 0 | 0 | 0 | 0 | 0 | 0 | 0 | 0 | 0 | 0 | 0 | 0 | 0 | 0 | 0 | 0 | 0 | 0 | 0 | 0 | 0 | 0 | 0 | 0 | 0
F8_Commercial_Interruptible - College_New_Space Heating_Natural Gas_Ventilation - Demand Controlled_A_Achievable Economic RVT Potential | F8 | Commercial | Interruptible - College | New | Space Heating | Natural Gas | Ventilation - Demand Controlled | A | Cumulative Summer Peak Savings (MW) | Achievable Economic RVT Potential | 0 | 0 | 0 | 0 | 0 | 0 | 0 | 0 | 0 | 0 | 0 | 0 | 0 | 0 | 0 | 0 | 0 | 0 | 0 | 0 | 0 | 0 | 0 | 0 | 0 | 0 | 0
F9_Commercial_Interruptible - College_New_Space Heating_Natural Gas_Ventilation - Demand Controlled_A_Achievable Economic RVT Potential | F9 | Commercial | Interruptible - College | New | Space Heating | Natural Gas | Ventilation - Demand Controlled | A | Cumulative Winter Peak Savings (MW) | Achievable Economic RVT Potential | 0 | 0 | 0 | 0 | 0 | 0 | 0 | 0 | 0 | 0 | 0 | 0 | 0 | 0 | 0 | 0 | 0 | 0 | 0 | 0 | 0 | 0 | 0 | 0 | 0 | 0 | 0
F10_Commercial_Interruptible - College_New_Space Heating_Natural Gas_Ventilation - Demand Controlled_A_Achievable Economic RVT Potential | F10 | Commercial | Interruptible - College | New | Space Heating | Natural Gas | Ventilation - Demand Controlled | A | Purchases (Incremental) | Achievable Economic RVT Potential | 0 | 0 | 0 | 0 | 0 | 0 | 0 | 0 | 0 | 0 | 0 | 0 | 0 | 0 | 0 | 0 | 0 | 0 | 0 | 0 | 0 | 0 | 0 | 0 | 0 | 0 | 0
F11_Commercial_Interruptible - College_New_Space Heating_Natural Gas_Ventilation - Demand Controlled_A_Achievable Economic RVT Potential | F11 | Commercial | Interruptible - College | New | Space Heating | Natural Gas | Ventilation - Demand Controlled | A | Purchases (Cumulative) | Achievable Economic RVT Potential | 0 | 0 | 0 | 0 | 0 | 0 | 0 | 0 | 0 | 0 | 0 | 0 | 0 | 0 | 0 | 0 | 0 | 0 | 0 | 0 | 0 | 0 | 0 | 0 | 0 | 0 | 0
F1_Commercial_Interruptible - College_New_Space Heating_Natural Gas_HVAC - Dedicated Outdoor Air System (DOAS)_A_Achievable Economic RVT Potential | F1 | Commercial | Interruptible - College | New | Space Heating | Natural Gas | HVAC - Dedicated Outdoor Air System (DOAS) | A | Integrated Unit Energy Savings (kWh or therms) | Achievable Economic RVT Potential | 0 | 0 | 0 | 0 | 0 | 0 | 0 | 0 | 0 | 0 | 0 | 0 | 0 | 0 | 0 | 0 | 0 | 0 | 0 | 0 | 0 | 0 | 0 | 0 | 0 | 0 | 0
F2_Commercial_Interruptible - College_New_Space Heating_Natural Gas_HVAC - Dedicated Outdoor Air System (DOAS)_A_Achievable Economic RVT Potential | F2 | Commercial | Interruptible - College | New | Space Heating | Natural Gas | HVAC - Dedicated Outdoor Air System (DOAS) | A | Integrated Unit Summer Peak Savings (kW) | Achievable Economic RVT Potential | 0 | 0 | 0 | 0 | 0 | 0 | 0 | 0 | 0 | 0 | 0 | 0 | 0 | 0 | 0 | 0 | 0 | 0 | 0 | 0 | 0 | 0 | 0 | 0 | 0 | 0 | 0
F3_Commercial_Interruptible - College_New_Space Heating_Natural Gas_HVAC - Dedicated Outdoor Air System (DOAS)_A_Achievable Economic RVT Potential | F3 | Commercial | Interruptible - College | New | Space Heating | Natural Gas | HVAC - Dedicated Outdoor Air System (DOAS) | A | Integrated Unit Winter Peak Savings (kW) | Achievable Economic RVT Potential | 0 | 0 | 0 | 0 | 0 | 0 | 0 | 0 | 0 | 0 | 0 | 0 | 0 | 0 | 0 | 0 | 0 | 0 | 0 | 0 | 0 | 0 | 0 | 0 | 0 | 0 | 0
F4_Commercial_Interruptible - College_New_Space Heating_Natural Gas_HVAC - Dedicated Outdoor Air System (DOAS)_A_Achievable Economic RVT Potential | F4 | Commercial | Interruptible - College | New | Space Heating | Natural Gas | HVAC - Dedicated Outdoor Air System (DOAS) | A | Incremental Energy Savings (MWh or mTherms) | Achievable Economic RVT Potential | 0 | 0 | 0 | 0 | 0 | 0 | 0 | 0 | 0 | 0 | 0 | 0 | 0 | 0 | 0 | 0 | 0 | 0 | 0 | 0 | 0 | 0 | 0 | 0 | 0 | 0 | 0
F5_Commercial_Interruptible - College_New_Space Heating_Natural Gas_HVAC - Dedicated Outdoor Air System (DOAS)_A_Achievable Economic RVT Potential | F5 | Commercial | Interruptible - College | New | Space Heating | Natural Gas | HVAC - Dedicated Outdoor Air System (DOAS) | A | Incremental Summer Peak Savings (MW) | Achievable Economic RVT Potential | 0 | 0 | 0 | 0 | 0 | 0 | 0 | 0 | 0 | 0 | 0 | 0 | 0 | 0 | 0 | 0 | 0 | 0 | 0 | 0 | 0 | 0 | 0 | 0 | 0 | 0 | 0
F6_Commercial_Interruptible - College_New_Space Heating_Natural Gas_HVAC - Dedicated Outdoor Air System (DOAS)_A_Achievable Economic RVT Potential | F6 | Commercial | Interruptible - College | New | Space Heating | Natural Gas | HVAC - Dedicated Outdoor Air System (DOAS) | A | Incremental Winter Peak Savings (MW) | Achievable Economic RVT Potential | 0 | 0 | 0 | 0 | 0 | 0 | 0 | 0 | 0 | 0 | 0 | 0 | 0 | 0 | 0 | 0 | 0 | 0 | 0 | 0 | 0 | 0 | 0 | 0 | 0 | 0 | 0
F7_Commercial_Interruptible - College_New_Space Heating_Natural Gas_HVAC - Dedicated Outdoor Air System (DOAS)_A_Achievable Economic RVT Potential | F7 | Commercial | Interruptible - College | New | Space Heating | Natural Gas | HVAC - Dedicated Outdoor Air System (DOAS) | A | Cumulative Energy Savings (MWh or mTherms) | Achievable Economic RVT Potential | 0 | 0 | 0 | 0 | 0 | 0 | 0 | 0 | 0 | 0 | 0 | 0 | 0 | 0 | 0 | 0 | 0 | 0 | 0 | 0 | 0 | 0 | 0 | 0 | 0 | 0 | 0
F8_Commercial_Interruptible - College_New_Space Heating_Natural Gas_HVAC - Dedicated Outdoor Air System (DOAS)_A_Achievable Economic RVT Potential | F8 | Commercial | Interruptible - College | New | Space Heating | Natural Gas | HVAC - Dedicated Outdoor Air System (DOAS) | A | Cumulative Summer Peak Savings (MW) | Achievable Economic RVT Potential | 0 | 0 | 0 | 0 | 0 | 0 | 0 | 0 | 0 | 0 | 0 | 0 | 0 | 0 | 0 | 0 | 0 | 0 | 0 | 0 | 0 | 0 | 0 | 0 | 0 | 0 | 0
F9_Commercial_Interruptible - College_New_Space Heating_Natural Gas_HVAC - Dedicated Outdoor Air System (DOAS)_A_Achievable Economic RVT Potential | F9 | Commercial | Interruptible - College | New | Space Heating | Natural Gas | HVAC - Dedicated Outdoor Air System (DOAS) | A | Cumulative Winter Peak Savings (MW) | Achievable Economic RVT Potential | 0 | 0 | 0 | 0 | 0 | 0 | 0 | 0 | 0 | 0 | 0 | 0 | 0 | 0 | 0 | 0 | 0 | 0 | 0 | 0 | 0 | 0 | 0 | 0 | 0 | 0 | 0
F10_Commercial_Interruptible - College_New_Space Heating_Natural Gas_HVAC - Dedicated Outdoor Air System (DOAS)_A_Achievable Economic RVT Potential | F10 | Commercial | Interruptible - College | New | Space Heating | Natural Gas | HVAC - Dedicated Outdoor Air System (DOAS) | A | Purchases (Incremental) | Achievable Economic RVT Potential | 0 | 0 | 0 | 0 | 0 | 0 | 0 | 0 | 0 | 0 | 0 | 0 | 0 | 0 | 0 | 0 | 0 | 0 | 0 | 0 | 0 | 0 | 0 | 0 | 0 | 0 | 0
F11_Commercial_Interruptible - College_New_Space Heating_Natural Gas_HVAC - Dedicated Outdoor Air System (DOAS)_A_Achievable Economic RVT Potential | F11 | Commercial | Interruptible - College | New | Space Heating | Natural Gas | HVAC - Dedicated Outdoor Air System (DOAS) | A | Purchases (Cumulative) | Achievable Economic RVT Potential | 0 | 0 | 0 | 0 | 0 | 0 | 0 | 0 | 0 | 0 | 0 | 0 | 0 | 0 | 0 | 0 | 0 | 0 | 0 | 0 | 0 | 0 | 0 | 0 | 0 | 0 | 0
F1_Commercial_Interruptible - College_New_Space Heating_Natural Gas_Destratification Fans (HVLS)_A_Achievable Economic RVT Potential | F1 | Commercial | Interruptible - College | New | Space Heating | Natural Gas | Destratification Fans (HVLS) | A | Integrated Unit Energy Savings (kWh or therms) | Achievable Economic RVT Potential | 0 | 0 | 0 | 0 | 0 | 0 | 0 | 0 | 0 | 0 | 0 | 0 | 0 | 0 | 0 | 0 | 0 | 0 | 0 | 0 | 0 | 0 | 0 | 0 | 0 | 0 | 0
F2_Commercial_Interruptible - College_New_Space Heating_Natural Gas_Destratification Fans (HVLS)_A_Achievable Economic RVT Potential | F2 | Commercial | Interruptible - College | New | Space Heating | Natural Gas | Destratification Fans (HVLS) | A | Integrated Unit Summer Peak Savings (kW) | Achievable Economic RVT Potential | 0 | 0 | 0 | 0 | 0 | 0 | 0 | 0 | 0 | 0 | 0 | 0 | 0 | 0 | 0 | 0 | 0 | 0 | 0 | 0 | 0 | 0 | 0 | 0 | 0 | 0 | 0
F3_Commercial_Interruptible - College_New_Space Heating_Natural Gas_Destratification Fans (HVLS)_A_Achievable Economic RVT Potential | F3 | Commercial | Interruptible - College | New | Space Heating | Natural Gas | Destratification Fans (HVLS) | A | Integrated Unit Winter Peak Savings (kW) | Achievable Economic RVT Potential | 0 | 0 | 0 | 0 | 0 | 0 | 0 | 0 | 0 | 0 | 0 | 0 | 0 | 0 | 0 | 0 | 0 | 0 | 0 | 0 | 0 | 0 | 0 | 0 | 0 | 0 | 0
F4_Commercial_Interruptible - College_New_Space Heating_Natural Gas_Destratification Fans (HVLS)_A_Achievable Economic RVT Potential | F4 | Commercial | Interruptible - College | New | Space Heating | Natural Gas | Destratification Fans (HVLS) | A | Incremental Energy Savings (MWh or mTherms) | Achievable Economic RVT Potential | 0 | 0 | 0 | 0 | 0 | 0 | 0 | 0 | 0 | 0 | 0 | 0 | 0 | 0 | 0 | 0 | 0 | 0 | 0 | 0 | 0 | 0 | 0 | 0 | 0 | 0 | 0
F5_Commercial_Interruptible - College_New_Space Heating_Natural Gas_Destratification Fans (HVLS)_A_Achievable Economic RVT Potential | F5 | Commercial | Interruptible - College | New | Space Heating | Natural Gas | Destratification Fans (HVLS) | A | Incremental Summer Peak Savings (MW) | Achievable Economic RVT Potential | 0 | 0 | 0 | 0 | 0 | 0 | 0 | 0 | 0 | 0 | 0 | 0 | 0 | 0 | 0 | 0 | 0 | 0 | 0 | 0 | 0 | 0 | 0 | 0 | 0 | 0 | 0
F6_Commercial_Interruptible - College_New_Space Heating_Natural Gas_Destratification Fans (HVLS)_A_Achievable Economic RVT Potential | F6 | Commercial | Interruptible - College | New | Space Heating | Natural Gas | Destratification Fans (HVLS) | A | Incremental Winter Peak Savings (MW) | Achievable Economic RVT Potential | 0 | 0 | 0 | 0 | 0 | 0 | 0 | 0 | 0 | 0 | 0 | 0 | 0 | 0 | 0 | 0 | 0 | 0 | 0 | 0 | 0 | 0 | 0 | 0 | 0 | 0 | 0
F7_Commercial_Interruptible - College_New_Space Heating_Natural Gas_Destratification Fans (HVLS)_A_Achievable Economic RVT Potential | F7 | Commercial | Interruptible - College | New | Space Heating | Natural Gas | Destratification Fans (HVLS) | A | Cumulative Energy Savings (MWh or mTherms) | Achievable Economic RVT Potential | 0 | 0 | 0 | 0 | 0 | 0 | 0 | 0 | 0 | 0 | 0 | 0 | 0 | 0 | 0 | 0 | 0 | 0 | 0 | 0 | 0 | 0 | 0 | 0 | 0 | 0 | 0
F8_Commercial_Interruptible - College_New_Space Heating_Natural Gas_Destratification Fans (HVLS)_A_Achievable Economic RVT Potential | F8 | Commercial | Interruptible - College | New | Space Heating | Natural Gas | Destratification Fans (HVLS) | A | Cumulative Summer Peak Savings (MW) | Achievable Economic RVT Potential | 0 | 0 | 0 | 0 | 0 | 0 | 0 | 0 | 0 | 0 | 0 | 0 | 0 | 0 | 0 | 0 | 0 | 0 | 0 | 0 | 0 | 0 | 0 | 0 | 0 | 0 | 0
F9_Commercial_Interruptible - College_New_Space Heating_Natural Gas_Destratification Fans (HVLS)_A_Achievable Economic RVT Potential | F9 | Commercial | Interruptible - College | New | Space Heating | Natural Gas | Destratification Fans (HVLS) | A | Cumulative Winter Peak Savings (MW) | Achievable Economic RVT Potential | 0 | 0 | 0 | 0 | 0 | 0 | 0 | 0 | 0 | 0 | 0 | 0 | 0 | 0 | 0 | 0 | 0 | 0 | 0 | 0 | 0 | 0 | 0 | 0 | 0 | 0 | 0
F10_Commercial_Interruptible - College_New_Space Heating_Natural Gas_Destratification Fans (HVLS)_A_Achievable Economic RVT Potential | F10 | Commercial | Interruptible - College | New | Space Heating | Natural Gas | Destratification Fans (HVLS) | A | Purchases (Incremental) | Achievable Economic RVT Potential | 0 | 0 | 0 | 0 | 0 | 0 | 0 | 0 | 0 | 0 | 0 | 0 | 0 | 0 | 0 | 0 | 0 | 0 | 0 | 0 | 0 | 0 | 0 | 0 | 0 | 0 | 0
F11_Commercial_Interruptible - College_New_Space Heating_Natural Gas_Destratification Fans (HVLS)_A_Achievable Economic RVT Potential | F11 | Commercial | Interruptible - College | New | Space Heating | Natural Gas | Destratification Fans (HVLS) | A | Purchases (Cumulative) | Achievable Economic RVT Potential | 0 | 0 | 0 | 0 | 0 | 0 | 0 | 0 | 0 | 0 | 0 | 0 | 0 | 0 | 0 | 0 | 0 | 0 | 0 | 0 | 0 | 0 | 0 | 0 | 0 | 0 | 0
F1_Commercial_Interruptible - College_New_Space Heating_Natural Gas_Gas Boiler - Maintenance_A_Achievable Economic RVT Potential | F1 | Commercial | Interruptible - College | New | Space Heating | Natural Gas | Gas Boiler - Maintenance | A | Integrated Unit Energy Savings (kWh or therms) | Achievable Economic RVT Potential | 0 | 0 | 0 | 0 | 0 | 0 | 0 | 0 | 0 | 0 | 0 | 0 | 0 | 0 | 0 | 0 | 0 | 0 | 0 | 0 | 0 | 0 | 0 | 0 | 0 | 0 | 0
F2_Commercial_Interruptible - College_New_Space Heating_Natural Gas_Gas Boiler - Maintenance_A_Achievable Economic RVT Potential | F2 | Commercial | Interruptible - College | New | Space Heating | Natural Gas | Gas Boiler - Maintenance | A | Integrated Unit Summer Peak Savings (kW) | Achievable Economic RVT Potential | 0 | 0 | 0 | 0 | 0 | 0 | 0 | 0 | 0 | 0 | 0 | 0 | 0 | 0 | 0 | 0 | 0 | 0 | 0 | 0 | 0 | 0 | 0 | 0 | 0 | 0 | 0
F3_Commercial_Interruptible - College_New_Space Heating_Natural Gas_Gas Boiler - Maintenance_A_Achievable Economic RVT Potential | F3 | Commercial | Interruptible - College | New | Space Heating | Natural Gas | Gas Boiler - Maintenance | A | Integrated Unit Winter Peak Savings (kW) | Achievable Economic RVT Potential | 0 | 0 | 0 | 0 | 0 | 0 | 0 | 0 | 0 | 0 | 0 | 0 | 0 | 0 | 0 | 0 | 0 | 0 | 0 | 0 | 0 | 0 | 0 | 0 | 0 | 0 | 0
F4_Commercial_Interruptible - College_New_Space Heating_Natural Gas_Gas Boiler - Maintenance_A_Achievable Economic RVT Potential | F4 | Commercial | Interruptible - College | New | Space Heating | Natural Gas | Gas Boiler - Maintenance | A | Incremental Energy Savings (MWh or mTherms) | Achievable Economic RVT Potential | 0 | 0 | 0 | 0 | 0 | 0 | 0 | 0 | 0 | 0 | 0 | 0 | 0 | 0 | 0 | 0 | 0 | 0 | 0 | 0 | 0 | 0 | 0 | 0 | 0 | 0 | 0
F5_Commercial_Interruptible - College_New_Space Heating_Natural Gas_Gas Boiler - Maintenance_A_Achievable Economic RVT Potential | F5 | Commercial | Interruptible - College | New | Space Heating | Natural Gas | Gas Boiler - Maintenance | A | Incremental Summer Peak Savings (MW) | Achievable Economic RVT Potential | 0 | 0 | 0 | 0 | 0 | 0 | 0 | 0 | 0 | 0 | 0 | 0 | 0 | 0 | 0 | 0 | 0 | 0 | 0 | 0 | 0 | 0 | 0 | 0 | 0 | 0 | 0
F6_Commercial_Interruptible - College_New_Space Heating_Natural Gas_Gas Boiler - Maintenance_A_Achievable Economic RVT Potential | F6 | Commercial | Interruptible - College | New | Space Heating | Natural Gas | Gas Boiler - Maintenance | A | Incremental Winter Peak Savings (MW) | Achievable Economic RVT Potential | 0 | 0 | 0 | 0 | 0 | 0 | 0 | 0 | 0 | 0 | 0 | 0 | 0 | 0 | 0 | 0 | 0 | 0 | 0 | 0 | 0 | 0 | 0 | 0 | 0 | 0 | 0
F7_Commercial_Interruptible - College_New_Space Heating_Natural Gas_Gas Boiler - Maintenance_A_Achievable Economic RVT Potential | F7 | Commercial | Interruptible - College | New | Space Heating | Natural Gas | Gas Boiler - Maintenance | A | Cumulative Energy Savings (MWh or mTherms) | Achievable Economic RVT Potential | 0 | 0 | 0 | 0 | 0 | 0 | 0 | 0 | 0 | 0 | 0 | 0 | 0 | 0 | 0 | 0 | 0 | 0 | 0 | 0 | 0 | 0 | 0 | 0 | 0 | 0 | 0
F8_Commercial_Interruptible - College_New_Space Heating_Natural Gas_Gas Boiler - Maintenance_A_Achievable Economic RVT Potential | F8 | Commercial | Interruptible - College | New | Space Heating | Natural Gas | Gas Boiler - Maintenance | A | Cumulative Summer Peak Savings (MW) | Achievable Economic RVT Potential | 0 | 0 | 0 | 0 | 0 | 0 | 0 | 0 | 0 | 0 | 0 | 0 | 0 | 0 | 0 | 0 | 0 | 0 | 0 | 0 | 0 | 0 | 0 | 0 | 0 | 0 | 0
F9_Commercial_Interruptible - College_New_Space Heating_Natural Gas_Gas Boiler - Maintenance_A_Achievable Economic RVT Potential | F9 | Commercial | Interruptible - College | New | Space Heating | Natural Gas | Gas Boiler - Maintenance | A | Cumulative Winter Peak Savings (MW) | Achievable Economic RVT Potential | 0 | 0 | 0 | 0 | 0 | 0 | 0 | 0 | 0 | 0 | 0 | 0 | 0 | 0 | 0 | 0 | 0 | 0 | 0 | 0 | 0 | 0 | 0 | 0 | 0 | 0 | 0
F10_Commercial_Interruptible - College_New_Space Heating_Natural Gas_Gas Boiler - Maintenance_A_Achievable Economic RVT Potential | F10 | Commercial | Interruptible - College | New | Space Heating | Natural Gas | Gas Boiler - Maintenance | A | Purchases (Incremental) | Achievable Economic RVT Potential | 0 | 0 | 0 | 0 | 0 | 0 | 0 | 0 | 0 | 0 | 0 | 0 | 0 | 0 | 0 | 0 | 0 | 0 | 0 | 0 | 0 | 0 | 0 | 0 | 0 | 0 | 0
F11_Commercial_Interruptible - College_New_Space Heating_Natural Gas_Gas Boiler - Maintenance_A_Achievable Economic RVT Potential | F11 | Commercial | Interruptible - College | New | Space Heating | Natural Gas | Gas Boiler - Maintenance | A | Purchases (Cumulative) | Achievable Economic RVT Potential | 0 | 0 | 0 | 0 | 0 | 0 | 0 | 0 | 0 | 0 | 0 | 0 | 0 | 0 | 0 | 0 | 0 | 0 | 0 | 0 | 0 | 0 | 0 | 0 | 0 | 0 | 0
F1_Commercial_Interruptible - College_New_Space Heating_Natural Gas_Gas Furnace - Maintenance_A_Achievable Economic RVT Potential | F1 | Commercial | Interruptible - College | New | Space Heating | Natural Gas | Gas Furnace - Maintenance | A | Integrated Unit Energy Savings (kWh or therms) | Achievable Economic RVT Potential | 0 | 0 | 0 | 0 | 0 | 0 | 0 | 0 | 0 | 0 | 0 | 0 | 0 | 0 | 0 | 0 | 0 | 0 | 0 | 0 | 0 | 0 | 0 | 0 | 0 | 0 | 0
F2_Commercial_Interruptible - College_New_Space Heating_Natural Gas_Gas Furnace - Maintenance_A_Achievable Economic RVT Potential | F2 | Commercial | Interruptible - College | New | Space Heating | Natural Gas | Gas Furnace - Maintenance | A | Integrated Unit Summer Peak Savings (kW) | Achievable Economic RVT Potential | 0 | 0 | 0 | 0 | 0 | 0 | 0 | 0 | 0 | 0 | 0 | 0 | 0 | 0 | 0 | 0 | 0 | 0 | 0 | 0 | 0 | 0 | 0 | 0 | 0 | 0 | 0
F3_Commercial_Interruptible - College_New_Space Heating_Natural Gas_Gas Furnace - Maintenance_A_Achievable Economic RVT Potential | F3 | Commercial | Interruptible - College | New | Space Heating | Natural Gas | Gas Furnace - Maintenance | A | Integrated Unit Winter Peak Savings (kW) | Achievable Economic RVT Potential | 0 | 0 | 0 | 0 | 0 | 0 | 0 | 0 | 0 | 0 | 0 | 0 | 0 | 0 | 0 | 0 | 0 | 0 | 0 | 0 | 0 | 0 | 0 | 0 | 0 | 0 | 0
F4_Commercial_Interruptible - College_New_Space Heating_Natural Gas_Gas Furnace - Maintenance_A_Achievable Economic RVT Potential | F4 | Commercial | Interruptible - College | New | Space Heating | Natural Gas | Gas Furnace - Maintenance | A | Incremental Energy Savings (MWh or mTherms) | Achievable Economic RVT Potential | 0 | 0 | 0 | 0 | 0 | 0 | 0 | 0 | 0 | 0 | 0 | 0 | 0 | 0 | 0 | 0 | 0 | 0 | 0 | 0 | 0 | 0 | 0 | 0 | 0 | 0 | 0
F5_Commercial_Interruptible - College_New_Space Heating_Natural Gas_Gas Furnace - Maintenance_A_Achievable Economic RVT Potential | F5 | Commercial | Interruptible - College | New | Space Heating | Natural Gas | Gas Furnace - Maintenance | A | Incremental Summer Peak Savings (MW) | Achievable Economic RVT Potential | 0 | 0 | 0 | 0 | 0 | 0 | 0 | 0 | 0 | 0 | 0 | 0 | 0 | 0 | 0 | 0 | 0 | 0 | 0 | 0 | 0 | 0 | 0 | 0 | 0 | 0 | 0
F6_Commercial_Interruptible - College_New_Space Heating_Natural Gas_Gas Furnace - Maintenance_A_Achievable Economic RVT Potential | F6 | Commercial | Interruptible - College | New | Space Heating | Natural Gas | Gas Furnace - Maintenance | A | Incremental Winter Peak Savings (MW) | Achievable Economic RVT Potential | 0 | 0 | 0 | 0 | 0 | 0 | 0 | 0 | 0 | 0 | 0 | 0 | 0 | 0 | 0 | 0 | 0 | 0 | 0 | 0 | 0 | 0 | 0 | 0 | 0 | 0 | 0
F7_Commercial_Interruptible - College_New_Space Heating_Natural Gas_Gas Furnace - Maintenance_A_Achievable Economic RVT Potential | F7 | Commercial | Interruptible - College | New | Space Heating | Natural Gas | Gas Furnace - Maintenance | A | Cumulative Energy Savings (MWh or mTherms) | Achievable Economic RVT Potential | 0 | 0 | 0 | 0 | 0 | 0 | 0 | 0 | 0 | 0 | 0 | 0 | 0 | 0 | 0 | 0 | 0 | 0 | 0 | 0 | 0 | 0 | 0 | 0 | 0 | 0 | 0
F8_Commercial_Interruptible - College_New_Space Heating_Natural Gas_Gas Furnace - Maintenance_A_Achievable Economic RVT Potential | F8 | Commercial | Interruptible - College | New | Space Heating | Natural Gas | Gas Furnace - Maintenance | A | Cumulative Summer Peak Savings (MW) | Achievable Economic RVT Potential | 0 | 0 | 0 | 0 | 0 | 0 | 0 | 0 | 0 | 0 | 0 | 0 | 0 | 0 | 0 | 0 | 0 | 0 | 0 | 0 | 0 | 0 | 0 | 0 | 0 | 0 | 0
F9_Commercial_Interruptible - College_New_Space Heating_Natural Gas_Gas Furnace - Maintenance_A_Achievable Economic RVT Potential | F9 | Commercial | Interruptible - College | New | Space Heating | Natural Gas | Gas Furnace - Maintenance | A | Cumulative Winter Peak Savings (MW) | Achievable Economic RVT Potential | 0 | 0 | 0 | 0 | 0 | 0 | 0 | 0 | 0 | 0 | 0 | 0 | 0 | 0 | 0 | 0 | 0 | 0 | 0 | 0 | 0 | 0 | 0 | 0 | 0 | 0 | 0
F10_Commercial_Interruptible - College_New_Space Heating_Natural Gas_Gas Furnace - Maintenance_A_Achievable Economic RVT Potential | F10 | Commercial | Interruptible - College | New | Space Heating | Natural Gas | Gas Furnace - Maintenance | A | Purchases (Incremental) | Achievable Economic RVT Potential | 0 | 0 | 0 | 0 | 0 | 0 | 0 | 0 | 0 | 0 | 0 | 0 | 0 | 0 | 0 | 0 | 0 | 0 | 0 | 0 | 0 | 0 | 0 | 0 | 0 | 0 | 0
F11_Commercial_Interruptible - College_New_Space Heating_Natural Gas_Gas Furnace - Maintenance_A_Achievable Economic RVT Potential | F11 | Commercial | Interruptible - College | New | Space Heating | Natural Gas | Gas Furnace - Maintenance | A | Purchases (Cumulative) | Achievable Economic RVT Potential | 0 | 0 | 0 | 0 | 0 | 0 | 0 | 0 | 0 | 0 | 0 | 0 | 0 | 0 | 0 | 0 | 0 | 0 | 0 | 0 | 0 | 0 | 0 | 0 | 0 | 0 | 0
F1_Commercial_Interruptible - College_New_Space Heating_Natural Gas_Gas Boiler - Hot Water Reset_A_Achievable Economic RVT Potential | F1 | Commercial | Interruptible - College | New | Space Heating | Natural Gas | Gas Boiler - Hot Water Reset | A | Integrated Unit Energy Savings (kWh or therms) | Achievable Economic RVT Potential | 0 | 0 | 0 | 0 | 0 | 0 | 0 | 0 | 0 | 0 | 0 | 0 | 0 | 0 | 0 | 0 | 0 | 0 | 0 | 0 | 0 | 0 | 0 | 0 | 0 | 0 | 0
F2_Commercial_Interruptible - College_New_Space Heating_Natural Gas_Gas Boiler - Hot Water Reset_A_Achievable Economic RVT Potential | F2 | Commercial | Interruptible - College | New | Space Heating | Natural Gas | Gas Boiler - Hot Water Reset | A | Integrated Unit Summer Peak Savings (kW) | Achievable Economic RVT Potential | 0 | 0 | 0 | 0 | 0 | 0 | 0 | 0 | 0 | 0 | 0 | 0 | 0 | 0 | 0 | 0 | 0 | 0 | 0 | 0 | 0 | 0 | 0 | 0 | 0 | 0 | 0
F3_Commercial_Interruptible - College_New_Space Heating_Natural Gas_Gas Boiler - Hot Water Reset_A_Achievable Economic RVT Potential | F3 | Commercial | Interruptible - College | New | Space Heating | Natural Gas | Gas Boiler - Hot Water Reset | A | Integrated Unit Winter Peak Savings (kW) | Achievable Economic RVT Potential | 0 | 0 | 0 | 0 | 0 | 0 | 0 | 0 | 0 | 0 | 0 | 0 | 0 | 0 | 0 | 0 | 0 | 0 | 0 | 0 | 0 | 0 | 0 | 0 | 0 | 0 | 0
F4_Commercial_Interruptible - College_New_Space Heating_Natural Gas_Gas Boiler - Hot Water Reset_A_Achievable Economic RVT Potential | F4 | Commercial | Interruptible - College | New | Space Heating | Natural Gas | Gas Boiler - Hot Water Reset | A | Incremental Energy Savings (MWh or mTherms) | Achievable Economic RVT Potential | 0 | 0 | 0 | 0 | 0 | 0 | 0 | 0 | 0 | 0 | 0 | 0 | 0 | 0 | 0 | 0 | 0 | 0 | 0 | 0 | 0 | 0 | 0 | 0 | 0 | 0 | 0
F5_Commercial_Interruptible - College_New_Space Heating_Natural Gas_Gas Boiler - Hot Water Reset_A_Achievable Economic RVT Potential | F5 | Commercial | Interruptible - College | New | Space Heating | Natural Gas | Gas Boiler - Hot Water Reset | A | Incremental Summer Peak Savings (MW) | Achievable Economic RVT Potential | 0 | 0 | 0 | 0 | 0 | 0 | 0 | 0 | 0 | 0 | 0 | 0 | 0 | 0 | 0 | 0 | 0 | 0 | 0 | 0 | 0 | 0 | 0 | 0 | 0 | 0 | 0
F6_Commercial_Interruptible - College_New_Space Heating_Natural Gas_Gas Boiler - Hot Water Reset_A_Achievable Economic RVT Potential | F6 | Commercial | Interruptible - College | New | Space Heating | Natural Gas | Gas Boiler - Hot Water Reset | A | Incremental Winter Peak Savings (MW) | Achievable Economic RVT Potential | 0 | 0 | 0 | 0 | 0 | 0 | 0 | 0 | 0 | 0 | 0 | 0 | 0 | 0 | 0 | 0 | 0 | 0 | 0 | 0 | 0 | 0 | 0 | 0 | 0 | 0 | 0
F7_Commercial_Interruptible - College_New_Space Heating_Natural Gas_Gas Boiler - Hot Water Reset_A_Achievable Economic RVT Potential | F7 | Commercial | Interruptible - College | New | Space Heating | Natural Gas | Gas Boiler - Hot Water Reset | A | Cumulative Energy Savings (MWh or mTherms) | Achievable Economic RVT Potential | 0 | 0 | 0 | 0 | 0 | 0 | 0 | 0 | 0 | 0 | 0 | 0 | 0 | 0 | 0 | 0 | 0 | 0 | 0 | 0 | 0 | 0 | 0 | 0 | 0 | 0 | 0
F8_Commercial_Interruptible - College_New_Space Heating_Natural Gas_Gas Boiler - Hot Water Reset_A_Achievable Economic RVT Potential | F8 | Commercial | Interruptible - College | New | Space Heating | Natural Gas | Gas Boiler - Hot Water Reset | A | Cumulative Summer Peak Savings (MW) | Achievable Economic RVT Potential | 0 | 0 | 0 | 0 | 0 | 0 | 0 | 0 | 0 | 0 | 0 | 0 | 0 | 0 | 0 | 0 | 0 | 0 | 0 | 0 | 0 | 0 | 0 | 0 | 0 | 0 | 0
F9_Commercial_Interruptible - College_New_Space Heating_Natural Gas_Gas Boiler - Hot Water Reset_A_Achievable Economic RVT Potential | F9 | Commercial | Interruptible - College | New | Space Heating | Natural Gas | Gas Boiler - Hot Water Reset | A | Cumulative Winter Peak Savings (MW) | Achievable Economic RVT Potential | 0 | 0 | 0 | 0 | 0 | 0 | 0 | 0 | 0 | 0 | 0 | 0 | 0 | 0 | 0 | 0 | 0 | 0 | 0 | 0 | 0 | 0 | 0 | 0 | 0 | 0 | 0
F10_Commercial_Interruptible - College_New_Space Heating_Natural Gas_Gas Boiler - Hot Water Reset_A_Achievable Economic RVT Potential | F10 | Commercial | Interruptible - College | New | Space Heating | Natural Gas | Gas Boiler - Hot Water Reset | A | Purchases (Incremental) | Achievable Economic RVT Potential | 0 | 0 | 0 | 0 | 0 | 0 | 0 | 0 | 0 | 0 | 0 | 0 | 0 | 0 | 0 | 0 | 0 | 0 | 0 | 0 | 0 | 0 | 0 | 0 | 0 | 0 | 0
F11_Commercial_Interruptible - College_New_Space Heating_Natural Gas_Gas Boiler - Hot Water Reset_A_Achievable Economic RVT Potential | F11 | Commercial | Interruptible - College | New | Space Heating | Natural Gas | Gas Boiler - Hot Water Reset | A | Purchases (Cumulative) | Achievable Economic RVT Potential | 0 | 0 | 0 | 0 | 0 | 0 | 0 | 0 | 0 | 0 | 0 | 0 | 0 | 0 | 0 | 0 | 0 | 0 | 0 | 0 | 0 | 0 | 0 | 0 | 0 | 0 | 0
F1_Commercial_Interruptible - College_New_Space Heating_Natural Gas_Gas Boiler - Steam Trap Replacement_A_Achievable Economic RVT Potential | F1 | Commercial | Interruptible - College | New | Space Heating | Natural Gas | Gas Boiler - Steam Trap Replacement | A | Integrated Unit Energy Savings (kWh or therms) | Achievable Economic RVT Potential | 0 | 0 | 0 | 0 | 0 | 0 | 0 | 0 | 0 | 0 | 0 | 0 | 0 | 0 | 0 | 0 | 0 | 0 | 0 | 0 | 0 | 0 | 0 | 0 | 0 | 0 | 0
F2_Commercial_Interruptible - College_New_Space Heating_Natural Gas_Gas Boiler - Steam Trap Replacement_A_Achievable Economic RVT Potential | F2 | Commercial | Interruptible - College | New | Space Heating | Natural Gas | Gas Boiler - Steam Trap Replacement | A | Integrated Unit Summer Peak Savings (kW) | Achievable Economic RVT Potential | 0 | 0 | 0 | 0 | 0 | 0 | 0 | 0 | 0 | 0 | 0 | 0 | 0 | 0 | 0 | 0 | 0 | 0 | 0 | 0 | 0 | 0 | 0 | 0 | 0 | 0 | 0
F3_Commercial_Interruptible - College_New_Space Heating_Natural Gas_Gas Boiler - Steam Trap Replacement_A_Achievable Economic RVT Potential | F3 | Commercial | Interruptible - College | New | Space Heating | Natural Gas | Gas Boiler - Steam Trap Replacement | A | Integrated Unit Winter Peak Savings (kW) | Achievable Economic RVT Potential | 0 | 0 | 0 | 0 | 0 | 0 | 0 | 0 | 0 | 0 | 0 | 0 | 0 | 0 | 0 | 0 | 0 | 0 | 0 | 0 | 0 | 0 | 0 | 0 | 0 | 0 | 0
F4_Commercial_Interruptible - College_New_Space Heating_Natural Gas_Gas Boiler - Steam Trap Replacement_A_Achievable Economic RVT Potential | F4 | Commercial | Interruptible - College | New | Space Heating | Natural Gas | Gas Boiler - Steam Trap Replacement | A | Incremental Energy Savings (MWh or mTherms) | Achievable Economic RVT Potential | 0 | 0 | 0 | 0 | 0 | 0 | 0 | 0 | 0 | 0 | 0 | 0 | 0 | 0 | 0 | 0 | 0 | 0 | 0 | 0 | 0 | 0 | 0 | 0 | 0 | 0 | 0
F5_Commercial_Interruptible - College_New_Space Heating_Natural Gas_Gas Boiler - Steam Trap Replacement_A_Achievable Economic RVT Potential | F5 | Commercial | Interruptible - College | New | Space Heating | Natural Gas | Gas Boiler - Steam Trap Replacement | A | Incremental Summer Peak Savings (MW) | Achievable Economic RVT Potential | 0 | 0 | 0 | 0 | 0 | 0 | 0 | 0 | 0 | 0 | 0 | 0 | 0 | 0 | 0 | 0 | 0 | 0 | 0 | 0 | 0 | 0 | 0 | 0 | 0 | 0 | 0
F6_Commercial_Interruptible - College_New_Space Heating_Natural Gas_Gas Boiler - Steam Trap Replacement_A_Achievable Economic RVT Potential | F6 | Commercial | Interruptible - College | New | Space Heating | Natural Gas | Gas Boiler - Steam Trap Replacement | A | Incremental Winter Peak Savings (MW) | Achievable Economic RVT Potential | 0 | 0 | 0 | 0 | 0 | 0 | 0 | 0 | 0 | 0 | 0 | 0 | 0 | 0 | 0 | 0 | 0 | 0 | 0 | 0 | 0 | 0 | 0 | 0 | 0 | 0 | 0
F7_Commercial_Interruptible - College_New_Space Heating_Natural Gas_Gas Boiler - Steam Trap Replacement_A_Achievable Economic RVT Potential | F7 | Commercial | Interruptible - College | New | Space Heating | Natural Gas | Gas Boiler - Steam Trap Replacement | A | Cumulative Energy Savings (MWh or mTherms) | Achievable Economic RVT Potential | 0 | 0 | 0 | 0 | 0 | 0 | 0 | 0 | 0 | 0 | 0 | 0 | 0 | 0 | 0 | 0 | 0 | 0 | 0 | 0 | 0 | 0 | 0 | 0 | 0 | 0 | 0
F8_Commercial_Interruptible - College_New_Space Heating_Natural Gas_Gas Boiler - Steam Trap Replacement_A_Achievable Economic RVT Potential | F8 | Commercial | Interruptible - College | New | Space Heating | Natural Gas | Gas Boiler - Steam Trap Replacement | A | Cumulative Summer Peak Savings (MW) | Achievable Economic RVT Potential | 0 | 0 | 0 | 0 | 0 | 0 | 0 | 0 | 0 | 0 | 0 | 0 | 0 | 0 | 0 | 0 | 0 | 0 | 0 | 0 | 0 | 0 | 0 | 0 | 0 | 0 | 0
F9_Commercial_Interruptible - College_New_Space Heating_Natural Gas_Gas Boiler - Steam Trap Replacement_A_Achievable Economic RVT Potential | F9 | Commercial | Interruptible - College | New | Space Heating | Natural Gas | Gas Boiler - Steam Trap Replacement | A | Cumulative Winter Peak Savings (MW) | Achievable Economic RVT Potential | 0 | 0 | 0 | 0 | 0 | 0 | 0 | 0 | 0 | 0 | 0 | 0 | 0 | 0 | 0 | 0 | 0 | 0 | 0 | 0 | 0 | 0 | 0 | 0 | 0 | 0 | 0
F10_Commercial_Interruptible - College_New_Space Heating_Natural Gas_Gas Boiler - Steam Trap Replacement_A_Achievable Economic RVT Potential | F10 | Commercial | Interruptible - College | New | Space Heating | Natural Gas | Gas Boiler - Steam Trap Replacement | A | Purchases (Incremental) | Achievable Economic RVT Potential | 0 | 0 | 0 | 0 | 0 | 0 | 0 | 0 | 0 | 0 | 0 | 0 | 0 | 0 | 0 | 0 | 0 | 0 | 0 | 0 | 0 | 0 | 0 | 0 | 0 | 0 | 0
F11_Commercial_Interruptible - College_New_Space Heating_Natural Gas_Gas Boiler - Steam Trap Replacement_A_Achievable Economic RVT Potential | F11 | Commercial | Interruptible - College | New | Space Heating | Natural Gas | Gas Boiler - Steam Trap Replacement | A | Purchases (Cumulative) | Achievable Economic RVT Potential | 0 | 0 | 0 | 0 | 0 | 0 | 0 | 0 | 0 | 0 | 0 | 0 | 0 | 0 | 0 | 0 | 0 | 0 | 0 | 0 | 0 | 0 | 0 | 0 | 0 | 0 | 0
F1_Commercial_Interruptible - College_New_Space Heating_Natural Gas_Gas Boiler - High Turndown Burner_A_Achievable Economic RVT Potential | F1 | Commercial | Interruptible - College | New | Space Heating | Natural Gas | Gas Boiler - High Turndown Burner | A | Integrated Unit Energy Savings (kWh or therms) | Achievable Economic RVT Potential | 0 | 0 | 0 | 0 | 0 | 0 | 0 | 0 | 0 | 0 | 0 | 0 | 0 | 0 | 0 | 0 | 0 | 0 | 0 | 0 | 0 | 0 | 0 | 0 | 0 | 0 | 0
F2_Commercial_Interruptible - College_New_Space Heating_Natural Gas_Gas Boiler - High Turndown Burner_A_Achievable Economic RVT Potential | F2 | Commercial | Interruptible - College | New | Space Heating | Natural Gas | Gas Boiler - High Turndown Burner | A | Integrated Unit Summer Peak Savings (kW) | Achievable Economic RVT Potential | 0 | 0 | 0 | 0 | 0 | 0 | 0 | 0 | 0 | 0 | 0 | 0 | 0 | 0 | 0 | 0 | 0 | 0 | 0 | 0 | 0 | 0 | 0 | 0 | 0 | 0 | 0
F3_Commercial_Interruptible - College_New_Space Heating_Natural Gas_Gas Boiler - High Turndown Burner_A_Achievable Economic RVT Potential | F3 | Commercial | Interruptible - College | New | Space Heating | Natural Gas | Gas Boiler - High Turndown Burner | A | Integrated Unit Winter Peak Savings (kW) | Achievable Economic RVT Potential | 0 | 0 | 0 | 0 | 0 | 0 | 0 | 0 | 0 | 0 | 0 | 0 | 0 | 0 | 0 | 0 | 0 | 0 | 0 | 0 | 0 | 0 | 0 | 0 | 0 | 0 | 0
F4_Commercial_Interruptible - College_New_Space Heating_Natural Gas_Gas Boiler - High Turndown Burner_A_Achievable Economic RVT Potential | F4 | Commercial | Interruptible - College | New | Space Heating | Natural Gas | Gas Boiler - High Turndown Burner | A | Incremental Energy Savings (MWh or mTherms) | Achievable Economic RVT Potential | 0 | 0 | 0 | 0 | 0 | 0 | 0 | 0 | 0 | 0 | 0 | 0 | 0 | 0 | 0 | 0 | 0 | 0 | 0 | 0 | 0 | 0 | 0 | 0 | 0 | 0 | 0
F5_Commercial_Interruptible - College_New_Space Heating_Natural Gas_Gas Boiler - High Turndown Burner_A_Achievable Economic RVT Potential | F5 | Commercial | Interruptible - College | New | Space Heating | Natural Gas | Gas Boiler - High Turndown Burner | A | Incremental Summer Peak Savings (MW) | Achievable Economic RVT Potential | 0 | 0 | 0 | 0 | 0 | 0 | 0 | 0 | 0 | 0 | 0 | 0 | 0 | 0 | 0 | 0 | 0 | 0 | 0 | 0 | 0 | 0 | 0 | 0 | 0 | 0 | 0
F6_Commercial_Interruptible - College_New_Space Heating_Natural Gas_Gas Boiler - High Turndown Burner_A_Achievable Economic RVT Potential | F6 | Commercial | Interruptible - College | New | Space Heating | Natural Gas | Gas Boiler - High Turndown Burner | A | Incremental Winter Peak Savings (MW) | Achievable Economic RVT Potential | 0 | 0 | 0 | 0 | 0 | 0 | 0 | 0 | 0 | 0 | 0 | 0 | 0 | 0 | 0 | 0 | 0 | 0 | 0 | 0 | 0 | 0 | 0 | 0 | 0 | 0 | 0
F7_Commercial_Interruptible - College_New_Space Heating_Natural Gas_Gas Boiler - High Turndown Burner_A_Achievable Economic RVT Potential | F7 | Commercial | Interruptible - College | New | Space Heating | Natural Gas | Gas Boiler - High Turndown Burner | A | Cumulative Energy Savings (MWh or mTherms) | Achievable Economic RVT Potential | 0 | 0 | 0 | 0 | 0 | 0 | 0 | 0 | 0 | 0 | 0 | 0 | 0 | 0 | 0 | 0 | 0 | 0 | 0 | 0 | 0 | 0 | 0 | 0 | 0 | 0 | 0
F8_Commercial_Interruptible - College_New_Space Heating_Natural Gas_Gas Boiler - High Turndown Burner_A_Achievable Economic RVT Potential | F8 | Commercial | Interruptible - College | New | Space Heating | Natural Gas | Gas Boiler - High Turndown Burner | A | Cumulative Summer Peak Savings (MW) | Achievable Economic RVT Potential | 0 | 0 | 0 | 0 | 0 | 0 | 0 | 0 | 0 | 0 | 0 | 0 | 0 | 0 | 0 | 0 | 0 | 0 | 0 | 0 | 0 | 0 | 0 | 0 | 0 | 0 | 0
F9_Commercial_Interruptible - College_New_Space Heating_Natural Gas_Gas Boiler - High Turndown Burner_A_Achievable Economic RVT Potential | F9 | Commercial | Interruptible - College | New | Space Heating | Natural Gas | Gas Boiler - High Turndown Burner | A | Cumulative Winter Peak Savings (MW) | Achievable Economic RVT Potential | 0 | 0 | 0 | 0 | 0 | 0 | 0 | 0 | 0 | 0 | 0 | 0 | 0 | 0 | 0 | 0 | 0 | 0 | 0 | 0 | 0 | 0 | 0 | 0 | 0 | 0 | 0
F10_Commercial_Interruptible - College_New_Space Heating_Natural Gas_Gas Boiler - High Turndown Burner_A_Achievable Economic RVT Potential | F10 | Commercial | Interruptible - College | New | Space Heating | Natural Gas | Gas Boiler - High Turndown Burner | A | Purchases (Incremental) | Achievable Economic RVT Potential | 0 | 0 | 0 | 0 | 0 | 0 | 0 | 0 | 0 | 0 | 0 | 0 | 0 | 0 | 0 | 0 | 0 | 0 | 0 | 0 | 0 | 0 | 0 | 0 | 0 | 0 | 0
F11_Commercial_Interruptible - College_New_Space Heating_Natural Gas_Gas Boiler - High Turndown Burner_A_Achievable Economic RVT Potential | F11 | Commercial | Interruptible - College | New | Space Heating | Natural Gas | Gas Boiler - High Turndown Burner | A | Purchases (Cumulative) | Achievable Economic RVT Potential | 0 | 0 | 0 | 0 | 0 | 0 | 0 | 0 | 0 | 0 | 0 | 0 | 0 | 0 | 0 | 0 | 0 | 0 | 0 | 0 | 0 | 0 | 0 | 0 | 0 | 0 | 0
F1_Commercial_Interruptible - College_New_Space Heating_Natural Gas_Gas Boiler - Burner Control Optimization_A_Achievable Economic RVT Potential | F1 | Commercial | Interruptible - College | New | Space Heating | Natural Gas | Gas Boiler - Burner Control Optimization | A | Integrated Unit Energy Savings (kWh or therms) | Achievable Economic RVT Potential | 0 | 0 | 0 | 0 | 0 | 0 | 0 | 0 | 0 | 0 | 0 | 0 | 0 | 0 | 0 | 0 | 0 | 0 | 0 | 0 | 0 | 0 | 0 | 0 | 0 | 0 | 0
F2_Commercial_Interruptible - College_New_Space Heating_Natural Gas_Gas Boiler - Burner Control Optimization_A_Achievable Economic RVT Potential | F2 | Commercial | Interruptible - College | New | Space Heating | Natural Gas | Gas Boiler - Burner Control Optimization | A | Integrated Unit Summer Peak Savings (kW) | Achievable Economic RVT Potential | 0 | 0 | 0 | 0 | 0 | 0 | 0 | 0 | 0 | 0 | 0 | 0 | 0 | 0 | 0 | 0 | 0 | 0 | 0 | 0 | 0 | 0 | 0 | 0 | 0 | 0 | 0
F3_Commercial_Interruptible - College_New_Space Heating_Natural Gas_Gas Boiler - Burner Control Optimization_A_Achievable Economic RVT Potential | F3 | Commercial | Interruptible - College | New | Space Heating | Natural Gas | Gas Boiler - Burner Control Optimization | A | Integrated Unit Winter Peak Savings (kW) | Achievable Economic RVT Potential | 0 | 0 | 0 | 0 | 0 | 0 | 0 | 0 | 0 | 0 | 0 | 0 | 0 | 0 | 0 | 0 | 0 | 0 | 0 | 0 | 0 | 0 | 0 | 0 | 0 | 0 | 0
F4_Commercial_Interruptible - College_New_Space Heating_Natural Gas_Gas Boiler - Burner Control Optimization_A_Achievable Economic RVT Potential | F4 | Commercial | Interruptible - College | New | Space Heating | Natural Gas | Gas Boiler - Burner Control Optimization | A | Incremental Energy Savings (MWh or mTherms) | Achievable Economic RVT Potential | 0 | 0 | 0 | 0 | 0 | 0 | 0 | 0 | 0 | 0 | 0 | 0 | 0 | 0 | 0 | 0 | 0 | 0 | 0 | 0 | 0 | 0 | 0 | 0 | 0 | 0 | 0
F5_Commercial_Interruptible - College_New_Space Heating_Natural Gas_Gas Boiler - Burner Control Optimization_A_Achievable Economic RVT Potential | F5 | Commercial | Interruptible - College | New | Space Heating | Natural Gas | Gas Boiler - Burner Control Optimization | A | Incremental Summer Peak Savings (MW) | Achievable Economic RVT Potential | 0 | 0 | 0 | 0 | 0 | 0 | 0 | 0 | 0 | 0 | 0 | 0 | 0 | 0 | 0 | 0 | 0 | 0 | 0 | 0 | 0 | 0 | 0 | 0 | 0 | 0 | 0
F6_Commercial_Interruptible - College_New_Space Heating_Natural Gas_Gas Boiler - Burner Control Optimization_A_Achievable Economic RVT Potential | F6 | Commercial | Interruptible - College | New | Space Heating | Natural Gas | Gas Boiler - Burner Control Optimization | A | Incremental Winter Peak Savings (MW) | Achievable Economic RVT Potential | 0 | 0 | 0 | 0 | 0 | 0 | 0 | 0 | 0 | 0 | 0 | 0 | 0 | 0 | 0 | 0 | 0 | 0 | 0 | 0 | 0 | 0 | 0 | 0 | 0 | 0 | 0
F7_Commercial_Interruptible - College_New_Space Heating_Natural Gas_Gas Boiler - Burner Control Optimization_A_Achievable Economic RVT Potential | F7 | Commercial | Interruptible - College | New | Space Heating | Natural Gas | Gas Boiler - Burner Control Optimization | A | Cumulative Energy Savings (MWh or mTherms) | Achievable Economic RVT Potential | 0 | 0 | 0 | 0 | 0 | 0 | 0 | 0 | 0 | 0 | 0 | 0 | 0 | 0 | 0 | 0 | 0 | 0 | 0 | 0 | 0 | 0 | 0 | 0 | 0 | 0 | 0
F8_Commercial_Interruptible - College_New_Space Heating_Natural Gas_Gas Boiler - Burner Control Optimization_A_Achievable Economic RVT Potential | F8 | Commercial | Interruptible - College | New | Space Heating | Natural Gas | Gas Boiler - Burner Control Optimization | A | Cumulative Summer Peak Savings (MW) | Achievable Economic RVT Potential | 0 | 0 | 0 | 0 | 0 | 0 | 0 | 0 | 0 | 0 | 0 | 0 | 0 | 0 | 0 | 0 | 0 | 0 | 0 | 0 | 0 | 0 | 0 | 0 | 0 | 0 | 0
F9_Commercial_Interruptible - College_New_Space Heating_Natural Gas_Gas Boiler - Burner Control Optimization_A_Achievable Economic RVT Potential | F9 | Commercial | Interruptible - College | New | Space Heating | Natural Gas | Gas Boiler - Burner Control Optimization | A | Cumulative Winter Peak Savings (MW) | Achievable Economic RVT Potential | 0 | 0 | 0 | 0 | 0 | 0 | 0 | 0 | 0 | 0 | 0 | 0 | 0 | 0 | 0 | 0 | 0 | 0 | 0 | 0 | 0 | 0 | 0 | 0 | 0 | 0 | 0
F10_Commercial_Interruptible - College_New_Space Heating_Natural Gas_Gas Boiler - Burner Control Optimization_A_Achievable Economic RVT Potential | F10 | Commercial | Interruptible - College | New | Space Heating | Natural Gas | Gas Boiler - Burner Control Optimization | A | Purchases (Incremental) | Achievable Economic RVT Potential | 0 | 0 | 0 | 0 | 0 | 0 | 0 | 0 | 0 | 0 | 0 | 0 | 0 | 0 | 0 | 0 | 0 | 0 | 0 | 0 | 0 | 0 | 0 | 0 | 0 | 0 | 0
F11_Commercial_Interruptible - College_New_Space Heating_Natural Gas_Gas Boiler - Burner Control Optimization_A_Achievable Economic RVT Potential | F11 | Commercial | Interruptible - College | New | Space Heating | Natural Gas | Gas Boiler - Burner Control Optimization | A | Purchases (Cumulative) | Achievable Economic RVT Potential | 0 | 0 | 0 | 0 | 0 | 0 | 0 | 0 | 0 | 0 | 0 | 0 | 0 | 0 | 0 | 0 | 0 | 0 | 0 | 0 | 0 | 0 | 0 | 0 | 0 | 0 | 0
F1_Commercial_Interruptible - College_New_Space Heating_Natural Gas_Gas Boiler - Stack Economizer_A_Achievable Economic RVT Potential | F1 | Commercial | Interruptible - College | New | Space Heating | Natural Gas | Gas Boiler - Stack Economizer | A | Integrated Unit Energy Savings (kWh or therms) | Achievable Economic RVT Potential | 0 | 0 | 0 | 0 | 0 | 0 | 0 | 0 | 0 | 0 | 0 | 0 | 0 | 0 | 0 | 0 | 0 | 0 | 0 | 0 | 0 | 0 | 0 | 0 | 0 | 0 | 0
F2_Commercial_Interruptible - College_New_Space Heating_Natural Gas_Gas Boiler - Stack Economizer_A_Achievable Economic RVT Potential | F2 | Commercial | Interruptible - College | New | Space Heating | Natural Gas | Gas Boiler - Stack Economizer | A | Integrated Unit Summer Peak Savings (kW) | Achievable Economic RVT Potential | 0 | 0 | 0 | 0 | 0 | 0 | 0 | 0 | 0 | 0 | 0 | 0 | 0 | 0 | 0 | 0 | 0 | 0 | 0 | 0 | 0 | 0 | 0 | 0 | 0 | 0 | 0
F3_Commercial_Interruptible - College_New_Space Heating_Natural Gas_Gas Boiler - Stack Economizer_A_Achievable Economic RVT Potential | F3 | Commercial | Interruptible - College | New | Space Heating | Natural Gas | Gas Boiler - Stack Economizer | A | Integrated Unit Winter Peak Savings (kW) | Achievable Economic RVT Potential | 0 | 0 | 0 | 0 | 0 | 0 | 0 | 0 | 0 | 0 | 0 | 0 | 0 | 0 | 0 | 0 | 0 | 0 | 0 | 0 | 0 | 0 | 0 | 0 | 0 | 0 | 0
F4_Commercial_Interruptible - College_New_Space Heating_Natural Gas_Gas Boiler - Stack Economizer_A_Achievable Economic RVT Potential | F4 | Commercial | Interruptible - College | New | Space Heating | Natural Gas | Gas Boiler - Stack Economizer | A | Incremental Energy Savings (MWh or mTherms) | Achievable Economic RVT Potential | 0 | 0 | 0 | 0 | 0 | 0 | 0 | 0 | 0 | 0 | 0 | 0 | 0 | 0 | 0 | 0 | 0 | 0 | 0 | 0 | 0 | 0 | 0 | 0 | 0 | 0 | 0
F5_Commercial_Interruptible - College_New_Space Heating_Natural Gas_Gas Boiler - Stack Economizer_A_Achievable Economic RVT Potential | F5 | Commercial | Interruptible - College | New | Space Heating | Natural Gas | Gas Boiler - Stack Economizer | A | Incremental Summer Peak Savings (MW) | Achievable Economic RVT Potential | 0 | 0 | 0 | 0 | 0 | 0 | 0 | 0 | 0 | 0 | 0 | 0 | 0 | 0 | 0 | 0 | 0 | 0 | 0 | 0 | 0 | 0 | 0 | 0 | 0 | 0 | 0
F6_Commercial_Interruptible - College_New_Space Heating_Natural Gas_Gas Boiler - Stack Economizer_A_Achievable Economic RVT Potential | F6 | Commercial | Interruptible - College | New | Space Heating | Natural Gas | Gas Boiler - Stack Economizer | A | Incremental Winter Peak Savings (MW) | Achievable Economic RVT Potential | 0 | 0 | 0 | 0 | 0 | 0 | 0 | 0 | 0 | 0 | 0 | 0 | 0 | 0 | 0 | 0 | 0 | 0 | 0 | 0 | 0 | 0 | 0 | 0 | 0 | 0 | 0
F7_Commercial_Interruptible - College_New_Space Heating_Natural Gas_Gas Boiler - Stack Economizer_A_Achievable Economic RVT Potential | F7 | Commercial | Interruptible - College | New | Space Heating | Natural Gas | Gas Boiler - Stack Economizer | A | Cumulative Energy Savings (MWh or mTherms) | Achievable Economic RVT Potential | 0 | 0 | 0 | 0 | 0 | 0 | 0 | 0 | 0 | 0 | 0 | 0 | 0 | 0 | 0 | 0 | 0 | 0 | 0 | 0 | 0 | 0 | 0 | 0 | 0 | 0 | 0
F8_Commercial_Interruptible - College_New_Space Heating_Natural Gas_Gas Boiler - Stack Economizer_A_Achievable Economic RVT Potential | F8 | Commercial | Interruptible - College | New | Space Heating | Natural Gas | Gas Boiler - Stack Economizer | A | Cumulative Summer Peak Savings (MW) | Achievable Economic RVT Potential | 0 | 0 | 0 | 0 | 0 | 0 | 0 | 0 | 0 | 0 | 0 | 0 | 0 | 0 | 0 | 0 | 0 | 0 | 0 | 0 | 0 | 0 | 0 | 0 | 0 | 0 | 0
F9_Commercial_Interruptible - College_New_Space Heating_Natural Gas_Gas Boiler - Stack Economizer_A_Achievable Economic RVT Potential | F9 | Commercial | Interruptible - College | New | Space Heating | Natural Gas | Gas Boiler - Stack Economizer | A | Cumulative Winter Peak Savings (MW) | Achievable Economic RVT Potential | 0 | 0 | 0 | 0 | 0 | 0 | 0 | 0 | 0 | 0 | 0 | 0 | 0 | 0 | 0 | 0 | 0 | 0 | 0 | 0 | 0 | 0 | 0 | 0 | 0 | 0 | 0
F10_Commercial_Interruptible - College_New_Space Heating_Natural Gas_Gas Boiler - Stack Economizer_A_Achievable Economic RVT Potential | F10 | Commercial | Interruptible - College | New | Space Heating | Natural Gas | Gas Boiler - Stack Economizer | A | Purchases (Incremental) | Achievable Economic RVT Potential | 0 | 0 | 0 | 0 | 0 | 0 | 0 | 0 | 0 | 0 | 0 | 0 | 0 | 0 | 0 | 0 | 0 | 0 | 0 | 0 | 0 | 0 | 0 | 0 | 0 | 0 | 0
F11_Commercial_Interruptible - College_New_Space Heating_Natural Gas_Gas Boiler - Stack Economizer_A_Achievable Economic RVT Potential | F11 | Commercial | Interruptible - College | New | Space Heating | Natural Gas | Gas Boiler - Stack Economizer | A | Purchases (Cumulative) | Achievable Economic RVT Potential | 0 | 0 | 0 | 0 | 0 | 0 | 0 | 0 | 0 | 0 | 0 | 0 | 0 | 0 | 0 | 0 | 0 | 0 | 0 | 0 | 0 | 0 | 0 | 0 | 0 | 0 | 0
F1_Commercial_Interruptible - College_New_Space Heating_Natural Gas_Gas Boiler - Thermostatic Radiator Valves_A_Achievable Economic RVT Potential | F1 | Commercial | Interruptible - College | New | Space Heating | Natural Gas | Gas Boiler - Thermostatic Radiator Valves | A | Integrated Unit Energy Savings (kWh or therms) | Achievable Economic RVT Potential | 0 | 0 | 0 | 0 | 0 | 0 | 0 | 0 | 0 | 0 | 0 | 0 | 0 | 0 | 0 | 0 | 0 | 0 | 0 | 0 | 0 | 0 | 0 | 0 | 0 | 0 | 0
F2_Commercial_Interruptible - College_New_Space Heating_Natural Gas_Gas Boiler - Thermostatic Radiator Valves_A_Achievable Economic RVT Potential | F2 | Commercial | Interruptible - College | New | Space Heating | Natural Gas | Gas Boiler - Thermostatic Radiator Valves | A | Integrated Unit Summer Peak Savings (kW) | Achievable Economic RVT Potential | 0 | 0 | 0 | 0 | 0 | 0 | 0 | 0 | 0 | 0 | 0 | 0 | 0 | 0 | 0 | 0 | 0 | 0 | 0 | 0 | 0 | 0 | 0 | 0 | 0 | 0 | 0
F3_Commercial_Interruptible - College_New_Space Heating_Natural Gas_Gas Boiler - Thermostatic Radiator Valves_A_Achievable Economic RVT Potential | F3 | Commercial | Interruptible - College | New | Space Heating | Natural Gas | Gas Boiler - Thermostatic Radiator Valves | A | Integrated Unit Winter Peak Savings (kW) | Achievable Economic RVT Potential | 0 | 0 | 0 | 0 | 0 | 0 | 0 | 0 | 0 | 0 | 0 | 0 | 0 | 0 | 0 | 0 | 0 | 0 | 0 | 0 | 0 | 0 | 0 | 0 | 0 | 0 | 0
F4_Commercial_Interruptible - College_New_Space Heating_Natural Gas_Gas Boiler - Thermostatic Radiator Valves_A_Achievable Economic RVT Potential | F4 | Commercial | Interruptible - College | New | Space Heating | Natural Gas | Gas Boiler - Thermostatic Radiator Valves | A | Incremental Energy Savings (MWh or mTherms) | Achievable Economic RVT Potential | 0 | 0 | 0 | 0 | 0 | 0 | 0 | 0 | 0 | 0 | 0 | 0 | 0 | 0 | 0 | 0 | 0 | 0 | 0 | 0 | 0 | 0 | 0 | 0 | 0 | 0 | 0
F5_Commercial_Interruptible - College_New_Space Heating_Natural Gas_Gas Boiler - Thermostatic Radiator Valves_A_Achievable Economic RVT Potential | F5 | Commercial | Interruptible - College | New | Space Heating | Natural Gas | Gas Boiler - Thermostatic Radiator Valves | A | Incremental Summer Peak Savings (MW) | Achievable Economic RVT Potential | 0 | 0 | 0 | 0 | 0 | 0 | 0 | 0 | 0 | 0 | 0 | 0 | 0 | 0 | 0 | 0 | 0 | 0 | 0 | 0 | 0 | 0 | 0 | 0 | 0 | 0 | 0
F6_Commercial_Interruptible - College_New_Space Heating_Natural Gas_Gas Boiler - Thermostatic Radiator Valves_A_Achievable Economic RVT Potential | F6 | Commercial | Interruptible - College | New | Space Heating | Natural Gas | Gas Boiler - Thermostatic Radiator Valves | A | Incremental Winter Peak Savings (MW) | Achievable Economic RVT Potential | 0 | 0 | 0 | 0 | 0 | 0 | 0 | 0 | 0 | 0 | 0 | 0 | 0 | 0 | 0 | 0 | 0 | 0 | 0 | 0 | 0 | 0 | 0 | 0 | 0 | 0 | 0
F7_Commercial_Interruptible - College_New_Space Heating_Natural Gas_Gas Boiler - Thermostatic Radiator Valves_A_Achievable Economic RVT Potential | F7 | Commercial | Interruptible - College | New | Space Heating | Natural Gas | Gas Boiler - Thermostatic Radiator Valves | A | Cumulative Energy Savings (MWh or mTherms) | Achievable Economic RVT Potential | 0 | 0 | 0 | 0 | 0 | 0 | 0 | 0 | 0 | 0 | 0 | 0 | 0 | 0 | 0 | 0 | 0 | 0 | 0 | 0 | 0 | 0 | 0 | 0 | 0 | 0 | 0
F8_Commercial_Interruptible - College_New_Space Heating_Natural Gas_Gas Boiler - Thermostatic Radiator Valves_A_Achievable Economic RVT Potential | F8 | Commercial | Interruptible - College | New | Space Heating | Natural Gas | Gas Boiler - Thermostatic Radiator Valves | A | Cumulative Summer Peak Savings (MW) | Achievable Economic RVT Potential | 0 | 0 | 0 | 0 | 0 | 0 | 0 | 0 | 0 | 0 | 0 | 0 | 0 | 0 | 0 | 0 | 0 | 0 | 0 | 0 | 0 | 0 | 0 | 0 | 0 | 0 | 0
F9_Commercial_Interruptible - College_New_Space Heating_Natural Gas_Gas Boiler - Thermostatic Radiator Valves_A_Achievable Economic RVT Potential | F9 | Commercial | Interruptible - College | New | Space Heating | Natural Gas | Gas Boiler - Thermostatic Radiator Valves | A | Cumulative Winter Peak Savings (MW) | Achievable Economic RVT Potential | 0 | 0 | 0 | 0 | 0 | 0 | 0 | 0 | 0 | 0 | 0 | 0 | 0 | 0 | 0 | 0 | 0 | 0 | 0 | 0 | 0 | 0 | 0 | 0 | 0 | 0 | 0
F10_Commercial_Interruptible - College_New_Space Heating_Natural Gas_Gas Boiler - Thermostatic Radiator Valves_A_Achievable Economic RVT Potential | F10 | Commercial | Interruptible - College | New | Space Heating | Natural Gas | Gas Boiler - Thermostatic Radiator Valves | A | Purchases (Incremental) | Achievable Economic RVT Potential | 0 | 0 | 0 | 0 | 0 | 0 | 0 | 0 | 0 | 0 | 0 | 0 | 0 | 0 | 0 | 0 | 0 | 0 | 0 | 0 | 0 | 0 | 0 | 0 | 0 | 0 | 0
F11_Commercial_Interruptible - College_New_Space Heating_Natural Gas_Gas Boiler - Thermostatic Radiator Valves_A_Achievable Economic RVT Potential | F11 | Commercial | Interruptible - College | New | Space Heating | Natural Gas | Gas Boiler - Thermostatic Radiator Valves | A | Purchases (Cumulative) | Achievable Economic RVT Potential | 0 | 0 | 0 | 0 | 0 | 0 | 0 | 0 | 0 | 0 | 0 | 0 | 0 | 0 | 0 | 0 | 0 | 0 | 0 | 0 | 0 | 0 | 0 | 0 | 0 | 0 | 0
F1_Commercial_Interruptible - College_New_Space Heating_Natural Gas_HVAC - Shut Off Damper_A_Achievable Economic RVT Potential | F1 | Commercial | Interruptible - College | New | Space Heating | Natural Gas | HVAC - Shut Off Damper | A | Integrated Unit Energy Savings (kWh or therms) | Achievable Economic RVT Potential | 0 | 0 | 0 | 0 | 0 | 0 | 0 | 0 | 0 | 0 | 0 | 0 | 0 | 0 | 0 | 0 | 0 | 0 | 0 | 0 | 0 | 0 | 0 | 0 | 0 | 0 | 0
F2_Commercial_Interruptible - College_New_Space Heating_Natural Gas_HVAC - Shut Off Damper_A_Achievable Economic RVT Potential | F2 | Commercial | Interruptible - College | New | Space Heating | Natural Gas | HVAC - Shut Off Damper | A | Integrated Unit Summer Peak Savings (kW) | Achievable Economic RVT Potential | 0 | 0 | 0 | 0 | 0 | 0 | 0 | 0 | 0 | 0 | 0 | 0 | 0 | 0 | 0 | 0 | 0 | 0 | 0 | 0 | 0 | 0 | 0 | 0 | 0 | 0 | 0
F3_Commercial_Interruptible - College_New_Space Heating_Natural Gas_HVAC - Shut Off Damper_A_Achievable Economic RVT Potential | F3 | Commercial | Interruptible - College | New | Space Heating | Natural Gas | HVAC - Shut Off Damper | A | Integrated Unit Winter Peak Savings (kW) | Achievable Economic RVT Potential | 0 | 0 | 0 | 0 | 0 | 0 | 0 | 0 | 0 | 0 | 0 | 0 | 0 | 0 | 0 | 0 | 0 | 0 | 0 | 0 | 0 | 0 | 0 | 0 | 0 | 0 | 0
F4_Commercial_Interruptible - College_New_Space Heating_Natural Gas_HVAC - Shut Off Damper_A_Achievable Economic RVT Potential | F4 | Commercial | Interruptible - College | New | Space Heating | Natural Gas | HVAC - Shut Off Damper | A | Incremental Energy Savings (MWh or mTherms) | Achievable Economic RVT Potential | 0 | 0 | 0 | 0 | 0 | 0 | 0 | 0 | 0 | 0 | 0 | 0 | 0 | 0 | 0 | 0 | 0 | 0 | 0 | 0 | 0 | 0 | 0 | 0 | 0 | 0 | 0
F5_Commercial_Interruptible - College_New_Space Heating_Natural Gas_HVAC - Shut Off Damper_A_Achievable Economic RVT Potential | F5 | Commercial | Interruptible - College | New | Space Heating | Natural Gas | HVAC - Shut Off Damper | A | Incremental Summer Peak Savings (MW) | Achievable Economic RVT Potential | 0 | 0 | 0 | 0 | 0 | 0 | 0 | 0 | 0 | 0 | 0 | 0 | 0 | 0 | 0 | 0 | 0 | 0 | 0 | 0 | 0 | 0 | 0 | 0 | 0 | 0 | 0
F6_Commercial_Interruptible - College_New_Space Heating_Natural Gas_HVAC - Shut Off Damper_A_Achievable Economic RVT Potential | F6 | Commercial | Interruptible - College | New | Space Heating | Natural Gas | HVAC - Shut Off Damper | A | Incremental Winter Peak Savings (MW) | Achievable Economic RVT Potential | 0 | 0 | 0 | 0 | 0 | 0 | 0 | 0 | 0 | 0 | 0 | 0 | 0 | 0 | 0 | 0 | 0 | 0 | 0 | 0 | 0 | 0 | 0 | 0 | 0 | 0 | 0
F7_Commercial_Interruptible - College_New_Space Heating_Natural Gas_HVAC - Shut Off Damper_A_Achievable Economic RVT Potential | F7 | Commercial | Interruptible - College | New | Space Heating | Natural Gas | HVAC - Shut Off Damper | A | Cumulative Energy Savings (MWh or mTherms) | Achievable Economic RVT Potential | 0 | 0 | 0 | 0 | 0 | 0 | 0 | 0 | 0 | 0 | 0 | 0 | 0 | 0 | 0 | 0 | 0 | 0 | 0 | 0 | 0 | 0 | 0 | 0 | 0 | 0 | 0
F8_Commercial_Interruptible - College_New_Space Heating_Natural Gas_HVAC - Shut Off Damper_A_Achievable Economic RVT Potential | F8 | Commercial | Interruptible - College | New | Space Heating | Natural Gas | HVAC - Shut Off Damper | A | Cumulative Summer Peak Savings (MW) | Achievable Economic RVT Potential | 0 | 0 | 0 | 0 | 0 | 0 | 0 | 0 | 0 | 0 | 0 | 0 | 0 | 0 | 0 | 0 | 0 | 0 | 0 | 0 | 0 | 0 | 0 | 0 | 0 | 0 | 0
F9_Commercial_Interruptible - College_New_Space Heating_Natural Gas_HVAC - Shut Off Damper_A_Achievable Economic RVT Potential | F9 | Commercial | Interruptible - College | New | Space Heating | Natural Gas | HVAC - Shut Off Damper | A | Cumulative Winter Peak Savings (MW) | Achievable Economic RVT Potential | 0 | 0 | 0 | 0 | 0 | 0 | 0 | 0 | 0 | 0 | 0 | 0 | 0 | 0 | 0 | 0 | 0 | 0 | 0 | 0 | 0 | 0 | 0 | 0 | 0 | 0 | 0
F10_Commercial_Interruptible - College_New_Space Heating_Natural Gas_HVAC - Shut Off Damper_A_Achievable Economic RVT Potential | F10 | Commercial | Interruptible - College | New | Space Heating | Natural Gas | HVAC - Shut Off Damper | A | Purchases (Incremental) | Achievable Economic RVT Potential | 0 | 0 | 0 | 0 | 0 | 0 | 0 | 0 | 0 | 0 | 0 | 0 | 0 | 0 | 0 | 0 | 0 | 0 | 0 | 0 | 0 | 0 | 0 | 0 | 0 | 0 | 0
F11_Commercial_Interruptible - College_New_Space Heating_Natural Gas_HVAC - Shut Off Damper_A_Achievable Economic RVT Potential | F11 | Commercial | Interruptible - College | New | Space Heating | Natural Gas | HVAC - Shut Off Damper | A | Purchases (Cumulative) | Achievable Economic RVT Potential | 0 | 0 | 0 | 0 | 0 | 0 | 0 | 0 | 0 | 0 | 0 | 0 | 0 | 0 | 0 | 0 | 0 | 0 | 0 | 0 | 0 | 0 | 0 | 0 | 0 | 0 | 0
F1_Commercial_Interruptible - College_New_Space Heating_Natural Gas_Gas Furnace - Tube Inserts_A_Achievable Economic RVT Potential | F1 | Commercial | Interruptible - College | New | Space Heating | Natural Gas | Gas Furnace - Tube Inserts | A | Integrated Unit Energy Savings (kWh or therms) | Achievable Economic RVT Potential | 0 | 0 | 0 | 0 | 0 | 0 | 0 | 0 | 0 | 0 | 0 | 0 | 0 | 0 | 0 | 0 | 0 | 0 | 0 | 0 | 0 | 0 | 0 | 0 | 0 | 0 | 0
F2_Commercial_Interruptible - College_New_Space Heating_Natural Gas_Gas Furnace - Tube Inserts_A_Achievable Economic RVT Potential | F2 | Commercial | Interruptible - College | New | Space Heating | Natural Gas | Gas Furnace - Tube Inserts | A | Integrated Unit Summer Peak Savings (kW) | Achievable Economic RVT Potential | 0 | 0 | 0 | 0 | 0 | 0 | 0 | 0 | 0 | 0 | 0 | 0 | 0 | 0 | 0 | 0 | 0 | 0 | 0 | 0 | 0 | 0 | 0 | 0 | 0 | 0 | 0
F3_Commercial_Interruptible - College_New_Space Heating_Natural Gas_Gas Furnace - Tube Inserts_A_Achievable Economic RVT Potential | F3 | Commercial | Interruptible - College | New | Space Heating | Natural Gas | Gas Furnace - Tube Inserts | A | Integrated Unit Winter Peak Savings (kW) | Achievable Economic RVT Potential | 0 | 0 | 0 | 0 | 0 | 0 | 0 | 0 | 0 | 0 | 0 | 0 | 0 | 0 | 0 | 0 | 0 | 0 | 0 | 0 | 0 | 0 | 0 | 0 | 0 | 0 | 0
F4_Commercial_Interruptible - College_New_Space Heating_Natural Gas_Gas Furnace - Tube Inserts_A_Achievable Economic RVT Potential | F4 | Commercial | Interruptible - College | New | Space Heating | Natural Gas | Gas Furnace - Tube Inserts | A | Incremental Energy Savings (MWh or mTherms) | Achievable Economic RVT Potential | 0 | 0 | 0 | 0 | 0 | 0 | 0 | 0 | 0 | 0 | 0 | 0 | 0 | 0 | 0 | 0 | 0 | 0 | 0 | 0 | 0 | 0 | 0 | 0 | 0 | 0 | 0
F5_Commercial_Interruptible - College_New_Space Heating_Natural Gas_Gas Furnace - Tube Inserts_A_Achievable Economic RVT Potential | F5 | Commercial | Interruptible - College | New | Space Heating | Natural Gas | Gas Furnace - Tube Inserts | A | Incremental Summer Peak Savings (MW) | Achievable Economic RVT Potential | 0 | 0 | 0 | 0 | 0 | 0 | 0 | 0 | 0 | 0 | 0 | 0 | 0 | 0 | 0 | 0 | 0 | 0 | 0 | 0 | 0 | 0 | 0 | 0 | 0 | 0 | 0
F6_Commercial_Interruptible - College_New_Space Heating_Natural Gas_Gas Furnace - Tube Inserts_A_Achievable Economic RVT Potential | F6 | Commercial | Interruptible - College | New | Space Heating | Natural Gas | Gas Furnace - Tube Inserts | A | Incremental Winter Peak Savings (MW) | Achievable Economic RVT Potential | 0 | 0 | 0 | 0 | 0 | 0 | 0 | 0 | 0 | 0 | 0 | 0 | 0 | 0 | 0 | 0 | 0 | 0 | 0 | 0 | 0 | 0 | 0 | 0 | 0 | 0 | 0
F7_Commercial_Interruptible - College_New_Space Heating_Natural Gas_Gas Furnace - Tube Inserts_A_Achievable Economic RVT Potential | F7 | Commercial | Interruptible - College | New | Space Heating | Natural Gas | Gas Furnace - Tube Inserts | A | Cumulative Energy Savings (MWh or mTherms) | Achievable Economic RVT Potential | 0 | 0 | 0 | 0 | 0 | 0 | 0 | 0 | 0 | 0 | 0 | 0 | 0 | 0 | 0 | 0 | 0 | 0 | 0 | 0 | 0 | 0 | 0 | 0 | 0 | 0 | 0
F8_Commercial_Interruptible - College_New_Space Heating_Natural Gas_Gas Furnace - Tube Inserts_A_Achievable Economic RVT Potential | F8 | Commercial | Interruptible - College | New | Space Heating | Natural Gas | Gas Furnace - Tube Inserts | A | Cumulative Summer Peak Savings (MW) | Achievable Economic RVT Potential | 0 | 0 | 0 | 0 | 0 | 0 | 0 | 0 | 0 | 0 | 0 | 0 | 0 | 0 | 0 | 0 | 0 | 0 | 0 | 0 | 0 | 0 | 0 | 0 | 0 | 0 | 0
F9_Commercial_Interruptible - College_New_Space Heating_Natural Gas_Gas Furnace - Tube Inserts_A_Achievable Economic RVT Potential | F9 | Commercial | Interruptible - College | New | Space Heating | Natural Gas | Gas Furnace - Tube Inserts | A | Cumulative Winter Peak Savings (MW) | Achievable Economic RVT Potential | 0 | 0 | 0 | 0 | 0 | 0 | 0 | 0 | 0 | 0 | 0 | 0 | 0 | 0 | 0 | 0 | 0 | 0 | 0 | 0 | 0 | 0 | 0 | 0 | 0 | 0 | 0
F10_Commercial_Interruptible - College_New_Space Heating_Natural Gas_Gas Furnace - Tube Inserts_A_Achievable Economic RVT Potential | F10 | Commercial | Interruptible - College | New | Space Heating | Natural Gas | Gas Furnace - Tube Inserts | A | Purchases (Incremental) | Achievable Economic RVT Potential | 0 | 0 | 0 | 0 | 0 | 0 | 0 | 0 | 0 | 0 | 0 | 0 | 0 | 0 | 0 | 0 | 0 | 0 | 0 | 0 | 0 | 0 | 0 | 0 | 0 | 0 | 0
F11_Commercial_Interruptible - College_New_Space Heating_Natural Gas_Gas Furnace - Tube Inserts_A_Achievable Economic RVT Potential | F11 | Commercial | Interruptible - College | New | Space Heating | Natural Gas | Gas Furnace - Tube Inserts | A | Purchases (Cumulative) | Achievable Economic RVT Potential | 0 | 0 | 0 | 0 | 0 | 0 | 0 | 0 | 0 | 0 | 0 | 0 | 0 | 0 | 0 | 0 | 0 | 0 | 0 | 0 | 0 | 0 | 0 | 0 | 0 | 0 | 0
F1_Commercial_Interruptible - College_New_Space Heating_Natural Gas_Gas Boiler - Insulate Steam Lines/Condensate Tank_A_Achievable Economic RVT Potential | F1 | Commercial | Interruptible - College | New | Space Heating | Natural Gas | Gas Boiler - Insulate Steam Lines/Condensate Tank | A | Integrated Unit Energy Savings (kWh or therms) | Achievable Economic RVT Potential | 0 | 0 | 0 | 0 | 0 | 0 | 0 | 0 | 0 | 0 | 0 | 0 | 0 | 0 | 0 | 0 | 0 | 0 | 0 | 0 | 0 | 0 | 0 | 0 | 0 | 0 | 0
F2_Commercial_Interruptible - College_New_Space Heating_Natural Gas_Gas Boiler - Insulate Steam Lines/Condensate Tank_A_Achievable Economic RVT Potential | F2 | Commercial | Interruptible - College | New | Space Heating | Natural Gas | Gas Boiler - Insulate Steam Lines/Condensate Tank | A | Integrated Unit Summer Peak Savings (kW) | Achievable Economic RVT Potential | 0 | 0 | 0 | 0 | 0 | 0 | 0 | 0 | 0 | 0 | 0 | 0 | 0 | 0 | 0 | 0 | 0 | 0 | 0 | 0 | 0 | 0 | 0 | 0 | 0 | 0 | 0
F3_Commercial_Interruptible - College_New_Space Heating_Natural Gas_Gas Boiler - Insulate Steam Lines/Condensate Tank_A_Achievable Economic RVT Potential | F3 | Commercial | Interruptible - College | New | Space Heating | Natural Gas | Gas Boiler - Insulate Steam Lines/Condensate Tank | A | Integrated Unit Winter Peak Savings (kW) | Achievable Economic RVT Potential | 0 | 0 | 0 | 0 | 0 | 0 | 0 | 0 | 0 | 0 | 0 | 0 | 0 | 0 | 0 | 0 | 0 | 0 | 0 | 0 | 0 | 0 | 0 | 0 | 0 | 0 | 0
F4_Commercial_Interruptible - College_New_Space Heating_Natural Gas_Gas Boiler - Insulate Steam Lines/Condensate Tank_A_Achievable Economic RVT Potential | F4 | Commercial | Interruptible - College | New | Space Heating | Natural Gas | Gas Boiler - Insulate Steam Lines/Condensate Tank | A | Incremental Energy Savings (MWh or mTherms) | Achievable Economic RVT Potential | 0 | 0 | 0 | 0 | 0 | 0 | 0 | 0 | 0 | 0 | 0 | 0 | 0 | 0 | 0 | 0 | 0 | 0 | 0 | 0 | 0 | 0 | 0 | 0 | 0 | 0 | 0
F5_Commercial_Interruptible - College_New_Space Heating_Natural Gas_Gas Boiler - Insulate Steam Lines/Condensate Tank_A_Achievable Economic RVT Potential | F5 | Commercial | Interruptible - College | New | Space Heating | Natural Gas | Gas Boiler - Insulate Steam Lines/Condensate Tank | A | Incremental Summer Peak Savings (MW) | Achievable Economic RVT Potential | 0 | 0 | 0 | 0 | 0 | 0 | 0 | 0 | 0 | 0 | 0 | 0 | 0 | 0 | 0 | 0 | 0 | 0 | 0 | 0 | 0 | 0 | 0 | 0 | 0 | 0 | 0
F6_Commercial_Interruptible - College_New_Space Heating_Natural Gas_Gas Boiler - Insulate Steam Lines/Condensate Tank_A_Achievable Economic RVT Potential | F6 | Commercial | Interruptible - College | New | Space Heating | Natural Gas | Gas Boiler - Insulate Steam Lines/Condensate Tank | A | Incremental Winter Peak Savings (MW) | Achievable Economic RVT Potential | 0 | 0 | 0 | 0 | 0 | 0 | 0 | 0 | 0 | 0 | 0 | 0 | 0 | 0 | 0 | 0 | 0 | 0 | 0 | 0 | 0 | 0 | 0 | 0 | 0 | 0 | 0
F7_Commercial_Interruptible - College_New_Space Heating_Natural Gas_Gas Boiler - Insulate Steam Lines/Condensate Tank_A_Achievable Economic RVT Potential | F7 | Commercial | Interruptible - College | New | Space Heating | Natural Gas | Gas Boiler - Insulate Steam Lines/Condensate Tank | A | Cumulative Energy Savings (MWh or mTherms) | Achievable Economic RVT Potential | 0 | 0 | 0 | 0 | 0 | 0 | 0 | 0 | 0 | 0 | 0 | 0 | 0 | 0 | 0 | 0 | 0 | 0 | 0 | 0 | 0 | 0 | 0 | 0 | 0 | 0 | 0
F8_Commercial_Interruptible - College_New_Space Heating_Natural Gas_Gas Boiler - Insulate Steam Lines/Condensate Tank_A_Achievable Economic RVT Potential | F8 | Commercial | Interruptible - College | New | Space Heating | Natural Gas | Gas Boiler - Insulate Steam Lines/Condensate Tank | A | Cumulative Summer Peak Savings (MW) | Achievable Economic RVT Potential | 0 | 0 | 0 | 0 | 0 | 0 | 0 | 0 | 0 | 0 | 0 | 0 | 0 | 0 | 0 | 0 | 0 | 0 | 0 | 0 | 0 | 0 | 0 | 0 | 0 | 0 | 0
F9_Commercial_Interruptible - College_New_Space Heating_Natural Gas_Gas Boiler - Insulate Steam Lines/Condensate Tank_A_Achievable Economic RVT Potential | F9 | Commercial | Interruptible - College | New | Space Heating | Natural Gas | Gas Boiler - Insulate Steam Lines/Condensate Tank | A | Cumulative Winter Peak Savings (MW) | Achievable Economic RVT Potential | 0 | 0 | 0 | 0 | 0 | 0 | 0 | 0 | 0 | 0 | 0 | 0 | 0 | 0 | 0 | 0 | 0 | 0 | 0 | 0 | 0 | 0 | 0 | 0 | 0 | 0 | 0
F10_Commercial_Interruptible - College_New_Space Heating_Natural Gas_Gas Boiler - Insulate Steam Lines/Condensate Tank_A_Achievable Economic RVT Potential | F10 | Commercial | Interruptible - College | New | Space Heating | Natural Gas | Gas Boiler - Insulate Steam Lines/Condensate Tank | A | Purchases (Incremental) | Achievable Economic RVT Potential | 0 | 0 | 0 | 0 | 0 | 0 | 0 | 0 | 0 | 0 | 0 | 0 | 0 | 0 | 0 | 0 | 0 | 0 | 0 | 0 | 0 | 0 | 0 | 0 | 0 | 0 | 0
F11_Commercial_Interruptible - College_New_Space Heating_Natural Gas_Gas Boiler - Insulate Steam Lines/Condensate Tank_A_Achievable Economic RVT Potential | F11 | Commercial | Interruptible - College | New | Space Heating | Natural Gas | Gas Boiler - Insulate Steam Lines/Condensate Tank | A | Purchases (Cumulative) | Achievable Economic RVT Potential | 0 | 0 | 0 | 0 | 0 | 0 | 0 | 0 | 0 | 0 | 0 | 0 | 0 | 0 | 0 | 0 | 0 | 0 | 0 | 0 | 0 | 0 | 0 | 0 | 0 | 0 | 0
F1_Commercial_Interruptible - College_New_Space Heating_Natural Gas_Gas Boiler - Insulate Hot Water Lines_A_Achievable Economic RVT Potential | F1 | Commercial | Interruptible - College | New | Space Heating | Natural Gas | Gas Boiler - Insulate Hot Water Lines | A | Integrated Unit Energy Savings (kWh or therms) | Achievable Economic RVT Potential | 0 | 0 | 0 | 0 | 0 | 0 | 0 | 0 | 0 | 0 | 0 | 0 | 0 | 0 | 0 | 0 | 0 | 0 | 0 | 0 | 0 | 0 | 0 | 0 | 0 | 0 | 0
F2_Commercial_Interruptible - College_New_Space Heating_Natural Gas_Gas Boiler - Insulate Hot Water Lines_A_Achievable Economic RVT Potential | F2 | Commercial | Interruptible - College | New | Space Heating | Natural Gas | Gas Boiler - Insulate Hot Water Lines | A | Integrated Unit Summer Peak Savings (kW) | Achievable Economic RVT Potential | 0 | 0 | 0 | 0 | 0 | 0 | 0 | 0 | 0 | 0 | 0 | 0 | 0 | 0 | 0 | 0 | 0 | 0 | 0 | 0 | 0 | 0 | 0 | 0 | 0 | 0 | 0
F3_Commercial_Interruptible - College_New_Space Heating_Natural Gas_Gas Boiler - Insulate Hot Water Lines_A_Achievable Economic RVT Potential | F3 | Commercial | Interruptible - College | New | Space Heating | Natural Gas | Gas Boiler - Insulate Hot Water Lines | A | Integrated Unit Winter Peak Savings (kW) | Achievable Economic RVT Potential | 0 | 0 | 0 | 0 | 0 | 0 | 0 | 0 | 0 | 0 | 0 | 0 | 0 | 0 | 0 | 0 | 0 | 0 | 0 | 0 | 0 | 0 | 0 | 0 | 0 | 0 | 0
F4_Commercial_Interruptible - College_New_Space Heating_Natural Gas_Gas Boiler - Insulate Hot Water Lines_A_Achievable Economic RVT Potential | F4 | Commercial | Interruptible - College | New | Space Heating | Natural Gas | Gas Boiler - Insulate Hot Water Lines | A | Incremental Energy Savings (MWh or mTherms) | Achievable Economic RVT Potential | 0 | 0 | 0 | 0 | 0 | 0 | 0 | 0 | 0 | 0 | 0 | 0 | 0 | 0 | 0 | 0 | 0 | 0 | 0 | 0 | 0 | 0 | 0 | 0 | 0 | 0 | 0
F5_Commercial_Interruptible - College_New_Space Heating_Natural Gas_Gas Boiler - Insulate Hot Water Lines_A_Achievable Economic RVT Potential | F5 | Commercial | Interruptible - College | New | Space Heating | Natural Gas | Gas Boiler - Insulate Hot Water Lines | A | Incremental Summer Peak Savings (MW) | Achievable Economic RVT Potential | 0 | 0 | 0 | 0 | 0 | 0 | 0 | 0 | 0 | 0 | 0 | 0 | 0 | 0 | 0 | 0 | 0 | 0 | 0 | 0 | 0 | 0 | 0 | 0 | 0 | 0 | 0
F6_Commercial_Interruptible - College_New_Space Heating_Natural Gas_Gas Boiler - Insulate Hot Water Lines_A_Achievable Economic RVT Potential | F6 | Commercial | Interruptible - College | New | Space Heating | Natural Gas | Gas Boiler - Insulate Hot Water Lines | A | Incremental Winter Peak Savings (MW) | Achievable Economic RVT Potential | 0 | 0 | 0 | 0 | 0 | 0 | 0 | 0 | 0 | 0 | 0 | 0 | 0 | 0 | 0 | 0 | 0 | 0 | 0 | 0 | 0 | 0 | 0 | 0 | 0 | 0 | 0
F7_Commercial_Interruptible - College_New_Space Heating_Natural Gas_Gas Boiler - Insulate Hot Water Lines_A_Achievable Economic RVT Potential | F7 | Commercial | Interruptible - College | New | Space Heating | Natural Gas | Gas Boiler - Insulate Hot Water Lines | A | Cumulative Energy Savings (MWh or mTherms) | Achievable Economic RVT Potential | 0 | 0 | 0 | 0 | 0 | 0 | 0 | 0 | 0 | 0 | 0 | 0 | 0 | 0 | 0 | 0 | 0 | 0 | 0 | 0 | 0 | 0 | 0 | 0 | 0 | 0 | 0
F8_Commercial_Interruptible - College_New_Space Heating_Natural Gas_Gas Boiler - Insulate Hot Water Lines_A_Achievable Economic RVT Potential | F8 | Commercial | Interruptible - College | New | Space Heating | Natural Gas | Gas Boiler - Insulate Hot Water Lines | A | Cumulative Summer Peak Savings (MW) | Achievable Economic RVT Potential | 0 | 0 | 0 | 0 | 0 | 0 | 0 | 0 | 0 | 0 | 0 | 0 | 0 | 0 | 0 | 0 | 0 | 0 | 0 | 0 | 0 | 0 | 0 | 0 | 0 | 0 | 0
F9_Commercial_Interruptible - College_New_Space Heating_Natural Gas_Gas Boiler - Insulate Hot Water Lines_A_Achievable Economic RVT Potential | F9 | Commercial | Interruptible - College | New | Space Heating | Natural Gas | Gas Boiler - Insulate Hot Water Lines | A | Cumulative Winter Peak Savings (MW) | Achievable Economic RVT Potential | 0 | 0 | 0 | 0 | 0 | 0 | 0 | 0 | 0 | 0 | 0 | 0 | 0 | 0 | 0 | 0 | 0 | 0 | 0 | 0 | 0 | 0 | 0 | 0 | 0 | 0 | 0
F10_Commercial_Interruptible - College_New_Space Heating_Natural Gas_Gas Boiler - Insulate Hot Water Lines_A_Achievable Economic RVT Potential | F10 | Commercial | Interruptible - College | New | Space Heating | Natural Gas | Gas Boiler - Insulate Hot Water Lines | A | Purchases (Incremental) | Achievable Economic RVT Potential | 0 | 0 | 0 | 0 | 0 | 0 | 0 | 0 | 0 | 0 | 0 | 0 | 0 | 0 | 0 | 0 | 0 | 0 | 0 | 0 | 0 | 0 | 0 | 0 | 0 | 0 | 0
F11_Commercial_Interruptible - College_New_Space Heating_Natural Gas_Gas Boiler - Insulate Hot Water Lines_A_Achievable Economic RVT Potential | F11 | Commercial | Interruptible - College | New | Space Heating | Natural Gas | Gas Boiler - Insulate Hot Water Lines | A | Purchases (Cumulative) | Achievable Economic RVT Potential | 0 | 0 | 0 | 0 | 0 | 0 | 0 | 0 | 0 | 0 | 0 | 0 | 0 | 0 | 0 | 0 | 0 | 0 | 0 | 0 | 0 | 0 | 0 | 0 | 0 | 0 | 0
F1_Commercial_Interruptible - College_New_Space Heating_Natural Gas_Condensing RTU_A_Achievable Economic RVT Potential | F1 | Commercial | Interruptible - College | New | Space Heating | Natural Gas | Condensing RTU | A | Integrated Unit Energy Savings (kWh or therms) | Achievable Economic RVT Potential | 0 | 0 | 0 | 0 | 0 | 0 | 0 | 0 | 0 | 0 | 0 | 0 | 0 | 0 | 0 | 0 | 0 | 0 | 0 | 0 | 0 | 0 | 0 | 0 | 0 | 0 | 0
F2_Commercial_Interruptible - College_New_Space Heating_Natural Gas_Condensing RTU_A_Achievable Economic RVT Potential | F2 | Commercial | Interruptible - College | New | Space Heating | Natural Gas | Condensing RTU | A | Integrated Unit Summer Peak Savings (kW) | Achievable Economic RVT Potential | 0 | 0 | 0 | 0 | 0 | 0 | 0 | 0 | 0 | 0 | 0 | 0 | 0 | 0 | 0 | 0 | 0 | 0 | 0 | 0 | 0 | 0 | 0 | 0 | 0 | 0 | 0
F3_Commercial_Interruptible - College_New_Space Heating_Natural Gas_Condensing RTU_A_Achievable Economic RVT Potential | F3 | Commercial | Interruptible - College | New | Space Heating | Natural Gas | Condensing RTU | A | Integrated Unit Winter Peak Savings (kW) | Achievable Economic RVT Potential | 0 | 0 | 0 | 0 | 0 | 0 | 0 | 0 | 0 | 0 | 0 | 0 | 0 | 0 | 0 | 0 | 0 | 0 | 0 | 0 | 0 | 0 | 0 | 0 | 0 | 0 | 0
F4_Commercial_Interruptible - College_New_Space Heating_Natural Gas_Condensing RTU_A_Achievable Economic RVT Potential | F4 | Commercial | Interruptible - College | New | Space Heating | Natural Gas | Condensing RTU | A | Incremental Energy Savings (MWh or mTherms) | Achievable Economic RVT Potential | 0 | 0 | 0 | 0 | 0 | 0 | 0 | 0 | 0 | 0 | 0 | 0 | 0 | 0 | 0 | 0 | 0 | 0 | 0 | 0 | 0 | 0 | 0 | 0 | 0 | 0 | 0
F5_Commercial_Interruptible - College_New_Space Heating_Natural Gas_Condensing RTU_A_Achievable Economic RVT Potential | F5 | Commercial | Interruptible - College | New | Space Heating | Natural Gas | Condensing RTU | A | Incremental Summer Peak Savings (MW) | Achievable Economic RVT Potential | 0 | 0 | 0 | 0 | 0 | 0 | 0 | 0 | 0 | 0 | 0 | 0 | 0 | 0 | 0 | 0 | 0 | 0 | 0 | 0 | 0 | 0 | 0 | 0 | 0 | 0 | 0
F6_Commercial_Interruptible - College_New_Space Heating_Natural Gas_Condensing RTU_A_Achievable Economic RVT Potential | F6 | Commercial | Interruptible - College | New | Space Heating | Natural Gas | Condensing RTU | A | Incremental Winter Peak Savings (MW) | Achievable Economic RVT Potential | 0 | 0 | 0 | 0 | 0 | 0 | 0 | 0 | 0 | 0 | 0 | 0 | 0 | 0 | 0 | 0 | 0 | 0 | 0 | 0 | 0 | 0 | 0 | 0 | 0 | 0 | 0
F7_Commercial_Interruptible - College_New_Space Heating_Natural Gas_Condensing RTU_A_Achievable Economic RVT Potential | F7 | Commercial | Interruptible - College | New | Space Heating | Natural Gas | Condensing RTU | A | Cumulative Energy Savings (MWh or mTherms) | Achievable Economic RVT Potential | 0 | 0 | 0 | 0 | 0 | 0 | 0 | 0 | 0 | 0 | 0 | 0 | 0 | 0 | 0 | 0 | 0 | 0 | 0 | 0 | 0 | 0 | 0 | 0 | 0 | 0 | 0
F8_Commercial_Interruptible - College_New_Space Heating_Natural Gas_Condensing RTU_A_Achievable Economic RVT Potential | F8 | Commercial | Interruptible - College | New | Space Heating | Natural Gas | Condensing RTU | A | Cumulative Summer Peak Savings (MW) | Achievable Economic RVT Potential | 0 | 0 | 0 | 0 | 0 | 0 | 0 | 0 | 0 | 0 | 0 | 0 | 0 | 0 | 0 | 0 | 0 | 0 | 0 | 0 | 0 | 0 | 0 | 0 | 0 | 0 | 0
F9_Commercial_Interruptible - College_New_Space Heating_Natural Gas_Condensing RTU_A_Achievable Economic RVT Potential | F9 | Commercial | Interruptible - College | New | Space Heating | Natural Gas | Condensing RTU | A | Cumulative Winter Peak Savings (MW) | Achievable Economic RVT Potential | 0 | 0 | 0 | 0 | 0 | 0 | 0 | 0 | 0 | 0 | 0 | 0 | 0 | 0 | 0 | 0 | 0 | 0 | 0 | 0 | 0 | 0 | 0 | 0 | 0 | 0 | 0
F10_Commercial_Interruptible - College_New_Space Heating_Natural Gas_Condensing RTU_A_Achievable Economic RVT Potential | F10 | Commercial | Interruptible - College | New | Space Heating | Natural Gas | Condensing RTU | A | Purchases (Incremental) | Achievable Economic RVT Potential | 0 | 0 | 0 | 0 | 0 | 0 | 0 | 0 | 0 | 0 | 0 | 0 | 0 | 0 | 0 | 0 | 0 | 0 | 0 | 0 | 0 | 0 | 0 | 0 | 0 | 0 | 0
F11_Commercial_Interruptible - College_New_Space Heating_Natural Gas_Condensing RTU_A_Achievable Economic RVT Potential | F11 | Commercial | Interruptible - College | New | Space Heating | Natural Gas | Condensing RTU | A | Purchases (Cumulative) | Achievable Economic RVT Potential | 0 | 0 | 0 | 0 | 0 | 0 | 0 | 0 | 0 | 0 | 0 | 0 | 0 | 0 | 0 | 0 | 0 | 0 | 0 | 0 | 0 | 0 | 0 | 0 | 0 | 0 | 0
F1_Commercial_Interruptible - College_New_Space Heating_Natural Gas_Hydronic Heating Radiator Replacement_A_Achievable Economic RVT Potential | F1 | Commercial | Interruptible - College | New | Space Heating | Natural Gas | Hydronic Heating Radiator Replacement | A | Integrated Unit Energy Savings (kWh or therms) | Achievable Economic RVT Potential | 0 | 0 | 0 | 0 | 0 | 0 | 0 | 0 | 0 | 0 | 0 | 0 | 0 | 0 | 0 | 0 | 0 | 0 | 0 | 0 | 0 | 0 | 0 | 0 | 0 | 0 | 0
F2_Commercial_Interruptible - College_New_Space Heating_Natural Gas_Hydronic Heating Radiator Replacement_A_Achievable Economic RVT Potential | F2 | Commercial | Interruptible - College | New | Space Heating | Natural Gas | Hydronic Heating Radiator Replacement | A | Integrated Unit Summer Peak Savings (kW) | Achievable Economic RVT Potential | 0 | 0 | 0 | 0 | 0 | 0 | 0 | 0 | 0 | 0 | 0 | 0 | 0 | 0 | 0 | 0 | 0 | 0 | 0 | 0 | 0 | 0 | 0 | 0 | 0 | 0 | 0
F3_Commercial_Interruptible - College_New_Space Heating_Natural Gas_Hydronic Heating Radiator Replacement_A_Achievable Economic RVT Potential | F3 | Commercial | Interruptible - College | New | Space Heating | Natural Gas | Hydronic Heating Radiator Replacement | A | Integrated Unit Winter Peak Savings (kW) | Achievable Economic RVT Potential | 0 | 0 | 0 | 0 | 0 | 0 | 0 | 0 | 0 | 0 | 0 | 0 | 0 | 0 | 0 | 0 | 0 | 0 | 0 | 0 | 0 | 0 | 0 | 0 | 0 | 0 | 0
F4_Commercial_Interruptible - College_New_Space Heating_Natural Gas_Hydronic Heating Radiator Replacement_A_Achievable Economic RVT Potential | F4 | Commercial | Interruptible - College | New | Space Heating | Natural Gas | Hydronic Heating Radiator Replacement | A | Incremental Energy Savings (MWh or mTherms) | Achievable Economic RVT Potential | 0 | 0 | 0 | 0 | 0 | 0 | 0 | 0 | 0 | 0 | 0 | 0 | 0 | 0 | 0 | 0 | 0 | 0 | 0 | 0 | 0 | 0 | 0 | 0 | 0 | 0 | 0
F5_Commercial_Interruptible - College_New_Space Heating_Natural Gas_Hydronic Heating Radiator Replacement_A_Achievable Economic RVT Potential | F5 | Commercial | Interruptible - College | New | Space Heating | Natural Gas | Hydronic Heating Radiator Replacement | A | Incremental Summer Peak Savings (MW) | Achievable Economic RVT Potential | 0 | 0 | 0 | 0 | 0 | 0 | 0 | 0 | 0 | 0 | 0 | 0 | 0 | 0 | 0 | 0 | 0 | 0 | 0 | 0 | 0 | 0 | 0 | 0 | 0 | 0 | 0
F6_Commercial_Interruptible - College_New_Space Heating_Natural Gas_Hydronic Heating Radiator Replacement_A_Achievable Economic RVT Potential | F6 | Commercial | Interruptible - College | New | Space Heating | Natural Gas | Hydronic Heating Radiator Replacement | A | Incremental Winter Peak Savings (MW) | Achievable Economic RVT Potential | 0 | 0 | 0 | 0 | 0 | 0 | 0 | 0 | 0 | 0 | 0 | 0 | 0 | 0 | 0 | 0 | 0 | 0 | 0 | 0 | 0 | 0 | 0 | 0 | 0 | 0 | 0
F7_Commercial_Interruptible - College_New_Space Heating_Natural Gas_Hydronic Heating Radiator Replacement_A_Achievable Economic RVT Potential | F7 | Commercial | Interruptible - College | New | Space Heating | Natural Gas | Hydronic Heating Radiator Replacement | A | Cumulative Energy Savings (MWh or mTherms) | Achievable Economic RVT Potential | 0 | 0 | 0 | 0 | 0 | 0 | 0 | 0 | 0 | 0 | 0 | 0 | 0 | 0 | 0 | 0 | 0 | 0 | 0 | 0 | 0 | 0 | 0 | 0 | 0 | 0 | 0
F8_Commercial_Interruptible - College_New_Space Heating_Natural Gas_Hydronic Heating Radiator Replacement_A_Achievable Economic RVT Potential | F8 | Commercial | Interruptible - College | New | Space Heating | Natural Gas | Hydronic Heating Radiator Replacement | A | Cumulative Summer Peak Savings (MW) | Achievable Economic RVT Potential | 0 | 0 | 0 | 0 | 0 | 0 | 0 | 0 | 0 | 0 | 0 | 0 | 0 | 0 | 0 | 0 | 0 | 0 | 0 | 0 | 0 | 0 | 0 | 0 | 0 | 0 | 0
F9_Commercial_Interruptible - College_New_Space Heating_Natural Gas_Hydronic Heating Radiator Replacement_A_Achievable Economic RVT Potential | F9 | Commercial | Interruptible - College | New | Space Heating | Natural Gas | Hydronic Heating Radiator Replacement | A | Cumulative Winter Peak Savings (MW) | Achievable Economic RVT Potential | 0 | 0 | 0 | 0 | 0 | 0 | 0 | 0 | 0 | 0 | 0 | 0 | 0 | 0 | 0 | 0 | 0 | 0 | 0 | 0 | 0 | 0 | 0 | 0 | 0 | 0 | 0
F10_Commercial_Interruptible - College_New_Space Heating_Natural Gas_Hydronic Heating Radiator Replacement_A_Achievable Economic RVT Potential | F10 | Commercial | Interruptible - College | New | Space Heating | Natural Gas | Hydronic Heating Radiator Replacement | A | Purchases (Incremental) | Achievable Economic RVT Potential | 0 | 0 | 0 | 0 | 0 | 0 | 0 | 0 | 0 | 0 | 0 | 0 | 0 | 0 | 0 | 0 | 0 | 0 | 0 | 0 | 0 | 0 | 0 | 0 | 0 | 0 | 0
F11_Commercial_Interruptible - College_New_Space Heating_Natural Gas_Hydronic Heating Radiator Replacement_A_Achievable Economic RVT Potential | F11 | Commercial | Interruptible - College | New | Space Heating | Natural Gas | Hydronic Heating Radiator Replacement | A | Purchases (Cumulative) | Achievable Economic RVT Potential | 0 | 0 | 0 | 0 | 0 | 0 | 0 | 0 | 0 | 0 | 0 | 0 | 0 | 0 | 0 | 0 | 0 | 0 | 0 | 0 | 0 | 0 | 0 | 0 | 0 | 0 | 0
F1_Commercial_Interruptible - College_New_Space Heating_Natural Gas_Thermostat - Connected_A_Achievable Economic RVT Potential | F1 | Commercial | Interruptible - College | New | Space Heating | Natural Gas | Thermostat - Connected | A | Integrated Unit Energy Savings (kWh or therms) | Achievable Economic RVT Potential | 0 | 0 | 0 | 0 | 0 | 0 | 0 | 0 | 0 | 0 | 0 | 0 | 0 | 0 | 0 | 0 | 0 | 0 | 0 | 0 | 0 | 0 | 0 | 0 | 0 | 0 | 0
F2_Commercial_Interruptible - College_New_Space Heating_Natural Gas_Thermostat - Connected_A_Achievable Economic RVT Potential | F2 | Commercial | Interruptible - College | New | Space Heating | Natural Gas | Thermostat - Connected | A | Integrated Unit Summer Peak Savings (kW) | Achievable Economic RVT Potential | 0 | 0 | 0 | 0 | 0 | 0 | 0 | 0 | 0 | 0 | 0 | 0 | 0 | 0 | 0 | 0 | 0 | 0 | 0 | 0 | 0 | 0 | 0 | 0 | 0 | 0 | 0
F3_Commercial_Interruptible - College_New_Space Heating_Natural Gas_Thermostat - Connected_A_Achievable Economic RVT Potential | F3 | Commercial | Interruptible - College | New | Space Heating | Natural Gas | Thermostat - Connected | A | Integrated Unit Winter Peak Savings (kW) | Achievable Economic RVT Potential | 0 | 0 | 0 | 0 | 0 | 0 | 0 | 0 | 0 | 0 | 0 | 0 | 0 | 0 | 0 | 0 | 0 | 0 | 0 | 0 | 0 | 0 | 0 | 0 | 0 | 0 | 0
F4_Commercial_Interruptible - College_New_Space Heating_Natural Gas_Thermostat - Connected_A_Achievable Economic RVT Potential | F4 | Commercial | Interruptible - College | New | Space Heating | Natural Gas | Thermostat - Connected | A | Incremental Energy Savings (MWh or mTherms) | Achievable Economic RVT Potential | 0 | 0 | 0 | 0 | 0 | 0 | 0 | 0 | 0 | 0 | 0 | 0 | 0 | 0 | 0 | 0 | 0 | 0 | 0 | 0 | 0 | 0 | 0 | 0 | 0 | 0 | 0
F5_Commercial_Interruptible - College_New_Space Heating_Natural Gas_Thermostat - Connected_A_Achievable Economic RVT Potential | F5 | Commercial | Interruptible - College | New | Space Heating | Natural Gas | Thermostat - Connected | A | Incremental Summer Peak Savings (MW) | Achievable Economic RVT Potential | 0 | 0 | 0 | 0 | 0 | 0 | 0 | 0 | 0 | 0 | 0 | 0 | 0 | 0 | 0 | 0 | 0 | 0 | 0 | 0 | 0 | 0 | 0 | 0 | 0 | 0 | 0
F6_Commercial_Interruptible - College_New_Space Heating_Natural Gas_Thermostat - Connected_A_Achievable Economic RVT Potential | F6 | Commercial | Interruptible - College | New | Space Heating | Natural Gas | Thermostat - Connected | A | Incremental Winter Peak Savings (MW) | Achievable Economic RVT Potential | 0 | 0 | 0 | 0 | 0 | 0 | 0 | 0 | 0 | 0 | 0 | 0 | 0 | 0 | 0 | 0 | 0 | 0 | 0 | 0 | 0 | 0 | 0 | 0 | 0 | 0 | 0
F7_Commercial_Interruptible - College_New_Space Heating_Natural Gas_Thermostat - Connected_A_Achievable Economic RVT Potential | F7 | Commercial | Interruptible - College | New | Space Heating | Natural Gas | Thermostat - Connected | A | Cumulative Energy Savings (MWh or mTherms) | Achievable Economic RVT Potential | 0 | 0 | 0 | 0 | 0 | 0 | 0 | 0 | 0 | 0 | 0 | 0 | 0 | 0 | 0 | 0 | 0 | 0 | 0 | 0 | 0 | 0 | 0 | 0 | 0 | 0 | 0
F8_Commercial_Interruptible - College_New_Space Heating_Natural Gas_Thermostat - Connected_A_Achievable Economic RVT Potential | F8 | Commercial | Interruptible - College | New | Space Heating | Natural Gas | Thermostat - Connected | A | Cumulative Summer Peak Savings (MW) | Achievable Economic RVT Potential | 0 | 0 | 0 | 0 | 0 | 0 | 0 | 0 | 0 | 0 | 0 | 0 | 0 | 0 | 0 | 0 | 0 | 0 | 0 | 0 | 0 | 0 | 0 | 0 | 0 | 0 | 0
F9_Commercial_Interruptible - College_New_Space Heating_Natural Gas_Thermostat - Connected_A_Achievable Economic RVT Potential | F9 | Commercial | Interruptible - College | New | Space Heating | Natural Gas | Thermostat - Connected | A | Cumulative Winter Peak Savings (MW) | Achievable Economic RVT Potential | 0 | 0 | 0 | 0 | 0 | 0 | 0 | 0 | 0 | 0 | 0 | 0 | 0 | 0 | 0 | 0 | 0 | 0 | 0 | 0 | 0 | 0 | 0 | 0 | 0 | 0 | 0
F10_Commercial_Interruptible - College_New_Space Heating_Natural Gas_Thermostat - Connected_A_Achievable Economic RVT Potential | F10 | Commercial | Interruptible - College | New | Space Heating | Natural Gas | Thermostat - Connected | A | Purchases (Incremental) | Achievable Economic RVT Potential | 0 | 0 | 0 | 0 | 0 | 0 | 0 | 0 | 0 | 0 | 0 | 0 | 0 | 0 | 0 | 0 | 0 | 0 | 0 | 0 | 0 | 0 | 0 | 0 | 0 | 0 | 0
F11_Commercial_Interruptible - College_New_Space Heating_Natural Gas_Thermostat - Connected_A_Achievable Economic RVT Potential | F11 | Commercial | Interruptible - College | New | Space Heating | Natural Gas | Thermostat - Connected | A | Purchases (Cumulative) | Achievable Economic RVT Potential | 0 | 0 | 0 | 0 | 0 | 0 | 0 | 0 | 0 | 0 | 0 | 0 | 0 | 0 | 0 | 0 | 0 | 0 | 0 | 0 | 0 | 0 | 0 | 0 | 0 | 0 | 0
F1_Commercial_Interruptible - College_New_Water Heating_Natural Gas_Water Heater - Thermostatic Shower Restriction Valve_A_Achievable Economic RVT Potential | F1 | Commercial | Interruptible - College | New | Water Heating | Natural Gas | Water Heater - Thermostatic Shower Restriction Valve | A | Integrated Unit Energy Savings (kWh or therms) | Achievable Economic RVT Potential | 0 | 0 | 0 | 0 | 0 | 0 | 0 | 0 | 0 | 0 | 0 | 0 | 0 | 0 | 0 | 0 | 0 | 0 | 0 | 0 | 0 | 0 | 0 | 0 | 0 | 0 | 0
F2_Commercial_Interruptible - College_New_Water Heating_Natural Gas_Water Heater - Thermostatic Shower Restriction Valve_A_Achievable Economic RVT Potential | F2 | Commercial | Interruptible - College | New | Water Heating | Natural Gas | Water Heater - Thermostatic Shower Restriction Valve | A | Integrated Unit Summer Peak Savings (kW) | Achievable Economic RVT Potential | 0 | 0 | 0 | 0 | 0 | 0 | 0 | 0 | 0 | 0 | 0 | 0 | 0 | 0 | 0 | 0 | 0 | 0 | 0 | 0 | 0 | 0 | 0 | 0 | 0 | 0 | 0
F3_Commercial_Interruptible - College_New_Water Heating_Natural Gas_Water Heater - Thermostatic Shower Restriction Valve_A_Achievable Economic RVT Potential | F3 | Commercial | Interruptible - College | New | Water Heating | Natural Gas | Water Heater - Thermostatic Shower Restriction Valve | A | Integrated Unit Winter Peak Savings (kW) | Achievable Economic RVT Potential | 0 | 0 | 0 | 0 | 0 | 0 | 0 | 0 | 0 | 0 | 0 | 0 | 0 | 0 | 0 | 0 | 0 | 0 | 0 | 0 | 0 | 0 | 0 | 0 | 0 | 0 | 0
F4_Commercial_Interruptible - College_New_Water Heating_Natural Gas_Water Heater - Thermostatic Shower Restriction Valve_A_Achievable Economic RVT Potential | F4 | Commercial | Interruptible - College | New | Water Heating | Natural Gas | Water Heater - Thermostatic Shower Restriction Valve | A | Incremental Energy Savings (MWh or mTherms) | Achievable Economic RVT Potential | 0 | 0 | 0 | 0 | 0 | 0 | 0 | 0 | 0 | 0 | 0 | 0 | 0 | 0 | 0 | 0 | 0 | 0 | 0 | 0 | 0 | 0 | 0 | 0 | 0 | 0 | 0
F5_Commercial_Interruptible - College_New_Water Heating_Natural Gas_Water Heater - Thermostatic Shower Restriction Valve_A_Achievable Economic RVT Potential | F5 | Commercial | Interruptible - College | New | Water Heating | Natural Gas | Water Heater - Thermostatic Shower Restriction Valve | A | Incremental Summer Peak Savings (MW) | Achievable Economic RVT Potential | 0 | 0 | 0 | 0 | 0 | 0 | 0 | 0 | 0 | 0 | 0 | 0 | 0 | 0 | 0 | 0 | 0 | 0 | 0 | 0 | 0 | 0 | 0 | 0 | 0 | 0 | 0
F6_Commercial_Interruptible - College_New_Water Heating_Natural Gas_Water Heater - Thermostatic Shower Restriction Valve_A_Achievable Economic RVT Potential | F6 | Commercial | Interruptible - College | New | Water Heating | Natural Gas | Water Heater - Thermostatic Shower Restriction Valve | A | Incremental Winter Peak Savings (MW) | Achievable Economic RVT Potential | 0 | 0 | 0 | 0 | 0 | 0 | 0 | 0 | 0 | 0 | 0 | 0 | 0 | 0 | 0 | 0 | 0 | 0 | 0 | 0 | 0 | 0 | 0 | 0 | 0 | 0 | 0
F7_Commercial_Interruptible - College_New_Water Heating_Natural Gas_Water Heater - Thermostatic Shower Restriction Valve_A_Achievable Economic RVT Potential | F7 | Commercial | Interruptible - College | New | Water Heating | Natural Gas | Water Heater - Thermostatic Shower Restriction Valve | A | Cumulative Energy Savings (MWh or mTherms) | Achievable Economic RVT Potential | 0 | 0 | 0 | 0 | 0 | 0 | 0 | 0 | 0 | 0 | 0 | 0 | 0 | 0 | 0 | 0 | 0 | 0 | 0 | 0 | 0 | 0 | 0 | 0 | 0 | 0 | 0
F8_Commercial_Interruptible - College_New_Water Heating_Natural Gas_Water Heater - Thermostatic Shower Restriction Valve_A_Achievable Economic RVT Potential | F8 | Commercial | Interruptible - College | New | Water Heating | Natural Gas | Water Heater - Thermostatic Shower Restriction Valve | A | Cumulative Summer Peak Savings (MW) | Achievable Economic RVT Potential | 0 | 0 | 0 | 0 | 0 | 0 | 0 | 0 | 0 | 0 | 0 | 0 | 0 | 0 | 0 | 0 | 0 | 0 | 0 | 0 | 0 | 0 | 0 | 0 | 0 | 0 | 0
F9_Commercial_Interruptible - College_New_Water Heating_Natural Gas_Water Heater - Thermostatic Shower Restriction Valve_A_Achievable Economic RVT Potential | F9 | Commercial | Interruptible - College | New | Water Heating | Natural Gas | Water Heater - Thermostatic Shower Restriction Valve | A | Cumulative Winter Peak Savings (MW) | Achievable Economic RVT Potential | 0 | 0 | 0 | 0 | 0 | 0 | 0 | 0 | 0 | 0 | 0 | 0 | 0 | 0 | 0 | 0 | 0 | 0 | 0 | 0 | 0 | 0 | 0 | 0 | 0 | 0 | 0
F10_Commercial_Interruptible - College_New_Water Heating_Natural Gas_Water Heater - Thermostatic Shower Restriction Valve_A_Achievable Economic RVT Potential | F10 | Commercial | Interruptible - College | New | Water Heating | Natural Gas | Water Heater - Thermostatic Shower Restriction Valve | A | Purchases (Incremental) | Achievable Economic RVT Potential | 0 | 0 | 0 | 0 | 0 | 0 | 0 | 0 | 0 | 0 | 0 | 0 | 0 | 0 | 0 | 0 | 0 | 0 | 0 | 0 | 0 | 0 | 0 | 0 | 0 | 0 | 0
F11_Commercial_Interruptible - College_New_Water Heating_Natural Gas_Water Heater - Thermostatic Shower Restriction Valve_A_Achievable Economic RVT Potential | F11 | Commercial | Interruptible - College | New | Water Heating | Natural Gas | Water Heater - Thermostatic Shower Restriction Valve | A | Purchases (Cumulative) | Achievable Economic RVT Potential | 0 | 0 | 0 | 0 | 0 | 0 | 0 | 0 | 0 | 0 | 0 | 0 | 0 | 0 | 0 | 0 | 0 | 0 | 0 | 0 | 0 | 0 | 0 | 0 | 0 | 0 | 0
F1_Commercial_Interruptible - College_New_Water Heating_Natural Gas_Water Heater - Pre-Rinse Spray Valve_A_Achievable Economic RVT Potential | F1 | Commercial | Interruptible - College | New | Water Heating | Natural Gas | Water Heater - Pre-Rinse Spray Valve | A | Integrated Unit Energy Savings (kWh or therms) | Achievable Economic RVT Potential | 0 | 0 | 0 | 0 | 0 | 0 | 0 | 0 | 0 | 0 | 0 | 0 | 0 | 0 | 0 | 0 | 0 | 0 | 0 | 0 | 0 | 0 | 0 | 0 | 0 | 0 | 0
F2_Commercial_Interruptible - College_New_Water Heating_Natural Gas_Water Heater - Pre-Rinse Spray Valve_A_Achievable Economic RVT Potential | F2 | Commercial | Interruptible - College | New | Water Heating | Natural Gas | Water Heater - Pre-Rinse Spray Valve | A | Integrated Unit Summer Peak Savings (kW) | Achievable Economic RVT Potential | 0 | 0 | 0 | 0 | 0 | 0 | 0 | 0 | 0 | 0 | 0 | 0 | 0 | 0 | 0 | 0 | 0 | 0 | 0 | 0 | 0 | 0 | 0 | 0 | 0 | 0 | 0
F3_Commercial_Interruptible - College_New_Water Heating_Natural Gas_Water Heater - Pre-Rinse Spray Valve_A_Achievable Economic RVT Potential | F3 | Commercial | Interruptible - College | New | Water Heating | Natural Gas | Water Heater - Pre-Rinse Spray Valve | A | Integrated Unit Winter Peak Savings (kW) | Achievable Economic RVT Potential | 0 | 0 | 0 | 0 | 0 | 0 | 0 | 0 | 0 | 0 | 0 | 0 | 0 | 0 | 0 | 0 | 0 | 0 | 0 | 0 | 0 | 0 | 0 | 0 | 0 | 0 | 0
F4_Commercial_Interruptible - College_New_Water Heating_Natural Gas_Water Heater - Pre-Rinse Spray Valve_A_Achievable Economic RVT Potential | F4 | Commercial | Interruptible - College | New | Water Heating | Natural Gas | Water Heater - Pre-Rinse Spray Valve | A | Incremental Energy Savings (MWh or mTherms) | Achievable Economic RVT Potential | 0 | 0 | 0 | 0 | 0 | 0 | 0 | 0 | 0 | 0 | 0 | 0 | 0 | 0 | 0 | 0 | 0 | 0 | 0 | 0 | 0 | 0 | 0 | 0 | 0 | 0 | 0
F5_Commercial_Interruptible - College_New_Water Heating_Natural Gas_Water Heater - Pre-Rinse Spray Valve_A_Achievable Economic RVT Potential | F5 | Commercial | Interruptible - College | New | Water Heating | Natural Gas | Water Heater - Pre-Rinse Spray Valve | A | Incremental Summer Peak Savings (MW) | Achievable Economic RVT Potential | 0 | 0 | 0 | 0 | 0 | 0 | 0 | 0 | 0 | 0 | 0 | 0 | 0 | 0 | 0 | 0 | 0 | 0 | 0 | 0 | 0 | 0 | 0 | 0 | 0 | 0 | 0
F6_Commercial_Interruptible - College_New_Water Heating_Natural Gas_Water Heater - Pre-Rinse Spray Valve_A_Achievable Economic RVT Potential | F6 | Commercial | Interruptible - College | New | Water Heating | Natural Gas | Water Heater - Pre-Rinse Spray Valve | A | Incremental Winter Peak Savings (MW) | Achievable Economic RVT Potential | 0 | 0 | 0 | 0 | 0 | 0 | 0 | 0 | 0 | 0 | 0 | 0 | 0 | 0 | 0 | 0 | 0 | 0 | 0 | 0 | 0 | 0 | 0 | 0 | 0 | 0 | 0
F7_Commercial_Interruptible - College_New_Water Heating_Natural Gas_Water Heater - Pre-Rinse Spray Valve_A_Achievable Economic RVT Potential | F7 | Commercial | Interruptible - College | New | Water Heating | Natural Gas | Water Heater - Pre-Rinse Spray Valve | A | Cumulative Energy Savings (MWh or mTherms) | Achievable Economic RVT Potential | 0 | 0 | 0 | 0 | 0 | 0 | 0 | 0 | 0 | 0 | 0 | 0 | 0 | 0 | 0 | 0 | 0 | 0 | 0 | 0 | 0 | 0 | 0 | 0 | 0 | 0 | 0
F8_Commercial_Interruptible - College_New_Water Heating_Natural Gas_Water Heater - Pre-Rinse Spray Valve_A_Achievable Economic RVT Potential | F8 | Commercial | Interruptible - College | New | Water Heating | Natural Gas | Water Heater - Pre-Rinse Spray Valve | A | Cumulative Summer Peak Savings (MW) | Achievable Economic RVT Potential | 0 | 0 | 0 | 0 | 0 | 0 | 0 | 0 | 0 | 0 | 0 | 0 | 0 | 0 | 0 | 0 | 0 | 0 | 0 | 0 | 0 | 0 | 0 | 0 | 0 | 0 | 0
F9_Commercial_Interruptible - College_New_Water Heating_Natural Gas_Water Heater - Pre-Rinse Spray Valve_A_Achievable Economic RVT Potential | F9 | Commercial | Interruptible - College | New | Water Heating | Natural Gas | Water Heater - Pre-Rinse Spray Valve | A | Cumulative Winter Peak Savings (MW) | Achievable Economic RVT Potential | 0 | 0 | 0 | 0 | 0 | 0 | 0 | 0 | 0 | 0 | 0 | 0 | 0 | 0 | 0 | 0 | 0 | 0 | 0 | 0 | 0 | 0 | 0 | 0 | 0 | 0 | 0
F10_Commercial_Interruptible - College_New_Water Heating_Natural Gas_Water Heater - Pre-Rinse Spray Valve_A_Achievable Economic RVT Potential | F10 | Commercial | Interruptible - College | New | Water Heating | Natural Gas | Water Heater - Pre-Rinse Spray Valve | A | Purchases (Incremental) | Achievable Economic RVT Potential | 0 | 0 | 0 | 0 | 0 | 0 | 0 | 0 | 0 | 0 | 0 | 0 | 0 | 0 | 0 | 0 | 0 | 0 | 0 | 0 | 0 | 0 | 0 | 0 | 0 | 0 | 0
F11_Commercial_Interruptible - College_New_Water Heating_Natural Gas_Water Heater - Pre-Rinse Spray Valve_A_Achievable Economic RVT Potential | F11 | Commercial | Interruptible - College | New | Water Heating | Natural Gas | Water Heater - Pre-Rinse Spray Valve | A | Purchases (Cumulative) | Achievable Economic RVT Potential | 0 | 0 | 0 | 0 | 0 | 0 | 0 | 0 | 0 | 0 | 0 | 0 | 0 | 0 | 0 | 0 | 0 | 0 | 0 | 0 | 0 | 0 | 0 | 0 | 0 | 0 | 0
F1_Commercial_Interruptible - College_New_Water Heating_Natural Gas_Water Heater - Temperature Setback_A_Achievable Economic RVT Potential | F1 | Commercial | Interruptible - College | New | Water Heating | Natural Gas | Water Heater - Temperature Setback | A | Integrated Unit Energy Savings (kWh or therms) | Achievable Economic RVT Potential | 0 | 0 | 0 | 0 | 0 | 0 | 0 | 0 | 0 | 0 | 0 | 0 | 0 | 0 | 0 | 0 | 0 | 0 | 0 | 0 | 0 | 0 | 0 | 0 | 0 | 0 | 0
F2_Commercial_Interruptible - College_New_Water Heating_Natural Gas_Water Heater - Temperature Setback_A_Achievable Economic RVT Potential | F2 | Commercial | Interruptible - College | New | Water Heating | Natural Gas | Water Heater - Temperature Setback | A | Integrated Unit Summer Peak Savings (kW) | Achievable Economic RVT Potential | 0 | 0 | 0 | 0 | 0 | 0 | 0 | 0 | 0 | 0 | 0 | 0 | 0 | 0 | 0 | 0 | 0 | 0 | 0 | 0 | 0 | 0 | 0 | 0 | 0 | 0 | 0
F3_Commercial_Interruptible - College_New_Water Heating_Natural Gas_Water Heater - Temperature Setback_A_Achievable Economic RVT Potential | F3 | Commercial | Interruptible - College | New | Water Heating | Natural Gas | Water Heater - Temperature Setback | A | Integrated Unit Winter Peak Savings (kW) | Achievable Economic RVT Potential | 0 | 0 | 0 | 0 | 0 | 0 | 0 | 0 | 0 | 0 | 0 | 0 | 0 | 0 | 0 | 0 | 0 | 0 | 0 | 0 | 0 | 0 | 0 | 0 | 0 | 0 | 0
F4_Commercial_Interruptible - College_New_Water Heating_Natural Gas_Water Heater - Temperature Setback_A_Achievable Economic RVT Potential | F4 | Commercial | Interruptible - College | New | Water Heating | Natural Gas | Water Heater - Temperature Setback | A | Incremental Energy Savings (MWh or mTherms) | Achievable Economic RVT Potential | 0 | 0 | 0 | 0 | 0 | 0 | 0 | 0 | 0 | 0 | 0 | 0 | 0 | 0 | 0 | 0 | 0 | 0 | 0 | 0 | 0 | 0 | 0 | 0 | 0 | 0 | 0
F5_Commercial_Interruptible - College_New_Water Heating_Natural Gas_Water Heater - Temperature Setback_A_Achievable Economic RVT Potential | F5 | Commercial | Interruptible - College | New | Water Heating | Natural Gas | Water Heater - Temperature Setback | A | Incremental Summer Peak Savings (MW) | Achievable Economic RVT Potential | 0 | 0 | 0 | 0 | 0 | 0 | 0 | 0 | 0 | 0 | 0 | 0 | 0 | 0 | 0 | 0 | 0 | 0 | 0 | 0 | 0 | 0 | 0 | 0 | 0 | 0 | 0
F6_Commercial_Interruptible - College_New_Water Heating_Natural Gas_Water Heater - Temperature Setback_A_Achievable Economic RVT Potential | F6 | Commercial | Interruptible - College | New | Water Heating | Natural Gas | Water Heater - Temperature Setback | A | Incremental Winter Peak Savings (MW) | Achievable Economic RVT Potential | 0 | 0 | 0 | 0 | 0 | 0 | 0 | 0 | 0 | 0 | 0 | 0 | 0 | 0 | 0 | 0 | 0 | 0 | 0 | 0 | 0 | 0 | 0 | 0 | 0 | 0 | 0
F7_Commercial_Interruptible - College_New_Water Heating_Natural Gas_Water Heater - Temperature Setback_A_Achievable Economic RVT Potential | F7 | Commercial | Interruptible - College | New | Water Heating | Natural Gas | Water Heater - Temperature Setback | A | Cumulative Energy Savings (MWh or mTherms) | Achievable Economic RVT Potential | 0 | 0 | 0 | 0 | 0 | 0 | 0 | 0 | 0 | 0 | 0 | 0 | 0 | 0 | 0 | 0 | 0 | 0 | 0 | 0 | 0 | 0 | 0 | 0 | 0 | 0 | 0
F8_Commercial_Interruptible - College_New_Water Heating_Natural Gas_Water Heater - Temperature Setback_A_Achievable Economic RVT Potential | F8 | Commercial | Interruptible - College | New | Water Heating | Natural Gas | Water Heater - Temperature Setback | A | Cumulative Summer Peak Savings (MW) | Achievable Economic RVT Potential | 0 | 0 | 0 | 0 | 0 | 0 | 0 | 0 | 0 | 0 | 0 | 0 | 0 | 0 | 0 | 0 | 0 | 0 | 0 | 0 | 0 | 0 | 0 | 0 | 0 | 0 | 0
F9_Commercial_Interruptible - College_New_Water Heating_Natural Gas_Water Heater - Temperature Setback_A_Achievable Economic RVT Potential | F9 | Commercial | Interruptible - College | New | Water Heating | Natural Gas | Water Heater - Temperature Setback | A | Cumulative Winter Peak Savings (MW) | Achievable Economic RVT Potential | 0 | 0 | 0 | 0 | 0 | 0 | 0 | 0 | 0 | 0 | 0 | 0 | 0 | 0 | 0 | 0 | 0 | 0 | 0 | 0 | 0 | 0 | 0 | 0 | 0 | 0 | 0
F10_Commercial_Interruptible - College_New_Water Heating_Natural Gas_Water Heater - Temperature Setback_A_Achievable Economic RVT Potential | F10 | Commercial | Interruptible - College | New | Water Heating | Natural Gas | Water Heater - Temperature Setback | A | Purchases (Incremental) | Achievable Economic RVT Potential | 0 | 0 | 0 | 0 | 0 | 0 | 0 | 0 | 0 | 0 | 0 | 0 | 0 | 0 | 0 | 0 | 0 | 0 | 0 | 0 | 0 | 0 | 0 | 0 | 0 | 0 | 0
F11_Commercial_Interruptible - College_New_Water Heating_Natural Gas_Water Heater - Temperature Setback_A_Achievable Economic RVT Potential | F11 | Commercial | Interruptible - College | New | Water Heating | Natural Gas | Water Heater - Temperature Setback | A | Purchases (Cumulative) | Achievable Economic RVT Potential | 0 | 0 | 0 | 0 | 0 | 0 | 0 | 0 | 0 | 0 | 0 | 0 | 0 | 0 | 0 | 0 | 0 | 0 | 0 | 0 | 0 | 0 | 0 | 0 | 0 | 0 | 0
F1_Commercial_Interruptible - College_New_Water Heating_Natural Gas_Water Heater - Faucet Aerators_A_Achievable Economic RVT Potential | F1 | Commercial | Interruptible - College | New | Water Heating | Natural Gas | Water Heater - Faucet Aerators | A | Integrated Unit Energy Savings (kWh or therms) | Achievable Economic RVT Potential | 0 | 0 | 0 | 0 | 0 | 0 | 0 | 0 | 0 | 0 | 0 | 0 | 0 | 0 | 0 | 0 | 0 | 0 | 0 | 0 | 0 | 0 | 0 | 0 | 0 | 0 | 0
F2_Commercial_Interruptible - College_New_Water Heating_Natural Gas_Water Heater - Faucet Aerators_A_Achievable Economic RVT Potential | F2 | Commercial | Interruptible - College | New | Water Heating | Natural Gas | Water Heater - Faucet Aerators | A | Integrated Unit Summer Peak Savings (kW) | Achievable Economic RVT Potential | 0 | 0 | 0 | 0 | 0 | 0 | 0 | 0 | 0 | 0 | 0 | 0 | 0 | 0 | 0 | 0 | 0 | 0 | 0 | 0 | 0 | 0 | 0 | 0 | 0 | 0 | 0
F3_Commercial_Interruptible - College_New_Water Heating_Natural Gas_Water Heater - Faucet Aerators_A_Achievable Economic RVT Potential | F3 | Commercial | Interruptible - College | New | Water Heating | Natural Gas | Water Heater - Faucet Aerators | A | Integrated Unit Winter Peak Savings (kW) | Achievable Economic RVT Potential | 0 | 0 | 0 | 0 | 0 | 0 | 0 | 0 | 0 | 0 | 0 | 0 | 0 | 0 | 0 | 0 | 0 | 0 | 0 | 0 | 0 | 0 | 0 | 0 | 0 | 0 | 0
F4_Commercial_Interruptible - College_New_Water Heating_Natural Gas_Water Heater - Faucet Aerators_A_Achievable Economic RVT Potential | F4 | Commercial | Interruptible - College | New | Water Heating | Natural Gas | Water Heater - Faucet Aerators | A | Incremental Energy Savings (MWh or mTherms) | Achievable Economic RVT Potential | 0 | 0 | 0 | 0 | 0 | 0 | 0 | 0 | 0 | 0 | 0 | 0 | 0 | 0 | 0 | 0 | 0 | 0 | 0 | 0 | 0 | 0 | 0 | 0 | 0 | 0 | 0
F5_Commercial_Interruptible - College_New_Water Heating_Natural Gas_Water Heater - Faucet Aerators_A_Achievable Economic RVT Potential | F5 | Commercial | Interruptible - College | New | Water Heating | Natural Gas | Water Heater - Faucet Aerators | A | Incremental Summer Peak Savings (MW) | Achievable Economic RVT Potential | 0 | 0 | 0 | 0 | 0 | 0 | 0 | 0 | 0 | 0 | 0 | 0 | 0 | 0 | 0 | 0 | 0 | 0 | 0 | 0 | 0 | 0 | 0 | 0 | 0 | 0 | 0
F6_Commercial_Interruptible - College_New_Water Heating_Natural Gas_Water Heater - Faucet Aerators_A_Achievable Economic RVT Potential | F6 | Commercial | Interruptible - College | New | Water Heating | Natural Gas | Water Heater - Faucet Aerators | A | Incremental Winter Peak Savings (MW) | Achievable Economic RVT Potential | 0 | 0 | 0 | 0 | 0 | 0 | 0 | 0 | 0 | 0 | 0 | 0 | 0 | 0 | 0 | 0 | 0 | 0 | 0 | 0 | 0 | 0 | 0 | 0 | 0 | 0 | 0
F7_Commercial_Interruptible - College_New_Water Heating_Natural Gas_Water Heater - Faucet Aerators_A_Achievable Economic RVT Potential | F7 | Commercial | Interruptible - College | New | Water Heating | Natural Gas | Water Heater - Faucet Aerators | A | Cumulative Energy Savings (MWh or mTherms) | Achievable Economic RVT Potential | 0 | 0 | 0 | 0 | 0 | 0 | 0 | 0 | 0 | 0 | 0 | 0 | 0 | 0 | 0 | 0 | 0 | 0 | 0 | 0 | 0 | 0 | 0 | 0 | 0 | 0 | 0
F8_Commercial_Interruptible - College_New_Water Heating_Natural Gas_Water Heater - Faucet Aerators_A_Achievable Economic RVT Potential | F8 | Commercial | Interruptible - College | New | Water Heating | Natural Gas | Water Heater - Faucet Aerators | A | Cumulative Summer Peak Savings (MW) | Achievable Economic RVT Potential | 0 | 0 | 0 | 0 | 0 | 0 | 0 | 0 | 0 | 0 | 0 | 0 | 0 | 0 | 0 | 0 | 0 | 0 | 0 | 0 | 0 | 0 | 0 | 0 | 0 | 0 | 0
F9_Commercial_Interruptible - College_New_Water Heating_Natural Gas_Water Heater - Faucet Aerators_A_Achievable Economic RVT Potential | F9 | Commercial | Interruptible - College | New | Water Heating | Natural Gas | Water Heater - Faucet Aerators | A | Cumulative Winter Peak Savings (MW) | Achievable Economic RVT Potential | 0 | 0 | 0 | 0 | 0 | 0 | 0 | 0 | 0 | 0 | 0 | 0 | 0 | 0 | 0 | 0 | 0 | 0 | 0 | 0 | 0 | 0 | 0 | 0 | 0 | 0 | 0
F10_Commercial_Interruptible - College_New_Water Heating_Natural Gas_Water Heater - Faucet Aerators_A_Achievable Economic RVT Potential | F10 | Commercial | Interruptible - College | New | Water Heating | Natural Gas | Water Heater - Faucet Aerators | A | Purchases (Incremental) | Achievable Economic RVT Potential | 0 | 0 | 0 | 0 | 0 | 0 | 0 | 0 | 0 | 0 | 0 | 0 | 0 | 0 | 0 | 0 | 0 | 0 | 0 | 0 | 0 | 0 | 0 | 0 | 0 | 0 | 0
F11_Commercial_Interruptible - College_New_Water Heating_Natural Gas_Water Heater - Faucet Aerators_A_Achievable Economic RVT Potential | F11 | Commercial | Interruptible - College | New | Water Heating | Natural Gas | Water Heater - Faucet Aerators | A | Purchases (Cumulative) | Achievable Economic RVT Potential | 0 | 0 | 0 | 0 | 0 | 0 | 0 | 0 | 0 | 0 | 0 | 0 | 0 | 0 | 0 | 0 | 0 | 0 | 0 | 0 | 0 | 0 | 0 | 0 | 0 | 0 | 0
F1_Commercial_Interruptible - College_New_Water Heating_Natural Gas_Water Heater - Low-Flow Showerheads_A_Achievable Economic RVT Potential | F1 | Commercial | Interruptible - College | New | Water Heating | Natural Gas | Water Heater - Low-Flow Showerheads | A | Integrated Unit Energy Savings (kWh or therms) | Achievable Economic RVT Potential | 0 | 0 | 0 | 0 | 0 | 0 | 0 | 0 | 0 | 0 | 0 | 0 | 0 | 0 | 0 | 0 | 0 | 0 | 0 | 0 | 0 | 0 | 0 | 0 | 0 | 0 | 0
F2_Commercial_Interruptible - College_New_Water Heating_Natural Gas_Water Heater - Low-Flow Showerheads_A_Achievable Economic RVT Potential | F2 | Commercial | Interruptible - College | New | Water Heating | Natural Gas | Water Heater - Low-Flow Showerheads | A | Integrated Unit Summer Peak Savings (kW) | Achievable Economic RVT Potential | 0 | 0 | 0 | 0 | 0 | 0 | 0 | 0 | 0 | 0 | 0 | 0 | 0 | 0 | 0 | 0 | 0 | 0 | 0 | 0 | 0 | 0 | 0 | 0 | 0 | 0 | 0
F3_Commercial_Interruptible - College_New_Water Heating_Natural Gas_Water Heater - Low-Flow Showerheads_A_Achievable Economic RVT Potential | F3 | Commercial | Interruptible - College | New | Water Heating | Natural Gas | Water Heater - Low-Flow Showerheads | A | Integrated Unit Winter Peak Savings (kW) | Achievable Economic RVT Potential | 0 | 0 | 0 | 0 | 0 | 0 | 0 | 0 | 0 | 0 | 0 | 0 | 0 | 0 | 0 | 0 | 0 | 0 | 0 | 0 | 0 | 0 | 0 | 0 | 0 | 0 | 0
F4_Commercial_Interruptible - College_New_Water Heating_Natural Gas_Water Heater - Low-Flow Showerheads_A_Achievable Economic RVT Potential | F4 | Commercial | Interruptible - College | New | Water Heating | Natural Gas | Water Heater - Low-Flow Showerheads | A | Incremental Energy Savings (MWh or mTherms) | Achievable Economic RVT Potential | 0 | 0 | 0 | 0 | 0 | 0 | 0 | 0 | 0 | 0 | 0 | 0 | 0 | 0 | 0 | 0 | 0 | 0 | 0 | 0 | 0 | 0 | 0 | 0 | 0 | 0 | 0
F5_Commercial_Interruptible - College_New_Water Heating_Natural Gas_Water Heater - Low-Flow Showerheads_A_Achievable Economic RVT Potential | F5 | Commercial | Interruptible - College | New | Water Heating | Natural Gas | Water Heater - Low-Flow Showerheads | A | Incremental Summer Peak Savings (MW) | Achievable Economic RVT Potential | 0 | 0 | 0 | 0 | 0 | 0 | 0 | 0 | 0 | 0 | 0 | 0 | 0 | 0 | 0 | 0 | 0 | 0 | 0 | 0 | 0 | 0 | 0 | 0 | 0 | 0 | 0
F6_Commercial_Interruptible - College_New_Water Heating_Natural Gas_Water Heater - Low-Flow Showerheads_A_Achievable Economic RVT Potential | F6 | Commercial | Interruptible - College | New | Water Heating | Natural Gas | Water Heater - Low-Flow Showerheads | A | Incremental Winter Peak Savings (MW) | Achievable Economic RVT Potential | 0 | 0 | 0 | 0 | 0 | 0 | 0 | 0 | 0 | 0 | 0 | 0 | 0 | 0 | 0 | 0 | 0 | 0 | 0 | 0 | 0 | 0 | 0 | 0 | 0 | 0 | 0
F7_Commercial_Interruptible - College_New_Water Heating_Natural Gas_Water Heater - Low-Flow Showerheads_A_Achievable Economic RVT Potential | F7 | Commercial | Interruptible - College | New | Water Heating | Natural Gas | Water Heater - Low-Flow Showerheads | A | Cumulative Energy Savings (MWh or mTherms) | Achievable Economic RVT Potential | 0 | 0 | 0 | 0 | 0 | 0 | 0 | 0 | 0 | 0 | 0 | 0 | 0 | 0 | 0 | 0 | 0 | 0 | 0 | 0 | 0 | 0 | 0 | 0 | 0 | 0 | 0
F8_Commercial_Interruptible - College_New_Water Heating_Natural Gas_Water Heater - Low-Flow Showerheads_A_Achievable Economic RVT Potential | F8 | Commercial | Interruptible - College | New | Water Heating | Natural Gas | Water Heater - Low-Flow Showerheads | A | Cumulative Summer Peak Savings (MW) | Achievable Economic RVT Potential | 0 | 0 | 0 | 0 | 0 | 0 | 0 | 0 | 0 | 0 | 0 | 0 | 0 | 0 | 0 | 0 | 0 | 0 | 0 | 0 | 0 | 0 | 0 | 0 | 0 | 0 | 0
F9_Commercial_Interruptible - College_New_Water Heating_Natural Gas_Water Heater - Low-Flow Showerheads_A_Achievable Economic RVT Potential | F9 | Commercial | Interruptible - College | New | Water Heating | Natural Gas | Water Heater - Low-Flow Showerheads | A | Cumulative Winter Peak Savings (MW) | Achievable Economic RVT Potential | 0 | 0 | 0 | 0 | 0 | 0 | 0 | 0 | 0 | 0 | 0 | 0 | 0 | 0 | 0 | 0 | 0 | 0 | 0 | 0 | 0 | 0 | 0 | 0 | 0 | 0 | 0
F10_Commercial_Interruptible - College_New_Water Heating_Natural Gas_Water Heater - Low-Flow Showerheads_A_Achievable Economic RVT Potential | F10 | Commercial | Interruptible - College | New | Water Heating | Natural Gas | Water Heater - Low-Flow Showerheads | A | Purchases (Incremental) | Achievable Economic RVT Potential | 0 | 0 | 0 | 0 | 0 | 0 | 0 | 0 | 0 | 0 | 0 | 0 | 0 | 0 | 0 | 0 | 0 | 0 | 0 | 0 | 0 | 0 | 0 | 0 | 0 | 0 | 0
F11_Commercial_Interruptible - College_New_Water Heating_Natural Gas_Water Heater - Low-Flow Showerheads_A_Achievable Economic RVT Potential | F11 | Commercial | Interruptible - College | New | Water Heating | Natural Gas | Water Heater - Low-Flow Showerheads | A | Purchases (Cumulative) | Achievable Economic RVT Potential | 0 | 0 | 0 | 0 | 0 | 0 | 0 | 0 | 0 | 0 | 0 | 0 | 0 | 0 | 0 | 0 | 0 | 0 | 0 | 0 | 0 | 0 | 0 | 0 | 0 | 0 | 0
F1_Commercial_Interruptible - College_New_Water Heating_Natural Gas_Water Heater - Tank Blanket/Insulation_A_Achievable Economic RVT Potential | F1 | Commercial | Interruptible - College | New | Water Heating | Natural Gas | Water Heater - Tank Blanket/Insulation | A | Integrated Unit Energy Savings (kWh or therms) | Achievable Economic RVT Potential | 0 | 0 | 0 | 0 | 0 | 0 | 0 | 0 | 0 | 0 | 0 | 0 | 0 | 0 | 0 | 0 | 0 | 0 | 0 | 0 | 0 | 0 | 0 | 0 | 0 | 0 | 0
F2_Commercial_Interruptible - College_New_Water Heating_Natural Gas_Water Heater - Tank Blanket/Insulation_A_Achievable Economic RVT Potential | F2 | Commercial | Interruptible - College | New | Water Heating | Natural Gas | Water Heater - Tank Blanket/Insulation | A | Integrated Unit Summer Peak Savings (kW) | Achievable Economic RVT Potential | 0 | 0 | 0 | 0 | 0 | 0 | 0 | 0 | 0 | 0 | 0 | 0 | 0 | 0 | 0 | 0 | 0 | 0 | 0 | 0 | 0 | 0 | 0 | 0 | 0 | 0 | 0
F3_Commercial_Interruptible - College_New_Water Heating_Natural Gas_Water Heater - Tank Blanket/Insulation_A_Achievable Economic RVT Potential | F3 | Commercial | Interruptible - College | New | Water Heating | Natural Gas | Water Heater - Tank Blanket/Insulation | A | Integrated Unit Winter Peak Savings (kW) | Achievable Economic RVT Potential | 0 | 0 | 0 | 0 | 0 | 0 | 0 | 0 | 0 | 0 | 0 | 0 | 0 | 0 | 0 | 0 | 0 | 0 | 0 | 0 | 0 | 0 | 0 | 0 | 0 | 0 | 0
F4_Commercial_Interruptible - College_New_Water Heating_Natural Gas_Water Heater - Tank Blanket/Insulation_A_Achievable Economic RVT Potential | F4 | Commercial | Interruptible - College | New | Water Heating | Natural Gas | Water Heater - Tank Blanket/Insulation | A | Incremental Energy Savings (MWh or mTherms) | Achievable Economic RVT Potential | 0 | 0 | 0 | 0 | 0 | 0 | 0 | 0 | 0 | 0 | 0 | 0 | 0 | 0 | 0 | 0 | 0 | 0 | 0 | 0 | 0 | 0 | 0 | 0 | 0 | 0 | 0
F5_Commercial_Interruptible - College_New_Water Heating_Natural Gas_Water Heater - Tank Blanket/Insulation_A_Achievable Economic RVT Potential | F5 | Commercial | Interruptible - College | New | Water Heating | Natural Gas | Water Heater - Tank Blanket/Insulation | A | Incremental Summer Peak Savings (MW) | Achievable Economic RVT Potential | 0 | 0 | 0 | 0 | 0 | 0 | 0 | 0 | 0 | 0 | 0 | 0 | 0 | 0 | 0 | 0 | 0 | 0 | 0 | 0 | 0 | 0 | 0 | 0 | 0 | 0 | 0
F6_Commercial_Interruptible - College_New_Water Heating_Natural Gas_Water Heater - Tank Blanket/Insulation_A_Achievable Economic RVT Potential | F6 | Commercial | Interruptible - College | New | Water Heating | Natural Gas | Water Heater - Tank Blanket/Insulation | A | Incremental Winter Peak Savings (MW) | Achievable Economic RVT Potential | 0 | 0 | 0 | 0 | 0 | 0 | 0 | 0 | 0 | 0 | 0 | 0 | 0 | 0 | 0 | 0 | 0 | 0 | 0 | 0 | 0 | 0 | 0 | 0 | 0 | 0 | 0
F7_Commercial_Interruptible - College_New_Water Heating_Natural Gas_Water Heater - Tank Blanket/Insulation_A_Achievable Economic RVT Potential | F7 | Commercial | Interruptible - College | New | Water Heating | Natural Gas | Water Heater - Tank Blanket/Insulation | A | Cumulative Energy Savings (MWh or mTherms) | Achievable Economic RVT Potential | 0 | 0 | 0 | 0 | 0 | 0 | 0 | 0 | 0 | 0 | 0 | 0 | 0 | 0 | 0 | 0 | 0 | 0 | 0 | 0 | 0 | 0 | 0 | 0 | 0 | 0 | 0
F8_Commercial_Interruptible - College_New_Water Heating_Natural Gas_Water Heater - Tank Blanket/Insulation_A_Achievable Economic RVT Potential | F8 | Commercial | Interruptible - College | New | Water Heating | Natural Gas | Water Heater - Tank Blanket/Insulation | A | Cumulative Summer Peak Savings (MW) | Achievable Economic RVT Potential | 0 | 0 | 0 | 0 | 0 | 0 | 0 | 0 | 0 | 0 | 0 | 0 | 0 | 0 | 0 | 0 | 0 | 0 | 0 | 0 | 0 | 0 | 0 | 0 | 0 | 0 | 0
F9_Commercial_Interruptible - College_New_Water Heating_Natural Gas_Water Heater - Tank Blanket/Insulation_A_Achievable Economic RVT Potential | F9 | Commercial | Interruptible - College | New | Water Heating | Natural Gas | Water Heater - Tank Blanket/Insulation | A | Cumulative Winter Peak Savings (MW) | Achievable Economic RVT Potential | 0 | 0 | 0 | 0 | 0 | 0 | 0 | 0 | 0 | 0 | 0 | 0 | 0 | 0 | 0 | 0 | 0 | 0 | 0 | 0 | 0 | 0 | 0 | 0 | 0 | 0 | 0
F10_Commercial_Interruptible - College_New_Water Heating_Natural Gas_Water Heater - Tank Blanket/Insulation_A_Achievable Economic RVT Potential | F10 | Commercial | Interruptible - College | New | Water Heating | Natural Gas | Water Heater - Tank Blanket/Insulation | A | Purchases (Incremental) | Achievable Economic RVT Potential | 0 | 0 | 0 | 0 | 0 | 0 | 0 | 0 | 0 | 0 | 0 | 0 | 0 | 0 | 0 | 0 | 0 | 0 | 0 | 0 | 0 | 0 | 0 | 0 | 0 | 0 | 0
F11_Commercial_Interruptible - College_New_Water Heating_Natural Gas_Water Heater - Tank Blanket/Insulation_A_Achievable Economic RVT Potential | F11 | Commercial | Interruptible - College | New | Water Heating | Natural Gas | Water Heater - Tank Blanket/Insulation | A | Purchases (Cumulative) | Achievable Economic RVT Potential | 0 | 0 | 0 | 0 | 0 | 0 | 0 | 0 | 0 | 0 | 0 | 0 | 0 | 0 | 0 | 0 | 0 | 0 | 0 | 0 | 0 | 0 | 0 | 0 | 0 | 0 | 0
F1_Commercial_Interruptible - College_New_Water Heating_Natural Gas_Water Heater - Drainwater Heat Recovery_A_Achievable Economic RVT Potential | F1 | Commercial | Interruptible - College | New | Water Heating | Natural Gas | Water Heater - Drainwater Heat Recovery | A | Integrated Unit Energy Savings (kWh or therms) | Achievable Economic RVT Potential | 0 | 0 | 0 | 0 | 0 | 0 | 0 | 0 | 0 | 0 | 0 | 0 | 0 | 0 | 0 | 0 | 0 | 0 | 0 | 0 | 0 | 0 | 0 | 0 | 0 | 0 | 0
F2_Commercial_Interruptible - College_New_Water Heating_Natural Gas_Water Heater - Drainwater Heat Recovery_A_Achievable Economic RVT Potential | F2 | Commercial | Interruptible - College | New | Water Heating | Natural Gas | Water Heater - Drainwater Heat Recovery | A | Integrated Unit Summer Peak Savings (kW) | Achievable Economic RVT Potential | 0 | 0 | 0 | 0 | 0 | 0 | 0 | 0 | 0 | 0 | 0 | 0 | 0 | 0 | 0 | 0 | 0 | 0 | 0 | 0 | 0 | 0 | 0 | 0 | 0 | 0 | 0
F3_Commercial_Interruptible - College_New_Water Heating_Natural Gas_Water Heater - Drainwater Heat Recovery_A_Achievable Economic RVT Potential | F3 | Commercial | Interruptible - College | New | Water Heating | Natural Gas | Water Heater - Drainwater Heat Recovery | A | Integrated Unit Winter Peak Savings (kW) | Achievable Economic RVT Potential | 0 | 0 | 0 | 0 | 0 | 0 | 0 | 0 | 0 | 0 | 0 | 0 | 0 | 0 | 0 | 0 | 0 | 0 | 0 | 0 | 0 | 0 | 0 | 0 | 0 | 0 | 0
F4_Commercial_Interruptible - College_New_Water Heating_Natural Gas_Water Heater - Drainwater Heat Recovery_A_Achievable Economic RVT Potential | F4 | Commercial | Interruptible - College | New | Water Heating | Natural Gas | Water Heater - Drainwater Heat Recovery | A | Incremental Energy Savings (MWh or mTherms) | Achievable Economic RVT Potential | 0 | 0 | 0 | 0 | 0 | 0 | 0 | 0 | 0 | 0 | 0 | 0 | 0 | 0 | 0 | 0 | 0 | 0 | 0 | 0 | 0 | 0 | 0 | 0 | 0 | 0 | 0
F5_Commercial_Interruptible - College_New_Water Heating_Natural Gas_Water Heater - Drainwater Heat Recovery_A_Achievable Economic RVT Potential | F5 | Commercial | Interruptible - College | New | Water Heating | Natural Gas | Water Heater - Drainwater Heat Recovery | A | Incremental Summer Peak Savings (MW) | Achievable Economic RVT Potential | 0 | 0 | 0 | 0 | 0 | 0 | 0 | 0 | 0 | 0 | 0 | 0 | 0 | 0 | 0 | 0 | 0 | 0 | 0 | 0 | 0 | 0 | 0 | 0 | 0 | 0 | 0
F6_Commercial_Interruptible - College_New_Water Heating_Natural Gas_Water Heater - Drainwater Heat Recovery_A_Achievable Economic RVT Potential | F6 | Commercial | Interruptible - College | New | Water Heating | Natural Gas | Water Heater - Drainwater Heat Recovery | A | Incremental Winter Peak Savings (MW) | Achievable Economic RVT Potential | 0 | 0 | 0 | 0 | 0 | 0 | 0 | 0 | 0 | 0 | 0 | 0 | 0 | 0 | 0 | 0 | 0 | 0 | 0 | 0 | 0 | 0 | 0 | 0 | 0 | 0 | 0
F7_Commercial_Interruptible - College_New_Water Heating_Natural Gas_Water Heater - Drainwater Heat Recovery_A_Achievable Economic RVT Potential | F7 | Commercial | Interruptible - College | New | Water Heating | Natural Gas | Water Heater - Drainwater Heat Recovery | A | Cumulative Energy Savings (MWh or mTherms) | Achievable Economic RVT Potential | 0 | 0 | 0 | 0 | 0 | 0 | 0 | 0 | 0 | 0 | 0 | 0 | 0 | 0 | 0 | 0 | 0 | 0 | 0 | 0 | 0 | 0 | 0 | 0 | 0 | 0 | 0
F8_Commercial_Interruptible - College_New_Water Heating_Natural Gas_Water Heater - Drainwater Heat Recovery_A_Achievable Economic RVT Potential | F8 | Commercial | Interruptible - College | New | Water Heating | Natural Gas | Water Heater - Drainwater Heat Recovery | A | Cumulative Summer Peak Savings (MW) | Achievable Economic RVT Potential | 0 | 0 | 0 | 0 | 0 | 0 | 0 | 0 | 0 | 0 | 0 | 0 | 0 | 0 | 0 | 0 | 0 | 0 | 0 | 0 | 0 | 0 | 0 | 0 | 0 | 0 | 0
F9_Commercial_Interruptible - College_New_Water Heating_Natural Gas_Water Heater - Drainwater Heat Recovery_A_Achievable Economic RVT Potential | F9 | Commercial | Interruptible - College | New | Water Heating | Natural Gas | Water Heater - Drainwater Heat Recovery | A | Cumulative Winter Peak Savings (MW) | Achievable Economic RVT Potential | 0 | 0 | 0 | 0 | 0 | 0 | 0 | 0 | 0 | 0 | 0 | 0 | 0 | 0 | 0 | 0 | 0 | 0 | 0 | 0 | 0 | 0 | 0 | 0 | 0 | 0 | 0
F10_Commercial_Interruptible - College_New_Water Heating_Natural Gas_Water Heater - Drainwater Heat Recovery_A_Achievable Economic RVT Potential | F10 | Commercial | Interruptible - College | New | Water Heating | Natural Gas | Water Heater - Drainwater Heat Recovery | A | Purchases (Incremental) | Achievable Economic RVT Potential | 0 | 0 | 0 | 0 | 0 | 0 | 0 | 0 | 0 | 0 | 0 | 0 | 0 | 0 | 0 | 0 | 0 | 0 | 0 | 0 | 0 | 0 | 0 | 0 | 0 | 0 | 0
F11_Commercial_Interruptible - College_New_Water Heating_Natural Gas_Water Heater - Drainwater Heat Recovery_A_Achievable Economic RVT Potential | F11 | Commercial | Interruptible - College | New | Water Heating | Natural Gas | Water Heater - Drainwater Heat Recovery | A | Purchases (Cumulative) | Achievable Economic RVT Potential | 0 | 0 | 0 | 0 | 0 | 0 | 0 | 0 | 0 | 0 | 0 | 0 | 0 | 0 | 0 | 0 | 0 | 0 | 0 | 0 | 0 | 0 | 0 | 0 | 0 | 0 | 0
F1_Commercial_Interruptible - College_New_Water Heating_Natural Gas_Water Heater - Circulation Pump Controls_A_Achievable Economic RVT Potential | F1 | Commercial | Interruptible - College | New | Water Heating | Natural Gas | Water Heater - Circulation Pump Controls | A | Integrated Unit Energy Savings (kWh or therms) | Achievable Economic RVT Potential | 0 | 0 | 0 | 0 | 0 | 0 | 0 | 0 | 0 | 0 | 0 | 0 | 0 | 0 | 0 | 0 | 0 | 0 | 0 | 0 | 0 | 0 | 0 | 0 | 0 | 0 | 0
F2_Commercial_Interruptible - College_New_Water Heating_Natural Gas_Water Heater - Circulation Pump Controls_A_Achievable Economic RVT Potential | F2 | Commercial | Interruptible - College | New | Water Heating | Natural Gas | Water Heater - Circulation Pump Controls | A | Integrated Unit Summer Peak Savings (kW) | Achievable Economic RVT Potential | 0 | 0 | 0 | 0 | 0 | 0 | 0 | 0 | 0 | 0 | 0 | 0 | 0 | 0 | 0 | 0 | 0 | 0 | 0 | 0 | 0 | 0 | 0 | 0 | 0 | 0 | 0
F3_Commercial_Interruptible - College_New_Water Heating_Natural Gas_Water Heater - Circulation Pump Controls_A_Achievable Economic RVT Potential | F3 | Commercial | Interruptible - College | New | Water Heating | Natural Gas | Water Heater - Circulation Pump Controls | A | Integrated Unit Winter Peak Savings (kW) | Achievable Economic RVT Potential | 0 | 0 | 0 | 0 | 0 | 0 | 0 | 0 | 0 | 0 | 0 | 0 | 0 | 0 | 0 | 0 | 0 | 0 | 0 | 0 | 0 | 0 | 0 | 0 | 0 | 0 | 0
F4_Commercial_Interruptible - College_New_Water Heating_Natural Gas_Water Heater - Circulation Pump Controls_A_Achievable Economic RVT Potential | F4 | Commercial | Interruptible - College | New | Water Heating | Natural Gas | Water Heater - Circulation Pump Controls | A | Incremental Energy Savings (MWh or mTherms) | Achievable Economic RVT Potential | 0 | 0 | 0 | 0 | 0 | 0 | 0 | 0 | 0 | 0 | 0 | 0 | 0 | 0 | 0 | 0 | 0 | 0 | 0 | 0 | 0 | 0 | 0 | 0 | 0 | 0 | 0
F5_Commercial_Interruptible - College_New_Water Heating_Natural Gas_Water Heater - Circulation Pump Controls_A_Achievable Economic RVT Potential | F5 | Commercial | Interruptible - College | New | Water Heating | Natural Gas | Water Heater - Circulation Pump Controls | A | Incremental Summer Peak Savings (MW) | Achievable Economic RVT Potential | 0 | 0 | 0 | 0 | 0 | 0 | 0 | 0 | 0 | 0 | 0 | 0 | 0 | 0 | 0 | 0 | 0 | 0 | 0 | 0 | 0 | 0 | 0 | 0 | 0 | 0 | 0
F6_Commercial_Interruptible - College_New_Water Heating_Natural Gas_Water Heater - Circulation Pump Controls_A_Achievable Economic RVT Potential | F6 | Commercial | Interruptible - College | New | Water Heating | Natural Gas | Water Heater - Circulation Pump Controls | A | Incremental Winter Peak Savings (MW) | Achievable Economic RVT Potential | 0 | 0 | 0 | 0 | 0 | 0 | 0 | 0 | 0 | 0 | 0 | 0 | 0 | 0 | 0 | 0 | 0 | 0 | 0 | 0 | 0 | 0 | 0 | 0 | 0 | 0 | 0
F7_Commercial_Interruptible - College_New_Water Heating_Natural Gas_Water Heater - Circulation Pump Controls_A_Achievable Economic RVT Potential | F7 | Commercial | Interruptible - College | New | Water Heating | Natural Gas | Water Heater - Circulation Pump Controls | A | Cumulative Energy Savings (MWh or mTherms) | Achievable Economic RVT Potential | 0 | 0 | 0 | 0 | 0 | 0 | 0 | 0 | 0 | 0 | 0 | 0 | 0 | 0 | 0 | 0 | 0 | 0 | 0 | 0 | 0 | 0 | 0 | 0 | 0 | 0 | 0
F8_Commercial_Interruptible - College_New_Water Heating_Natural Gas_Water Heater - Circulation Pump Controls_A_Achievable Economic RVT Potential | F8 | Commercial | Interruptible - College | New | Water Heating | Natural Gas | Water Heater - Circulation Pump Controls | A | Cumulative Summer Peak Savings (MW) | Achievable Economic RVT Potential | 0 | 0 | 0 | 0 | 0 | 0 | 0 | 0 | 0 | 0 | 0 | 0 | 0 | 0 | 0 | 0 | 0 | 0 | 0 | 0 | 0 | 0 | 0 | 0 | 0 | 0 | 0
F9_Commercial_Interruptible - College_New_Water Heating_Natural Gas_Water Heater - Circulation Pump Controls_A_Achievable Economic RVT Potential | F9 | Commercial | Interruptible - College | New | Water Heating | Natural Gas | Water Heater - Circulation Pump Controls | A | Cumulative Winter Peak Savings (MW) | Achievable Economic RVT Potential | 0 | 0 | 0 | 0 | 0 | 0 | 0 | 0 | 0 | 0 | 0 | 0 | 0 | 0 | 0 | 0 | 0 | 0 | 0 | 0 | 0 | 0 | 0 | 0 | 0 | 0 | 0
F10_Commercial_Interruptible - College_New_Water Heating_Natural Gas_Water Heater - Circulation Pump Controls_A_Achievable Economic RVT Potential | F10 | Commercial | Interruptible - College | New | Water Heating | Natural Gas | Water Heater - Circulation Pump Controls | A | Purchases (Incremental) | Achievable Economic RVT Potential | 0 | 0 | 0 | 0 | 0 | 0 | 0 | 0 | 0 | 0 | 0 | 0 | 0 | 0 | 0 | 0 | 0 | 0 | 0 | 0 | 0 | 0 | 0 | 0 | 0 | 0 | 0
F11_Commercial_Interruptible - College_New_Water Heating_Natural Gas_Water Heater - Circulation Pump Controls_A_Achievable Economic RVT Potential | F11 | Commercial | Interruptible - College | New | Water Heating | Natural Gas | Water Heater - Circulation Pump Controls | A | Purchases (Cumulative) | Achievable Economic RVT Potential | 0 | 0 | 0 | 0 | 0 | 0 | 0 | 0 | 0 | 0 | 0 | 0 | 0 | 0 | 0 | 0 | 0 | 0 | 0 | 0 | 0 | 0 | 0 | 0 | 0 | 0 | 0
F1_Commercial_Interruptible - College_New_Water Heating_Natural Gas_Water Heater - Pipe Insulation_A_Achievable Economic RVT Potential | F1 | Commercial | Interruptible - College | New | Water Heating | Natural Gas | Water Heater - Pipe Insulation | A | Integrated Unit Energy Savings (kWh or therms) | Achievable Economic RVT Potential | 0 | 0 | 0 | 0 | 0 | 0 | 0 | 0 | 0 | 0 | 0 | 0 | 0 | 0 | 0 | 0 | 0 | 0 | 0 | 0 | 0 | 0 | 0 | 0 | 0 | 0 | 0
F2_Commercial_Interruptible - College_New_Water Heating_Natural Gas_Water Heater - Pipe Insulation_A_Achievable Economic RVT Potential | F2 | Commercial | Interruptible - College | New | Water Heating | Natural Gas | Water Heater - Pipe Insulation | A | Integrated Unit Summer Peak Savings (kW) | Achievable Economic RVT Potential | 0 | 0 | 0 | 0 | 0 | 0 | 0 | 0 | 0 | 0 | 0 | 0 | 0 | 0 | 0 | 0 | 0 | 0 | 0 | 0 | 0 | 0 | 0 | 0 | 0 | 0 | 0
F3_Commercial_Interruptible - College_New_Water Heating_Natural Gas_Water Heater - Pipe Insulation_A_Achievable Economic RVT Potential | F3 | Commercial | Interruptible - College | New | Water Heating | Natural Gas | Water Heater - Pipe Insulation | A | Integrated Unit Winter Peak Savings (kW) | Achievable Economic RVT Potential | 0 | 0 | 0 | 0 | 0 | 0 | 0 | 0 | 0 | 0 | 0 | 0 | 0 | 0 | 0 | 0 | 0 | 0 | 0 | 0 | 0 | 0 | 0 | 0 | 0 | 0 | 0
F4_Commercial_Interruptible - College_New_Water Heating_Natural Gas_Water Heater - Pipe Insulation_A_Achievable Economic RVT Potential | F4 | Commercial | Interruptible - College | New | Water Heating | Natural Gas | Water Heater - Pipe Insulation | A | Incremental Energy Savings (MWh or mTherms) | Achievable Economic RVT Potential | 0 | 0 | 0 | 0 | 0 | 0 | 0 | 0 | 0 | 0 | 0 | 0 | 0 | 0 | 0 | 0 | 0 | 0 | 0 | 0 | 0 | 0 | 0 | 0 | 0 | 0 | 0
F5_Commercial_Interruptible - College_New_Water Heating_Natural Gas_Water Heater - Pipe Insulation_A_Achievable Economic RVT Potential | F5 | Commercial | Interruptible - College | New | Water Heating | Natural Gas | Water Heater - Pipe Insulation | A | Incremental Summer Peak Savings (MW) | Achievable Economic RVT Potential | 0 | 0 | 0 | 0 | 0 | 0 | 0 | 0 | 0 | 0 | 0 | 0 | 0 | 0 | 0 | 0 | 0 | 0 | 0 | 0 | 0 | 0 | 0 | 0 | 0 | 0 | 0
F6_Commercial_Interruptible - College_New_Water Heating_Natural Gas_Water Heater - Pipe Insulation_A_Achievable Economic RVT Potential | F6 | Commercial | Interruptible - College | New | Water Heating | Natural Gas | Water Heater - Pipe Insulation | A | Incremental Winter Peak Savings (MW) | Achievable Economic RVT Potential | 0 | 0 | 0 | 0 | 0 | 0 | 0 | 0 | 0 | 0 | 0 | 0 | 0 | 0 | 0 | 0 | 0 | 0 | 0 | 0 | 0 | 0 | 0 | 0 | 0 | 0 | 0
F7_Commercial_Interruptible - College_New_Water Heating_Natural Gas_Water Heater - Pipe Insulation_A_Achievable Economic RVT Potential | F7 | Commercial | Interruptible - College | New | Water Heating | Natural Gas | Water Heater - Pipe Insulation | A | Cumulative Energy Savings (MWh or mTherms) | Achievable Economic RVT Potential | 0 | 0 | 0 | 0 | 0 | 0 | 0 | 0 | 0 | 0 | 0 | 0 | 0 | 0 | 0 | 0 | 0 | 0 | 0 | 0 | 0 | 0 | 0 | 0 | 0 | 0 | 0
F8_Commercial_Interruptible - College_New_Water Heating_Natural Gas_Water Heater - Pipe Insulation_A_Achievable Economic RVT Potential | F8 | Commercial | Interruptible - College | New | Water Heating | Natural Gas | Water Heater - Pipe Insulation | A | Cumulative Summer Peak Savings (MW) | Achievable Economic RVT Potential | 0 | 0 | 0 | 0 | 0 | 0 | 0 | 0 | 0 | 0 | 0 | 0 | 0 | 0 | 0 | 0 | 0 | 0 | 0 | 0 | 0 | 0 | 0 | 0 | 0 | 0 | 0
F9_Commercial_Interruptible - College_New_Water Heating_Natural Gas_Water Heater - Pipe Insulation_A_Achievable Economic RVT Potential | F9 | Commercial | Interruptible - College | New | Water Heating | Natural Gas | Water Heater - Pipe Insulation | A | Cumulative Winter Peak Savings (MW) | Achievable Economic RVT Potential | 0 | 0 | 0 | 0 | 0 | 0 | 0 | 0 | 0 | 0 | 0 | 0 | 0 | 0 | 0 | 0 | 0 | 0 | 0 | 0 | 0 | 0 | 0 | 0 | 0 | 0 | 0
F10_Commercial_Interruptible - College_New_Water Heating_Natural Gas_Water Heater - Pipe Insulation_A_Achievable Economic RVT Potential | F10 | Commercial | Interruptible - College | New | Water Heating | Natural Gas | Water Heater - Pipe Insulation | A | Purchases (Incremental) | Achievable Economic RVT Potential | 0 | 0 | 0 | 0 | 0 | 0 | 0 | 0 | 0 | 0 | 0 | 0 | 0 | 0 | 0 | 0 | 0 | 0 | 0 | 0 | 0 | 0 | 0 | 0 | 0 | 0 | 0
F11_Commercial_Interruptible - College_New_Water Heating_Natural Gas_Water Heater - Pipe Insulation_A_Achievable Economic RVT Potential | F11 | Commercial | Interruptible - College | New | Water Heating | Natural Gas | Water Heater - Pipe Insulation | A | Purchases (Cumulative) | Achievable Economic RVT Potential | 0 | 0 | 0 | 0 | 0 | 0 | 0 | 0 | 0 | 0 | 0 | 0 | 0 | 0 | 0 | 0 | 0 | 0 | 0 | 0 | 0 | 0 | 0 | 0 | 0 | 0 | 0
F1_Commercial_Interruptible - College_New_Water Heating_Natural Gas_Water Heater - Motion Control Faucet_A_Achievable Economic RVT Potential | F1 | Commercial | Interruptible - College | New | Water Heating | Natural Gas | Water Heater - Motion Control Faucet | A | Integrated Unit Energy Savings (kWh or therms) | Achievable Economic RVT Potential | 0 | 0 | 0 | 0 | 0 | 0 | 0 | 0 | 0 | 0 | 0 | 0 | 0 | 0 | 0 | 0 | 0 | 0 | 0 | 0 | 0 | 0 | 0 | 0 | 0 | 0 | 0
F2_Commercial_Interruptible - College_New_Water Heating_Natural Gas_Water Heater - Motion Control Faucet_A_Achievable Economic RVT Potential | F2 | Commercial | Interruptible - College | New | Water Heating | Natural Gas | Water Heater - Motion Control Faucet | A | Integrated Unit Summer Peak Savings (kW) | Achievable Economic RVT Potential | 0 | 0 | 0 | 0 | 0 | 0 | 0 | 0 | 0 | 0 | 0 | 0 | 0 | 0 | 0 | 0 | 0 | 0 | 0 | 0 | 0 | 0 | 0 | 0 | 0 | 0 | 0
F3_Commercial_Interruptible - College_New_Water Heating_Natural Gas_Water Heater - Motion Control Faucet_A_Achievable Economic RVT Potential | F3 | Commercial | Interruptible - College | New | Water Heating | Natural Gas | Water Heater - Motion Control Faucet | A | Integrated Unit Winter Peak Savings (kW) | Achievable Economic RVT Potential | 0 | 0 | 0 | 0 | 0 | 0 | 0 | 0 | 0 | 0 | 0 | 0 | 0 | 0 | 0 | 0 | 0 | 0 | 0 | 0 | 0 | 0 | 0 | 0 | 0 | 0 | 0
F4_Commercial_Interruptible - College_New_Water Heating_Natural Gas_Water Heater - Motion Control Faucet_A_Achievable Economic RVT Potential | F4 | Commercial | Interruptible - College | New | Water Heating | Natural Gas | Water Heater - Motion Control Faucet | A | Incremental Energy Savings (MWh or mTherms) | Achievable Economic RVT Potential | 0 | 0 | 0 | 0 | 0 | 0 | 0 | 0 | 0 | 0 | 0 | 0 | 0 | 0 | 0 | 0 | 0 | 0 | 0 | 0 | 0 | 0 | 0 | 0 | 0 | 0 | 0
F5_Commercial_Interruptible - College_New_Water Heating_Natural Gas_Water Heater - Motion Control Faucet_A_Achievable Economic RVT Potential | F5 | Commercial | Interruptible - College | New | Water Heating | Natural Gas | Water Heater - Motion Control Faucet | A | Incremental Summer Peak Savings (MW) | Achievable Economic RVT Potential | 0 | 0 | 0 | 0 | 0 | 0 | 0 | 0 | 0 | 0 | 0 | 0 | 0 | 0 | 0 | 0 | 0 | 0 | 0 | 0 | 0 | 0 | 0 | 0 | 0 | 0 | 0
F6_Commercial_Interruptible - College_New_Water Heating_Natural Gas_Water Heater - Motion Control Faucet_A_Achievable Economic RVT Potential | F6 | Commercial | Interruptible - College | New | Water Heating | Natural Gas | Water Heater - Motion Control Faucet | A | Incremental Winter Peak Savings (MW) | Achievable Economic RVT Potential | 0 | 0 | 0 | 0 | 0 | 0 | 0 | 0 | 0 | 0 | 0 | 0 | 0 | 0 | 0 | 0 | 0 | 0 | 0 | 0 | 0 | 0 | 0 | 0 | 0 | 0 | 0
F7_Commercial_Interruptible - College_New_Water Heating_Natural Gas_Water Heater - Motion Control Faucet_A_Achievable Economic RVT Potential | F7 | Commercial | Interruptible - College | New | Water Heating | Natural Gas | Water Heater - Motion Control Faucet | A | Cumulative Energy Savings (MWh or mTherms) | Achievable Economic RVT Potential | 0 | 0 | 0 | 0 | 0 | 0 | 0 | 0 | 0 | 0 | 0 | 0 | 0 | 0 | 0 | 0 | 0 | 0 | 0 | 0 | 0 | 0 | 0 | 0 | 0 | 0 | 0
F8_Commercial_Interruptible - College_New_Water Heating_Natural Gas_Water Heater - Motion Control Faucet_A_Achievable Economic RVT Potential | F8 | Commercial | Interruptible - College | New | Water Heating | Natural Gas | Water Heater - Motion Control Faucet | A | Cumulative Summer Peak Savings (MW) | Achievable Economic RVT Potential | 0 | 0 | 0 | 0 | 0 | 0 | 0 | 0 | 0 | 0 | 0 | 0 | 0 | 0 | 0 | 0 | 0 | 0 | 0 | 0 | 0 | 0 | 0 | 0 | 0 | 0 | 0
F9_Commercial_Interruptible - College_New_Water Heating_Natural Gas_Water Heater - Motion Control Faucet_A_Achievable Economic RVT Potential | F9 | Commercial | Interruptible - College | New | Water Heating | Natural Gas | Water Heater - Motion Control Faucet | A | Cumulative Winter Peak Savings (MW) | Achievable Economic RVT Potential | 0 | 0 | 0 | 0 | 0 | 0 | 0 | 0 | 0 | 0 | 0 | 0 | 0 | 0 | 0 | 0 | 0 | 0 | 0 | 0 | 0 | 0 | 0 | 0 | 0 | 0 | 0
F10_Commercial_Interruptible - College_New_Water Heating_Natural Gas_Water Heater - Motion Control Faucet_A_Achievable Economic RVT Potential | F10 | Commercial | Interruptible - College | New | Water Heating | Natural Gas | Water Heater - Motion Control Faucet | A | Purchases (Incremental) | Achievable Economic RVT Potential | 0 | 0 | 0 | 0 | 0 | 0 | 0 | 0 | 0 | 0 | 0 | 0 | 0 | 0 | 0 | 0 | 0 | 0 | 0 | 0 | 0 | 0 | 0 | 0 | 0 | 0 | 0
F11_Commercial_Interruptible - College_New_Water Heating_Natural Gas_Water Heater - Motion Control Faucet_A_Achievable Economic RVT Potential | F11 | Commercial | Interruptible - College | New | Water Heating | Natural Gas | Water Heater - Motion Control Faucet | A | Purchases (Cumulative) | Achievable Economic RVT Potential | 0 | 0 | 0 | 0 | 0 | 0 | 0 | 0 | 0 | 0 | 0 | 0 | 0 | 0 | 0 | 0 | 0 | 0 | 0 | 0 | 0 | 0 | 0 | 0 | 0 | 0 | 0
F1_Commercial_Interruptible - College_New_Water Heating_Natural Gas_Water Heater - Solar System_A_Achievable Economic RVT Potential | F1 | Commercial | Interruptible - College | New | Water Heating | Natural Gas | Water Heater - Solar System | A | Integrated Unit Energy Savings (kWh or therms) | Achievable Economic RVT Potential | 0 | 0 | 0 | 0 | 0 | 0 | 0 | 0 | 0 | 0 | 0 | 0 | 0 | 0 | 0 | 0 | 0 | 0 | 0 | 0 | 0 | 0 | 0 | 0 | 0 | 0 | 0
F2_Commercial_Interruptible - College_New_Water Heating_Natural Gas_Water Heater - Solar System_A_Achievable Economic RVT Potential | F2 | Commercial | Interruptible - College | New | Water Heating | Natural Gas | Water Heater - Solar System | A | Integrated Unit Summer Peak Savings (kW) | Achievable Economic RVT Potential | 0 | 0 | 0 | 0 | 0 | 0 | 0 | 0 | 0 | 0 | 0 | 0 | 0 | 0 | 0 | 0 | 0 | 0 | 0 | 0 | 0 | 0 | 0 | 0 | 0 | 0 | 0
F3_Commercial_Interruptible - College_New_Water Heating_Natural Gas_Water Heater - Solar System_A_Achievable Economic RVT Potential | F3 | Commercial | Interruptible - College | New | Water Heating | Natural Gas | Water Heater - Solar System | A | Integrated Unit Winter Peak Savings (kW) | Achievable Economic RVT Potential | 0 | 0 | 0 | 0 | 0 | 0 | 0 | 0 | 0 | 0 | 0 | 0 | 0 | 0 | 0 | 0 | 0 | 0 | 0 | 0 | 0 | 0 | 0 | 0 | 0 | 0 | 0
F4_Commercial_Interruptible - College_New_Water Heating_Natural Gas_Water Heater - Solar System_A_Achievable Economic RVT Potential | F4 | Commercial | Interruptible - College | New | Water Heating | Natural Gas | Water Heater - Solar System | A | Incremental Energy Savings (MWh or mTherms) | Achievable Economic RVT Potential | 0 | 0 | 0 | 0 | 0 | 0 | 0 | 0 | 0 | 0 | 0 | 0 | 0 | 0 | 0 | 0 | 0 | 0 | 0 | 0 | 0 | 0 | 0 | 0 | 0 | 0 | 0
F5_Commercial_Interruptible - College_New_Water Heating_Natural Gas_Water Heater - Solar System_A_Achievable Economic RVT Potential | F5 | Commercial | Interruptible - College | New | Water Heating | Natural Gas | Water Heater - Solar System | A | Incremental Summer Peak Savings (MW) | Achievable Economic RVT Potential | 0 | 0 | 0 | 0 | 0 | 0 | 0 | 0 | 0 | 0 | 0 | 0 | 0 | 0 | 0 | 0 | 0 | 0 | 0 | 0 | 0 | 0 | 0 | 0 | 0 | 0 | 0
F6_Commercial_Interruptible - College_New_Water Heating_Natural Gas_Water Heater - Solar System_A_Achievable Economic RVT Potential | F6 | Commercial | Interruptible - College | New | Water Heating | Natural Gas | Water Heater - Solar System | A | Incremental Winter Peak Savings (MW) | Achievable Economic RVT Potential | 0 | 0 | 0 | 0 | 0 | 0 | 0 | 0 | 0 | 0 | 0 | 0 | 0 | 0 | 0 | 0 | 0 | 0 | 0 | 0 | 0 | 0 | 0 | 0 | 0 | 0 | 0
F7_Commercial_Interruptible - College_New_Water Heating_Natural Gas_Water Heater - Solar System_A_Achievable Economic RVT Potential | F7 | Commercial | Interruptible - College | New | Water Heating | Natural Gas | Water Heater - Solar System | A | Cumulative Energy Savings (MWh or mTherms) | Achievable Economic RVT Potential | 0 | 0 | 0 | 0 | 0 | 0 | 0 | 0 | 0 | 0 | 0 | 0 | 0 | 0 | 0 | 0 | 0 | 0 | 0 | 0 | 0 | 0 | 0 | 0 | 0 | 0 | 0
F8_Commercial_Interruptible - College_New_Water Heating_Natural Gas_Water Heater - Solar System_A_Achievable Economic RVT Potential | F8 | Commercial | Interruptible - College | New | Water Heating | Natural Gas | Water Heater - Solar System | A | Cumulative Summer Peak Savings (MW) | Achievable Economic RVT Potential | 0 | 0 | 0 | 0 | 0 | 0 | 0 | 0 | 0 | 0 | 0 | 0 | 0 | 0 | 0 | 0 | 0 | 0 | 0 | 0 | 0 | 0 | 0 | 0 | 0 | 0 | 0
F9_Commercial_Interruptible - College_New_Water Heating_Natural Gas_Water Heater - Solar System_A_Achievable Economic RVT Potential | F9 | Commercial | Interruptible - College | New | Water Heating | Natural Gas | Water Heater - Solar System | A | Cumulative Winter Peak Savings (MW) | Achievable Economic RVT Potential | 0 | 0 | 0 | 0 | 0 | 0 | 0 | 0 | 0 | 0 | 0 | 0 | 0 | 0 | 0 | 0 | 0 | 0 | 0 | 0 | 0 | 0 | 0 | 0 | 0 | 0 | 0
F10_Commercial_Interruptible - College_New_Water Heating_Natural Gas_Water Heater - Solar System_A_Achievable Economic RVT Potential | F10 | Commercial | Interruptible - College | New | Water Heating | Natural Gas | Water Heater - Solar System | A | Purchases (Incremental) | Achievable Economic RVT Potential | 0 | 0 | 0 | 0 | 0 | 0 | 0 | 0 | 0 | 0 | 0 | 0 | 0 | 0 | 0 | 0 | 0 | 0 | 0 | 0 | 0 | 0 | 0 | 0 | 0 | 0 | 0
F11_Commercial_Interruptible - College_New_Water Heating_Natural Gas_Water Heater - Solar System_A_Achievable Economic RVT Potential | F11 | Commercial | Interruptible - College | New | Water Heating | Natural Gas | Water Heater - Solar System | A | Purchases (Cumulative) | Achievable Economic RVT Potential | 0 | 0 | 0 | 0 | 0 | 0 | 0 | 0 | 0 | 0 | 0 | 0 | 0 | 0 | 0 | 0 | 0 | 0 | 0 | 0 | 0 | 0 | 0 | 0 | 0 | 0 | 0
F1_Commercial_Interruptible - College_New_Water Heating_Natural Gas_Commercial Laundry - Ozone Treatment_A_Achievable Economic RVT Potential | F1 | Commercial | Interruptible - College | New | Water Heating | Natural Gas | Commercial Laundry - Ozone Treatment | A | Integrated Unit Energy Savings (kWh or therms) | Achievable Economic RVT Potential | 0 | 0 | 0 | 0 | 0 | 0 | 0 | 0 | 0 | 0 | 0 | 0 | 0 | 0 | 0 | 0 | 0 | 0 | 0 | 0 | 0 | 0 | 0 | 0 | 0 | 0 | 0
F2_Commercial_Interruptible - College_New_Water Heating_Natural Gas_Commercial Laundry - Ozone Treatment_A_Achievable Economic RVT Potential | F2 | Commercial | Interruptible - College | New | Water Heating | Natural Gas | Commercial Laundry - Ozone Treatment | A | Integrated Unit Summer Peak Savings (kW) | Achievable Economic RVT Potential | 0 | 0 | 0 | 0 | 0 | 0 | 0 | 0 | 0 | 0 | 0 | 0 | 0 | 0 | 0 | 0 | 0 | 0 | 0 | 0 | 0 | 0 | 0 | 0 | 0 | 0 | 0
F3_Commercial_Interruptible - College_New_Water Heating_Natural Gas_Commercial Laundry - Ozone Treatment_A_Achievable Economic RVT Potential | F3 | Commercial | Interruptible - College | New | Water Heating | Natural Gas | Commercial Laundry - Ozone Treatment | A | Integrated Unit Winter Peak Savings (kW) | Achievable Economic RVT Potential | 0 | 0 | 0 | 0 | 0 | 0 | 0 | 0 | 0 | 0 | 0 | 0 | 0 | 0 | 0 | 0 | 0 | 0 | 0 | 0 | 0 | 0 | 0 | 0 | 0 | 0 | 0
F4_Commercial_Interruptible - College_New_Water Heating_Natural Gas_Commercial Laundry - Ozone Treatment_A_Achievable Economic RVT Potential | F4 | Commercial | Interruptible - College | New | Water Heating | Natural Gas | Commercial Laundry - Ozone Treatment | A | Incremental Energy Savings (MWh or mTherms) | Achievable Economic RVT Potential | 0 | 0 | 0 | 0 | 0 | 0 | 0 | 0 | 0 | 0 | 0 | 0 | 0 | 0 | 0 | 0 | 0 | 0 | 0 | 0 | 0 | 0 | 0 | 0 | 0 | 0 | 0
F5_Commercial_Interruptible - College_New_Water Heating_Natural Gas_Commercial Laundry - Ozone Treatment_A_Achievable Economic RVT Potential | F5 | Commercial | Interruptible - College | New | Water Heating | Natural Gas | Commercial Laundry - Ozone Treatment | A | Incremental Summer Peak Savings (MW) | Achievable Economic RVT Potential | 0 | 0 | 0 | 0 | 0 | 0 | 0 | 0 | 0 | 0 | 0 | 0 | 0 | 0 | 0 | 0 | 0 | 0 | 0 | 0 | 0 | 0 | 0 | 0 | 0 | 0 | 0
F6_Commercial_Interruptible - College_New_Water Heating_Natural Gas_Commercial Laundry - Ozone Treatment_A_Achievable Economic RVT Potential | F6 | Commercial | Interruptible - College | New | Water Heating | Natural Gas | Commercial Laundry - Ozone Treatment | A | Incremental Winter Peak Savings (MW) | Achievable Economic RVT Potential | 0 | 0 | 0 | 0 | 0 | 0 | 0 | 0 | 0 | 0 | 0 | 0 | 0 | 0 | 0 | 0 | 0 | 0 | 0 | 0 | 0 | 0 | 0 | 0 | 0 | 0 | 0
F7_Commercial_Interruptible - College_New_Water Heating_Natural Gas_Commercial Laundry - Ozone Treatment_A_Achievable Economic RVT Potential | F7 | Commercial | Interruptible - College | New | Water Heating | Natural Gas | Commercial Laundry - Ozone Treatment | A | Cumulative Energy Savings (MWh or mTherms) | Achievable Economic RVT Potential | 0 | 0 | 0 | 0 | 0 | 0 | 0 | 0 | 0 | 0 | 0 | 0 | 0 | 0 | 0 | 0 | 0 | 0 | 0 | 0 | 0 | 0 | 0 | 0 | 0 | 0 | 0
F8_Commercial_Interruptible - College_New_Water Heating_Natural Gas_Commercial Laundry - Ozone Treatment_A_Achievable Economic RVT Potential | F8 | Commercial | Interruptible - College | New | Water Heating | Natural Gas | Commercial Laundry - Ozone Treatment | A | Cumulative Summer Peak Savings (MW) | Achievable Economic RVT Potential | 0 | 0 | 0 | 0 | 0 | 0 | 0 | 0 | 0 | 0 | 0 | 0 | 0 | 0 | 0 | 0 | 0 | 0 | 0 | 0 | 0 | 0 | 0 | 0 | 0 | 0 | 0
F9_Commercial_Interruptible - College_New_Water Heating_Natural Gas_Commercial Laundry - Ozone Treatment_A_Achievable Economic RVT Potential | F9 | Commercial | Interruptible - College | New | Water Heating | Natural Gas | Commercial Laundry - Ozone Treatment | A | Cumulative Winter Peak Savings (MW) | Achievable Economic RVT Potential | 0 | 0 | 0 | 0 | 0 | 0 | 0 | 0 | 0 | 0 | 0 | 0 | 0 | 0 | 0 | 0 | 0 | 0 | 0 | 0 | 0 | 0 | 0 | 0 | 0 | 0 | 0
F10_Commercial_Interruptible - College_New_Water Heating_Natural Gas_Commercial Laundry - Ozone Treatment_A_Achievable Economic RVT Potential | F10 | Commercial | Interruptible - College | New | Water Heating | Natural Gas | Commercial Laundry - Ozone Treatment | A | Purchases (Incremental) | Achievable Economic RVT Potential | 0 | 0 | 0 | 0 | 0 | 0 | 0 | 0 | 0 | 0 | 0 | 0 | 0 | 0 | 0 | 0 | 0 | 0 | 0 | 0 | 0 | 0 | 0 | 0 | 0 | 0 | 0
F11_Commercial_Interruptible - College_New_Water Heating_Natural Gas_Commercial Laundry - Ozone Treatment_A_Achievable Economic RVT Potential | F11 | Commercial | Interruptible - College | New | Water Heating | Natural Gas | Commercial Laundry - Ozone Treatment | A | Purchases (Cumulative) | Achievable Economic RVT Potential | 0 | 0 | 0 | 0 | 0 | 0 | 0 | 0 | 0 | 0 | 0 | 0 | 0 | 0 | 0 | 0 | 0 | 0 | 0 | 0 | 0 | 0 | 0 | 0 | 0 | 0 | 0
F1_Commercial_Interruptible - College_New_Water Heating_Natural Gas_Commercial Laundry - ENERGY STAR Washer_A_Achievable Economic RVT Potential | F1 | Commercial | Interruptible - College | New | Water Heating | Natural Gas | Commercial Laundry - ENERGY STAR Washer | A | Integrated Unit Energy Savings (kWh or therms) | Achievable Economic RVT Potential | 0 | 0 | 0 | 0 | 0 | 0 | 0 | 0 | 0 | 0 | 0 | 0 | 0 | 0 | 0 | 0 | 0 | 0 | 0 | 0 | 0 | 0 | 0 | 0 | 0 | 0 | 0
F2_Commercial_Interruptible - College_New_Water Heating_Natural Gas_Commercial Laundry - ENERGY STAR Washer_A_Achievable Economic RVT Potential | F2 | Commercial | Interruptible - College | New | Water Heating | Natural Gas | Commercial Laundry - ENERGY STAR Washer | A | Integrated Unit Summer Peak Savings (kW) | Achievable Economic RVT Potential | 0 | 0 | 0 | 0 | 0 | 0 | 0 | 0 | 0 | 0 | 0 | 0 | 0 | 0 | 0 | 0 | 0 | 0 | 0 | 0 | 0 | 0 | 0 | 0 | 0 | 0 | 0
F3_Commercial_Interruptible - College_New_Water Heating_Natural Gas_Commercial Laundry - ENERGY STAR Washer_A_Achievable Economic RVT Potential | F3 | Commercial | Interruptible - College | New | Water Heating | Natural Gas | Commercial Laundry - ENERGY STAR Washer | A | Integrated Unit Winter Peak Savings (kW) | Achievable Economic RVT Potential | 0 | 0 | 0 | 0 | 0 | 0 | 0 | 0 | 0 | 0 | 0 | 0 | 0 | 0 | 0 | 0 | 0 | 0 | 0 | 0 | 0 | 0 | 0 | 0 | 0 | 0 | 0
F4_Commercial_Interruptible - College_New_Water Heating_Natural Gas_Commercial Laundry - ENERGY STAR Washer_A_Achievable Economic RVT Potential | F4 | Commercial | Interruptible - College | New | Water Heating | Natural Gas | Commercial Laundry - ENERGY STAR Washer | A | Incremental Energy Savings (MWh or mTherms) | Achievable Economic RVT Potential | 0 | 0 | 0 | 0 | 0 | 0 | 0 | 0 | 0 | 0 | 0 | 0 | 0 | 0 | 0 | 0 | 0 | 0 | 0 | 0 | 0 | 0 | 0 | 0 | 0 | 0 | 0
F5_Commercial_Interruptible - College_New_Water Heating_Natural Gas_Commercial Laundry - ENERGY STAR Washer_A_Achievable Economic RVT Potential | F5 | Commercial | Interruptible - College | New | Water Heating | Natural Gas | Commercial Laundry - ENERGY STAR Washer | A | Incremental Summer Peak Savings (MW) | Achievable Economic RVT Potential | 0 | 0 | 0 | 0 | 0 | 0 | 0 | 0 | 0 | 0 | 0 | 0 | 0 | 0 | 0 | 0 | 0 | 0 | 0 | 0 | 0 | 0 | 0 | 0 | 0 | 0 | 0
F6_Commercial_Interruptible - College_New_Water Heating_Natural Gas_Commercial Laundry - ENERGY STAR Washer_A_Achievable Economic RVT Potential | F6 | Commercial | Interruptible - College | New | Water Heating | Natural Gas | Commercial Laundry - ENERGY STAR Washer | A | Incremental Winter Peak Savings (MW) | Achievable Economic RVT Potential | 0 | 0 | 0 | 0 | 0 | 0 | 0 | 0 | 0 | 0 | 0 | 0 | 0 | 0 | 0 | 0 | 0 | 0 | 0 | 0 | 0 | 0 | 0 | 0 | 0 | 0 | 0
F7_Commercial_Interruptible - College_New_Water Heating_Natural Gas_Commercial Laundry - ENERGY STAR Washer_A_Achievable Economic RVT Potential | F7 | Commercial | Interruptible - College | New | Water Heating | Natural Gas | Commercial Laundry - ENERGY STAR Washer | A | Cumulative Energy Savings (MWh or mTherms) | Achievable Economic RVT Potential | 0 | 0 | 0 | 0 | 0 | 0 | 0 | 0 | 0 | 0 | 0 | 0 | 0 | 0 | 0 | 0 | 0 | 0 | 0 | 0 | 0 | 0 | 0 | 0 | 0 | 0 | 0
F8_Commercial_Interruptible - College_New_Water Heating_Natural Gas_Commercial Laundry - ENERGY STAR Washer_A_Achievable Economic RVT Potential | F8 | Commercial | Interruptible - College | New | Water Heating | Natural Gas | Commercial Laundry - ENERGY STAR Washer | A | Cumulative Summer Peak Savings (MW) | Achievable Economic RVT Potential | 0 | 0 | 0 | 0 | 0 | 0 | 0 | 0 | 0 | 0 | 0 | 0 | 0 | 0 | 0 | 0 | 0 | 0 | 0 | 0 | 0 | 0 | 0 | 0 | 0 | 0 | 0
F9_Commercial_Interruptible - College_New_Water Heating_Natural Gas_Commercial Laundry - ENERGY STAR Washer_A_Achievable Economic RVT Potential | F9 | Commercial | Interruptible - College | New | Water Heating | Natural Gas | Commercial Laundry - ENERGY STAR Washer | A | Cumulative Winter Peak Savings (MW) | Achievable Economic RVT Potential | 0 | 0 | 0 | 0 | 0 | 0 | 0 | 0 | 0 | 0 | 0 | 0 | 0 | 0 | 0 | 0 | 0 | 0 | 0 | 0 | 0 | 0 | 0 | 0 | 0 | 0 | 0
F10_Commercial_Interruptible - College_New_Water Heating_Natural Gas_Commercial Laundry - ENERGY STAR Washer_A_Achievable Economic RVT Potential | F10 | Commercial | Interruptible - College | New | Water Heating | Natural Gas | Commercial Laundry - ENERGY STAR Washer | A | Purchases (Incremental) | Achievable Economic RVT Potential | 0 | 0 | 0 | 0 | 0 | 0 | 0 | 0 | 0 | 0 | 0 | 0 | 0 | 0 | 0 | 0 | 0 | 0 | 0 | 0 | 0 | 0 | 0 | 0 | 0 | 0 | 0
F11_Commercial_Interruptible - College_New_Water Heating_Natural Gas_Commercial Laundry - ENERGY STAR Washer_A_Achievable Economic RVT Potential | F11 | Commercial | Interruptible - College | New | Water Heating | Natural Gas | Commercial Laundry - ENERGY STAR Washer | A | Purchases (Cumulative) | Achievable Economic RVT Potential | 0 | 0 | 0 | 0 | 0 | 0 | 0 | 0 | 0 | 0 | 0 | 0 | 0 | 0 | 0 | 0 | 0 | 0 | 0 | 0 | 0 | 0 | 0 | 0 | 0 | 0 | 0
F1_Commercial_Interruptible - College_New_Water Heating_Natural Gas_Water Heater - Efficient Dishwasher_A_Achievable Economic RVT Potential | F1 | Commercial | Interruptible - College | New | Water Heating | Natural Gas | Water Heater - Efficient Dishwasher | A | Integrated Unit Energy Savings (kWh or therms) | Achievable Economic RVT Potential | 0 | 0 | 0 | 0 | 0 | 0 | 0 | 0 | 0 | 0 | 0 | 0 | 0 | 0 | 0 | 0 | 0 | 0 | 0 | 0 | 0 | 0 | 0 | 0 | 0 | 0 | 0
F2_Commercial_Interruptible - College_New_Water Heating_Natural Gas_Water Heater - Efficient Dishwasher_A_Achievable Economic RVT Potential | F2 | Commercial | Interruptible - College | New | Water Heating | Natural Gas | Water Heater - Efficient Dishwasher | A | Integrated Unit Summer Peak Savings (kW) | Achievable Economic RVT Potential | 0 | 0 | 0 | 0 | 0 | 0 | 0 | 0 | 0 | 0 | 0 | 0 | 0 | 0 | 0 | 0 | 0 | 0 | 0 | 0 | 0 | 0 | 0 | 0 | 0 | 0 | 0
F3_Commercial_Interruptible - College_New_Water Heating_Natural Gas_Water Heater - Efficient Dishwasher_A_Achievable Economic RVT Potential | F3 | Commercial | Interruptible - College | New | Water Heating | Natural Gas | Water Heater - Efficient Dishwasher | A | Integrated Unit Winter Peak Savings (kW) | Achievable Economic RVT Potential | 0 | 0 | 0 | 0 | 0 | 0 | 0 | 0 | 0 | 0 | 0 | 0 | 0 | 0 | 0 | 0 | 0 | 0 | 0 | 0 | 0 | 0 | 0 | 0 | 0 | 0 | 0
F4_Commercial_Interruptible - College_New_Water Heating_Natural Gas_Water Heater - Efficient Dishwasher_A_Achievable Economic RVT Potential | F4 | Commercial | Interruptible - College | New | Water Heating | Natural Gas | Water Heater - Efficient Dishwasher | A | Incremental Energy Savings (MWh or mTherms) | Achievable Economic RVT Potential | 0 | 0 | 0 | 0 | 0 | 0 | 0 | 0 | 0 | 0 | 0 | 0 | 0 | 0 | 0 | 0 | 0 | 0 | 0 | 0 | 0 | 0 | 0 | 0 | 0 | 0 | 0
F5_Commercial_Interruptible - College_New_Water Heating_Natural Gas_Water Heater - Efficient Dishwasher_A_Achievable Economic RVT Potential | F5 | Commercial | Interruptible - College | New | Water Heating | Natural Gas | Water Heater - Efficient Dishwasher | A | Incremental Summer Peak Savings (MW) | Achievable Economic RVT Potential | 0 | 0 | 0 | 0 | 0 | 0 | 0 | 0 | 0 | 0 | 0 | 0 | 0 | 0 | 0 | 0 | 0 | 0 | 0 | 0 | 0 | 0 | 0 | 0 | 0 | 0 | 0
F6_Commercial_Interruptible - College_New_Water Heating_Natural Gas_Water Heater - Efficient Dishwasher_A_Achievable Economic RVT Potential | F6 | Commercial | Interruptible - College | New | Water Heating | Natural Gas | Water Heater - Efficient Dishwasher | A | Incremental Winter Peak Savings (MW) | Achievable Economic RVT Potential | 0 | 0 | 0 | 0 | 0 | 0 | 0 | 0 | 0 | 0 | 0 | 0 | 0 | 0 | 0 | 0 | 0 | 0 | 0 | 0 | 0 | 0 | 0 | 0 | 0 | 0 | 0
F7_Commercial_Interruptible - College_New_Water Heating_Natural Gas_Water Heater - Efficient Dishwasher_A_Achievable Economic RVT Potential | F7 | Commercial | Interruptible - College | New | Water Heating | Natural Gas | Water Heater - Efficient Dishwasher | A | Cumulative Energy Savings (MWh or mTherms) | Achievable Economic RVT Potential | 0 | 0 | 0 | 0 | 0 | 0 | 0 | 0 | 0 | 0 | 0 | 0 | 0 | 0 | 0 | 0 | 0 | 0 | 0 | 0 | 0 | 0 | 0 | 0 | 0 | 0 | 0
F8_Commercial_Interruptible - College_New_Water Heating_Natural Gas_Water Heater - Efficient Dishwasher_A_Achievable Economic RVT Potential | F8 | Commercial | Interruptible - College | New | Water Heating | Natural Gas | Water Heater - Efficient Dishwasher | A | Cumulative Summer Peak Savings (MW) | Achievable Economic RVT Potential | 0 | 0 | 0 | 0 | 0 | 0 | 0 | 0 | 0 | 0 | 0 | 0 | 0 | 0 | 0 | 0 | 0 | 0 | 0 | 0 | 0 | 0 | 0 | 0 | 0 | 0 | 0
F9_Commercial_Interruptible - College_New_Water Heating_Natural Gas_Water Heater - Efficient Dishwasher_A_Achievable Economic RVT Potential | F9 | Commercial | Interruptible - College | New | Water Heating | Natural Gas | Water Heater - Efficient Dishwasher | A | Cumulative Winter Peak Savings (MW) | Achievable Economic RVT Potential | 0 | 0 | 0 | 0 | 0 | 0 | 0 | 0 | 0 | 0 | 0 | 0 | 0 | 0 | 0 | 0 | 0 | 0 | 0 | 0 | 0 | 0 | 0 | 0 | 0 | 0 | 0
F10_Commercial_Interruptible - College_New_Water Heating_Natural Gas_Water Heater - Efficient Dishwasher_A_Achievable Economic RVT Potential | F10 | Commercial | Interruptible - College | New | Water Heating | Natural Gas | Water Heater - Efficient Dishwasher | A | Purchases (Incremental) | Achievable Economic RVT Potential | 0 | 0 | 0 | 0 | 0 | 0 | 0 | 0 | 0 | 0 | 0 | 0 | 0 | 0 | 0 | 0 | 0 | 0 | 0 | 0 | 0 | 0 | 0 | 0 | 0 | 0 | 0
F11_Commercial_Interruptible - College_New_Water Heating_Natural Gas_Water Heater - Efficient Dishwasher_A_Achievable Economic RVT Potential | F11 | Commercial | Interruptible - College | New | Water Heating | Natural Gas | Water Heater - Efficient Dishwasher | A | Purchases (Cumulative) | Achievable Economic RVT Potential | 0 | 0 | 0 | 0 | 0 | 0 | 0 | 0 | 0 | 0 | 0 | 0 | 0 | 0 | 0 | 0 | 0 | 0 | 0 | 0 | 0 | 0 | 0 | 0 | 0 | 0 | 0
F1_Commercial_Interruptible - College_New_Water Heating_Natural Gas_Commercial Laundry - Alternative Dry-Cleaning Methods_A_Achievable Economic RVT Potential | F1 | Commercial | Interruptible - College | New | Water Heating | Natural Gas | Commercial Laundry - Alternative Dry-Cleaning Methods | A | Integrated Unit Energy Savings (kWh or therms) | Achievable Economic RVT Potential | 0 | 0 | 0 | 0 | 0 | 0 | 0 | 0 | 0 | 0 | 0 | 0 | 0 | 0 | 0 | 0 | 0 | 0 | 0 | 0 | 0 | 0 | 0 | 0 | 0 | 0 | 0
F2_Commercial_Interruptible - College_New_Water Heating_Natural Gas_Commercial Laundry - Alternative Dry-Cleaning Methods_A_Achievable Economic RVT Potential | F2 | Commercial | Interruptible - College | New | Water Heating | Natural Gas | Commercial Laundry - Alternative Dry-Cleaning Methods | A | Integrated Unit Summer Peak Savings (kW) | Achievable Economic RVT Potential | 0 | 0 | 0 | 0 | 0 | 0 | 0 | 0 | 0 | 0 | 0 | 0 | 0 | 0 | 0 | 0 | 0 | 0 | 0 | 0 | 0 | 0 | 0 | 0 | 0 | 0 | 0
F3_Commercial_Interruptible - College_New_Water Heating_Natural Gas_Commercial Laundry - Alternative Dry-Cleaning Methods_A_Achievable Economic RVT Potential | F3 | Commercial | Interruptible - College | New | Water Heating | Natural Gas | Commercial Laundry - Alternative Dry-Cleaning Methods | A | Integrated Unit Winter Peak Savings (kW) | Achievable Economic RVT Potential | 0 | 0 | 0 | 0 | 0 | 0 | 0 | 0 | 0 | 0 | 0 | 0 | 0 | 0 | 0 | 0 | 0 | 0 | 0 | 0 | 0 | 0 | 0 | 0 | 0 | 0 | 0
F4_Commercial_Interruptible - College_New_Water Heating_Natural Gas_Commercial Laundry - Alternative Dry-Cleaning Methods_A_Achievable Economic RVT Potential | F4 | Commercial | Interruptible - College | New | Water Heating | Natural Gas | Commercial Laundry - Alternative Dry-Cleaning Methods | A | Incremental Energy Savings (MWh or mTherms) | Achievable Economic RVT Potential | 0 | 0 | 0 | 0 | 0 | 0 | 0 | 0 | 0 | 0 | 0 | 0 | 0 | 0 | 0 | 0 | 0 | 0 | 0 | 0 | 0 | 0 | 0 | 0 | 0 | 0 | 0
F5_Commercial_Interruptible - College_New_Water Heating_Natural Gas_Commercial Laundry - Alternative Dry-Cleaning Methods_A_Achievable Economic RVT Potential | F5 | Commercial | Interruptible - College | New | Water Heating | Natural Gas | Commercial Laundry - Alternative Dry-Cleaning Methods | A | Incremental Summer Peak Savings (MW) | Achievable Economic RVT Potential | 0 | 0 | 0 | 0 | 0 | 0 | 0 | 0 | 0 | 0 | 0 | 0 | 0 | 0 | 0 | 0 | 0 | 0 | 0 | 0 | 0 | 0 | 0 | 0 | 0 | 0 | 0
F6_Commercial_Interruptible - College_New_Water Heating_Natural Gas_Commercial Laundry - Alternative Dry-Cleaning Methods_A_Achievable Economic RVT Potential | F6 | Commercial | Interruptible - College | New | Water Heating | Natural Gas | Commercial Laundry - Alternative Dry-Cleaning Methods | A | Incremental Winter Peak Savings (MW) | Achievable Economic RVT Potential | 0 | 0 | 0 | 0 | 0 | 0 | 0 | 0 | 0 | 0 | 0 | 0 | 0 | 0 | 0 | 0 | 0 | 0 | 0 | 0 | 0 | 0 | 0 | 0 | 0 | 0 | 0
F7_Commercial_Interruptible - College_New_Water Heating_Natural Gas_Commercial Laundry - Alternative Dry-Cleaning Methods_A_Achievable Economic RVT Potential | F7 | Commercial | Interruptible - College | New | Water Heating | Natural Gas | Commercial Laundry - Alternative Dry-Cleaning Methods | A | Cumulative Energy Savings (MWh or mTherms) | Achievable Economic RVT Potential | 0 | 0 | 0 | 0 | 0 | 0 | 0 | 0 | 0 | 0 | 0 | 0 | 0 | 0 | 0 | 0 | 0 | 0 | 0 | 0 | 0 | 0 | 0 | 0 | 0 | 0 | 0
F8_Commercial_Interruptible - College_New_Water Heating_Natural Gas_Commercial Laundry - Alternative Dry-Cleaning Methods_A_Achievable Economic RVT Potential | F8 | Commercial | Interruptible - College | New | Water Heating | Natural Gas | Commercial Laundry - Alternative Dry-Cleaning Methods | A | Cumulative Summer Peak Savings (MW) | Achievable Economic RVT Potential | 0 | 0 | 0 | 0 | 0 | 0 | 0 | 0 | 0 | 0 | 0 | 0 | 0 | 0 | 0 | 0 | 0 | 0 | 0 | 0 | 0 | 0 | 0 | 0 | 0 | 0 | 0
F9_Commercial_Interruptible - College_New_Water Heating_Natural Gas_Commercial Laundry - Alternative Dry-Cleaning Methods_A_Achievable Economic RVT Potential | F9 | Commercial | Interruptible - College | New | Water Heating | Natural Gas | Commercial Laundry - Alternative Dry-Cleaning Methods | A | Cumulative Winter Peak Savings (MW) | Achievable Economic RVT Potential | 0 | 0 | 0 | 0 | 0 | 0 | 0 | 0 | 0 | 0 | 0 | 0 | 0 | 0 | 0 | 0 | 0 | 0 | 0 | 0 | 0 | 0 | 0 | 0 | 0 | 0 | 0
F10_Commercial_Interruptible - College_New_Water Heating_Natural Gas_Commercial Laundry - Alternative Dry-Cleaning Methods_A_Achievable Economic RVT Potential | F10 | Commercial | Interruptible - College | New | Water Heating | Natural Gas | Commercial Laundry - Alternative Dry-Cleaning Methods | A | Purchases (Incremental) | Achievable Economic RVT Potential | 0 | 0 | 0 | 0 | 0 | 0 | 0 | 0 | 0 | 0 | 0 | 0 | 0 | 0 | 0 | 0 | 0 | 0 | 0 | 0 | 0 | 0 | 0 | 0 | 0 | 0 | 0
F11_Commercial_Interruptible - College_New_Water Heating_Natural Gas_Commercial Laundry - Alternative Dry-Cleaning Methods_A_Achievable Economic RVT Potential | F11 | Commercial | Interruptible - College | New | Water Heating | Natural Gas | Commercial Laundry - Alternative Dry-Cleaning Methods | A | Purchases (Cumulative) | Achievable Economic RVT Potential | 0 | 0 | 0 | 0 | 0 | 0 | 0 | 0 | 0 | 0 | 0 | 0 | 0 | 0 | 0 | 0 | 0 | 0 | 0 | 0 | 0 | 0 | 0 | 0 | 0 | 0 | 0
F1_Commercial_Interruptible - College_New_Space Heating_Natural Gas_Advanced Kitchen Ventilation Controls_A_Achievable Economic RVT Potential | F1 | Commercial | Interruptible - College | New | Space Heating | Natural Gas | Advanced Kitchen Ventilation Controls | A | Integrated Unit Energy Savings (kWh or therms) | Achievable Economic RVT Potential | 0 | 0 | 0 | 0 | 0 | 0 | 0 | 0 | 0 | 0 | 0 | 0 | 0 | 0 | 0 | 0 | 0 | 0 | 0 | 0 | 0 | 0 | 0 | 0 | 0 | 0 | 0
F2_Commercial_Interruptible - College_New_Space Heating_Natural Gas_Advanced Kitchen Ventilation Controls_A_Achievable Economic RVT Potential | F2 | Commercial | Interruptible - College | New | Space Heating | Natural Gas | Advanced Kitchen Ventilation Controls | A | Integrated Unit Summer Peak Savings (kW) | Achievable Economic RVT Potential | 0 | 0 | 0 | 0 | 0 | 0 | 0 | 0 | 0 | 0 | 0 | 0 | 0 | 0 | 0 | 0 | 0 | 0 | 0 | 0 | 0 | 0 | 0 | 0 | 0 | 0 | 0
F3_Commercial_Interruptible - College_New_Space Heating_Natural Gas_Advanced Kitchen Ventilation Controls_A_Achievable Economic RVT Potential | F3 | Commercial | Interruptible - College | New | Space Heating | Natural Gas | Advanced Kitchen Ventilation Controls | A | Integrated Unit Winter Peak Savings (kW) | Achievable Economic RVT Potential | 0 | 0 | 0 | 0 | 0 | 0 | 0 | 0 | 0 | 0 | 0 | 0 | 0 | 0 | 0 | 0 | 0 | 0 | 0 | 0 | 0 | 0 | 0 | 0 | 0 | 0 | 0
F4_Commercial_Interruptible - College_New_Space Heating_Natural Gas_Advanced Kitchen Ventilation Controls_A_Achievable Economic RVT Potential | F4 | Commercial | Interruptible - College | New | Space Heating | Natural Gas | Advanced Kitchen Ventilation Controls | A | Incremental Energy Savings (MWh or mTherms) | Achievable Economic RVT Potential | 0 | 0 | 0 | 0 | 0 | 0 | 0 | 0 | 0 | 0 | 0 | 0 | 0 | 0 | 0 | 0 | 0 | 0 | 0 | 0 | 0 | 0 | 0 | 0 | 0 | 0 | 0
F5_Commercial_Interruptible - College_New_Space Heating_Natural Gas_Advanced Kitchen Ventilation Controls_A_Achievable Economic RVT Potential | F5 | Commercial | Interruptible - College | New | Space Heating | Natural Gas | Advanced Kitchen Ventilation Controls | A | Incremental Summer Peak Savings (MW) | Achievable Economic RVT Potential | 0 | 0 | 0 | 0 | 0 | 0 | 0 | 0 | 0 | 0 | 0 | 0 | 0 | 0 | 0 | 0 | 0 | 0 | 0 | 0 | 0 | 0 | 0 | 0 | 0 | 0 | 0
F6_Commercial_Interruptible - College_New_Space Heating_Natural Gas_Advanced Kitchen Ventilation Controls_A_Achievable Economic RVT Potential | F6 | Commercial | Interruptible - College | New | Space Heating | Natural Gas | Advanced Kitchen Ventilation Controls | A | Incremental Winter Peak Savings (MW) | Achievable Economic RVT Potential | 0 | 0 | 0 | 0 | 0 | 0 | 0 | 0 | 0 | 0 | 0 | 0 | 0 | 0 | 0 | 0 | 0 | 0 | 0 | 0 | 0 | 0 | 0 | 0 | 0 | 0 | 0
F7_Commercial_Interruptible - College_New_Space Heating_Natural Gas_Advanced Kitchen Ventilation Controls_A_Achievable Economic RVT Potential | F7 | Commercial | Interruptible - College | New | Space Heating | Natural Gas | Advanced Kitchen Ventilation Controls | A | Cumulative Energy Savings (MWh or mTherms) | Achievable Economic RVT Potential | 0 | 0 | 0 | 0 | 0 | 0 | 0 | 0 | 0 | 0 | 0 | 0 | 0 | 0 | 0 | 0 | 0 | 0 | 0 | 0 | 0 | 0 | 0 | 0 | 0 | 0 | 0
F8_Commercial_Interruptible - College_New_Space Heating_Natural Gas_Advanced Kitchen Ventilation Controls_A_Achievable Economic RVT Potential | F8 | Commercial | Interruptible - College | New | Space Heating | Natural Gas | Advanced Kitchen Ventilation Controls | A | Cumulative Summer Peak Savings (MW) | Achievable Economic RVT Potential | 0 | 0 | 0 | 0 | 0 | 0 | 0 | 0 | 0 | 0 | 0 | 0 | 0 | 0 | 0 | 0 | 0 | 0 | 0 | 0 | 0 | 0 | 0 | 0 | 0 | 0 | 0
F9_Commercial_Interruptible - College_New_Space Heating_Natural Gas_Advanced Kitchen Ventilation Controls_A_Achievable Economic RVT Potential | F9 | Commercial | Interruptible - College | New | Space Heating | Natural Gas | Advanced Kitchen Ventilation Controls | A | Cumulative Winter Peak Savings (MW) | Achievable Economic RVT Potential | 0 | 0 | 0 | 0 | 0 | 0 | 0 | 0 | 0 | 0 | 0 | 0 | 0 | 0 | 0 | 0 | 0 | 0 | 0 | 0 | 0 | 0 | 0 | 0 | 0 | 0 | 0
F10_Commercial_Interruptible - College_New_Space Heating_Natural Gas_Advanced Kitchen Ventilation Controls_A_Achievable Economic RVT Potential | F10 | Commercial | Interruptible - College | New | Space Heating | Natural Gas | Advanced Kitchen Ventilation Controls | A | Purchases (Incremental) | Achievable Economic RVT Potential | 0 | 0 | 0 | 0 | 0 | 0 | 0 | 0 | 0 | 0 | 0 | 0 | 0 | 0 | 0 | 0 | 0 | 0 | 0 | 0 | 0 | 0 | 0 | 0 | 0 | 0 | 0
F11_Commercial_Interruptible - College_New_Space Heating_Natural Gas_Advanced Kitchen Ventilation Controls_A_Achievable Economic RVT Potential | F11 | Commercial | Interruptible - College | New | Space Heating | Natural Gas | Advanced Kitchen Ventilation Controls | A | Purchases (Cumulative) | Achievable Economic RVT Potential | 0 | 0 | 0 | 0 | 0 | 0 | 0 | 0 | 0 | 0 | 0 | 0 | 0 | 0 | 0 | 0 | 0 | 0 | 0 | 0 | 0 | 0 | 0 | 0 | 0 | 0 | 0
F1_Commercial_Interruptible - College_New_Space Heating_Natural Gas_Infiltration Control - Loading Dock Sealing_A_Achievable Economic RVT Potential | F1 | Commercial | Interruptible - College | New | Space Heating | Natural Gas | Infiltration Control - Loading Dock Sealing | A | Integrated Unit Energy Savings (kWh or therms) | Achievable Economic RVT Potential | 0 | 0 | 0 | 0 | 0 | 0 | 0 | 0 | 0 | 0 | 0 | 0 | 0 | 0 | 0 | 0 | 0 | 0 | 0 | 0 | 0 | 0 | 0 | 0 | 0 | 0 | 0
F2_Commercial_Interruptible - College_New_Space Heating_Natural Gas_Infiltration Control - Loading Dock Sealing_A_Achievable Economic RVT Potential | F2 | Commercial | Interruptible - College | New | Space Heating | Natural Gas | Infiltration Control - Loading Dock Sealing | A | Integrated Unit Summer Peak Savings (kW) | Achievable Economic RVT Potential | 0 | 0 | 0 | 0 | 0 | 0 | 0 | 0 | 0 | 0 | 0 | 0 | 0 | 0 | 0 | 0 | 0 | 0 | 0 | 0 | 0 | 0 | 0 | 0 | 0 | 0 | 0
F3_Commercial_Interruptible - College_New_Space Heating_Natural Gas_Infiltration Control - Loading Dock Sealing_A_Achievable Economic RVT Potential | F3 | Commercial | Interruptible - College | New | Space Heating | Natural Gas | Infiltration Control - Loading Dock Sealing | A | Integrated Unit Winter Peak Savings (kW) | Achievable Economic RVT Potential | 0 | 0 | 0 | 0 | 0 | 0 | 0 | 0 | 0 | 0 | 0 | 0 | 0 | 0 | 0 | 0 | 0 | 0 | 0 | 0 | 0 | 0 | 0 | 0 | 0 | 0 | 0
F4_Commercial_Interruptible - College_New_Space Heating_Natural Gas_Infiltration Control - Loading Dock Sealing_A_Achievable Economic RVT Potential | F4 | Commercial | Interruptible - College | New | Space Heating | Natural Gas | Infiltration Control - Loading Dock Sealing | A | Incremental Energy Savings (MWh or mTherms) | Achievable Economic RVT Potential | 0 | 0 | 0 | 0 | 0 | 0 | 0 | 0 | 0 | 0 | 0 | 0 | 0 | 0 | 0 | 0 | 0 | 0 | 0 | 0 | 0 | 0 | 0 | 0 | 0 | 0 | 0
F5_Commercial_Interruptible - College_New_Space Heating_Natural Gas_Infiltration Control - Loading Dock Sealing_A_Achievable Economic RVT Potential | F5 | Commercial | Interruptible - College | New | Space Heating | Natural Gas | Infiltration Control - Loading Dock Sealing | A | Incremental Summer Peak Savings (MW) | Achievable Economic RVT Potential | 0 | 0 | 0 | 0 | 0 | 0 | 0 | 0 | 0 | 0 | 0 | 0 | 0 | 0 | 0 | 0 | 0 | 0 | 0 | 0 | 0 | 0 | 0 | 0 | 0 | 0 | 0
F6_Commercial_Interruptible - College_New_Space Heating_Natural Gas_Infiltration Control - Loading Dock Sealing_A_Achievable Economic RVT Potential | F6 | Commercial | Interruptible - College | New | Space Heating | Natural Gas | Infiltration Control - Loading Dock Sealing | A | Incremental Winter Peak Savings (MW) | Achievable Economic RVT Potential | 0 | 0 | 0 | 0 | 0 | 0 | 0 | 0 | 0 | 0 | 0 | 0 | 0 | 0 | 0 | 0 | 0 | 0 | 0 | 0 | 0 | 0 | 0 | 0 | 0 | 0 | 0
F7_Commercial_Interruptible - College_New_Space Heating_Natural Gas_Infiltration Control - Loading Dock Sealing_A_Achievable Economic RVT Potential | F7 | Commercial | Interruptible - College | New | Space Heating | Natural Gas | Infiltration Control - Loading Dock Sealing | A | Cumulative Energy Savings (MWh or mTherms) | Achievable Economic RVT Potential | 0 | 0 | 0 | 0 | 0 | 0 | 0 | 0 | 0 | 0 | 0 | 0 | 0 | 0 | 0 | 0 | 0 | 0 | 0 | 0 | 0 | 0 | 0 | 0 | 0 | 0 | 0
F8_Commercial_Interruptible - College_New_Space Heating_Natural Gas_Infiltration Control - Loading Dock Sealing_A_Achievable Economic RVT Potential | F8 | Commercial | Interruptible - College | New | Space Heating | Natural Gas | Infiltration Control - Loading Dock Sealing | A | Cumulative Summer Peak Savings (MW) | Achievable Economic RVT Potential | 0 | 0 | 0 | 0 | 0 | 0 | 0 | 0 | 0 | 0 | 0 | 0 | 0 | 0 | 0 | 0 | 0 | 0 | 0 | 0 | 0 | 0 | 0 | 0 | 0 | 0 | 0
F9_Commercial_Interruptible - College_New_Space Heating_Natural Gas_Infiltration Control - Loading Dock Sealing_A_Achievable Economic RVT Potential | F9 | Commercial | Interruptible - College | New | Space Heating | Natural Gas | Infiltration Control - Loading Dock Sealing | A | Cumulative Winter Peak Savings (MW) | Achievable Economic RVT Potential | 0 | 0 | 0 | 0 | 0 | 0 | 0 | 0 | 0 | 0 | 0 | 0 | 0 | 0 | 0 | 0 | 0 | 0 | 0 | 0 | 0 | 0 | 0 | 0 | 0 | 0 | 0
F10_Commercial_Interruptible - College_New_Space Heating_Natural Gas_Infiltration Control - Loading Dock Sealing_A_Achievable Economic RVT Potential | F10 | Commercial | Interruptible - College | New | Space Heating | Natural Gas | Infiltration Control - Loading Dock Sealing | A | Purchases (Incremental) | Achievable Economic RVT Potential | 0 | 0 | 0 | 0 | 0 | 0 | 0 | 0 | 0 | 0 | 0 | 0 | 0 | 0 | 0 | 0 | 0 | 0 | 0 | 0 | 0 | 0 | 0 | 0 | 0 | 0 | 0
F11_Commercial_Interruptible - College_New_Space Heating_Natural Gas_Infiltration Control - Loading Dock Sealing_A_Achievable Economic RVT Potential | F11 | Commercial | Interruptible - College | New | Space Heating | Natural Gas | Infiltration Control - Loading Dock Sealing | A | Purchases (Cumulative) | Achievable Economic RVT Potential | 0 | 0 | 0 | 0 | 0 | 0 | 0 | 0 | 0 | 0 | 0 | 0 | 0 | 0 | 0 | 0 | 0 | 0 | 0 | 0 | 0 | 0 | 0 | 0 | 0 | 0 | 0
F1_Commercial_Interruptible - College_New_Space Heating_Natural Gas_Greenhouse Heat Curtain_A_Achievable Economic RVT Potential | F1 | Commercial | Interruptible - College | New | Space Heating | Natural Gas | Greenhouse Heat Curtain | A | Integrated Unit Energy Savings (kWh or therms) | Achievable Economic RVT Potential | 0 | 0 | 0 | 0 | 0 | 0 | 0 | 0 | 0 | 0 | 0 | 0 | 0 | 0 | 0 | 0 | 0 | 0 | 0 | 0 | 0 | 0 | 0 | 0 | 0 | 0 | 0
F2_Commercial_Interruptible - College_New_Space Heating_Natural Gas_Greenhouse Heat Curtain_A_Achievable Economic RVT Potential | F2 | Commercial | Interruptible - College | New | Space Heating | Natural Gas | Greenhouse Heat Curtain | A | Integrated Unit Summer Peak Savings (kW) | Achievable Economic RVT Potential | 0 | 0 | 0 | 0 | 0 | 0 | 0 | 0 | 0 | 0 | 0 | 0 | 0 | 0 | 0 | 0 | 0 | 0 | 0 | 0 | 0 | 0 | 0 | 0 | 0 | 0 | 0
F3_Commercial_Interruptible - College_New_Space Heating_Natural Gas_Greenhouse Heat Curtain_A_Achievable Economic RVT Potential | F3 | Commercial | Interruptible - College | New | Space Heating | Natural Gas | Greenhouse Heat Curtain | A | Integrated Unit Winter Peak Savings (kW) | Achievable Economic RVT Potential | 0 | 0 | 0 | 0 | 0 | 0 | 0 | 0 | 0 | 0 | 0 | 0 | 0 | 0 | 0 | 0 | 0 | 0 | 0 | 0 | 0 | 0 | 0 | 0 | 0 | 0 | 0
F4_Commercial_Interruptible - College_New_Space Heating_Natural Gas_Greenhouse Heat Curtain_A_Achievable Economic RVT Potential | F4 | Commercial | Interruptible - College | New | Space Heating | Natural Gas | Greenhouse Heat Curtain | A | Incremental Energy Savings (MWh or mTherms) | Achievable Economic RVT Potential | 0 | 0 | 0 | 0 | 0 | 0 | 0 | 0 | 0 | 0 | 0 | 0 | 0 | 0 | 0 | 0 | 0 | 0 | 0 | 0 | 0 | 0 | 0 | 0 | 0 | 0 | 0
F5_Commercial_Interruptible - College_New_Space Heating_Natural Gas_Greenhouse Heat Curtain_A_Achievable Economic RVT Potential | F5 | Commercial | Interruptible - College | New | Space Heating | Natural Gas | Greenhouse Heat Curtain | A | Incremental Summer Peak Savings (MW) | Achievable Economic RVT Potential | 0 | 0 | 0 | 0 | 0 | 0 | 0 | 0 | 0 | 0 | 0 | 0 | 0 | 0 | 0 | 0 | 0 | 0 | 0 | 0 | 0 | 0 | 0 | 0 | 0 | 0 | 0
F6_Commercial_Interruptible - College_New_Space Heating_Natural Gas_Greenhouse Heat Curtain_A_Achievable Economic RVT Potential | F6 | Commercial | Interruptible - College | New | Space Heating | Natural Gas | Greenhouse Heat Curtain | A | Incremental Winter Peak Savings (MW) | Achievable Economic RVT Potential | 0 | 0 | 0 | 0 | 0 | 0 | 0 | 0 | 0 | 0 | 0 | 0 | 0 | 0 | 0 | 0 | 0 | 0 | 0 | 0 | 0 | 0 | 0 | 0 | 0 | 0 | 0
F7_Commercial_Interruptible - College_New_Space Heating_Natural Gas_Greenhouse Heat Curtain_A_Achievable Economic RVT Potential | F7 | Commercial | Interruptible - College | New | Space Heating | Natural Gas | Greenhouse Heat Curtain | A | Cumulative Energy Savings (MWh or mTherms) | Achievable Economic RVT Potential | 0 | 0 | 0 | 0 | 0 | 0 | 0 | 0 | 0 | 0 | 0 | 0 | 0 | 0 | 0 | 0 | 0 | 0 | 0 | 0 | 0 | 0 | 0 | 0 | 0 | 0 | 0
F8_Commercial_Interruptible - College_New_Space Heating_Natural Gas_Greenhouse Heat Curtain_A_Achievable Economic RVT Potential | F8 | Commercial | Interruptible - College | New | Space Heating | Natural Gas | Greenhouse Heat Curtain | A | Cumulative Summer Peak Savings (MW) | Achievable Economic RVT Potential | 0 | 0 | 0 | 0 | 0 | 0 | 0 | 0 | 0 | 0 | 0 | 0 | 0 | 0 | 0 | 0 | 0 | 0 | 0 | 0 | 0 | 0 | 0 | 0 | 0 | 0 | 0
F9_Commercial_Interruptible - College_New_Space Heating_Natural Gas_Greenhouse Heat Curtain_A_Achievable Economic RVT Potential | F9 | Commercial | Interruptible - College | New | Space Heating | Natural Gas | Greenhouse Heat Curtain | A | Cumulative Winter Peak Savings (MW) | Achievable Economic RVT Potential | 0 | 0 | 0 | 0 | 0 | 0 | 0 | 0 | 0 | 0 | 0 | 0 | 0 | 0 | 0 | 0 | 0 | 0 | 0 | 0 | 0 | 0 | 0 | 0 | 0 | 0 | 0
F10_Commercial_Interruptible - College_New_Space Heating_Natural Gas_Greenhouse Heat Curtain_A_Achievable Economic RVT Potential | F10 | Commercial | Interruptible - College | New | Space Heating | Natural Gas | Greenhouse Heat Curtain | A | Purchases (Incremental) | Achievable Economic RVT Potential | 0 | 0 | 0 | 0 | 0 | 0 | 0 | 0 | 0 | 0 | 0 | 0 | 0 | 0 | 0 | 0 | 0 | 0 | 0 | 0 | 0 | 0 | 0 | 0 | 0 | 0 | 0
F11_Commercial_Interruptible - College_New_Space Heating_Natural Gas_Greenhouse Heat Curtain_A_Achievable Economic RVT Potential | F11 | Commercial | Interruptible - College | New | Space Heating | Natural Gas | Greenhouse Heat Curtain | A | Purchases (Cumulative) | Achievable Economic RVT Potential | 0 | 0 | 0 | 0 | 0 | 0 | 0 | 0 | 0 | 0 | 0 | 0 | 0 | 0 | 0 | 0 | 0 | 0 | 0 | 0 | 0 | 0 | 0 | 0 | 0 | 0 | 0
F1_Commercial_Interruptible - College_New_Space Heating_Natural Gas_Ventilation - Parking Garages, Demand Controlled_A_Achievable Economic RVT Potential | F1 | Commercial | Interruptible - College | New | Space Heating | Natural Gas | Ventilation - Parking Garages, Demand Controlled | A | Integrated Unit Energy Savings (kWh or therms) | Achievable Economic RVT Potential | 0 | 0 | 0 | 0 | 0 | 0 | 0 | 0 | 0 | 0 | 0 | 0 | 0 | 0 | 0 | 0 | 0 | 0 | 0 | 0 | 0 | 0 | 0 | 0 | 0 | 0 | 0
F2_Commercial_Interruptible - College_New_Space Heating_Natural Gas_Ventilation - Parking Garages, Demand Controlled_A_Achievable Economic RVT Potential | F2 | Commercial | Interruptible - College | New | Space Heating | Natural Gas | Ventilation - Parking Garages, Demand Controlled | A | Integrated Unit Summer Peak Savings (kW) | Achievable Economic RVT Potential | 0 | 0 | 0 | 0 | 0 | 0 | 0 | 0 | 0 | 0 | 0 | 0 | 0 | 0 | 0 | 0 | 0 | 0 | 0 | 0 | 0 | 0 | 0 | 0 | 0 | 0 | 0
F3_Commercial_Interruptible - College_New_Space Heating_Natural Gas_Ventilation - Parking Garages, Demand Controlled_A_Achievable Economic RVT Potential | F3 | Commercial | Interruptible - College | New | Space Heating | Natural Gas | Ventilation - Parking Garages, Demand Controlled | A | Integrated Unit Winter Peak Savings (kW) | Achievable Economic RVT Potential | 0 | 0 | 0 | 0 | 0 | 0 | 0 | 0 | 0 | 0 | 0 | 0 | 0 | 0 | 0 | 0 | 0 | 0 | 0 | 0 | 0 | 0 | 0 | 0 | 0 | 0 | 0
F4_Commercial_Interruptible - College_New_Space Heating_Natural Gas_Ventilation - Parking Garages, Demand Controlled_A_Achievable Economic RVT Potential | F4 | Commercial | Interruptible - College | New | Space Heating | Natural Gas | Ventilation - Parking Garages, Demand Controlled | A | Incremental Energy Savings (MWh or mTherms) | Achievable Economic RVT Potential | 0 | 0 | 0 | 0 | 0 | 0 | 0 | 0 | 0 | 0 | 0 | 0 | 0 | 0 | 0 | 0 | 0 | 0 | 0 | 0 | 0 | 0 | 0 | 0 | 0 | 0 | 0
F5_Commercial_Interruptible - College_New_Space Heating_Natural Gas_Ventilation - Parking Garages, Demand Controlled_A_Achievable Economic RVT Potential | F5 | Commercial | Interruptible - College | New | Space Heating | Natural Gas | Ventilation - Parking Garages, Demand Controlled | A | Incremental Summer Peak Savings (MW) | Achievable Economic RVT Potential | 0 | 0 | 0 | 0 | 0 | 0 | 0 | 0 | 0 | 0 | 0 | 0 | 0 | 0 | 0 | 0 | 0 | 0 | 0 | 0 | 0 | 0 | 0 | 0 | 0 | 0 | 0
F6_Commercial_Interruptible - College_New_Space Heating_Natural Gas_Ventilation - Parking Garages, Demand Controlled_A_Achievable Economic RVT Potential | F6 | Commercial | Interruptible - College | New | Space Heating | Natural Gas | Ventilation - Parking Garages, Demand Controlled | A | Incremental Winter Peak Savings (MW) | Achievable Economic RVT Potential | 0 | 0 | 0 | 0 | 0 | 0 | 0 | 0 | 0 | 0 | 0 | 0 | 0 | 0 | 0 | 0 | 0 | 0 | 0 | 0 | 0 | 0 | 0 | 0 | 0 | 0 | 0
F7_Commercial_Interruptible - College_New_Space Heating_Natural Gas_Ventilation - Parking Garages, Demand Controlled_A_Achievable Economic RVT Potential | F7 | Commercial | Interruptible - College | New | Space Heating | Natural Gas | Ventilation - Parking Garages, Demand Controlled | A | Cumulative Energy Savings (MWh or mTherms) | Achievable Economic RVT Potential | 0 | 0 | 0 | 0 | 0 | 0 | 0 | 0 | 0 | 0 | 0 | 0 | 0 | 0 | 0 | 0 | 0 | 0 | 0 | 0 | 0 | 0 | 0 | 0 | 0 | 0 | 0
F8_Commercial_Interruptible - College_New_Space Heating_Natural Gas_Ventilation - Parking Garages, Demand Controlled_A_Achievable Economic RVT Potential | F8 | Commercial | Interruptible - College | New | Space Heating | Natural Gas | Ventilation - Parking Garages, Demand Controlled | A | Cumulative Summer Peak Savings (MW) | Achievable Economic RVT Potential | 0 | 0 | 0 | 0 | 0 | 0 | 0 | 0 | 0 | 0 | 0 | 0 | 0 | 0 | 0 | 0 | 0 | 0 | 0 | 0 | 0 | 0 | 0 | 0 | 0 | 0 | 0
F9_Commercial_Interruptible - College_New_Space Heating_Natural Gas_Ventilation - Parking Garages, Demand Controlled_A_Achievable Economic RVT Potential | F9 | Commercial | Interruptible - College | New | Space Heating | Natural Gas | Ventilation - Parking Garages, Demand Controlled | A | Cumulative Winter Peak Savings (MW) | Achievable Economic RVT Potential | 0 | 0 | 0 | 0 | 0 | 0 | 0 | 0 | 0 | 0 | 0 | 0 | 0 | 0 | 0 | 0 | 0 | 0 | 0 | 0 | 0 | 0 | 0 | 0 | 0 | 0 | 0
F10_Commercial_Interruptible - College_New_Space Heating_Natural Gas_Ventilation - Parking Garages, Demand Controlled_A_Achievable Economic RVT Potential | F10 | Commercial | Interruptible - College | New | Space Heating | Natural Gas | Ventilation - Parking Garages, Demand Controlled | A | Purchases (Incremental) | Achievable Economic RVT Potential | 0 | 0 | 0 | 0 | 0 | 0 | 0 | 0 | 0 | 0 | 0 | 0 | 0 | 0 | 0 | 0 | 0 | 0 | 0 | 0 | 0 | 0 | 0 | 0 | 0 | 0 | 0
F11_Commercial_Interruptible - College_New_Space Heating_Natural Gas_Ventilation - Parking Garages, Demand Controlled_A_Achievable Economic RVT Potential | F11 | Commercial | Interruptible - College | New | Space Heating | Natural Gas | Ventilation - Parking Garages, Demand Controlled | A | Purchases (Cumulative) | Achievable Economic RVT Potential | 0 | 0 | 0 | 0 | 0 | 0 | 0 | 0 | 0 | 0 | 0 | 0 | 0 | 0 | 0 | 0 | 0 | 0 | 0 | 0 | 0 | 0 | 0 | 0 | 0 | 0 | 0
F1_Commercial_Interruptible - College_New_Miscellaneous_Natural Gas_Pool Heater - Night Covers_A_Achievable Economic RVT Potential | F1 | Commercial | Interruptible - College | New | Miscellaneous | Natural Gas | Pool Heater - Night Covers | A | Integrated Unit Energy Savings (kWh or therms) | Achievable Economic RVT Potential | 0 | 0 | 0 | 0 | 0 | 0 | 0 | 0 | 0 | 0 | 0 | 0 | 0 | 0 | 0 | 0 | 0 | 0 | 0 | 0 | 0 | 0 | 0 | 0 | 0 | 0 | 0
F2_Commercial_Interruptible - College_New_Miscellaneous_Natural Gas_Pool Heater - Night Covers_A_Achievable Economic RVT Potential | F2 | Commercial | Interruptible - College | New | Miscellaneous | Natural Gas | Pool Heater - Night Covers | A | Integrated Unit Summer Peak Savings (kW) | Achievable Economic RVT Potential | 0 | 0 | 0 | 0 | 0 | 0 | 0 | 0 | 0 | 0 | 0 | 0 | 0 | 0 | 0 | 0 | 0 | 0 | 0 | 0 | 0 | 0 | 0 | 0 | 0 | 0 | 0
F3_Commercial_Interruptible - College_New_Miscellaneous_Natural Gas_Pool Heater - Night Covers_A_Achievable Economic RVT Potential | F3 | Commercial | Interruptible - College | New | Miscellaneous | Natural Gas | Pool Heater - Night Covers | A | Integrated Unit Winter Peak Savings (kW) | Achievable Economic RVT Potential | 0 | 0 | 0 | 0 | 0 | 0 | 0 | 0 | 0 | 0 | 0 | 0 | 0 | 0 | 0 | 0 | 0 | 0 | 0 | 0 | 0 | 0 | 0 | 0 | 0 | 0 | 0
F4_Commercial_Interruptible - College_New_Miscellaneous_Natural Gas_Pool Heater - Night Covers_A_Achievable Economic RVT Potential | F4 | Commercial | Interruptible - College | New | Miscellaneous | Natural Gas | Pool Heater - Night Covers | A | Incremental Energy Savings (MWh or mTherms) | Achievable Economic RVT Potential | 0 | 0 | 0 | 0 | 0 | 0 | 0 | 0 | 0 | 0 | 0 | 0 | 0 | 0 | 0 | 0 | 0 | 0 | 0 | 0 | 0 | 0 | 0 | 0 | 0 | 0 | 0
F5_Commercial_Interruptible - College_New_Miscellaneous_Natural Gas_Pool Heater - Night Covers_A_Achievable Economic RVT Potential | F5 | Commercial | Interruptible - College | New | Miscellaneous | Natural Gas | Pool Heater - Night Covers | A | Incremental Summer Peak Savings (MW) | Achievable Economic RVT Potential | 0 | 0 | 0 | 0 | 0 | 0 | 0 | 0 | 0 | 0 | 0 | 0 | 0 | 0 | 0 | 0 | 0 | 0 | 0 | 0 | 0 | 0 | 0 | 0 | 0 | 0 | 0
F6_Commercial_Interruptible - College_New_Miscellaneous_Natural Gas_Pool Heater - Night Covers_A_Achievable Economic RVT Potential | F6 | Commercial | Interruptible - College | New | Miscellaneous | Natural Gas | Pool Heater - Night Covers | A | Incremental Winter Peak Savings (MW) | Achievable Economic RVT Potential | 0 | 0 | 0 | 0 | 0 | 0 | 0 | 0 | 0 | 0 | 0 | 0 | 0 | 0 | 0 | 0 | 0 | 0 | 0 | 0 | 0 | 0 | 0 | 0 | 0 | 0 | 0
F7_Commercial_Interruptible - College_New_Miscellaneous_Natural Gas_Pool Heater - Night Covers_A_Achievable Economic RVT Potential | F7 | Commercial | Interruptible - College | New | Miscellaneous | Natural Gas | Pool Heater - Night Covers | A | Cumulative Energy Savings (MWh or mTherms) | Achievable Economic RVT Potential | 0 | 0 | 0 | 0 | 0 | 0 | 0 | 0 | 0 | 0 | 0 | 0 | 0 | 0 | 0 | 0 | 0 | 0 | 0 | 0 | 0 | 0 | 0 | 0 | 0 | 0 | 0
F8_Commercial_Interruptible - College_New_Miscellaneous_Natural Gas_Pool Heater - Night Covers_A_Achievable Economic RVT Potential | F8 | Commercial | Interruptible - College | New | Miscellaneous | Natural Gas | Pool Heater - Night Covers | A | Cumulative Summer Peak Savings (MW) | Achievable Economic RVT Potential | 0 | 0 | 0 | 0 | 0 | 0 | 0 | 0 | 0 | 0 | 0 | 0 | 0 | 0 | 0 | 0 | 0 | 0 | 0 | 0 | 0 | 0 | 0 | 0 | 0 | 0 | 0
F9_Commercial_Interruptible - College_New_Miscellaneous_Natural Gas_Pool Heater - Night Covers_A_Achievable Economic RVT Potential | F9 | Commercial | Interruptible - College | New | Miscellaneous | Natural Gas | Pool Heater - Night Covers | A | Cumulative Winter Peak Savings (MW) | Achievable Economic RVT Potential | 0 | 0 | 0 | 0 | 0 | 0 | 0 | 0 | 0 | 0 | 0 | 0 | 0 | 0 | 0 | 0 | 0 | 0 | 0 | 0 | 0 | 0 | 0 | 0 | 0 | 0 | 0
F10_Commercial_Interruptible - College_New_Miscellaneous_Natural Gas_Pool Heater - Night Covers_A_Achievable Economic RVT Potential | F10 | Commercial | Interruptible - College | New | Miscellaneous | Natural Gas | Pool Heater - Night Covers | A | Purchases (Incremental) | Achievable Economic RVT Potential | 0 | 0 | 0 | 0 | 0 | 0 | 0 | 0 | 0 | 0 | 0 | 0 | 0 | 0 | 0 | 0 | 0 | 0 | 0 | 0 | 0 | 0 | 0 | 0 | 0 | 0 | 0
F11_Commercial_Interruptible - College_New_Miscellaneous_Natural Gas_Pool Heater - Night Covers_A_Achievable Economic RVT Potential | F11 | Commercial | Interruptible - College | New | Miscellaneous | Natural Gas | Pool Heater - Night Covers | A | Purchases (Cumulative) | Achievable Economic RVT Potential | 0 | 0 | 0 | 0 | 0 | 0 | 0 | 0 | 0 | 0 | 0 | 0 | 0 | 0 | 0 | 0 | 0 | 0 | 0 | 0 | 0 | 0 | 0 | 0 | 0 | 0 | 0
F1_Commercial_Interruptible - College_New_Space Heating_Natural Gas_Advanced New Construction Designs_A_Achievable Economic RVT Potential | F1 | Commercial | Interruptible - College | New | Space Heating | Natural Gas | Advanced New Construction Designs | A | Integrated Unit Energy Savings (kWh or therms) | Achievable Economic RVT Potential | 0 | 0 | 0 | 0 | 0 | 0 | 0 | 0 | 0 | 0 | 0 | 0 | 0 | 0 | 0 | 0 | 0 | 0 | 0 | 0 | 0 | 0 | 0 | 0 | 0 | 0 | 0
F2_Commercial_Interruptible - College_New_Space Heating_Natural Gas_Advanced New Construction Designs_A_Achievable Economic RVT Potential | F2 | Commercial | Interruptible - College | New | Space Heating | Natural Gas | Advanced New Construction Designs | A | Integrated Unit Summer Peak Savings (kW) | Achievable Economic RVT Potential | 0 | 0 | 0 | 0 | 0 | 0 | 0 | 0 | 0 | 0 | 0 | 0 | 0 | 0 | 0 | 0 | 0 | 0 | 0 | 0 | 0 | 0 | 0 | 0 | 0 | 0 | 0
F3_Commercial_Interruptible - College_New_Space Heating_Natural Gas_Advanced New Construction Designs_A_Achievable Economic RVT Potential | F3 | Commercial | Interruptible - College | New | Space Heating | Natural Gas | Advanced New Construction Designs | A | Integrated Unit Winter Peak Savings (kW) | Achievable Economic RVT Potential | 0 | 0 | 0 | 0 | 0 | 0 | 0 | 0 | 0 | 0 | 0 | 0 | 0 | 0 | 0 | 0 | 0 | 0 | 0 | 0 | 0 | 0 | 0 | 0 | 0 | 0 | 0
F4_Commercial_Interruptible - College_New_Space Heating_Natural Gas_Advanced New Construction Designs_A_Achievable Economic RVT Potential | F4 | Commercial | Interruptible - College | New | Space Heating | Natural Gas | Advanced New Construction Designs | A | Incremental Energy Savings (MWh or mTherms) | Achievable Economic RVT Potential | 0 | 0 | 0 | 0 | 0 | 0 | 0 | 0 | 0 | 0 | 0 | 0 | 0 | 0 | 0 | 0 | 0 | 0 | 0 | 0 | 0 | 0 | 0 | 0 | 0 | 0 | 0
F5_Commercial_Interruptible - College_New_Space Heating_Natural Gas_Advanced New Construction Designs_A_Achievable Economic RVT Potential | F5 | Commercial | Interruptible - College | New | Space Heating | Natural Gas | Advanced New Construction Designs | A | Incremental Summer Peak Savings (MW) | Achievable Economic RVT Potential | 0 | 0 | 0 | 0 | 0 | 0 | 0 | 0 | 0 | 0 | 0 | 0 | 0 | 0 | 0 | 0 | 0 | 0 | 0 | 0 | 0 | 0 | 0 | 0 | 0 | 0 | 0
F6_Commercial_Interruptible - College_New_Space Heating_Natural Gas_Advanced New Construction Designs_A_Achievable Economic RVT Potential | F6 | Commercial | Interruptible - College | New | Space Heating | Natural Gas | Advanced New Construction Designs | A | Incremental Winter Peak Savings (MW) | Achievable Economic RVT Potential | 0 | 0 | 0 | 0 | 0 | 0 | 0 | 0 | 0 | 0 | 0 | 0 | 0 | 0 | 0 | 0 | 0 | 0 | 0 | 0 | 0 | 0 | 0 | 0 | 0 | 0 | 0
F7_Commercial_Interruptible - College_New_Space Heating_Natural Gas_Advanced New Construction Designs_A_Achievable Economic RVT Potential | F7 | Commercial | Interruptible - College | New | Space Heating | Natural Gas | Advanced New Construction Designs | A | Cumulative Energy Savings (MWh or mTherms) | Achievable Economic RVT Potential | 0 | 0 | 0 | 0 | 0 | 0 | 0 | 0 | 0 | 0 | 0 | 0 | 0 | 0 | 0 | 0 | 0 | 0 | 0 | 0 | 0 | 0 | 0 | 0 | 0 | 0 | 0
F8_Commercial_Interruptible - College_New_Space Heating_Natural Gas_Advanced New Construction Designs_A_Achievable Economic RVT Potential | F8 | Commercial | Interruptible - College | New | Space Heating | Natural Gas | Advanced New Construction Designs | A | Cumulative Summer Peak Savings (MW) | Achievable Economic RVT Potential | 0 | 0 | 0 | 0 | 0 | 0 | 0 | 0 | 0 | 0 | 0 | 0 | 0 | 0 | 0 | 0 | 0 | 0 | 0 | 0 | 0 | 0 | 0 | 0 | 0 | 0 | 0
F9_Commercial_Interruptible - College_New_Space Heating_Natural Gas_Advanced New Construction Designs_A_Achievable Economic RVT Potential | F9 | Commercial | Interruptible - College | New | Space Heating | Natural Gas | Advanced New Construction Designs | A | Cumulative Winter Peak Savings (MW) | Achievable Economic RVT Potential | 0 | 0 | 0 | 0 | 0 | 0 | 0 | 0 | 0 | 0 | 0 | 0 | 0 | 0 | 0 | 0 | 0 | 0 | 0 | 0 | 0 | 0 | 0 | 0 | 0 | 0 | 0
F10_Commercial_Interruptible - College_New_Space Heating_Natural Gas_Advanced New Construction Designs_A_Achievable Economic RVT Potential | F10 | Commercial | Interruptible - College | New | Space Heating | Natural Gas | Advanced New Construction Designs | A | Purchases (Incremental) | Achievable Economic RVT Potential | 0 | 0 | 0 | 0 | 0 | 0 | 0 | 0 | 0 | 0 | 0 | 0 | 0 | 0 | 0 | 0 | 0 | 0 | 0 | 0 | 0 | 0 | 0 | 0 | 0 | 0 | 0
F11_Commercial_Interruptible - College_New_Space Heating_Natural Gas_Advanced New Construction Designs_A_Achievable Economic RVT Potential | F11 | Commercial | Interruptible - College | New | Space Heating | Natural Gas | Advanced New Construction Designs | A | Purchases (Cumulative) | Achievable Economic RVT Potential | 0 | 0 | 0 | 0 | 0 | 0 | 0 | 0 | 0 | 0 | 0 | 0 | 0 | 0 | 0 | 0 | 0 | 0 | 0 | 0 | 0 | 0 | 0 | 0 | 0 | 0 | 0
F1_Commercial_Interruptible - College_New_Water Heating_Natural Gas_Advanced New Construction Designs_A_Achievable Economic RVT Potential | F1 | Commercial | Interruptible - College | New | Water Heating | Natural Gas | Advanced New Construction Designs | A | Integrated Unit Energy Savings (kWh or therms) | Achievable Economic RVT Potential | 0 | 0 | 0 | 0 | 0 | 0 | 0 | 0 | 0 | 0 | 0 | 0 | 0 | 0 | 0 | 0 | 0 | 0 | 0 | 0 | 0 | 0 | 0 | 0 | 0 | 0 | 0
F2_Commercial_Interruptible - College_New_Water Heating_Natural Gas_Advanced New Construction Designs_A_Achievable Economic RVT Potential | F2 | Commercial | Interruptible - College | New | Water Heating | Natural Gas | Advanced New Construction Designs | A | Integrated Unit Summer Peak Savings (kW) | Achievable Economic RVT Potential | 0 | 0 | 0 | 0 | 0 | 0 | 0 | 0 | 0 | 0 | 0 | 0 | 0 | 0 | 0 | 0 | 0 | 0 | 0 | 0 | 0 | 0 | 0 | 0 | 0 | 0 | 0
F3_Commercial_Interruptible - College_New_Water Heating_Natural Gas_Advanced New Construction Designs_A_Achievable Economic RVT Potential | F3 | Commercial | Interruptible - College | New | Water Heating | Natural Gas | Advanced New Construction Designs | A | Integrated Unit Winter Peak Savings (kW) | Achievable Economic RVT Potential | 0 | 0 | 0 | 0 | 0 | 0 | 0 | 0 | 0 | 0 | 0 | 0 | 0 | 0 | 0 | 0 | 0 | 0 | 0 | 0 | 0 | 0 | 0 | 0 | 0 | 0 | 0
F4_Commercial_Interruptible - College_New_Water Heating_Natural Gas_Advanced New Construction Designs_A_Achievable Economic RVT Potential | F4 | Commercial | Interruptible - College | New | Water Heating | Natural Gas | Advanced New Construction Designs | A | Incremental Energy Savings (MWh or mTherms) | Achievable Economic RVT Potential | 0 | 0 | 0 | 0 | 0 | 0 | 0 | 0 | 0 | 0 | 0 | 0 | 0 | 0 | 0 | 0 | 0 | 0 | 0 | 0 | 0 | 0 | 0 | 0 | 0 | 0 | 0
F5_Commercial_Interruptible - College_New_Water Heating_Natural Gas_Advanced New Construction Designs_A_Achievable Economic RVT Potential | F5 | Commercial | Interruptible - College | New | Water Heating | Natural Gas | Advanced New Construction Designs | A | Incremental Summer Peak Savings (MW) | Achievable Economic RVT Potential | 0 | 0 | 0 | 0 | 0 | 0 | 0 | 0 | 0 | 0 | 0 | 0 | 0 | 0 | 0 | 0 | 0 | 0 | 0 | 0 | 0 | 0 | 0 | 0 | 0 | 0 | 0
F6_Commercial_Interruptible - College_New_Water Heating_Natural Gas_Advanced New Construction Designs_A_Achievable Economic RVT Potential | F6 | Commercial | Interruptible - College | New | Water Heating | Natural Gas | Advanced New Construction Designs | A | Incremental Winter Peak Savings (MW) | Achievable Economic RVT Potential | 0 | 0 | 0 | 0 | 0 | 0 | 0 | 0 | 0 | 0 | 0 | 0 | 0 | 0 | 0 | 0 | 0 | 0 | 0 | 0 | 0 | 0 | 0 | 0 | 0 | 0 | 0
F7_Commercial_Interruptible - College_New_Water Heating_Natural Gas_Advanced New Construction Designs_A_Achievable Economic RVT Potential | F7 | Commercial | Interruptible - College | New | Water Heating | Natural Gas | Advanced New Construction Designs | A | Cumulative Energy Savings (MWh or mTherms) | Achievable Economic RVT Potential | 0 | 0 | 0 | 0 | 0 | 0 | 0 | 0 | 0 | 0 | 0 | 0 | 0 | 0 | 0 | 0 | 0 | 0 | 0 | 0 | 0 | 0 | 0 | 0 | 0 | 0 | 0
F8_Commercial_Interruptible - College_New_Water Heating_Natural Gas_Advanced New Construction Designs_A_Achievable Economic RVT Potential | F8 | Commercial | Interruptible - College | New | Water Heating | Natural Gas | Advanced New Construction Designs | A | Cumulative Summer Peak Savings (MW) | Achievable Economic RVT Potential | 0 | 0 | 0 | 0 | 0 | 0 | 0 | 0 | 0 | 0 | 0 | 0 | 0 | 0 | 0 | 0 | 0 | 0 | 0 | 0 | 0 | 0 | 0 | 0 | 0 | 0 | 0
F9_Commercial_Interruptible - College_New_Water Heating_Natural Gas_Advanced New Construction Designs_A_Achievable Economic RVT Potential | F9 | Commercial | Interruptible - College | New | Water Heating | Natural Gas | Advanced New Construction Designs | A | Cumulative Winter Peak Savings (MW) | Achievable Economic RVT Potential | 0 | 0 | 0 | 0 | 0 | 0 | 0 | 0 | 0 | 0 | 0 | 0 | 0 | 0 | 0 | 0 | 0 | 0 | 0 | 0 | 0 | 0 | 0 | 0 | 0 | 0 | 0
F10_Commercial_Interruptible - College_New_Water Heating_Natural Gas_Advanced New Construction Designs_A_Achievable Economic RVT Potential | F10 | Commercial | Interruptible - College | New | Water Heating | Natural Gas | Advanced New Construction Designs | A | Purchases (Incremental) | Achievable Economic RVT Potential | 0 | 0 | 0 | 0 | 0 | 0 | 0 | 0 | 0 | 0 | 0 | 0 | 0 | 0 | 0 | 0 | 0 | 0 | 0 | 0 | 0 | 0 | 0 | 0 | 0 | 0 | 0
F11_Commercial_Interruptible - College_New_Water Heating_Natural Gas_Advanced New Construction Designs_A_Achievable Economic RVT Potential | F11 | Commercial | Interruptible - College | New | Water Heating | Natural Gas | Advanced New Construction Designs | A | Purchases (Cumulative) | Achievable Economic RVT Potential | 0 | 0 | 0 | 0 | 0 | 0 | 0 | 0 | 0 | 0 | 0 | 0 | 0 | 0 | 0 | 0 | 0 | 0 | 0 | 0 | 0 | 0 | 0 | 0 | 0 | 0 | 0
F1_Commercial_Interruptible - College_New_Space Heating_Natural Gas_Strategic Energy Management_A_Achievable Economic RVT Potential | F1 | Commercial | Interruptible - College | New | Space Heating | Natural Gas | Strategic Energy Management | A | Integrated Unit Energy Savings (kWh or therms) | Achievable Economic RVT Potential | 0 | 0 | 0 | 0 | 0 | 0 | 0 | 0 | 0 | 0 | 0 | 0 | 0 | 0 | 0 | 0 | 0 | 0 | 0 | 0 | 0 | 0 | 0 | 0 | 0 | 0 | 0
F2_Commercial_Interruptible - College_New_Space Heating_Natural Gas_Strategic Energy Management_A_Achievable Economic RVT Potential | F2 | Commercial | Interruptible - College | New | Space Heating | Natural Gas | Strategic Energy Management | A | Integrated Unit Summer Peak Savings (kW) | Achievable Economic RVT Potential | 0 | 0 | 0 | 0 | 0 | 0 | 0 | 0 | 0 | 0 | 0 | 0 | 0 | 0 | 0 | 0 | 0 | 0 | 0 | 0 | 0 | 0 | 0 | 0 | 0 | 0 | 0
F3_Commercial_Interruptible - College_New_Space Heating_Natural Gas_Strategic Energy Management_A_Achievable Economic RVT Potential | F3 | Commercial | Interruptible - College | New | Space Heating | Natural Gas | Strategic Energy Management | A | Integrated Unit Winter Peak Savings (kW) | Achievable Economic RVT Potential | 0 | 0 | 0 | 0 | 0 | 0 | 0 | 0 | 0 | 0 | 0 | 0 | 0 | 0 | 0 | 0 | 0 | 0 | 0 | 0 | 0 | 0 | 0 | 0 | 0 | 0 | 0
F4_Commercial_Interruptible - College_New_Space Heating_Natural Gas_Strategic Energy Management_A_Achievable Economic RVT Potential | F4 | Commercial | Interruptible - College | New | Space Heating | Natural Gas | Strategic Energy Management | A | Incremental Energy Savings (MWh or mTherms) | Achievable Economic RVT Potential | 0 | 0 | 0 | 0 | 0 | 0 | 0 | 0 | 0 | 0 | 0 | 0 | 0 | 0 | 0 | 0 | 0 | 0 | 0 | 0 | 0 | 0 | 0 | 0 | 0 | 0 | 0
F5_Commercial_Interruptible - College_New_Space Heating_Natural Gas_Strategic Energy Management_A_Achievable Economic RVT Potential | F5 | Commercial | Interruptible - College | New | Space Heating | Natural Gas | Strategic Energy Management | A | Incremental Summer Peak Savings (MW) | Achievable Economic RVT Potential | 0 | 0 | 0 | 0 | 0 | 0 | 0 | 0 | 0 | 0 | 0 | 0 | 0 | 0 | 0 | 0 | 0 | 0 | 0 | 0 | 0 | 0 | 0 | 0 | 0 | 0 | 0
F6_Commercial_Interruptible - College_New_Space Heating_Natural Gas_Strategic Energy Management_A_Achievable Economic RVT Potential | F6 | Commercial | Interruptible - College | New | Space Heating | Natural Gas | Strategic Energy Management | A | Incremental Winter Peak Savings (MW) | Achievable Economic RVT Potential | 0 | 0 | 0 | 0 | 0 | 0 | 0 | 0 | 0 | 0 | 0 | 0 | 0 | 0 | 0 | 0 | 0 | 0 | 0 | 0 | 0 | 0 | 0 | 0 | 0 | 0 | 0
F7_Commercial_Interruptible - College_New_Space Heating_Natural Gas_Strategic Energy Management_A_Achievable Economic RVT Potential | F7 | Commercial | Interruptible - College | New | Space Heating | Natural Gas | Strategic Energy Management | A | Cumulative Energy Savings (MWh or mTherms) | Achievable Economic RVT Potential | 0 | 0 | 0 | 0 | 0 | 0 | 0 | 0 | 0 | 0 | 0 | 0 | 0 | 0 | 0 | 0 | 0 | 0 | 0 | 0 | 0 | 0 | 0 | 0 | 0 | 0 | 0
F8_Commercial_Interruptible - College_New_Space Heating_Natural Gas_Strategic Energy Management_A_Achievable Economic RVT Potential | F8 | Commercial | Interruptible - College | New | Space Heating | Natural Gas | Strategic Energy Management | A | Cumulative Summer Peak Savings (MW) | Achievable Economic RVT Potential | 0 | 0 | 0 | 0 | 0 | 0 | 0 | 0 | 0 | 0 | 0 | 0 | 0 | 0 | 0 | 0 | 0 | 0 | 0 | 0 | 0 | 0 | 0 | 0 | 0 | 0 | 0
F9_Commercial_Interruptible - College_New_Space Heating_Natural Gas_Strategic Energy Management_A_Achievable Economic RVT Potential | F9 | Commercial | Interruptible - College | New | Space Heating | Natural Gas | Strategic Energy Management | A | Cumulative Winter Peak Savings (MW) | Achievable Economic RVT Potential | 0 | 0 | 0 | 0 | 0 | 0 | 0 | 0 | 0 | 0 | 0 | 0 | 0 | 0 | 0 | 0 | 0 | 0 | 0 | 0 | 0 | 0 | 0 | 0 | 0 | 0 | 0
F10_Commercial_Interruptible - College_New_Space Heating_Natural Gas_Strategic Energy Management_A_Achievable Economic RVT Potential | F10 | Commercial | Interruptible - College | New | Space Heating | Natural Gas | Strategic Energy Management | A | Purchases (Incremental) | Achievable Economic RVT Potential | 0 | 0 | 0 | 0 | 0 | 0 | 0 | 0 | 0 | 0 | 0 | 0 | 0 | 0 | 0 | 0 | 0 | 0 | 0 | 0 | 0 | 0 | 0 | 0 | 0 | 0 | 0
F11_Commercial_Interruptible - College_New_Space Heating_Natural Gas_Strategic Energy Management_A_Achievable Economic RVT Potential | F11 | Commercial | Interruptible - College | New | Space Heating | Natural Gas | Strategic Energy Management | A | Purchases (Cumulative) | Achievable Economic RVT Potential | 0 | 0 | 0 | 0 | 0 | 0 | 0 | 0 | 0 | 0 | 0 | 0 | 0 | 0 | 0 | 0 | 0 | 0 | 0 | 0 | 0 | 0 | 0 | 0 | 0 | 0 | 0
F1_Commercial_Interruptible - College_New_Water Heating_Natural Gas_Strategic Energy Management_A_Achievable Economic RVT Potential | F1 | Commercial | Interruptible - College | New | Water Heating | Natural Gas | Strategic Energy Management | A | Integrated Unit Energy Savings (kWh or therms) | Achievable Economic RVT Potential | 0 | 0 | 0 | 0 | 0 | 0 | 0 | 0 | 0 | 0 | 0 | 0 | 0 | 0 | 0 | 0 | 0 | 0 | 0 | 0 | 0 | 0 | 0 | 0 | 0 | 0 | 0
F2_Commercial_Interruptible - College_New_Water Heating_Natural Gas_Strategic Energy Management_A_Achievable Economic RVT Potential | F2 | Commercial | Interruptible - College | New | Water Heating | Natural Gas | Strategic Energy Management | A | Integrated Unit Summer Peak Savings (kW) | Achievable Economic RVT Potential | 0 | 0 | 0 | 0 | 0 | 0 | 0 | 0 | 0 | 0 | 0 | 0 | 0 | 0 | 0 | 0 | 0 | 0 | 0 | 0 | 0 | 0 | 0 | 0 | 0 | 0 | 0
F3_Commercial_Interruptible - College_New_Water Heating_Natural Gas_Strategic Energy Management_A_Achievable Economic RVT Potential | F3 | Commercial | Interruptible - College | New | Water Heating | Natural Gas | Strategic Energy Management | A | Integrated Unit Winter Peak Savings (kW) | Achievable Economic RVT Potential | 0 | 0 | 0 | 0 | 0 | 0 | 0 | 0 | 0 | 0 | 0 | 0 | 0 | 0 | 0 | 0 | 0 | 0 | 0 | 0 | 0 | 0 | 0 | 0 | 0 | 0 | 0
F4_Commercial_Interruptible - College_New_Water Heating_Natural Gas_Strategic Energy Management_A_Achievable Economic RVT Potential | F4 | Commercial | Interruptible - College | New | Water Heating | Natural Gas | Strategic Energy Management | A | Incremental Energy Savings (MWh or mTherms) | Achievable Economic RVT Potential | 0 | 0 | 0 | 0 | 0 | 0 | 0 | 0 | 0 | 0 | 0 | 0 | 0 | 0 | 0 | 0 | 0 | 0 | 0 | 0 | 0 | 0 | 0 | 0 | 0 | 0 | 0
F5_Commercial_Interruptible - College_New_Water Heating_Natural Gas_Strategic Energy Management_A_Achievable Economic RVT Potential | F5 | Commercial | Interruptible - College | New | Water Heating | Natural Gas | Strategic Energy Management | A | Incremental Summer Peak Savings (MW) | Achievable Economic RVT Potential | 0 | 0 | 0 | 0 | 0 | 0 | 0 | 0 | 0 | 0 | 0 | 0 | 0 | 0 | 0 | 0 | 0 | 0 | 0 | 0 | 0 | 0 | 0 | 0 | 0 | 0 | 0
F6_Commercial_Interruptible - College_New_Water Heating_Natural Gas_Strategic Energy Management_A_Achievable Economic RVT Potential | F6 | Commercial | Interruptible - College | New | Water Heating | Natural Gas | Strategic Energy Management | A | Incremental Winter Peak Savings (MW) | Achievable Economic RVT Potential | 0 | 0 | 0 | 0 | 0 | 0 | 0 | 0 | 0 | 0 | 0 | 0 | 0 | 0 | 0 | 0 | 0 | 0 | 0 | 0 | 0 | 0 | 0 | 0 | 0 | 0 | 0
F7_Commercial_Interruptible - College_New_Water Heating_Natural Gas_Strategic Energy Management_A_Achievable Economic RVT Potential | F7 | Commercial | Interruptible - College | New | Water Heating | Natural Gas | Strategic Energy Management | A | Cumulative Energy Savings (MWh or mTherms) | Achievable Economic RVT Potential | 0 | 0 | 0 | 0 | 0 | 0 | 0 | 0 | 0 | 0 | 0 | 0 | 0 | 0 | 0 | 0 | 0 | 0 | 0 | 0 | 0 | 0 | 0 | 0 | 0 | 0 | 0
F8_Commercial_Interruptible - College_New_Water Heating_Natural Gas_Strategic Energy Management_A_Achievable Economic RVT Potential | F8 | Commercial | Interruptible - College | New | Water Heating | Natural Gas | Strategic Energy Management | A | Cumulative Summer Peak Savings (MW) | Achievable Economic RVT Potential | 0 | 0 | 0 | 0 | 0 | 0 | 0 | 0 | 0 | 0 | 0 | 0 | 0 | 0 | 0 | 0 | 0 | 0 | 0 | 0 | 0 | 0 | 0 | 0 | 0 | 0 | 0
F9_Commercial_Interruptible - College_New_Water Heating_Natural Gas_Strategic Energy Management_A_Achievable Economic RVT Potential | F9 | Commercial | Interruptible - College | New | Water Heating | Natural Gas | Strategic Energy Management | A | Cumulative Winter Peak Savings (MW) | Achievable Economic RVT Potential | 0 | 0 | 0 | 0 | 0 | 0 | 0 | 0 | 0 | 0 | 0 | 0 | 0 | 0 | 0 | 0 | 0 | 0 | 0 | 0 | 0 | 0 | 0 | 0 | 0 | 0 | 0
F10_Commercial_Interruptible - College_New_Water Heating_Natural Gas_Strategic Energy Management_A_Achievable Economic RVT Potential | F10 | Commercial | Interruptible - College | New | Water Heating | Natural Gas | Strategic Energy Management | A | Purchases (Incremental) | Achievable Economic RVT Potential | 0 | 0 | 0 | 0 | 0 | 0 | 0 | 0 | 0 | 0 | 0 | 0 | 0 | 0 | 0 | 0 | 0 | 0 | 0 | 0 | 0 | 0 | 0 | 0 | 0 | 0 | 0
F11_Commercial_Interruptible - College_New_Water Heating_Natural Gas_Strategic Energy Management_A_Achievable Economic RVT Potential | F11 | Commercial | Interruptible - College | New | Water Heating | Natural Gas | Strategic Energy Management | A | Purchases (Cumulative) | Achievable Economic RVT Potential | 0 | 0 | 0 | 0 | 0 | 0 | 0 | 0 | 0 | 0 | 0 | 0 | 0 | 0 | 0 | 0 | 0 | 0 | 0 | 0 | 0 | 0 | 0 | 0 | 0 | 0 | 0
F1_Commercial_Interruptible - College_New_Space Heating_Natural Gas_Retrocommissioning_A_Achievable Economic RVT Potential | F1 | Commercial | Interruptible - College | New | Space Heating | Natural Gas | Retrocommissioning | A | Integrated Unit Energy Savings (kWh or therms) | Achievable Economic RVT Potential | 0 | 0 | 0 | 0 | 0 | 0 | 0 | 0 | 0 | 0 | 0 | 0 | 0 | 0 | 0 | 0 | 0 | 0 | 0 | 0 | 0 | 0 | 0 | 0 | 0 | 0 | 0
F2_Commercial_Interruptible - College_New_Space Heating_Natural Gas_Retrocommissioning_A_Achievable Economic RVT Potential | F2 | Commercial | Interruptible - College | New | Space Heating | Natural Gas | Retrocommissioning | A | Integrated Unit Summer Peak Savings (kW) | Achievable Economic RVT Potential | 0 | 0 | 0 | 0 | 0 | 0 | 0 | 0 | 0 | 0 | 0 | 0 | 0 | 0 | 0 | 0 | 0 | 0 | 0 | 0 | 0 | 0 | 0 | 0 | 0 | 0 | 0
F3_Commercial_Interruptible - College_New_Space Heating_Natural Gas_Retrocommissioning_A_Achievable Economic RVT Potential | F3 | Commercial | Interruptible - College | New | Space Heating | Natural Gas | Retrocommissioning | A | Integrated Unit Winter Peak Savings (kW) | Achievable Economic RVT Potential | 0 | 0 | 0 | 0 | 0 | 0 | 0 | 0 | 0 | 0 | 0 | 0 | 0 | 0 | 0 | 0 | 0 | 0 | 0 | 0 | 0 | 0 | 0 | 0 | 0 | 0 | 0
F4_Commercial_Interruptible - College_New_Space Heating_Natural Gas_Retrocommissioning_A_Achievable Economic RVT Potential | F4 | Commercial | Interruptible - College | New | Space Heating | Natural Gas | Retrocommissioning | A | Incremental Energy Savings (MWh or mTherms) | Achievable Economic RVT Potential | 0 | 0 | 0 | 0 | 0 | 0 | 0 | 0 | 0 | 0 | 0 | 0 | 0 | 0 | 0 | 0 | 0 | 0 | 0 | 0 | 0 | 0 | 0 | 0 | 0 | 0 | 0
F5_Commercial_Interruptible - College_New_Space Heating_Natural Gas_Retrocommissioning_A_Achievable Economic RVT Potential | F5 | Commercial | Interruptible - College | New | Space Heating | Natural Gas | Retrocommissioning | A | Incremental Summer Peak Savings (MW) | Achievable Economic RVT Potential | 0 | 0 | 0 | 0 | 0 | 0 | 0 | 0 | 0 | 0 | 0 | 0 | 0 | 0 | 0 | 0 | 0 | 0 | 0 | 0 | 0 | 0 | 0 | 0 | 0 | 0 | 0
F6_Commercial_Interruptible - College_New_Space Heating_Natural Gas_Retrocommissioning_A_Achievable Economic RVT Potential | F6 | Commercial | Interruptible - College | New | Space Heating | Natural Gas | Retrocommissioning | A | Incremental Winter Peak Savings (MW) | Achievable Economic RVT Potential | 0 | 0 | 0 | 0 | 0 | 0 | 0 | 0 | 0 | 0 | 0 | 0 | 0 | 0 | 0 | 0 | 0 | 0 | 0 | 0 | 0 | 0 | 0 | 0 | 0 | 0 | 0
F7_Commercial_Interruptible - College_New_Space Heating_Natural Gas_Retrocommissioning_A_Achievable Economic RVT Potential | F7 | Commercial | Interruptible - College | New | Space Heating | Natural Gas | Retrocommissioning | A | Cumulative Energy Savings (MWh or mTherms) | Achievable Economic RVT Potential | 0 | 0 | 0 | 0 | 0 | 0 | 0 | 0 | 0 | 0 | 0 | 0 | 0 | 0 | 0 | 0 | 0 | 0 | 0 | 0 | 0 | 0 | 0 | 0 | 0 | 0 | 0
F8_Commercial_Interruptible - College_New_Space Heating_Natural Gas_Retrocommissioning_A_Achievable Economic RVT Potential | F8 | Commercial | Interruptible - College | New | Space Heating | Natural Gas | Retrocommissioning | A | Cumulative Summer Peak Savings (MW) | Achievable Economic RVT Potential | 0 | 0 | 0 | 0 | 0 | 0 | 0 | 0 | 0 | 0 | 0 | 0 | 0 | 0 | 0 | 0 | 0 | 0 | 0 | 0 | 0 | 0 | 0 | 0 | 0 | 0 | 0
F9_Commercial_Interruptible - College_New_Space Heating_Natural Gas_Retrocommissioning_A_Achievable Economic RVT Potential | F9 | Commercial | Interruptible - College | New | Space Heating | Natural Gas | Retrocommissioning | A | Cumulative Winter Peak Savings (MW) | Achievable Economic RVT Potential | 0 | 0 | 0 | 0 | 0 | 0 | 0 | 0 | 0 | 0 | 0 | 0 | 0 | 0 | 0 | 0 | 0 | 0 | 0 | 0 | 0 | 0 | 0 | 0 | 0 | 0 | 0
F10_Commercial_Interruptible - College_New_Space Heating_Natural Gas_Retrocommissioning_A_Achievable Economic RVT Potential | F10 | Commercial | Interruptible - College | New | Space Heating | Natural Gas | Retrocommissioning | A | Purchases (Incremental) | Achievable Economic RVT Potential | 0 | 0 | 0 | 0 | 0 | 0 | 0 | 0 | 0 | 0 | 0 | 0 | 0 | 0 | 0 | 0 | 0 | 0 | 0 | 0 | 0 | 0 | 0 | 0 | 0 | 0 | 0
F11_Commercial_Interruptible - College_New_Space Heating_Natural Gas_Retrocommissioning_A_Achievable Economic RVT Potential | F11 | Commercial | Interruptible - College | New | Space Heating | Natural Gas | Retrocommissioning | A | Purchases (Cumulative) | Achievable Economic RVT Potential | 0 | 0 | 0 | 0 | 0 | 0 | 0 | 0 | 0 | 0 | 0 | 0 | 0 | 0 | 0 | 0 | 0 | 0 | 0 | 0 | 0 | 0 | 0 | 0 | 0 | 0 | 0
F1_Commercial_Interruptible - College_New_Water Heating_Natural Gas_Retrocommissioning_A_Achievable Economic RVT Potential | F1 | Commercial | Interruptible - College | New | Water Heating | Natural Gas | Retrocommissioning | A | Integrated Unit Energy Savings (kWh or therms) | Achievable Economic RVT Potential | 0 | 0 | 0 | 0 | 0 | 0 | 0 | 0 | 0 | 0 | 0 | 0 | 0 | 0 | 0 | 0 | 0 | 0 | 0 | 0 | 0 | 0 | 0 | 0 | 0 | 0 | 0
F2_Commercial_Interruptible - College_New_Water Heating_Natural Gas_Retrocommissioning_A_Achievable Economic RVT Potential | F2 | Commercial | Interruptible - College | New | Water Heating | Natural Gas | Retrocommissioning | A | Integrated Unit Summer Peak Savings (kW) | Achievable Economic RVT Potential | 0 | 0 | 0 | 0 | 0 | 0 | 0 | 0 | 0 | 0 | 0 | 0 | 0 | 0 | 0 | 0 | 0 | 0 | 0 | 0 | 0 | 0 | 0 | 0 | 0 | 0 | 0
F3_Commercial_Interruptible - College_New_Water Heating_Natural Gas_Retrocommissioning_A_Achievable Economic RVT Potential | F3 | Commercial | Interruptible - College | New | Water Heating | Natural Gas | Retrocommissioning | A | Integrated Unit Winter Peak Savings (kW) | Achievable Economic RVT Potential | 0 | 0 | 0 | 0 | 0 | 0 | 0 | 0 | 0 | 0 | 0 | 0 | 0 | 0 | 0 | 0 | 0 | 0 | 0 | 0 | 0 | 0 | 0 | 0 | 0 | 0 | 0
F4_Commercial_Interruptible - College_New_Water Heating_Natural Gas_Retrocommissioning_A_Achievable Economic RVT Potential | F4 | Commercial | Interruptible - College | New | Water Heating | Natural Gas | Retrocommissioning | A | Incremental Energy Savings (MWh or mTherms) | Achievable Economic RVT Potential | 0 | 0 | 0 | 0 | 0 | 0 | 0 | 0 | 0 | 0 | 0 | 0 | 0 | 0 | 0 | 0 | 0 | 0 | 0 | 0 | 0 | 0 | 0 | 0 | 0 | 0 | 0
F5_Commercial_Interruptible - College_New_Water Heating_Natural Gas_Retrocommissioning_A_Achievable Economic RVT Potential | F5 | Commercial | Interruptible - College | New | Water Heating | Natural Gas | Retrocommissioning | A | Incremental Summer Peak Savings (MW) | Achievable Economic RVT Potential | 0 | 0 | 0 | 0 | 0 | 0 | 0 | 0 | 0 | 0 | 0 | 0 | 0 | 0 | 0 | 0 | 0 | 0 | 0 | 0 | 0 | 0 | 0 | 0 | 0 | 0 | 0
F6_Commercial_Interruptible - College_New_Water Heating_Natural Gas_Retrocommissioning_A_Achievable Economic RVT Potential | F6 | Commercial | Interruptible - College | New | Water Heating | Natural Gas | Retrocommissioning | A | Incremental Winter Peak Savings (MW) | Achievable Economic RVT Potential | 0 | 0 | 0 | 0 | 0 | 0 | 0 | 0 | 0 | 0 | 0 | 0 | 0 | 0 | 0 | 0 | 0 | 0 | 0 | 0 | 0 | 0 | 0 | 0 | 0 | 0 | 0
F7_Commercial_Interruptible - College_New_Water Heating_Natural Gas_Retrocommissioning_A_Achievable Economic RVT Potential | F7 | Commercial | Interruptible - College | New | Water Heating | Natural Gas | Retrocommissioning | A | Cumulative Energy Savings (MWh or mTherms) | Achievable Economic RVT Potential | 0 | 0 | 0 | 0 | 0 | 0 | 0 | 0 | 0 | 0 | 0 | 0 | 0 | 0 | 0 | 0 | 0 | 0 | 0 | 0 | 0 | 0 | 0 | 0 | 0 | 0 | 0
F8_Commercial_Interruptible - College_New_Water Heating_Natural Gas_Retrocommissioning_A_Achievable Economic RVT Potential | F8 | Commercial | Interruptible - College | New | Water Heating | Natural Gas | Retrocommissioning | A | Cumulative Summer Peak Savings (MW) | Achievable Economic RVT Potential | 0 | 0 | 0 | 0 | 0 | 0 | 0 | 0 | 0 | 0 | 0 | 0 | 0 | 0 | 0 | 0 | 0 | 0 | 0 | 0 | 0 | 0 | 0 | 0 | 0 | 0 | 0
F9_Commercial_Interruptible - College_New_Water Heating_Natural Gas_Retrocommissioning_A_Achievable Economic RVT Potential | F9 | Commercial | Interruptible - College | New | Water Heating | Natural Gas | Retrocommissioning | A | Cumulative Winter Peak Savings (MW) | Achievable Economic RVT Potential | 0 | 0 | 0 | 0 | 0 | 0 | 0 | 0 | 0 | 0 | 0 | 0 | 0 | 0 | 0 | 0 | 0 | 0 | 0 | 0 | 0 | 0 | 0 | 0 | 0 | 0 | 0
F10_Commercial_Interruptible - College_New_Water Heating_Natural Gas_Retrocommissioning_A_Achievable Economic RVT Potential | F10 | Commercial | Interruptible - College | New | Water Heating | Natural Gas | Retrocommissioning | A | Purchases (Incremental) | Achievable Economic RVT Potential | 0 | 0 | 0 | 0 | 0 | 0 | 0 | 0 | 0 | 0 | 0 | 0 | 0 | 0 | 0 | 0 | 0 | 0 | 0 | 0 | 0 | 0 | 0 | 0 | 0 | 0 | 0
F11_Commercial_Interruptible - College_New_Water Heating_Natural Gas_Retrocommissioning_A_Achievable Economic RVT Potential | F11 | Commercial | Interruptible - College | New | Water Heating | Natural Gas | Retrocommissioning | A | Purchases (Cumulative) | Achievable Economic RVT Potential | 0 | 0 | 0 | 0 | 0 | 0 | 0 | 0 | 0 | 0 | 0 | 0 | 0 | 0 | 0 | 0 | 0 | 0 | 0 | 0 | 0 | 0 | 0 | 0 | 0 | 0 | 0
F1_Commercial_OR - Miscellaneous_Existing_Space Heating_Natural Gas_Insulation - Ceiling_A_Achievable Economic RVT Potential | F1 | Commercial | OR - Miscellaneous | Existing | Space Heating | Natural Gas | Insulation - Ceiling | A | Integrated Unit Energy Savings (kWh or therms) | Achievable Economic RVT Potential | 0 | 0 | 0.095872 | 0.095246 | 0.094522 | 0.093714 | 0.0928 | 0.091755 | 0.090573 | 0.089254 | 0.087809 | 0.086263 | 0.084702 | 0.083131 | 0.081578 | 0.080104 | 0.078762 | 0.077627 | 0.076713 | 0.075952 | 0.075389 | 0.074879 | 0.074654 | 0.074447 | 0.074256 | 0.074081 | 0.073919
F2_Commercial_OR - Miscellaneous_Existing_Space Heating_Natural Gas_Insulation - Ceiling_A_Achievable Economic RVT Potential | F2 | Commercial | OR - Miscellaneous | Existing | Space Heating | Natural Gas | Insulation - Ceiling | A | Integrated Unit Summer Peak Savings (kW) | Achievable Economic RVT Potential | 0 | 0 | 0 | 0 | 0 | 0 | 0 | 0 | 0 | 0 | 0 | 0 | 0 | 0 | 0 | 0 | 0 | 0 | 0 | 0 | 0 | 0 | 0 | 0 | 0 | 0 | 0
F3_Commercial_OR - Miscellaneous_Existing_Space Heating_Natural Gas_Insulation - Ceiling_A_Achievable Economic RVT Potential | F3 | Commercial | OR - Miscellaneous | Existing | Space Heating | Natural Gas | Insulation - Ceiling | A | Integrated Unit Winter Peak Savings (kW) | Achievable Economic RVT Potential | 0 | 0 | 0 | 0 | 0 | 0 | 0 | 0 | 0 | 0 | 0 | 0 | 0 | 0 | 0 | 0 | 0 | 0 | 0 | 0 | 0 | 0 | 0 | 0 | 0 | 0 | 0
F4_Commercial_OR - Miscellaneous_Existing_Space Heating_Natural Gas_Insulation - Ceiling_A_Achievable Economic RVT Potential | F4 | Commercial | OR - Miscellaneous | Existing | Space Heating | Natural Gas | Insulation - Ceiling | A | Incremental Energy Savings (MWh or mTherms) | Achievable Economic RVT Potential | 0 | 0 | 0 | 0 | 0 | 0 | 0 | 0 | 0 | 0 | 0 | 0 | 0 | 0 | 0 | 0 | 0 | 0 | 0 | 0 | 0 | 0 | 0 | 0 | 0 | 0 | 0
F5_Commercial_OR - Miscellaneous_Existing_Space Heating_Natural Gas_Insulation - Ceiling_A_Achievable Economic RVT Potential | F5 | Commercial | OR - Miscellaneous | Existing | Space Heating | Natural Gas | Insulation - Ceiling | A | Incremental Summer Peak Savings (MW) | Achievable Economic RVT Potential | 0 | 0 | 0 | 0 | 0 | 0 | 0 | 0 | 0 | 0 | 0 | 0 | 0 | 0 | 0 | 0 | 0 | 0 | 0 | 0 | 0 | 0 | 0 | 0 | 0 | 0 | 0
F6_Commercial_OR - Miscellaneous_Existing_Space Heating_Natural Gas_Insulation - Ceiling_A_Achievable Economic RVT Potential | F6 | Commercial | OR - Miscellaneous | Existing | Space Heating | Natural Gas | Insulation - Ceiling | A | Incremental Winter Peak Savings (MW) | Achievable Economic RVT Potential | 0 | 0 | 0 | 0 | 0 | 0 | 0 | 0 | 0 | 0 | 0 | 0 | 0 | 0 | 0 | 0 | 0 | 0 | 0 | 0 | 0 | 0 | 0 | 0 | 0 | 0 | 0
F7_Commercial_OR - Miscellaneous_Existing_Space Heating_Natural Gas_Insulation - Ceiling_A_Achievable Economic RVT Potential | F7 | Commercial | OR - Miscellaneous | Existing | Space Heating | Natural Gas | Insulation - Ceiling | A | Cumulative Energy Savings (MWh or mTherms) | Achievable Economic RVT Potential | 0 | 0 | 0 | 0 | 0 | 0 | 0 | 0 | 0 | 0 | 0 | 0 | 0 | 0 | 0 | 0 | 0 | 0 | 0 | 0 | 0 | 0 | 0 | 0 | 0 | 0 | 0
F8_Commercial_OR - Miscellaneous_Existing_Space Heating_Natural Gas_Insulation - Ceiling_A_Achievable Economic RVT Potential | F8 | Commercial | OR - Miscellaneous | Existing | Space Heating | Natural Gas | Insulation - Ceiling | A | Cumulative Summer Peak Savings (MW) | Achievable Economic RVT Potential | 0 | 0 | 0 | 0 | 0 | 0 | 0 | 0 | 0 | 0 | 0 | 0 | 0 | 0 | 0 | 0 | 0 | 0 | 0 | 0 | 0 | 0 | 0 | 0 | 0 | 0 | 0
F9_Commercial_OR - Miscellaneous_Existing_Space Heating_Natural Gas_Insulation - Ceiling_A_Achievable Economic RVT Potential | F9 | Commercial | OR - Miscellaneous | Existing | Space Heating | Natural Gas | Insulation - Ceiling | A | Cumulative Winter Peak Savings (MW) | Achievable Economic RVT Potential | 0 | 0 | 0 | 0 | 0 | 0 | 0 | 0 | 0 | 0 | 0 | 0 | 0 | 0 | 0 | 0 | 0 | 0 | 0 | 0 | 0 | 0 | 0 | 0 | 0 | 0 | 0
F10_Commercial_OR - Miscellaneous_Existing_Space Heating_Natural Gas_Insulation - Ceiling_A_Achievable Economic RVT Potential | F10 | Commercial | OR - Miscellaneous | Existing | Space Heating | Natural Gas | Insulation - Ceiling | A | Purchases (Incremental) | Achievable Economic RVT Potential | 0 | 0 | 0 | 0 | 0 | 0 | 0 | 0 | 0 | 0 | 0 | 0 | 0 | 0 | 0 | 0 | 0 | 0 | 0 | 0 | 0 | 0 | 0 | 0 | 0 | 0 | 0
F11_Commercial_OR - Miscellaneous_Existing_Space Heating_Natural Gas_Insulation - Ceiling_A_Achievable Economic RVT Potential | F11 | Commercial | OR - Miscellaneous | Existing | Space Heating | Natural Gas | Insulation - Ceiling | A | Purchases (Cumulative) | Achievable Economic RVT Potential | 0 | 0 | 0 | 0 | 0 | 0 | 0 | 0 | 0 | 0 | 0 | 0 | 0 | 0 | 0 | 0 | 0 | 0 | 0 | 0 | 0 | 0 | 0 | 0 | 0 | 0 | 0
F1_Commercial_OR - Miscellaneous_Existing_Space Heating_Natural Gas_Insulation - Ducting_A_Achievable Economic RVT Potential | F1 | Commercial | OR - Miscellaneous | Existing | Space Heating | Natural Gas | Insulation - Ducting | A | Integrated Unit Energy Savings (kWh or therms) | Achievable Economic RVT Potential | 0 | 0 | 0 | 0 | 0 | 0 | 0 | 0 | 0 | 0 | 0 | 0 | 0 | 0 | 0 | 0 | 0 | 0 | 0 | 0 | 0 | 0 | 0 | 0 | 0 | 0 | 0
F2_Commercial_OR - Miscellaneous_Existing_Space Heating_Natural Gas_Insulation - Ducting_A_Achievable Economic RVT Potential | F2 | Commercial | OR - Miscellaneous | Existing | Space Heating | Natural Gas | Insulation - Ducting | A | Integrated Unit Summer Peak Savings (kW) | Achievable Economic RVT Potential | 0 | 0 | 0 | 0 | 0 | 0 | 0 | 0 | 0 | 0 | 0 | 0 | 0 | 0 | 0 | 0 | 0 | 0 | 0 | 0 | 0 | 0 | 0 | 0 | 0 | 0 | 0
F3_Commercial_OR - Miscellaneous_Existing_Space Heating_Natural Gas_Insulation - Ducting_A_Achievable Economic RVT Potential | F3 | Commercial | OR - Miscellaneous | Existing | Space Heating | Natural Gas | Insulation - Ducting | A | Integrated Unit Winter Peak Savings (kW) | Achievable Economic RVT Potential | 0 | 0 | 0 | 0 | 0 | 0 | 0 | 0 | 0 | 0 | 0 | 0 | 0 | 0 | 0 | 0 | 0 | 0 | 0 | 0 | 0 | 0 | 0 | 0 | 0 | 0 | 0
F4_Commercial_OR - Miscellaneous_Existing_Space Heating_Natural Gas_Insulation - Ducting_A_Achievable Economic RVT Potential | F4 | Commercial | OR - Miscellaneous | Existing | Space Heating | Natural Gas | Insulation - Ducting | A | Incremental Energy Savings (MWh or mTherms) | Achievable Economic RVT Potential | 0 | 0 | 0 | 0 | 0 | 0 | 0 | 0 | 0 | 0 | 0 | 0 | 0 | 0 | 0 | 0 | 0 | 0 | 0 | 0 | 0 | 0 | 0 | 0 | 0 | 0 | 0
F5_Commercial_OR - Miscellaneous_Existing_Space Heating_Natural Gas_Insulation - Ducting_A_Achievable Economic RVT Potential | F5 | Commercial | OR - Miscellaneous | Existing | Space Heating | Natural Gas | Insulation - Ducting | A | Incremental Summer Peak Savings (MW) | Achievable Economic RVT Potential | 0 | 0 | 0 | 0 | 0 | 0 | 0 | 0 | 0 | 0 | 0 | 0 | 0 | 0 | 0 | 0 | 0 | 0 | 0 | 0 | 0 | 0 | 0 | 0 | 0 | 0 | 0
F6_Commercial_OR - Miscellaneous_Existing_Space Heating_Natural Gas_Insulation - Ducting_A_Achievable Economic RVT Potential | F6 | Commercial | OR - Miscellaneous | Existing | Space Heating | Natural Gas | Insulation - Ducting | A | Incremental Winter Peak Savings (MW) | Achievable Economic RVT Potential | 0 | 0 | 0 | 0 | 0 | 0 | 0 | 0 | 0 | 0 | 0 | 0 | 0 | 0 | 0 | 0 | 0 | 0 | 0 | 0 | 0 | 0 | 0 | 0 | 0 | 0 | 0
F7_Commercial_OR - Miscellaneous_Existing_Space Heating_Natural Gas_Insulation - Ducting_A_Achievable Economic RVT Potential | F7 | Commercial | OR - Miscellaneous | Existing | Space Heating | Natural Gas | Insulation - Ducting | A | Cumulative Energy Savings (MWh or mTherms) | Achievable Economic RVT Potential | 0 | 0 | 0 | 0 | 0 | 0 | 0 | 0 | 0 | 0 | 0 | 0 | 0 | 0 | 0 | 0 | 0 | 0 | 0 | 0 | 0 | 0 | 0 | 0 | 0 | 0 | 0
F8_Commercial_OR - Miscellaneous_Existing_Space Heating_Natural Gas_Insulation - Ducting_A_Achievable Economic RVT Potential | F8 | Commercial | OR - Miscellaneous | Existing | Space Heating | Natural Gas | Insulation - Ducting | A | Cumulative Summer Peak Savings (MW) | Achievable Economic RVT Potential | 0 | 0 | 0 | 0 | 0 | 0 | 0 | 0 | 0 | 0 | 0 | 0 | 0 | 0 | 0 | 0 | 0 | 0 | 0 | 0 | 0 | 0 | 0 | 0 | 0 | 0 | 0
F9_Commercial_OR - Miscellaneous_Existing_Space Heating_Natural Gas_Insulation - Ducting_A_Achievable Economic RVT Potential | F9 | Commercial | OR - Miscellaneous | Existing | Space Heating | Natural Gas | Insulation - Ducting | A | Cumulative Winter Peak Savings (MW) | Achievable Economic RVT Potential | 0 | 0 | 0 | 0 | 0 | 0 | 0 | 0 | 0 | 0 | 0 | 0 | 0 | 0 | 0 | 0 | 0 | 0 | 0 | 0 | 0 | 0 | 0 | 0 | 0 | 0 | 0
F10_Commercial_OR - Miscellaneous_Existing_Space Heating_Natural Gas_Insulation - Ducting_A_Achievable Economic RVT Potential | F10 | Commercial | OR - Miscellaneous | Existing | Space Heating | Natural Gas | Insulation - Ducting | A | Purchases (Incremental) | Achievable Economic RVT Potential | 0 | 0 | 0 | 0 | 0 | 0 | 0 | 0 | 0 | 0 | 0 | 0 | 0 | 0 | 0 | 0 | 0 | 0 | 0 | 0 | 0 | 0 | 0 | 0 | 0 | 0 | 0
F11_Commercial_OR - Miscellaneous_Existing_Space Heating_Natural Gas_Insulation - Ducting_A_Achievable Economic RVT Potential | F11 | Commercial | OR - Miscellaneous | Existing | Space Heating | Natural Gas | Insulation - Ducting | A | Purchases (Cumulative) | Achievable Economic RVT Potential | 0 | 0 | 0 | 0 | 0 | 0 | 0 | 0 | 0 | 0 | 0 | 0 | 0 | 0 | 0 | 0 | 0 | 0 | 0 | 0 | 0 | 0 | 0 | 0 | 0 | 0 | 0
F1_Commercial_OR - Miscellaneous_Existing_Space Heating_Natural Gas_Insulation - Wall Cavity_A_Achievable Economic RVT Potential | F1 | Commercial | OR - Miscellaneous | Existing | Space Heating | Natural Gas | Insulation - Wall Cavity | A | Integrated Unit Energy Savings (kWh or therms) | Achievable Economic RVT Potential | 0 | 0 | 0.38443 | 0.38331 | 0.38215 | 0.38093 | 0.37967 | 0.37836 | 0.377 | 0.37559 | 0.37415 | 0.37268 | 0.37118 | 0.36966 | 0.36813 | 0.36659 | 0.36505 | 0.36351 | 0.36198 | 0.36054 | 0.35918 | 0.35792 | 0.35685 | 0.35588 | 0.35498 | 0.35415 | 0.35339
F2_Commercial_OR - Miscellaneous_Existing_Space Heating_Natural Gas_Insulation - Wall Cavity_A_Achievable Economic RVT Potential | F2 | Commercial | OR - Miscellaneous | Existing | Space Heating | Natural Gas | Insulation - Wall Cavity | A | Integrated Unit Summer Peak Savings (kW) | Achievable Economic RVT Potential | 0 | 0 | 0 | 0 | 0 | 0 | 0 | 0 | 0 | 0 | 0 | 0 | 0 | 0 | 0 | 0 | 0 | 0 | 0 | 0 | 0 | 0 | 0 | 0 | 0 | 0 | 0
F3_Commercial_OR - Miscellaneous_Existing_Space Heating_Natural Gas_Insulation - Wall Cavity_A_Achievable Economic RVT Potential | F3 | Commercial | OR - Miscellaneous | Existing | Space Heating | Natural Gas | Insulation - Wall Cavity | A | Integrated Unit Winter Peak Savings (kW) | Achievable Economic RVT Potential | 0 | 0 | 0 | 0 | 0 | 0 | 0 | 0 | 0 | 0 | 0 | 0 | 0 | 0 | 0 | 0 | 0 | 0 | 0 | 0 | 0 | 0 | 0 | 0 | 0 | 0 | 0
F4_Commercial_OR - Miscellaneous_Existing_Space Heating_Natural Gas_Insulation - Wall Cavity_A_Achievable Economic RVT Potential | F4 | Commercial | OR - Miscellaneous | Existing | Space Heating | Natural Gas | Insulation - Wall Cavity | A | Incremental Energy Savings (MWh or mTherms) | Achievable Economic RVT Potential | 0 | 0 | 0.00030304 | 8.7486e-05 | 0.00099814 | 0.0026326 | 0.0060452 | 0.012357 | 0.022783 | 0.038146 | 0.058129 | 0.080516 | 0.10094 | 0.11377 | 0.11424 | 0.1011 | 0.077822 | 0.05135 | 0.028568 | 0.015274 | 0.00453 | 0.002889 | 0 | 0 | 0 | 0 | 0
F5_Commercial_OR - Miscellaneous_Existing_Space Heating_Natural Gas_Insulation - Wall Cavity_A_Achievable Economic RVT Potential | F5 | Commercial | OR - Miscellaneous | Existing | Space Heating | Natural Gas | Insulation - Wall Cavity | A | Incremental Summer Peak Savings (MW) | Achievable Economic RVT Potential | 0 | 0 | 0 | 0 | 0 | 0 | 0 | 0 | 0 | 0 | 0 | 0 | 0 | 0 | 0 | 0 | 0 | 0 | 0 | 0 | 0 | 0 | 0 | 0 | 0 | 0 | 0
F6_Commercial_OR - Miscellaneous_Existing_Space Heating_Natural Gas_Insulation - Wall Cavity_A_Achievable Economic RVT Potential | F6 | Commercial | OR - Miscellaneous | Existing | Space Heating | Natural Gas | Insulation - Wall Cavity | A | Incremental Winter Peak Savings (MW) | Achievable Economic RVT Potential | 0 | 0 | 0 | 0 | 0 | 0 | 0 | 0 | 0 | 0 | 0 | 0 | 0 | 0 | 0 | 0 | 0 | 0 | 0 | 0 | 0 | 0 | 0 | 0 | 0 | 0 | 0
F7_Commercial_OR - Miscellaneous_Existing_Space Heating_Natural Gas_Insulation - Wall Cavity_A_Achievable Economic RVT Potential | F7 | Commercial | OR - Miscellaneous | Existing | Space Heating | Natural Gas | Insulation - Wall Cavity | A | Cumulative Energy Savings (MWh or mTherms) | Achievable Economic RVT Potential | 0 | 0 | 0.00030304 | 0.00038964 | 0.0013866 | 0.0040148 | 0.010047 | 0.022369 | 0.045072 | 0.08305 | 0.14086 | 0.22082 | 0.32087 | 0.43333 | 0.54578 | 0.6446 | 0.71971 | 0.76803 | 0.79336 | 0.80547 | 0.80696 | 0.80701 | 0.80462 | 0.80242 | 0.80039 | 0.79852 | 0.7968
F8_Commercial_OR - Miscellaneous_Existing_Space Heating_Natural Gas_Insulation - Wall Cavity_A_Achievable Economic RVT Potential | F8 | Commercial | OR - Miscellaneous | Existing | Space Heating | Natural Gas | Insulation - Wall Cavity | A | Cumulative Summer Peak Savings (MW) | Achievable Economic RVT Potential | 0 | 0 | 0 | 0 | 0 | 0 | 0 | 0 | 0 | 0 | 0 | 0 | 0 | 0 | 0 | 0 | 0 | 0 | 0 | 0 | 0 | 0 | 0 | 0 | 0 | 0 | 0
F9_Commercial_OR - Miscellaneous_Existing_Space Heating_Natural Gas_Insulation - Wall Cavity_A_Achievable Economic RVT Potential | F9 | Commercial | OR - Miscellaneous | Existing | Space Heating | Natural Gas | Insulation - Wall Cavity | A | Cumulative Winter Peak Savings (MW) | Achievable Economic RVT Potential | 0 | 0 | 0 | 0 | 0 | 0 | 0 | 0 | 0 | 0 | 0 | 0 | 0 | 0 | 0 | 0 | 0 | 0 | 0 | 0 | 0 | 0 | 0 | 0 | 0 | 0 | 0
F10_Commercial_OR - Miscellaneous_Existing_Space Heating_Natural Gas_Insulation - Wall Cavity_A_Achievable Economic RVT Potential | F10 | Commercial | OR - Miscellaneous | Existing | Space Heating | Natural Gas | Insulation - Wall Cavity | A | Purchases (Incremental) | Achievable Economic RVT Potential | 0 | 0 | 0.78826 | 0.22824 | 2.6119 | 6.9111 | 15.9224 | 32.6606 | 60.4334 | 101.5615 | 155.3629 | 216.0478 | 271.9476 | 307.7619 | 310.337 | 275.7729 | 213.1819 | 141.2602 | 78.9197 | 42.3638 | 12.6122 | 8.0718 | 0 | 0 | 0 | 0 | 0
F11_Commercial_OR - Miscellaneous_Existing_Space Heating_Natural Gas_Insulation - Wall Cavity_A_Achievable Economic RVT Potential | F11 | Commercial | OR - Miscellaneous | Existing | Space Heating | Natural Gas | Insulation - Wall Cavity | A | Purchases (Cumulative) | Achievable Economic RVT Potential | 0 | 0 | 0.78826 | 1.0165 | 3.6284 | 10.5395 | 26.4619 | 59.1224 | 119.5558 | 221.1173 | 376.4802 | 592.528 | 864.4756 | 1172.2375 | 1482.5745 | 1758.3475 | 1971.5294 | 2112.7896 | 2191.7093 | 2234.0731 | 2246.6853 | 2254.7572 | 2254.7572 | 2254.7572 | 2254.7572 | 2254.7572 | 2254.7572
F1_Commercial_OR - Miscellaneous_Existing_Space Heating_Natural Gas_Green Roof - Vegetated Rooftop_A_Achievable Economic RVT Potential | F1 | Commercial | OR - Miscellaneous | Existing | Space Heating | Natural Gas | Green Roof - Vegetated Rooftop | A | Integrated Unit Energy Savings (kWh or therms) | Achievable Economic RVT Potential | 0 | 0 | 0.0052292 | 0.0051834 | 0.0051285 | 0.0050656 | 0.0049931 | 0.0049112 | 0.0048174 | 0.0047123 | 0.0045971 | 0.0044748 | 0.00435 | 0.0042252 | 0.0041041 | 0.0039911 | 0.0038908 | 0.0038078 | 0.0037429 | 0.0036907 | 0.0036541 | 0.0036216 | 0.0036106 | 0.0036004 | 0.0035911 | 0.0035825 | 0.0035746
F2_Commercial_OR - Miscellaneous_Existing_Space Heating_Natural Gas_Green Roof - Vegetated Rooftop_A_Achievable Economic RVT Potential | F2 | Commercial | OR - Miscellaneous | Existing | Space Heating | Natural Gas | Green Roof - Vegetated Rooftop | A | Integrated Unit Summer Peak Savings (kW) | Achievable Economic RVT Potential | 0 | 0 | 0 | 0 | 0 | 0 | 0 | 0 | 0 | 0 | 0 | 0 | 0 | 0 | 0 | 0 | 0 | 0 | 0 | 0 | 0 | 0 | 0 | 0 | 0 | 0 | 0
F3_Commercial_OR - Miscellaneous_Existing_Space Heating_Natural Gas_Green Roof - Vegetated Rooftop_A_Achievable Economic RVT Potential | F3 | Commercial | OR - Miscellaneous | Existing | Space Heating | Natural Gas | Green Roof - Vegetated Rooftop | A | Integrated Unit Winter Peak Savings (kW) | Achievable Economic RVT Potential | 0 | 0 | 0 | 0 | 0 | 0 | 0 | 0 | 0 | 0 | 0 | 0 | 0 | 0 | 0 | 0 | 0 | 0 | 0 | 0 | 0 | 0 | 0 | 0 | 0 | 0 | 0
F4_Commercial_OR - Miscellaneous_Existing_Space Heating_Natural Gas_Green Roof - Vegetated Rooftop_A_Achievable Economic RVT Potential | F4 | Commercial | OR - Miscellaneous | Existing | Space Heating | Natural Gas | Green Roof - Vegetated Rooftop | A | Incremental Energy Savings (MWh or mTherms) | Achievable Economic RVT Potential | 0 | 0 | 0 | 0 | 0 | 0 | 0 | 0 | 0 | 0 | 0 | 0 | 0 | 0 | 0 | 0 | 0 | 0 | 0 | 0 | 0 | 0 | 0 | 0 | 0 | 0 | 0
F5_Commercial_OR - Miscellaneous_Existing_Space Heating_Natural Gas_Green Roof - Vegetated Rooftop_A_Achievable Economic RVT Potential | F5 | Commercial | OR - Miscellaneous | Existing | Space Heating | Natural Gas | Green Roof - Vegetated Rooftop | A | Incremental Summer Peak Savings (MW) | Achievable Economic RVT Potential | 0 | 0 | 0 | 0 | 0 | 0 | 0 | 0 | 0 | 0 | 0 | 0 | 0 | 0 | 0 | 0 | 0 | 0 | 0 | 0 | 0 | 0 | 0 | 0 | 0 | 0 | 0
F6_Commercial_OR - Miscellaneous_Existing_Space Heating_Natural Gas_Green Roof - Vegetated Rooftop_A_Achievable Economic RVT Potential | F6 | Commercial | OR - Miscellaneous | Existing | Space Heating | Natural Gas | Green Roof - Vegetated Rooftop | A | Incremental Winter Peak Savings (MW) | Achievable Economic RVT Potential | 0 | 0 | 0 | 0 | 0 | 0 | 0 | 0 | 0 | 0 | 0 | 0 | 0 | 0 | 0 | 0 | 0 | 0 | 0 | 0 | 0 | 0 | 0 | 0 | 0 | 0 | 0
F7_Commercial_OR - Miscellaneous_Existing_Space Heating_Natural Gas_Green Roof - Vegetated Rooftop_A_Achievable Economic RVT Potential | F7 | Commercial | OR - Miscellaneous | Existing | Space Heating | Natural Gas | Green Roof - Vegetated Rooftop | A | Cumulative Energy Savings (MWh or mTherms) | Achievable Economic RVT Potential | 0 | 0 | 0 | 0 | 0 | 0 | 0 | 0 | 0 | 0 | 0 | 0 | 0 | 0 | 0 | 0 | 0 | 0 | 0 | 0 | 0 | 0 | 0 | 0 | 0 | 0 | 0
F8_Commercial_OR - Miscellaneous_Existing_Space Heating_Natural Gas_Green Roof - Vegetated Rooftop_A_Achievable Economic RVT Potential | F8 | Commercial | OR - Miscellaneous | Existing | Space Heating | Natural Gas | Green Roof - Vegetated Rooftop | A | Cumulative Summer Peak Savings (MW) | Achievable Economic RVT Potential | 0 | 0 | 0 | 0 | 0 | 0 | 0 | 0 | 0 | 0 | 0 | 0 | 0 | 0 | 0 | 0 | 0 | 0 | 0 | 0 | 0 | 0 | 0 | 0 | 0 | 0 | 0
F9_Commercial_OR - Miscellaneous_Existing_Space Heating_Natural Gas_Green Roof - Vegetated Rooftop_A_Achievable Economic RVT Potential | F9 | Commercial | OR - Miscellaneous | Existing | Space Heating | Natural Gas | Green Roof - Vegetated Rooftop | A | Cumulative Winter Peak Savings (MW) | Achievable Economic RVT Potential | 0 | 0 | 0 | 0 | 0 | 0 | 0 | 0 | 0 | 0 | 0 | 0 | 0 | 0 | 0 | 0 | 0 | 0 | 0 | 0 | 0 | 0 | 0 | 0 | 0 | 0 | 0
F10_Commercial_OR - Miscellaneous_Existing_Space Heating_Natural Gas_Green Roof - Vegetated Rooftop_A_Achievable Economic RVT Potential | F10 | Commercial | OR - Miscellaneous | Existing | Space Heating | Natural Gas | Green Roof - Vegetated Rooftop | A | Purchases (Incremental) | Achievable Economic RVT Potential | 0 | 0 | 0 | 0 | 0 | 0 | 0 | 0 | 0 | 0 | 0 | 0 | 0 | 0 | 0 | 0 | 0 | 0 | 0 | 0 | 0 | 0 | 0 | 0 | 0 | 0 | 0
F11_Commercial_OR - Miscellaneous_Existing_Space Heating_Natural Gas_Green Roof - Vegetated Rooftop_A_Achievable Economic RVT Potential | F11 | Commercial | OR - Miscellaneous | Existing | Space Heating | Natural Gas | Green Roof - Vegetated Rooftop | A | Purchases (Cumulative) | Achievable Economic RVT Potential | 0 | 0 | 0 | 0 | 0 | 0 | 0 | 0 | 0 | 0 | 0 | 0 | 0 | 0 | 0 | 0 | 0 | 0 | 0 | 0 | 0 | 0 | 0 | 0 | 0 | 0 | 0
F1_Commercial_OR - Miscellaneous_Existing_Space Heating_Natural Gas_Ducting - Repair and Sealing_A_Achievable Economic RVT Potential | F1 | Commercial | OR - Miscellaneous | Existing | Space Heating | Natural Gas | Ducting - Repair and Sealing | A | Integrated Unit Energy Savings (kWh or therms) | Achievable Economic RVT Potential | 0 | 0 | 0.15041 | 0.14977 | 0.14903 | 0.14822 | 0.14731 | 0.14629 | 0.14513 | 0.14383 | 0.14239 | 0.14081 | 0.13912 | 0.13738 | 0.13564 | 0.13397 | 0.13242 | 0.13111 | 0.13005 | 0.12916 | 0.12847 | 0.12785 | 0.12747 | 0.12712 | 0.12679 | 0.12649 | 0.12622
F2_Commercial_OR - Miscellaneous_Existing_Space Heating_Natural Gas_Ducting - Repair and Sealing_A_Achievable Economic RVT Potential | F2 | Commercial | OR - Miscellaneous | Existing | Space Heating | Natural Gas | Ducting - Repair and Sealing | A | Integrated Unit Summer Peak Savings (kW) | Achievable Economic RVT Potential | 0 | 0 | 0 | 0 | 0 | 0 | 0 | 0 | 0 | 0 | 0 | 0 | 0 | 0 | 0 | 0 | 0 | 0 | 0 | 0 | 0 | 0 | 0 | 0 | 0 | 0 | 0
F3_Commercial_OR - Miscellaneous_Existing_Space Heating_Natural Gas_Ducting - Repair and Sealing_A_Achievable Economic RVT Potential | F3 | Commercial | OR - Miscellaneous | Existing | Space Heating | Natural Gas | Ducting - Repair and Sealing | A | Integrated Unit Winter Peak Savings (kW) | Achievable Economic RVT Potential | 0 | 0 | 0 | 0 | 0 | 0 | 0 | 0 | 0 | 0 | 0 | 0 | 0 | 0 | 0 | 0 | 0 | 0 | 0 | 0 | 0 | 0 | 0 | 0 | 0 | 0 | 0
F4_Commercial_OR - Miscellaneous_Existing_Space Heating_Natural Gas_Ducting - Repair and Sealing_A_Achievable Economic RVT Potential | F4 | Commercial | OR - Miscellaneous | Existing | Space Heating | Natural Gas | Ducting - Repair and Sealing | A | Incremental Energy Savings (MWh or mTherms) | Achievable Economic RVT Potential | 0 | 0 | 0 | 0 | 0 | 0 | 0 | 0 | 0 | 0 | 0 | 0 | 0 | 0 | 0 | 0 | 0 | 0 | 0 | 0 | 0 | 0 | 0 | 0 | 0 | 0 | 0
F5_Commercial_OR - Miscellaneous_Existing_Space Heating_Natural Gas_Ducting - Repair and Sealing_A_Achievable Economic RVT Potential | F5 | Commercial | OR - Miscellaneous | Existing | Space Heating | Natural Gas | Ducting - Repair and Sealing | A | Incremental Summer Peak Savings (MW) | Achievable Economic RVT Potential | 0 | 0 | 0 | 0 | 0 | 0 | 0 | 0 | 0 | 0 | 0 | 0 | 0 | 0 | 0 | 0 | 0 | 0 | 0 | 0 | 0 | 0 | 0 | 0 | 0 | 0 | 0
F6_Commercial_OR - Miscellaneous_Existing_Space Heating_Natural Gas_Ducting - Repair and Sealing_A_Achievable Economic RVT Potential | F6 | Commercial | OR - Miscellaneous | Existing | Space Heating | Natural Gas | Ducting - Repair and Sealing | A | Incremental Winter Peak Savings (MW) | Achievable Economic RVT Potential | 0 | 0 | 0 | 0 | 0 | 0 | 0 | 0 | 0 | 0 | 0 | 0 | 0 | 0 | 0 | 0 | 0 | 0 | 0 | 0 | 0 | 0 | 0 | 0 | 0 | 0 | 0
F7_Commercial_OR - Miscellaneous_Existing_Space Heating_Natural Gas_Ducting - Repair and Sealing_A_Achievable Economic RVT Potential | F7 | Commercial | OR - Miscellaneous | Existing | Space Heating | Natural Gas | Ducting - Repair and Sealing | A | Cumulative Energy Savings (MWh or mTherms) | Achievable Economic RVT Potential | 0 | 0 | 0 | 0 | 0 | 0 | 0 | 0 | 0 | 0 | 0 | 0 | 0 | 0 | 0 | 0 | 0 | 0 | 0 | 0 | 0 | 0 | 0 | 0 | 0 | 0 | 0
F8_Commercial_OR - Miscellaneous_Existing_Space Heating_Natural Gas_Ducting - Repair and Sealing_A_Achievable Economic RVT Potential | F8 | Commercial | OR - Miscellaneous | Existing | Space Heating | Natural Gas | Ducting - Repair and Sealing | A | Cumulative Summer Peak Savings (MW) | Achievable Economic RVT Potential | 0 | 0 | 0 | 0 | 0 | 0 | 0 | 0 | 0 | 0 | 0 | 0 | 0 | 0 | 0 | 0 | 0 | 0 | 0 | 0 | 0 | 0 | 0 | 0 | 0 | 0 | 0
F9_Commercial_OR - Miscellaneous_Existing_Space Heating_Natural Gas_Ducting - Repair and Sealing_A_Achievable Economic RVT Potential | F9 | Commercial | OR - Miscellaneous | Existing | Space Heating | Natural Gas | Ducting - Repair and Sealing | A | Cumulative Winter Peak Savings (MW) | Achievable Economic RVT Potential | 0 | 0 | 0 | 0 | 0 | 0 | 0 | 0 | 0 | 0 | 0 | 0 | 0 | 0 | 0 | 0 | 0 | 0 | 0 | 0 | 0 | 0 | 0 | 0 | 0 | 0 | 0
F10_Commercial_OR - Miscellaneous_Existing_Space Heating_Natural Gas_Ducting - Repair and Sealing_A_Achievable Economic RVT Potential | F10 | Commercial | OR - Miscellaneous | Existing | Space Heating | Natural Gas | Ducting - Repair and Sealing | A | Purchases (Incremental) | Achievable Economic RVT Potential | 0 | 0 | 0 | 0 | 0 | 0 | 0 | 0 | 0 | 0 | 0 | 0 | 0 | 0 | 0 | 0 | 0 | 0 | 0 | 0 | 0 | 0 | 0 | 0 | 0 | 0 | 0
F11_Commercial_OR - Miscellaneous_Existing_Space Heating_Natural Gas_Ducting - Repair and Sealing_A_Achievable Economic RVT Potential | F11 | Commercial | OR - Miscellaneous | Existing | Space Heating | Natural Gas | Ducting - Repair and Sealing | A | Purchases (Cumulative) | Achievable Economic RVT Potential | 0 | 0 | 0 | 0 | 0 | 0 | 0 | 0 | 0 | 0 | 0 | 0 | 0 | 0 | 0 | 0 | 0 | 0 | 0 | 0 | 0 | 0 | 0 | 0 | 0 | 0 | 0
F1_Commercial_OR - Miscellaneous_Existing_Space Heating_Natural Gas_Windows - High Efficiency Glazing_A_Achievable Economic RVT Potential | F1 | Commercial | OR - Miscellaneous | Existing | Space Heating | Natural Gas | Windows - High Efficiency Glazing | A | Integrated Unit Energy Savings (kWh or therms) | Achievable Economic RVT Potential | 0 | 0 | 0.29087 | 0.28832 | 0.28526 | 0.28177 | 0.27773 | 0.27318 | 0.26796 | 0.26211 | 0.25571 | 0.2489 | 0.24196 | 0.23502 | 0.22828 | 0.222 | 0.21642 | 0.2118 | 0.2082 | 0.20529 | 0.20325 | 0.20144 | 0.20083 | 0.20027 | 0.19975 | 0.19927 | 0.19883
F2_Commercial_OR - Miscellaneous_Existing_Space Heating_Natural Gas_Windows - High Efficiency Glazing_A_Achievable Economic RVT Potential | F2 | Commercial | OR - Miscellaneous | Existing | Space Heating | Natural Gas | Windows - High Efficiency Glazing | A | Integrated Unit Summer Peak Savings (kW) | Achievable Economic RVT Potential | 0 | 0 | 0 | 0 | 0 | 0 | 0 | 0 | 0 | 0 | 0 | 0 | 0 | 0 | 0 | 0 | 0 | 0 | 0 | 0 | 0 | 0 | 0 | 0 | 0 | 0 | 0
F3_Commercial_OR - Miscellaneous_Existing_Space Heating_Natural Gas_Windows - High Efficiency Glazing_A_Achievable Economic RVT Potential | F3 | Commercial | OR - Miscellaneous | Existing | Space Heating | Natural Gas | Windows - High Efficiency Glazing | A | Integrated Unit Winter Peak Savings (kW) | Achievable Economic RVT Potential | 0 | 0 | 0 | 0 | 0 | 0 | 0 | 0 | 0 | 0 | 0 | 0 | 0 | 0 | 0 | 0 | 0 | 0 | 0 | 0 | 0 | 0 | 0 | 0 | 0 | 0 | 0
F4_Commercial_OR - Miscellaneous_Existing_Space Heating_Natural Gas_Windows - High Efficiency Glazing_A_Achievable Economic RVT Potential | F4 | Commercial | OR - Miscellaneous | Existing | Space Heating | Natural Gas | Windows - High Efficiency Glazing | A | Incremental Energy Savings (MWh or mTherms) | Achievable Economic RVT Potential | 0 | 0 | 0 | 0 | 0 | 0 | 0 | 0 | 0 | 0 | 0 | 0 | 0 | 0 | 0 | 0 | 0 | 0 | 0 | 0 | 0 | 0 | 0 | 0 | 0 | 0 | 0
F5_Commercial_OR - Miscellaneous_Existing_Space Heating_Natural Gas_Windows - High Efficiency Glazing_A_Achievable Economic RVT Potential | F5 | Commercial | OR - Miscellaneous | Existing | Space Heating | Natural Gas | Windows - High Efficiency Glazing | A | Incremental Summer Peak Savings (MW) | Achievable Economic RVT Potential | 0 | 0 | 0 | 0 | 0 | 0 | 0 | 0 | 0 | 0 | 0 | 0 | 0 | 0 | 0 | 0 | 0 | 0 | 0 | 0 | 0 | 0 | 0 | 0 | 0 | 0 | 0
F6_Commercial_OR - Miscellaneous_Existing_Space Heating_Natural Gas_Windows - High Efficiency Glazing_A_Achievable Economic RVT Potential | F6 | Commercial | OR - Miscellaneous | Existing | Space Heating | Natural Gas | Windows - High Efficiency Glazing | A | Incremental Winter Peak Savings (MW) | Achievable Economic RVT Potential | 0 | 0 | 0 | 0 | 0 | 0 | 0 | 0 | 0 | 0 | 0 | 0 | 0 | 0 | 0 | 0 | 0 | 0 | 0 | 0 | 0 | 0 | 0 | 0 | 0 | 0 | 0
F7_Commercial_OR - Miscellaneous_Existing_Space Heating_Natural Gas_Windows - High Efficiency Glazing_A_Achievable Economic RVT Potential | F7 | Commercial | OR - Miscellaneous | Existing | Space Heating | Natural Gas | Windows - High Efficiency Glazing | A | Cumulative Energy Savings (MWh or mTherms) | Achievable Economic RVT Potential | 0 | 0 | 0 | 0 | 0 | 0 | 0 | 0 | 0 | 0 | 0 | 0 | 0 | 0 | 0 | 0 | 0 | 0 | 0 | 0 | 0 | 0 | 0 | 0 | 0 | 0 | 0
F8_Commercial_OR - Miscellaneous_Existing_Space Heating_Natural Gas_Windows - High Efficiency Glazing_A_Achievable Economic RVT Potential | F8 | Commercial | OR - Miscellaneous | Existing | Space Heating | Natural Gas | Windows - High Efficiency Glazing | A | Cumulative Summer Peak Savings (MW) | Achievable Economic RVT Potential | 0 | 0 | 0 | 0 | 0 | 0 | 0 | 0 | 0 | 0 | 0 | 0 | 0 | 0 | 0 | 0 | 0 | 0 | 0 | 0 | 0 | 0 | 0 | 0 | 0 | 0 | 0
F9_Commercial_OR - Miscellaneous_Existing_Space Heating_Natural Gas_Windows - High Efficiency Glazing_A_Achievable Economic RVT Potential | F9 | Commercial | OR - Miscellaneous | Existing | Space Heating | Natural Gas | Windows - High Efficiency Glazing | A | Cumulative Winter Peak Savings (MW) | Achievable Economic RVT Potential | 0 | 0 | 0 | 0 | 0 | 0 | 0 | 0 | 0 | 0 | 0 | 0 | 0 | 0 | 0 | 0 | 0 | 0 | 0 | 0 | 0 | 0 | 0 | 0 | 0 | 0 | 0
F10_Commercial_OR - Miscellaneous_Existing_Space Heating_Natural Gas_Windows - High Efficiency Glazing_A_Achievable Economic RVT Potential | F10 | Commercial | OR - Miscellaneous | Existing | Space Heating | Natural Gas | Windows - High Efficiency Glazing | A | Purchases (Incremental) | Achievable Economic RVT Potential | 0 | 0 | 0 | 0 | 0 | 0 | 0 | 0 | 0 | 0 | 0 | 0 | 0 | 0 | 0 | 0 | 0 | 0 | 0 | 0 | 0 | 0 | 0 | 0 | 0 | 0 | 0
F11_Commercial_OR - Miscellaneous_Existing_Space Heating_Natural Gas_Windows - High Efficiency Glazing_A_Achievable Economic RVT Potential | F11 | Commercial | OR - Miscellaneous | Existing | Space Heating | Natural Gas | Windows - High Efficiency Glazing | A | Purchases (Cumulative) | Achievable Economic RVT Potential | 0 | 0 | 0 | 0 | 0 | 0 | 0 | 0 | 0 | 0 | 0 | 0 | 0 | 0 | 0 | 0 | 0 | 0 | 0 | 0 | 0 | 0 | 0 | 0 | 0 | 0 | 0
F1_Commercial_OR - Miscellaneous_Existing_Space Heating_Natural Gas_Windows - Secondary Glazing Systems_A_Achievable Economic RVT Potential | F1 | Commercial | OR - Miscellaneous | Existing | Space Heating | Natural Gas | Windows - Secondary Glazing Systems | A | Integrated Unit Energy Savings (kWh or therms) | Achievable Economic RVT Potential | 0 | 0 | 1.1622 | 1.1522 | 1.1406 | 1.1275 | 1.1127 | 1.0964 | 1.0781 | 1.0579 | 1.036 | 1.0131 | 0.99 | 0.96696 | 0.94452 | 0.92343 | 0.90445 | 0.88857 | 0.87595 | 0.86556 | 0.85797 | 0.85112 | 0.84853 | 0.84615 | 0.84395 | 0.84193 | 0.84007
F2_Commercial_OR - Miscellaneous_Existing_Space Heating_Natural Gas_Windows - Secondary Glazing Systems_A_Achievable Economic RVT Potential | F2 | Commercial | OR - Miscellaneous | Existing | Space Heating | Natural Gas | Windows - Secondary Glazing Systems | A | Integrated Unit Summer Peak Savings (kW) | Achievable Economic RVT Potential | 0 | 0 | 0 | 0 | 0 | 0 | 0 | 0 | 0 | 0 | 0 | 0 | 0 | 0 | 0 | 0 | 0 | 0 | 0 | 0 | 0 | 0 | 0 | 0 | 0 | 0 | 0
F3_Commercial_OR - Miscellaneous_Existing_Space Heating_Natural Gas_Windows - Secondary Glazing Systems_A_Achievable Economic RVT Potential | F3 | Commercial | OR - Miscellaneous | Existing | Space Heating | Natural Gas | Windows - Secondary Glazing Systems | A | Integrated Unit Winter Peak Savings (kW) | Achievable Economic RVT Potential | 0 | 0 | 0 | 0 | 0 | 0 | 0 | 0 | 0 | 0 | 0 | 0 | 0 | 0 | 0 | 0 | 0 | 0 | 0 | 0 | 0 | 0 | 0 | 0 | 0 | 0 | 0
F4_Commercial_OR - Miscellaneous_Existing_Space Heating_Natural Gas_Windows - Secondary Glazing Systems_A_Achievable Economic RVT Potential | F4 | Commercial | OR - Miscellaneous | Existing | Space Heating | Natural Gas | Windows - Secondary Glazing Systems | A | Incremental Energy Savings (MWh or mTherms) | Achievable Economic RVT Potential | 0 | 0 | 0 | 0 | 0 | 0 | 0 | 0 | 0 | 0 | 0 | 0 | 0 | 0 | 0 | 0 | 0 | 0 | 0 | 0 | 0 | 0 | 0 | 0 | 0 | 0 | 0
F5_Commercial_OR - Miscellaneous_Existing_Space Heating_Natural Gas_Windows - Secondary Glazing Systems_A_Achievable Economic RVT Potential | F5 | Commercial | OR - Miscellaneous | Existing | Space Heating | Natural Gas | Windows - Secondary Glazing Systems | A | Incremental Summer Peak Savings (MW) | Achievable Economic RVT Potential | 0 | 0 | 0 | 0 | 0 | 0 | 0 | 0 | 0 | 0 | 0 | 0 | 0 | 0 | 0 | 0 | 0 | 0 | 0 | 0 | 0 | 0 | 0 | 0 | 0 | 0 | 0
F6_Commercial_OR - Miscellaneous_Existing_Space Heating_Natural Gas_Windows - Secondary Glazing Systems_A_Achievable Economic RVT Potential | F6 | Commercial | OR - Miscellaneous | Existing | Space Heating | Natural Gas | Windows - Secondary Glazing Systems | A | Incremental Winter Peak Savings (MW) | Achievable Economic RVT Potential | 0 | 0 | 0 | 0 | 0 | 0 | 0 | 0 | 0 | 0 | 0 | 0 | 0 | 0 | 0 | 0 | 0 | 0 | 0 | 0 | 0 | 0 | 0 | 0 | 0 | 0 | 0
F7_Commercial_OR - Miscellaneous_Existing_Space Heating_Natural Gas_Windows - Secondary Glazing Systems_A_Achievable Economic RVT Potential | F7 | Commercial | OR - Miscellaneous | Existing | Space Heating | Natural Gas | Windows - Secondary Glazing Systems | A | Cumulative Energy Savings (MWh or mTherms) | Achievable Economic RVT Potential | 0 | 0 | 0 | 0 | 0 | 0 | 0 | 0 | 0 | 0 | 0 | 0 | 0 | 0 | 0 | 0 | 0 | 0 | 0 | 0 | 0 | 0 | 0 | 0 | 0 | 0 | 0
F8_Commercial_OR - Miscellaneous_Existing_Space Heating_Natural Gas_Windows - Secondary Glazing Systems_A_Achievable Economic RVT Potential | F8 | Commercial | OR - Miscellaneous | Existing | Space Heating | Natural Gas | Windows - Secondary Glazing Systems | A | Cumulative Summer Peak Savings (MW) | Achievable Economic RVT Potential | 0 | 0 | 0 | 0 | 0 | 0 | 0 | 0 | 0 | 0 | 0 | 0 | 0 | 0 | 0 | 0 | 0 | 0 | 0 | 0 | 0 | 0 | 0 | 0 | 0 | 0 | 0
F9_Commercial_OR - Miscellaneous_Existing_Space Heating_Natural Gas_Windows - Secondary Glazing Systems_A_Achievable Economic RVT Potential | F9 | Commercial | OR - Miscellaneous | Existing | Space Heating | Natural Gas | Windows - Secondary Glazing Systems | A | Cumulative Winter Peak Savings (MW) | Achievable Economic RVT Potential | 0 | 0 | 0 | 0 | 0 | 0 | 0 | 0 | 0 | 0 | 0 | 0 | 0 | 0 | 0 | 0 | 0 | 0 | 0 | 0 | 0 | 0 | 0 | 0 | 0 | 0 | 0
F10_Commercial_OR - Miscellaneous_Existing_Space Heating_Natural Gas_Windows - Secondary Glazing Systems_A_Achievable Economic RVT Potential | F10 | Commercial | OR - Miscellaneous | Existing | Space Heating | Natural Gas | Windows - Secondary Glazing Systems | A | Purchases (Incremental) | Achievable Economic RVT Potential | 0 | 0 | 0 | 0 | 0 | 0 | 0 | 0 | 0 | 0 | 0 | 0 | 0 | 0 | 0 | 0 | 0 | 0 | 0 | 0 | 0 | 0 | 0 | 0 | 0 | 0 | 0
F11_Commercial_OR - Miscellaneous_Existing_Space Heating_Natural Gas_Windows - Secondary Glazing Systems_A_Achievable Economic RVT Potential | F11 | Commercial | OR - Miscellaneous | Existing | Space Heating | Natural Gas | Windows - Secondary Glazing Systems | A | Purchases (Cumulative) | Achievable Economic RVT Potential | 0 | 0 | 0 | 0 | 0 | 0 | 0 | 0 | 0 | 0 | 0 | 0 | 0 | 0 | 0 | 0 | 0 | 0 | 0 | 0 | 0 | 0 | 0 | 0 | 0 | 0 | 0
F1_Commercial_OR - Miscellaneous_Existing_Space Heating_Natural Gas_HVAC - Energy Recovery Ventilator_A_Achievable Economic RVT Potential | F1 | Commercial | OR - Miscellaneous | Existing | Space Heating | Natural Gas | HVAC - Energy Recovery Ventilator | A | Integrated Unit Energy Savings (kWh or therms) | Achievable Economic RVT Potential | 0 | 0 | 0.22479 | 0.2238 | 0.22261 | 0.22126 | 0.21969 | 0.21785 | 0.21572 | 0.21326 | 0.21046 | 0.20736 | 0.20404 | 0.2006 | 0.19718 | 0.19393 | 0.19098 | 0.18851 | 0.18657 | 0.18498 | 0.18387 | 0.18288 | 0.18233 | 0.18182 | 0.18136 | 0.18093 | 0.18054
F2_Commercial_OR - Miscellaneous_Existing_Space Heating_Natural Gas_HVAC - Energy Recovery Ventilator_A_Achievable Economic RVT Potential | F2 | Commercial | OR - Miscellaneous | Existing | Space Heating | Natural Gas | HVAC - Energy Recovery Ventilator | A | Integrated Unit Summer Peak Savings (kW) | Achievable Economic RVT Potential | 0 | 0 | 0 | 0 | 0 | 0 | 0 | 0 | 0 | 0 | 0 | 0 | 0 | 0 | 0 | 0 | 0 | 0 | 0 | 0 | 0 | 0 | 0 | 0 | 0 | 0 | 0
F3_Commercial_OR - Miscellaneous_Existing_Space Heating_Natural Gas_HVAC - Energy Recovery Ventilator_A_Achievable Economic RVT Potential | F3 | Commercial | OR - Miscellaneous | Existing | Space Heating | Natural Gas | HVAC - Energy Recovery Ventilator | A | Integrated Unit Winter Peak Savings (kW) | Achievable Economic RVT Potential | 0 | 0 | 0 | 0 | 0 | 0 | 0 | 0 | 0 | 0 | 0 | 0 | 0 | 0 | 0 | 0 | 0 | 0 | 0 | 0 | 0 | 0 | 0 | 0 | 0 | 0 | 0
F4_Commercial_OR - Miscellaneous_Existing_Space Heating_Natural Gas_HVAC - Energy Recovery Ventilator_A_Achievable Economic RVT Potential | F4 | Commercial | OR - Miscellaneous | Existing | Space Heating | Natural Gas | HVAC - Energy Recovery Ventilator | A | Incremental Energy Savings (MWh or mTherms) | Achievable Economic RVT Potential | 0 | 0 | 0 | 0 | 0 | 0 | 0 | 0 | 0 | 0 | 0 | 0 | 0 | 0 | 0 | 0 | 0 | 0 | 0 | 0 | 0 | 0 | 0 | 0 | 0 | 0 | 0
F5_Commercial_OR - Miscellaneous_Existing_Space Heating_Natural Gas_HVAC - Energy Recovery Ventilator_A_Achievable Economic RVT Potential | F5 | Commercial | OR - Miscellaneous | Existing | Space Heating | Natural Gas | HVAC - Energy Recovery Ventilator | A | Incremental Summer Peak Savings (MW) | Achievable Economic RVT Potential | 0 | 0 | 0 | 0 | 0 | 0 | 0 | 0 | 0 | 0 | 0 | 0 | 0 | 0 | 0 | 0 | 0 | 0 | 0 | 0 | 0 | 0 | 0 | 0 | 0 | 0 | 0
F6_Commercial_OR - Miscellaneous_Existing_Space Heating_Natural Gas_HVAC - Energy Recovery Ventilator_A_Achievable Economic RVT Potential | F6 | Commercial | OR - Miscellaneous | Existing | Space Heating | Natural Gas | HVAC - Energy Recovery Ventilator | A | Incremental Winter Peak Savings (MW) | Achievable Economic RVT Potential | 0 | 0 | 0 | 0 | 0 | 0 | 0 | 0 | 0 | 0 | 0 | 0 | 0 | 0 | 0 | 0 | 0 | 0 | 0 | 0 | 0 | 0 | 0 | 0 | 0 | 0 | 0
F7_Commercial_OR - Miscellaneous_Existing_Space Heating_Natural Gas_HVAC - Energy Recovery Ventilator_A_Achievable Economic RVT Potential | F7 | Commercial | OR - Miscellaneous | Existing | Space Heating | Natural Gas | HVAC - Energy Recovery Ventilator | A | Cumulative Energy Savings (MWh or mTherms) | Achievable Economic RVT Potential | 0 | 0 | 0 | 0 | 0 | 0 | 0 | 0 | 0 | 0 | 0 | 0 | 0 | 0 | 0 | 0 | 0 | 0 | 0 | 0 | 0 | 0 | 0 | 0 | 0 | 0 | 0
F8_Commercial_OR - Miscellaneous_Existing_Space Heating_Natural Gas_HVAC - Energy Recovery Ventilator_A_Achievable Economic RVT Potential | F8 | Commercial | OR - Miscellaneous | Existing | Space Heating | Natural Gas | HVAC - Energy Recovery Ventilator | A | Cumulative Summer Peak Savings (MW) | Achievable Economic RVT Potential | 0 | 0 | 0 | 0 | 0 | 0 | 0 | 0 | 0 | 0 | 0 | 0 | 0 | 0 | 0 | 0 | 0 | 0 | 0 | 0 | 0 | 0 | 0 | 0 | 0 | 0 | 0
F9_Commercial_OR - Miscellaneous_Existing_Space Heating_Natural Gas_HVAC - Energy Recovery Ventilator_A_Achievable Economic RVT Potential | F9 | Commercial | OR - Miscellaneous | Existing | Space Heating | Natural Gas | HVAC - Energy Recovery Ventilator | A | Cumulative Winter Peak Savings (MW) | Achievable Economic RVT Potential | 0 | 0 | 0 | 0 | 0 | 0 | 0 | 0 | 0 | 0 | 0 | 0 | 0 | 0 | 0 | 0 | 0 | 0 | 0 | 0 | 0 | 0 | 0 | 0 | 0 | 0 | 0
F10_Commercial_OR - Miscellaneous_Existing_Space Heating_Natural Gas_HVAC - Energy Recovery Ventilator_A_Achievable Economic RVT Potential | F10 | Commercial | OR - Miscellaneous | Existing | Space Heating | Natural Gas | HVAC - Energy Recovery Ventilator | A | Purchases (Incremental) | Achievable Economic RVT Potential | 0 | 0 | 0 | 0 | 0 | 0 | 0 | 0 | 0 | 0 | 0 | 0 | 0 | 0 | 0 | 0 | 0 | 0 | 0 | 0 | 0 | 0 | 0 | 0 | 0 | 0 | 0
F11_Commercial_OR - Miscellaneous_Existing_Space Heating_Natural Gas_HVAC - Energy Recovery Ventilator_A_Achievable Economic RVT Potential | F11 | Commercial | OR - Miscellaneous | Existing | Space Heating | Natural Gas | HVAC - Energy Recovery Ventilator | A | Purchases (Cumulative) | Achievable Economic RVT Potential | 0 | 0 | 0 | 0 | 0 | 0 | 0 | 0 | 0 | 0 | 0 | 0 | 0 | 0 | 0 | 0 | 0 | 0 | 0 | 0 | 0 | 0 | 0 | 0 | 0 | 0 | 0
F1_Commercial_OR - Miscellaneous_Existing_Space Heating_Natural Gas_Building Shell - Air Sealing (Infiltration Control)_A_Achievable Economic RVT Potential | F1 | Commercial | OR - Miscellaneous | Existing | Space Heating | Natural Gas | Building Shell - Air Sealing (Infiltration Control) | A | Integrated Unit Energy Savings (kWh or therms) | Achievable Economic RVT Potential | 0 | 0 | 1.4443 | 1.4348 | 1.4234 | 1.4105 | 1.3957 | 1.3784 | 1.3586 | 1.3362 | 1.3114 | 1.2846 | 1.2572 | 1.2296 | 1.2025 | 1.1768 | 1.1538 | 1.1344 | 1.1191 | 1.1065 | 1.0976 | 1.0895 | 1.0862 | 1.0832 | 1.0804 | 1.0779 | 1.0755
F2_Commercial_OR - Miscellaneous_Existing_Space Heating_Natural Gas_Building Shell - Air Sealing (Infiltration Control)_A_Achievable Economic RVT Potential | F2 | Commercial | OR - Miscellaneous | Existing | Space Heating | Natural Gas | Building Shell - Air Sealing (Infiltration Control) | A | Integrated Unit Summer Peak Savings (kW) | Achievable Economic RVT Potential | 0 | 0 | 0 | 0 | 0 | 0 | 0 | 0 | 0 | 0 | 0 | 0 | 0 | 0 | 0 | 0 | 0 | 0 | 0 | 0 | 0 | 0 | 0 | 0 | 0 | 0 | 0
F3_Commercial_OR - Miscellaneous_Existing_Space Heating_Natural Gas_Building Shell - Air Sealing (Infiltration Control)_A_Achievable Economic RVT Potential | F3 | Commercial | OR - Miscellaneous | Existing | Space Heating | Natural Gas | Building Shell - Air Sealing (Infiltration Control) | A | Integrated Unit Winter Peak Savings (kW) | Achievable Economic RVT Potential | 0 | 0 | 0 | 0 | 0 | 0 | 0 | 0 | 0 | 0 | 0 | 0 | 0 | 0 | 0 | 0 | 0 | 0 | 0 | 0 | 0 | 0 | 0 | 0 | 0 | 0 | 0
F4_Commercial_OR - Miscellaneous_Existing_Space Heating_Natural Gas_Building Shell - Air Sealing (Infiltration Control)_A_Achievable Economic RVT Potential | F4 | Commercial | OR - Miscellaneous | Existing | Space Heating | Natural Gas | Building Shell - Air Sealing (Infiltration Control) | A | Incremental Energy Savings (MWh or mTherms) | Achievable Economic RVT Potential | 0 | 0 | 0 | 0 | 0 | 0 | 0 | 0 | 0 | 0 | 0 | 0 | 0 | 0 | 0 | 0 | 0 | 0 | 0 | 0 | 0 | 0 | 0 | 0 | 0 | 0 | 0
F5_Commercial_OR - Miscellaneous_Existing_Space Heating_Natural Gas_Building Shell - Air Sealing (Infiltration Control)_A_Achievable Economic RVT Potential | F5 | Commercial | OR - Miscellaneous | Existing | Space Heating | Natural Gas | Building Shell - Air Sealing (Infiltration Control) | A | Incremental Summer Peak Savings (MW) | Achievable Economic RVT Potential | 0 | 0 | 0 | 0 | 0 | 0 | 0 | 0 | 0 | 0 | 0 | 0 | 0 | 0 | 0 | 0 | 0 | 0 | 0 | 0 | 0 | 0 | 0 | 0 | 0 | 0 | 0
F6_Commercial_OR - Miscellaneous_Existing_Space Heating_Natural Gas_Building Shell - Air Sealing (Infiltration Control)_A_Achievable Economic RVT Potential | F6 | Commercial | OR - Miscellaneous | Existing | Space Heating | Natural Gas | Building Shell - Air Sealing (Infiltration Control) | A | Incremental Winter Peak Savings (MW) | Achievable Economic RVT Potential | 0 | 0 | 0 | 0 | 0 | 0 | 0 | 0 | 0 | 0 | 0 | 0 | 0 | 0 | 0 | 0 | 0 | 0 | 0 | 0 | 0 | 0 | 0 | 0 | 0 | 0 | 0
F7_Commercial_OR - Miscellaneous_Existing_Space Heating_Natural Gas_Building Shell - Air Sealing (Infiltration Control)_A_Achievable Economic RVT Potential | F7 | Commercial | OR - Miscellaneous | Existing | Space Heating | Natural Gas | Building Shell - Air Sealing (Infiltration Control) | A | Cumulative Energy Savings (MWh or mTherms) | Achievable Economic RVT Potential | 0 | 0 | 0 | 0 | 0 | 0 | 0 | 0 | 0 | 0 | 0 | 0 | 0 | 0 | 0 | 0 | 0 | 0 | 0 | 0 | 0 | 0 | 0 | 0 | 0 | 0 | 0
F8_Commercial_OR - Miscellaneous_Existing_Space Heating_Natural Gas_Building Shell - Air Sealing (Infiltration Control)_A_Achievable Economic RVT Potential | F8 | Commercial | OR - Miscellaneous | Existing | Space Heating | Natural Gas | Building Shell - Air Sealing (Infiltration Control) | A | Cumulative Summer Peak Savings (MW) | Achievable Economic RVT Potential | 0 | 0 | 0 | 0 | 0 | 0 | 0 | 0 | 0 | 0 | 0 | 0 | 0 | 0 | 0 | 0 | 0 | 0 | 0 | 0 | 0 | 0 | 0 | 0 | 0 | 0 | 0
F9_Commercial_OR - Miscellaneous_Existing_Space Heating_Natural Gas_Building Shell - Air Sealing (Infiltration Control)_A_Achievable Economic RVT Potential | F9 | Commercial | OR - Miscellaneous | Existing | Space Heating | Natural Gas | Building Shell - Air Sealing (Infiltration Control) | A | Cumulative Winter Peak Savings (MW) | Achievable Economic RVT Potential | 0 | 0 | 0 | 0 | 0 | 0 | 0 | 0 | 0 | 0 | 0 | 0 | 0 | 0 | 0 | 0 | 0 | 0 | 0 | 0 | 0 | 0 | 0 | 0 | 0 | 0 | 0
F10_Commercial_OR - Miscellaneous_Existing_Space Heating_Natural Gas_Building Shell - Air Sealing (Infiltration Control)_A_Achievable Economic RVT Potential | F10 | Commercial | OR - Miscellaneous | Existing | Space Heating | Natural Gas | Building Shell - Air Sealing (Infiltration Control) | A | Purchases (Incremental) | Achievable Economic RVT Potential | 0 | 0 | 0 | 0 | 0 | 0 | 0 | 0 | 0 | 0 | 0 | 0 | 0 | 0 | 0 | 0 | 0 | 0 | 0 | 0 | 0 | 0 | 0 | 0 | 0 | 0 | 0
F11_Commercial_OR - Miscellaneous_Existing_Space Heating_Natural Gas_Building Shell - Air Sealing (Infiltration Control)_A_Achievable Economic RVT Potential | F11 | Commercial | OR - Miscellaneous | Existing | Space Heating | Natural Gas | Building Shell - Air Sealing (Infiltration Control) | A | Purchases (Cumulative) | Achievable Economic RVT Potential | 0 | 0 | 0 | 0 | 0 | 0 | 0 | 0 | 0 | 0 | 0 | 0 | 0 | 0 | 0 | 0 | 0 | 0 | 0 | 0 | 0 | 0 | 0 | 0 | 0 | 0 | 0
F1_Commercial_OR - Miscellaneous_Existing_Space Heating_Natural Gas_Ventilation - Demand Controlled_A_Achievable Economic RVT Potential | F1 | Commercial | OR - Miscellaneous | Existing | Space Heating | Natural Gas | Ventilation - Demand Controlled | A | Integrated Unit Energy Savings (kWh or therms) | Achievable Economic RVT Potential | 0 | 0 | 0.055469 | 0.055143 | 0.05477 | 0.054354 | 0.053884 | 0.053348 | 0.052739 | 0.052052 | 0.051286 | 0.050451 | 0.049567 | 0.048659 | 0.047762 | 0.04691 | 0.046133 | 0.045476 | 0.044946 | 0.044504 | 0.044176 | 0.043879 | 0.043747 | 0.043625 | 0.043513 | 0.04341 | 0.043315
F2_Commercial_OR - Miscellaneous_Existing_Space Heating_Natural Gas_Ventilation - Demand Controlled_A_Achievable Economic RVT Potential | F2 | Commercial | OR - Miscellaneous | Existing | Space Heating | Natural Gas | Ventilation - Demand Controlled | A | Integrated Unit Summer Peak Savings (kW) | Achievable Economic RVT Potential | 0 | 0 | 0 | 0 | 0 | 0 | 0 | 0 | 0 | 0 | 0 | 0 | 0 | 0 | 0 | 0 | 0 | 0 | 0 | 0 | 0 | 0 | 0 | 0 | 0 | 0 | 0
F3_Commercial_OR - Miscellaneous_Existing_Space Heating_Natural Gas_Ventilation - Demand Controlled_A_Achievable Economic RVT Potential | F3 | Commercial | OR - Miscellaneous | Existing | Space Heating | Natural Gas | Ventilation - Demand Controlled | A | Integrated Unit Winter Peak Savings (kW) | Achievable Economic RVT Potential | 0 | 0 | 0 | 0 | 0 | 0 | 0 | 0 | 0 | 0 | 0 | 0 | 0 | 0 | 0 | 0 | 0 | 0 | 0 | 0 | 0 | 0 | 0 | 0 | 0 | 0 | 0
F4_Commercial_OR - Miscellaneous_Existing_Space Heating_Natural Gas_Ventilation - Demand Controlled_A_Achievable Economic RVT Potential | F4 | Commercial | OR - Miscellaneous | Existing | Space Heating | Natural Gas | Ventilation - Demand Controlled | A | Incremental Energy Savings (MWh or mTherms) | Achievable Economic RVT Potential | 0 | 0 | 0 | 0 | 0 | 0 | 0 | 0 | 0 | 0 | 0 | 0 | 0 | 0 | 0 | 0 | 0 | 0 | 0 | 0 | 0 | 0 | 0 | 0 | 0 | 0 | 0
F5_Commercial_OR - Miscellaneous_Existing_Space Heating_Natural Gas_Ventilation - Demand Controlled_A_Achievable Economic RVT Potential | F5 | Commercial | OR - Miscellaneous | Existing | Space Heating | Natural Gas | Ventilation - Demand Controlled | A | Incremental Summer Peak Savings (MW) | Achievable Economic RVT Potential | 0 | 0 | 0 | 0 | 0 | 0 | 0 | 0 | 0 | 0 | 0 | 0 | 0 | 0 | 0 | 0 | 0 | 0 | 0 | 0 | 0 | 0 | 0 | 0 | 0 | 0 | 0
F6_Commercial_OR - Miscellaneous_Existing_Space Heating_Natural Gas_Ventilation - Demand Controlled_A_Achievable Economic RVT Potential | F6 | Commercial | OR - Miscellaneous | Existing | Space Heating | Natural Gas | Ventilation - Demand Controlled | A | Incremental Winter Peak Savings (MW) | Achievable Economic RVT Potential | 0 | 0 | 0 | 0 | 0 | 0 | 0 | 0 | 0 | 0 | 0 | 0 | 0 | 0 | 0 | 0 | 0 | 0 | 0 | 0 | 0 | 0 | 0 | 0 | 0 | 0 | 0
F7_Commercial_OR - Miscellaneous_Existing_Space Heating_Natural Gas_Ventilation - Demand Controlled_A_Achievable Economic RVT Potential | F7 | Commercial | OR - Miscellaneous | Existing | Space Heating | Natural Gas | Ventilation - Demand Controlled | A | Cumulative Energy Savings (MWh or mTherms) | Achievable Economic RVT Potential | 0 | 0 | 0 | 0 | 0 | 0 | 0 | 0 | 0 | 0 | 0 | 0 | 0 | 0 | 0 | 0 | 0 | 0 | 0 | 0 | 0 | 0 | 0 | 0 | 0 | 0 | 0
F8_Commercial_OR - Miscellaneous_Existing_Space Heating_Natural Gas_Ventilation - Demand Controlled_A_Achievable Economic RVT Potential | F8 | Commercial | OR - Miscellaneous | Existing | Space Heating | Natural Gas | Ventilation - Demand Controlled | A | Cumulative Summer Peak Savings (MW) | Achievable Economic RVT Potential | 0 | 0 | 0 | 0 | 0 | 0 | 0 | 0 | 0 | 0 | 0 | 0 | 0 | 0 | 0 | 0 | 0 | 0 | 0 | 0 | 0 | 0 | 0 | 0 | 0 | 0 | 0
F9_Commercial_OR - Miscellaneous_Existing_Space Heating_Natural Gas_Ventilation - Demand Controlled_A_Achievable Economic RVT Potential | F9 | Commercial | OR - Miscellaneous | Existing | Space Heating | Natural Gas | Ventilation - Demand Controlled | A | Cumulative Winter Peak Savings (MW) | Achievable Economic RVT Potential | 0 | 0 | 0 | 0 | 0 | 0 | 0 | 0 | 0 | 0 | 0 | 0 | 0 | 0 | 0 | 0 | 0 | 0 | 0 | 0 | 0 | 0 | 0 | 0 | 0 | 0 | 0
F10_Commercial_OR - Miscellaneous_Existing_Space Heating_Natural Gas_Ventilation - Demand Controlled_A_Achievable Economic RVT Potential | F10 | Commercial | OR - Miscellaneous | Existing | Space Heating | Natural Gas | Ventilation - Demand Controlled | A | Purchases (Incremental) | Achievable Economic RVT Potential | 0 | 0 | 0 | 0 | 0 | 0 | 0 | 0 | 0 | 0 | 0 | 0 | 0 | 0 | 0 | 0 | 0 | 0 | 0 | 0 | 0 | 0 | 0 | 0 | 0 | 0 | 0
F11_Commercial_OR - Miscellaneous_Existing_Space Heating_Natural Gas_Ventilation - Demand Controlled_A_Achievable Economic RVT Potential | F11 | Commercial | OR - Miscellaneous | Existing | Space Heating | Natural Gas | Ventilation - Demand Controlled | A | Purchases (Cumulative) | Achievable Economic RVT Potential | 0 | 0 | 0 | 0 | 0 | 0 | 0 | 0 | 0 | 0 | 0 | 0 | 0 | 0 | 0 | 0 | 0 | 0 | 0 | 0 | 0 | 0 | 0 | 0 | 0 | 0 | 0
F1_Commercial_OR - Miscellaneous_Existing_Space Heating_Natural Gas_HVAC - Dedicated Outdoor Air System (DOAS)_A_Achievable Economic RVT Potential | F1 | Commercial | OR - Miscellaneous | Existing | Space Heating | Natural Gas | HVAC - Dedicated Outdoor Air System (DOAS) | A | Integrated Unit Energy Savings (kWh or therms) | Achievable Economic RVT Potential | 0 | 0 | 0.36105 | 0.35787 | 0.35404 | 0.3497 | 0.34469 | 0.33904 | 0.33256 | 0.3253 | 0.31735 | 0.3089 | 0.30028 | 0.29166 | 0.2833 | 0.2755 | 0.26857 | 0.26284 | 0.25836 | 0.25475 | 0.25222 | 0.24997 | 0.24921 | 0.24851 | 0.24786 | 0.24727 | 0.24672
F2_Commercial_OR - Miscellaneous_Existing_Space Heating_Natural Gas_HVAC - Dedicated Outdoor Air System (DOAS)_A_Achievable Economic RVT Potential | F2 | Commercial | OR - Miscellaneous | Existing | Space Heating | Natural Gas | HVAC - Dedicated Outdoor Air System (DOAS) | A | Integrated Unit Summer Peak Savings (kW) | Achievable Economic RVT Potential | 0 | 0 | 0 | 0 | 0 | 0 | 0 | 0 | 0 | 0 | 0 | 0 | 0 | 0 | 0 | 0 | 0 | 0 | 0 | 0 | 0 | 0 | 0 | 0 | 0 | 0 | 0
F3_Commercial_OR - Miscellaneous_Existing_Space Heating_Natural Gas_HVAC - Dedicated Outdoor Air System (DOAS)_A_Achievable Economic RVT Potential | F3 | Commercial | OR - Miscellaneous | Existing | Space Heating | Natural Gas | HVAC - Dedicated Outdoor Air System (DOAS) | A | Integrated Unit Winter Peak Savings (kW) | Achievable Economic RVT Potential | 0 | 0 | 0 | 0 | 0 | 0 | 0 | 0 | 0 | 0 | 0 | 0 | 0 | 0 | 0 | 0 | 0 | 0 | 0 | 0 | 0 | 0 | 0 | 0 | 0 | 0 | 0
F4_Commercial_OR - Miscellaneous_Existing_Space Heating_Natural Gas_HVAC - Dedicated Outdoor Air System (DOAS)_A_Achievable Economic RVT Potential | F4 | Commercial | OR - Miscellaneous | Existing | Space Heating | Natural Gas | HVAC - Dedicated Outdoor Air System (DOAS) | A | Incremental Energy Savings (MWh or mTherms) | Achievable Economic RVT Potential | 0 | 0 | 0 | 0 | 0 | 0 | 0 | 0 | 0 | 0 | 0 | 0 | 0 | 0 | 0 | 0 | 0 | 0 | 0 | 0 | 0 | 0 | 0 | 0 | 0 | 0 | 0
F5_Commercial_OR - Miscellaneous_Existing_Space Heating_Natural Gas_HVAC - Dedicated Outdoor Air System (DOAS)_A_Achievable Economic RVT Potential | F5 | Commercial | OR - Miscellaneous | Existing | Space Heating | Natural Gas | HVAC - Dedicated Outdoor Air System (DOAS) | A | Incremental Summer Peak Savings (MW) | Achievable Economic RVT Potential | 0 | 0 | 0 | 0 | 0 | 0 | 0 | 0 | 0 | 0 | 0 | 0 | 0 | 0 | 0 | 0 | 0 | 0 | 0 | 0 | 0 | 0 | 0 | 0 | 0 | 0 | 0
F6_Commercial_OR - Miscellaneous_Existing_Space Heating_Natural Gas_HVAC - Dedicated Outdoor Air System (DOAS)_A_Achievable Economic RVT Potential | F6 | Commercial | OR - Miscellaneous | Existing | Space Heating | Natural Gas | HVAC - Dedicated Outdoor Air System (DOAS) | A | Incremental Winter Peak Savings (MW) | Achievable Economic RVT Potential | 0 | 0 | 0 | 0 | 0 | 0 | 0 | 0 | 0 | 0 | 0 | 0 | 0 | 0 | 0 | 0 | 0 | 0 | 0 | 0 | 0 | 0 | 0 | 0 | 0 | 0 | 0
F7_Commercial_OR - Miscellaneous_Existing_Space Heating_Natural Gas_HVAC - Dedicated Outdoor Air System (DOAS)_A_Achievable Economic RVT Potential | F7 | Commercial | OR - Miscellaneous | Existing | Space Heating | Natural Gas | HVAC - Dedicated Outdoor Air System (DOAS) | A | Cumulative Energy Savings (MWh or mTherms) | Achievable Economic RVT Potential | 0 | 0 | 0 | 0 | 0 | 0 | 0 | 0 | 0 | 0 | 0 | 0 | 0 | 0 | 0 | 0 | 0 | 0 | 0 | 0 | 0 | 0 | 0 | 0 | 0 | 0 | 0
F8_Commercial_OR - Miscellaneous_Existing_Space Heating_Natural Gas_HVAC - Dedicated Outdoor Air System (DOAS)_A_Achievable Economic RVT Potential | F8 | Commercial | OR - Miscellaneous | Existing | Space Heating | Natural Gas | HVAC - Dedicated Outdoor Air System (DOAS) | A | Cumulative Summer Peak Savings (MW) | Achievable Economic RVT Potential | 0 | 0 | 0 | 0 | 0 | 0 | 0 | 0 | 0 | 0 | 0 | 0 | 0 | 0 | 0 | 0 | 0 | 0 | 0 | 0 | 0 | 0 | 0 | 0 | 0 | 0 | 0
F9_Commercial_OR - Miscellaneous_Existing_Space Heating_Natural Gas_HVAC - Dedicated Outdoor Air System (DOAS)_A_Achievable Economic RVT Potential | F9 | Commercial | OR - Miscellaneous | Existing | Space Heating | Natural Gas | HVAC - Dedicated Outdoor Air System (DOAS) | A | Cumulative Winter Peak Savings (MW) | Achievable Economic RVT Potential | 0 | 0 | 0 | 0 | 0 | 0 | 0 | 0 | 0 | 0 | 0 | 0 | 0 | 0 | 0 | 0 | 0 | 0 | 0 | 0 | 0 | 0 | 0 | 0 | 0 | 0 | 0
F10_Commercial_OR - Miscellaneous_Existing_Space Heating_Natural Gas_HVAC - Dedicated Outdoor Air System (DOAS)_A_Achievable Economic RVT Potential | F10 | Commercial | OR - Miscellaneous | Existing | Space Heating | Natural Gas | HVAC - Dedicated Outdoor Air System (DOAS) | A | Purchases (Incremental) | Achievable Economic RVT Potential | 0 | 0 | 0 | 0 | 0 | 0 | 0 | 0 | 0 | 0 | 0 | 0 | 0 | 0 | 0 | 0 | 0 | 0 | 0 | 0 | 0 | 0 | 0 | 0 | 0 | 0 | 0
F11_Commercial_OR - Miscellaneous_Existing_Space Heating_Natural Gas_HVAC - Dedicated Outdoor Air System (DOAS)_A_Achievable Economic RVT Potential | F11 | Commercial | OR - Miscellaneous | Existing | Space Heating | Natural Gas | HVAC - Dedicated Outdoor Air System (DOAS) | A | Purchases (Cumulative) | Achievable Economic RVT Potential | 0 | 0 | 0 | 0 | 0 | 0 | 0 | 0 | 0 | 0 | 0 | 0 | 0 | 0 | 0 | 0 | 0 | 0 | 0 | 0 | 0 | 0 | 0 | 0 | 0 | 0 | 0
F1_Commercial_OR - Miscellaneous_Existing_Space Heating_Natural Gas_Destratification Fans (HVLS)_A_Achievable Economic RVT Potential | F1 | Commercial | OR - Miscellaneous | Existing | Space Heating | Natural Gas | Destratification Fans (HVLS) | A | Integrated Unit Energy Savings (kWh or therms) | Achievable Economic RVT Potential | 0 | 0 | 765.5851 | 760.2983 | 754.0635 | 746.9983 | 738.8967 | 729.5132 | 718.7614 | 706.6243 | 693.1927 | 678.7234 | 663.973 | 649.1824 | 634.7198 | 621.0962 | 608.8376 | 598.5977 | 590.4819 | 583.8586 | 579.1148 | 574.8668 | 573.1356 | 571.5415 | 570.0736 | 568.7218 | 567.477
F2_Commercial_OR - Miscellaneous_Existing_Space Heating_Natural Gas_Destratification Fans (HVLS)_A_Achievable Economic RVT Potential | F2 | Commercial | OR - Miscellaneous | Existing | Space Heating | Natural Gas | Destratification Fans (HVLS) | A | Integrated Unit Summer Peak Savings (kW) | Achievable Economic RVT Potential | 0 | 0 | 0 | 0 | 0 | 0 | 0 | 0 | 0 | 0 | 0 | 0 | 0 | 0 | 0 | 0 | 0 | 0 | 0 | 0 | 0 | 0 | 0 | 0 | 0 | 0 | 0
F3_Commercial_OR - Miscellaneous_Existing_Space Heating_Natural Gas_Destratification Fans (HVLS)_A_Achievable Economic RVT Potential | F3 | Commercial | OR - Miscellaneous | Existing | Space Heating | Natural Gas | Destratification Fans (HVLS) | A | Integrated Unit Winter Peak Savings (kW) | Achievable Economic RVT Potential | 0 | 0 | 0 | 0 | 0 | 0 | 0 | 0 | 0 | 0 | 0 | 0 | 0 | 0 | 0 | 0 | 0 | 0 | 0 | 0 | 0 | 0 | 0 | 0 | 0 | 0 | 0
F4_Commercial_OR - Miscellaneous_Existing_Space Heating_Natural Gas_Destratification Fans (HVLS)_A_Achievable Economic RVT Potential | F4 | Commercial | OR - Miscellaneous | Existing | Space Heating | Natural Gas | Destratification Fans (HVLS) | A | Incremental Energy Savings (MWh or mTherms) | Achievable Economic RVT Potential | 0 | 0 | 0 | 0 | 0 | 0 | 0 | 0 | 0 | 0 | 0 | 0 | 0 | 0 | 0 | 0 | 0 | 0 | 0 | 0 | 0 | 0 | 0 | 0 | 0 | 0 | 0
F5_Commercial_OR - Miscellaneous_Existing_Space Heating_Natural Gas_Destratification Fans (HVLS)_A_Achievable Economic RVT Potential | F5 | Commercial | OR - Miscellaneous | Existing | Space Heating | Natural Gas | Destratification Fans (HVLS) | A | Incremental Summer Peak Savings (MW) | Achievable Economic RVT Potential | 0 | 0 | 0 | 0 | 0 | 0 | 0 | 0 | 0 | 0 | 0 | 0 | 0 | 0 | 0 | 0 | 0 | 0 | 0 | 0 | 0 | 0 | 0 | 0 | 0 | 0 | 0
F6_Commercial_OR - Miscellaneous_Existing_Space Heating_Natural Gas_Destratification Fans (HVLS)_A_Achievable Economic RVT Potential | F6 | Commercial | OR - Miscellaneous | Existing | Space Heating | Natural Gas | Destratification Fans (HVLS) | A | Incremental Winter Peak Savings (MW) | Achievable Economic RVT Potential | 0 | 0 | 0 | 0 | 0 | 0 | 0 | 0 | 0 | 0 | 0 | 0 | 0 | 0 | 0 | 0 | 0 | 0 | 0 | 0 | 0 | 0 | 0 | 0 | 0 | 0 | 0
F7_Commercial_OR - Miscellaneous_Existing_Space Heating_Natural Gas_Destratification Fans (HVLS)_A_Achievable Economic RVT Potential | F7 | Commercial | OR - Miscellaneous | Existing | Space Heating | Natural Gas | Destratification Fans (HVLS) | A | Cumulative Energy Savings (MWh or mTherms) | Achievable Economic RVT Potential | 0 | 0 | 0 | 0 | 0 | 0 | 0 | 0 | 0 | 0 | 0 | 0 | 0 | 0 | 0 | 0 | 0 | 0 | 0 | 0 | 0 | 0 | 0 | 0 | 0 | 0 | 0
F8_Commercial_OR - Miscellaneous_Existing_Space Heating_Natural Gas_Destratification Fans (HVLS)_A_Achievable Economic RVT Potential | F8 | Commercial | OR - Miscellaneous | Existing | Space Heating | Natural Gas | Destratification Fans (HVLS) | A | Cumulative Summer Peak Savings (MW) | Achievable Economic RVT Potential | 0 | 0 | 0 | 0 | 0 | 0 | 0 | 0 | 0 | 0 | 0 | 0 | 0 | 0 | 0 | 0 | 0 | 0 | 0 | 0 | 0 | 0 | 0 | 0 | 0 | 0 | 0
F9_Commercial_OR - Miscellaneous_Existing_Space Heating_Natural Gas_Destratification Fans (HVLS)_A_Achievable Economic RVT Potential | F9 | Commercial | OR - Miscellaneous | Existing | Space Heating | Natural Gas | Destratification Fans (HVLS) | A | Cumulative Winter Peak Savings (MW) | Achievable Economic RVT Potential | 0 | 0 | 0 | 0 | 0 | 0 | 0 | 0 | 0 | 0 | 0 | 0 | 0 | 0 | 0 | 0 | 0 | 0 | 0 | 0 | 0 | 0 | 0 | 0 | 0 | 0 | 0
F10_Commercial_OR - Miscellaneous_Existing_Space Heating_Natural Gas_Destratification Fans (HVLS)_A_Achievable Economic RVT Potential | F10 | Commercial | OR - Miscellaneous | Existing | Space Heating | Natural Gas | Destratification Fans (HVLS) | A | Purchases (Incremental) | Achievable Economic RVT Potential | 0 | 0 | 0 | 0 | 0 | 0 | 0 | 0 | 0 | 0 | 0 | 0 | 0 | 0 | 0 | 0 | 0 | 0 | 0 | 0 | 0 | 0 | 0 | 0 | 0 | 0 | 0
F11_Commercial_OR - Miscellaneous_Existing_Space Heating_Natural Gas_Destratification Fans (HVLS)_A_Achievable Economic RVT Potential | F11 | Commercial | OR - Miscellaneous | Existing | Space Heating | Natural Gas | Destratification Fans (HVLS) | A | Purchases (Cumulative) | Achievable Economic RVT Potential | 0 | 0 | 0 | 0 | 0 | 0 | 0 | 0 | 0 | 0 | 0 | 0 | 0 | 0 | 0 | 0 | 0 | 0 | 0 | 0 | 0 | 0 | 0 | 0 | 0 | 0 | 0
F1_Commercial_OR - Miscellaneous_Existing_Space Heating_Natural Gas_Gas Boiler - Maintenance_A_Achievable Economic RVT Potential | F1 | Commercial | OR - Miscellaneous | Existing | Space Heating | Natural Gas | Gas Boiler - Maintenance | A | Integrated Unit Energy Savings (kWh or therms) | Achievable Economic RVT Potential | 0 | 0 | 0.27821 | 0.27566 | 0.27268 | 0.26934 | 0.26552 | 0.26127 | 0.25644 | 0.25105 | 0.24517 | 0.23894 | 0.2326 | 0.22629 | 0.22018 | 0.21452 | 0.20955 | 0.20552 | 0.20248 | 0.20008 | 0.1985 | 0.19712 | 0.19687 | 0.19665 | 0.19644 | 0.19626 | 0.19609
F2_Commercial_OR - Miscellaneous_Existing_Space Heating_Natural Gas_Gas Boiler - Maintenance_A_Achievable Economic RVT Potential | F2 | Commercial | OR - Miscellaneous | Existing | Space Heating | Natural Gas | Gas Boiler - Maintenance | A | Integrated Unit Summer Peak Savings (kW) | Achievable Economic RVT Potential | 0 | 0 | 0 | 0 | 0 | 0 | 0 | 0 | 0 | 0 | 0 | 0 | 0 | 0 | 0 | 0 | 0 | 0 | 0 | 0 | 0 | 0 | 0 | 0 | 0 | 0 | 0
F3_Commercial_OR - Miscellaneous_Existing_Space Heating_Natural Gas_Gas Boiler - Maintenance_A_Achievable Economic RVT Potential | F3 | Commercial | OR - Miscellaneous | Existing | Space Heating | Natural Gas | Gas Boiler - Maintenance | A | Integrated Unit Winter Peak Savings (kW) | Achievable Economic RVT Potential | 0 | 0 | 0 | 0 | 0 | 0 | 0 | 0 | 0 | 0 | 0 | 0 | 0 | 0 | 0 | 0 | 0 | 0 | 0 | 0 | 0 | 0 | 0 | 0 | 0 | 0 | 0
F4_Commercial_OR - Miscellaneous_Existing_Space Heating_Natural Gas_Gas Boiler - Maintenance_A_Achievable Economic RVT Potential | F4 | Commercial | OR - Miscellaneous | Existing | Space Heating | Natural Gas | Gas Boiler - Maintenance | A | Incremental Energy Savings (MWh or mTherms) | Achievable Economic RVT Potential | 0 | 0 | 0 | 0 | 0 | 0 | 0 | 0 | 0 | 0 | 0 | 0 | 0 | 0 | 0 | 0 | 0 | 0 | 0 | 0 | 0 | 0 | 0 | 0 | 0 | 0 | 0
F5_Commercial_OR - Miscellaneous_Existing_Space Heating_Natural Gas_Gas Boiler - Maintenance_A_Achievable Economic RVT Potential | F5 | Commercial | OR - Miscellaneous | Existing | Space Heating | Natural Gas | Gas Boiler - Maintenance | A | Incremental Summer Peak Savings (MW) | Achievable Economic RVT Potential | 0 | 0 | 0 | 0 | 0 | 0 | 0 | 0 | 0 | 0 | 0 | 0 | 0 | 0 | 0 | 0 | 0 | 0 | 0 | 0 | 0 | 0 | 0 | 0 | 0 | 0 | 0
F6_Commercial_OR - Miscellaneous_Existing_Space Heating_Natural Gas_Gas Boiler - Maintenance_A_Achievable Economic RVT Potential | F6 | Commercial | OR - Miscellaneous | Existing | Space Heating | Natural Gas | Gas Boiler - Maintenance | A | Incremental Winter Peak Savings (MW) | Achievable Economic RVT Potential | 0 | 0 | 0 | 0 | 0 | 0 | 0 | 0 | 0 | 0 | 0 | 0 | 0 | 0 | 0 | 0 | 0 | 0 | 0 | 0 | 0 | 0 | 0 | 0 | 0 | 0 | 0
F7_Commercial_OR - Miscellaneous_Existing_Space Heating_Natural Gas_Gas Boiler - Maintenance_A_Achievable Economic RVT Potential | F7 | Commercial | OR - Miscellaneous | Existing | Space Heating | Natural Gas | Gas Boiler - Maintenance | A | Cumulative Energy Savings (MWh or mTherms) | Achievable Economic RVT Potential | 0 | 0 | 0 | 0 | 0 | 0 | 0 | 0 | 0 | 0 | 0 | 0 | 0 | 0 | 0 | 0 | 0 | 0 | 0 | 0 | 0 | 0 | 0 | 0 | 0 | 0 | 0
F8_Commercial_OR - Miscellaneous_Existing_Space Heating_Natural Gas_Gas Boiler - Maintenance_A_Achievable Economic RVT Potential | F8 | Commercial | OR - Miscellaneous | Existing | Space Heating | Natural Gas | Gas Boiler - Maintenance | A | Cumulative Summer Peak Savings (MW) | Achievable Economic RVT Potential | 0 | 0 | 0 | 0 | 0 | 0 | 0 | 0 | 0 | 0 | 0 | 0 | 0 | 0 | 0 | 0 | 0 | 0 | 0 | 0 | 0 | 0 | 0 | 0 | 0 | 0 | 0
F9_Commercial_OR - Miscellaneous_Existing_Space Heating_Natural Gas_Gas Boiler - Maintenance_A_Achievable Economic RVT Potential | F9 | Commercial | OR - Miscellaneous | Existing | Space Heating | Natural Gas | Gas Boiler - Maintenance | A | Cumulative Winter Peak Savings (MW) | Achievable Economic RVT Potential | 0 | 0 | 0 | 0 | 0 | 0 | 0 | 0 | 0 | 0 | 0 | 0 | 0 | 0 | 0 | 0 | 0 | 0 | 0 | 0 | 0 | 0 | 0 | 0 | 0 | 0 | 0
F10_Commercial_OR - Miscellaneous_Existing_Space Heating_Natural Gas_Gas Boiler - Maintenance_A_Achievable Economic RVT Potential | F10 | Commercial | OR - Miscellaneous | Existing | Space Heating | Natural Gas | Gas Boiler - Maintenance | A | Purchases (Incremental) | Achievable Economic RVT Potential | 0 | 0 | 0 | 0 | 0 | 0 | 0 | 0 | 0 | 0 | 0 | 0 | 0 | 0 | 0 | 0 | 0 | 0 | 0 | 0 | 0 | 0 | 0 | 0 | 0 | 0 | 0
F11_Commercial_OR - Miscellaneous_Existing_Space Heating_Natural Gas_Gas Boiler - Maintenance_A_Achievable Economic RVT Potential | F11 | Commercial | OR - Miscellaneous | Existing | Space Heating | Natural Gas | Gas Boiler - Maintenance | A | Purchases (Cumulative) | Achievable Economic RVT Potential | 0 | 0 | 0 | 0 | 0 | 0 | 0 | 0 | 0 | 0 | 0 | 0 | 0 | 0 | 0 | 0 | 0 | 0 | 0 | 0 | 0 | 0 | 0 | 0 | 0 | 0 | 0
F1_Commercial_OR - Miscellaneous_Existing_Space Heating_Natural Gas_Gas Furnace - Maintenance_A_Achievable Economic RVT Potential | F1 | Commercial | OR - Miscellaneous | Existing | Space Heating | Natural Gas | Gas Furnace - Maintenance | A | Integrated Unit Energy Savings (kWh or therms) | Achievable Economic RVT Potential | 0 | 0 | 0.17493 | 0.17293 | 0.17061 | 0.16802 | 0.16511 | 0.16187 | 0.15824 | 0.15423 | 0.14989 | 0.14533 | 0.1407 | 0.13609 | 0.13162 | 0.12742 | 0.12365 | 0.12045 | 0.11783 | 0.11563 | 0.11395 | 0.11242 | 0.11192 | 0.11145 | 0.11103 | 0.11063 | 0.11027
F2_Commercial_OR - Miscellaneous_Existing_Space Heating_Natural Gas_Gas Furnace - Maintenance_A_Achievable Economic RVT Potential | F2 | Commercial | OR - Miscellaneous | Existing | Space Heating | Natural Gas | Gas Furnace - Maintenance | A | Integrated Unit Summer Peak Savings (kW) | Achievable Economic RVT Potential | 0 | 0 | 0 | 0 | 0 | 0 | 0 | 0 | 0 | 0 | 0 | 0 | 0 | 0 | 0 | 0 | 0 | 0 | 0 | 0 | 0 | 0 | 0 | 0 | 0 | 0 | 0
F3_Commercial_OR - Miscellaneous_Existing_Space Heating_Natural Gas_Gas Furnace - Maintenance_A_Achievable Economic RVT Potential | F3 | Commercial | OR - Miscellaneous | Existing | Space Heating | Natural Gas | Gas Furnace - Maintenance | A | Integrated Unit Winter Peak Savings (kW) | Achievable Economic RVT Potential | 0 | 0 | 0 | 0 | 0 | 0 | 0 | 0 | 0 | 0 | 0 | 0 | 0 | 0 | 0 | 0 | 0 | 0 | 0 | 0 | 0 | 0 | 0 | 0 | 0 | 0 | 0
F4_Commercial_OR - Miscellaneous_Existing_Space Heating_Natural Gas_Gas Furnace - Maintenance_A_Achievable Economic RVT Potential | F4 | Commercial | OR - Miscellaneous | Existing | Space Heating | Natural Gas | Gas Furnace - Maintenance | A | Incremental Energy Savings (MWh or mTherms) | Achievable Economic RVT Potential | 0 | 0 | 0 | 0 | 0 | 0 | 0 | 0 | 0 | 0 | 0 | 0 | 0 | 0 | 0 | 0 | 0 | 0 | 0 | 0 | 0 | 0 | 0 | 0 | 0 | 0 | 0
F5_Commercial_OR - Miscellaneous_Existing_Space Heating_Natural Gas_Gas Furnace - Maintenance_A_Achievable Economic RVT Potential | F5 | Commercial | OR - Miscellaneous | Existing | Space Heating | Natural Gas | Gas Furnace - Maintenance | A | Incremental Summer Peak Savings (MW) | Achievable Economic RVT Potential | 0 | 0 | 0 | 0 | 0 | 0 | 0 | 0 | 0 | 0 | 0 | 0 | 0 | 0 | 0 | 0 | 0 | 0 | 0 | 0 | 0 | 0 | 0 | 0 | 0 | 0 | 0
F6_Commercial_OR - Miscellaneous_Existing_Space Heating_Natural Gas_Gas Furnace - Maintenance_A_Achievable Economic RVT Potential | F6 | Commercial | OR - Miscellaneous | Existing | Space Heating | Natural Gas | Gas Furnace - Maintenance | A | Incremental Winter Peak Savings (MW) | Achievable Economic RVT Potential | 0 | 0 | 0 | 0 | 0 | 0 | 0 | 0 | 0 | 0 | 0 | 0 | 0 | 0 | 0 | 0 | 0 | 0 | 0 | 0 | 0 | 0 | 0 | 0 | 0 | 0 | 0
F7_Commercial_OR - Miscellaneous_Existing_Space Heating_Natural Gas_Gas Furnace - Maintenance_A_Achievable Economic RVT Potential | F7 | Commercial | OR - Miscellaneous | Existing | Space Heating | Natural Gas | Gas Furnace - Maintenance | A | Cumulative Energy Savings (MWh or mTherms) | Achievable Economic RVT Potential | 0 | 0 | 0 | 0 | 0 | 0 | 0 | 0 | 0 | 0 | 0 | 0 | 0 | 0 | 0 | 0 | 0 | 0 | 0 | 0 | 0 | 0 | 0 | 0 | 0 | 0 | 0
F8_Commercial_OR - Miscellaneous_Existing_Space Heating_Natural Gas_Gas Furnace - Maintenance_A_Achievable Economic RVT Potential | F8 | Commercial | OR - Miscellaneous | Existing | Space Heating | Natural Gas | Gas Furnace - Maintenance | A | Cumulative Summer Peak Savings (MW) | Achievable Economic RVT Potential | 0 | 0 | 0 | 0 | 0 | 0 | 0 | 0 | 0 | 0 | 0 | 0 | 0 | 0 | 0 | 0 | 0 | 0 | 0 | 0 | 0 | 0 | 0 | 0 | 0 | 0 | 0
F9_Commercial_OR - Miscellaneous_Existing_Space Heating_Natural Gas_Gas Furnace - Maintenance_A_Achievable Economic RVT Potential | F9 | Commercial | OR - Miscellaneous | Existing | Space Heating | Natural Gas | Gas Furnace - Maintenance | A | Cumulative Winter Peak Savings (MW) | Achievable Economic RVT Potential | 0 | 0 | 0 | 0 | 0 | 0 | 0 | 0 | 0 | 0 | 0 | 0 | 0 | 0 | 0 | 0 | 0 | 0 | 0 | 0 | 0 | 0 | 0 | 0 | 0 | 0 | 0
F10_Commercial_OR - Miscellaneous_Existing_Space Heating_Natural Gas_Gas Furnace - Maintenance_A_Achievable Economic RVT Potential | F10 | Commercial | OR - Miscellaneous | Existing | Space Heating | Natural Gas | Gas Furnace - Maintenance | A | Purchases (Incremental) | Achievable Economic RVT Potential | 0 | 0 | 0 | 0 | 0 | 0 | 0 | 0 | 0 | 0 | 0 | 0 | 0 | 0 | 0 | 0 | 0 | 0 | 0 | 0 | 0 | 0 | 0 | 0 | 0 | 0 | 0
F11_Commercial_OR - Miscellaneous_Existing_Space Heating_Natural Gas_Gas Furnace - Maintenance_A_Achievable Economic RVT Potential | F11 | Commercial | OR - Miscellaneous | Existing | Space Heating | Natural Gas | Gas Furnace - Maintenance | A | Purchases (Cumulative) | Achievable Economic RVT Potential | 0 | 0 | 0 | 0 | 0 | 0 | 0 | 0 | 0 | 0 | 0 | 0 | 0 | 0 | 0 | 0 | 0 | 0 | 0 | 0 | 0 | 0 | 0 | 0 | 0 | 0 | 0
F1_Commercial_OR - Miscellaneous_Existing_Space Heating_Natural Gas_Gas Boiler - Hot Water Reset_A_Achievable Economic RVT Potential | F1 | Commercial | OR - Miscellaneous | Existing | Space Heating | Natural Gas | Gas Boiler - Hot Water Reset | A | Integrated Unit Energy Savings (kWh or therms) | Achievable Economic RVT Potential | 0 | 0 | 496.7496 | 495.2493 | 493.78 | 492.3451 | 490.9475 | 489.5902 | 488.2757 | 487.0062 | 485.7839 | 484.6107 | 483.4883 | 482.4184 | 481.4023 | 480.4413 | 479.5367 | 478.6896 | 477.9008 | 477.1713 | 476.502 | 475.8935 | 475.3403 | 474.8374 | 474.3802 | 473.9646 | 473.5868
F2_Commercial_OR - Miscellaneous_Existing_Space Heating_Natural Gas_Gas Boiler - Hot Water Reset_A_Achievable Economic RVT Potential | F2 | Commercial | OR - Miscellaneous | Existing | Space Heating | Natural Gas | Gas Boiler - Hot Water Reset | A | Integrated Unit Summer Peak Savings (kW) | Achievable Economic RVT Potential | 0 | 0 | 0 | 0 | 0 | 0 | 0 | 0 | 0 | 0 | 0 | 0 | 0 | 0 | 0 | 0 | 0 | 0 | 0 | 0 | 0 | 0 | 0 | 0 | 0 | 0 | 0
F3_Commercial_OR - Miscellaneous_Existing_Space Heating_Natural Gas_Gas Boiler - Hot Water Reset_A_Achievable Economic RVT Potential | F3 | Commercial | OR - Miscellaneous | Existing | Space Heating | Natural Gas | Gas Boiler - Hot Water Reset | A | Integrated Unit Winter Peak Savings (kW) | Achievable Economic RVT Potential | 0 | 0 | 0 | 0 | 0 | 0 | 0 | 0 | 0 | 0 | 0 | 0 | 0 | 0 | 0 | 0 | 0 | 0 | 0 | 0 | 0 | 0 | 0 | 0 | 0 | 0 | 0
F4_Commercial_OR - Miscellaneous_Existing_Space Heating_Natural Gas_Gas Boiler - Hot Water Reset_A_Achievable Economic RVT Potential | F4 | Commercial | OR - Miscellaneous | Existing | Space Heating | Natural Gas | Gas Boiler - Hot Water Reset | A | Incremental Energy Savings (MWh or mTherms) | Achievable Economic RVT Potential | 0 | 0 | 0 | 0 | 0 | 0 | 0 | 0 | 0 | 0 | 0 | 0 | 0 | 0 | 0 | 0 | 0 | 0 | 0 | 0 | 0 | 0 | 0 | 0 | 0 | 0 | 0
F5_Commercial_OR - Miscellaneous_Existing_Space Heating_Natural Gas_Gas Boiler - Hot Water Reset_A_Achievable Economic RVT Potential | F5 | Commercial | OR - Miscellaneous | Existing | Space Heating | Natural Gas | Gas Boiler - Hot Water Reset | A | Incremental Summer Peak Savings (MW) | Achievable Economic RVT Potential | 0 | 0 | 0 | 0 | 0 | 0 | 0 | 0 | 0 | 0 | 0 | 0 | 0 | 0 | 0 | 0 | 0 | 0 | 0 | 0 | 0 | 0 | 0 | 0 | 0 | 0 | 0
F6_Commercial_OR - Miscellaneous_Existing_Space Heating_Natural Gas_Gas Boiler - Hot Water Reset_A_Achievable Economic RVT Potential | F6 | Commercial | OR - Miscellaneous | Existing | Space Heating | Natural Gas | Gas Boiler - Hot Water Reset | A | Incremental Winter Peak Savings (MW) | Achievable Economic RVT Potential | 0 | 0 | 0 | 0 | 0 | 0 | 0 | 0 | 0 | 0 | 0 | 0 | 0 | 0 | 0 | 0 | 0 | 0 | 0 | 0 | 0 | 0 | 0 | 0 | 0 | 0 | 0
F7_Commercial_OR - Miscellaneous_Existing_Space Heating_Natural Gas_Gas Boiler - Hot Water Reset_A_Achievable Economic RVT Potential | F7 | Commercial | OR - Miscellaneous | Existing | Space Heating | Natural Gas | Gas Boiler - Hot Water Reset | A | Cumulative Energy Savings (MWh or mTherms) | Achievable Economic RVT Potential | 0 | 0 | 0 | 0 | 0 | 0 | 0 | 0 | 0 | 0 | 0 | 0 | 0 | 0 | 0 | 0 | 0 | 0 | 0 | 0 | 0 | 0 | 0 | 0 | 0 | 0 | 0
F8_Commercial_OR - Miscellaneous_Existing_Space Heating_Natural Gas_Gas Boiler - Hot Water Reset_A_Achievable Economic RVT Potential | F8 | Commercial | OR - Miscellaneous | Existing | Space Heating | Natural Gas | Gas Boiler - Hot Water Reset | A | Cumulative Summer Peak Savings (MW) | Achievable Economic RVT Potential | 0 | 0 | 0 | 0 | 0 | 0 | 0 | 0 | 0 | 0 | 0 | 0 | 0 | 0 | 0 | 0 | 0 | 0 | 0 | 0 | 0 | 0 | 0 | 0 | 0 | 0 | 0
F9_Commercial_OR - Miscellaneous_Existing_Space Heating_Natural Gas_Gas Boiler - Hot Water Reset_A_Achievable Economic RVT Potential | F9 | Commercial | OR - Miscellaneous | Existing | Space Heating | Natural Gas | Gas Boiler - Hot Water Reset | A | Cumulative Winter Peak Savings (MW) | Achievable Economic RVT Potential | 0 | 0 | 0 | 0 | 0 | 0 | 0 | 0 | 0 | 0 | 0 | 0 | 0 | 0 | 0 | 0 | 0 | 0 | 0 | 0 | 0 | 0 | 0 | 0 | 0 | 0 | 0
F10_Commercial_OR - Miscellaneous_Existing_Space Heating_Natural Gas_Gas Boiler - Hot Water Reset_A_Achievable Economic RVT Potential | F10 | Commercial | OR - Miscellaneous | Existing | Space Heating | Natural Gas | Gas Boiler - Hot Water Reset | A | Purchases (Incremental) | Achievable Economic RVT Potential | 0 | 0 | 0 | 0 | 0 | 0 | 0 | 0 | 0 | 0 | 0 | 0 | 0 | 0 | 0 | 0 | 0 | 0 | 0 | 0 | 0 | 0 | 0 | 0 | 0 | 0 | 0
F11_Commercial_OR - Miscellaneous_Existing_Space Heating_Natural Gas_Gas Boiler - Hot Water Reset_A_Achievable Economic RVT Potential | F11 | Commercial | OR - Miscellaneous | Existing | Space Heating | Natural Gas | Gas Boiler - Hot Water Reset | A | Purchases (Cumulative) | Achievable Economic RVT Potential | 0 | 0 | 0 | 0 | 0 | 0 | 0 | 0 | 0 | 0 | 0 | 0 | 0 | 0 | 0 | 0 | 0 | 0 | 0 | 0 | 0 | 0 | 0 | 0 | 0 | 0 | 0
F1_Commercial_OR - Miscellaneous_Existing_Space Heating_Natural Gas_Gas Boiler - Steam Trap Replacement_A_Achievable Economic RVT Potential | F1 | Commercial | OR - Miscellaneous | Existing | Space Heating | Natural Gas | Gas Boiler - Steam Trap Replacement | A | Integrated Unit Energy Savings (kWh or therms) | Achievable Economic RVT Potential | 0 | 0 | 79.5994 | 79.32 | 79.0095 | 78.6727 | 78.2994 | 77.8787 | 77.4012 | 76.8598 | 76.2529 | 75.586 | 74.8737 | 74.1393 | 73.4136 | 72.7302 | 72.1195 | 71.6031 | 71.1892 | 70.8582 | 70.6274 | 70.4279 | 70.3452 | 70.2701 | 70.2018 | 70.1397 | 70.0832
F2_Commercial_OR - Miscellaneous_Existing_Space Heating_Natural Gas_Gas Boiler - Steam Trap Replacement_A_Achievable Economic RVT Potential | F2 | Commercial | OR - Miscellaneous | Existing | Space Heating | Natural Gas | Gas Boiler - Steam Trap Replacement | A | Integrated Unit Summer Peak Savings (kW) | Achievable Economic RVT Potential | 0 | 0 | 0 | 0 | 0 | 0 | 0 | 0 | 0 | 0 | 0 | 0 | 0 | 0 | 0 | 0 | 0 | 0 | 0 | 0 | 0 | 0 | 0 | 0 | 0 | 0 | 0
F3_Commercial_OR - Miscellaneous_Existing_Space Heating_Natural Gas_Gas Boiler - Steam Trap Replacement_A_Achievable Economic RVT Potential | F3 | Commercial | OR - Miscellaneous | Existing | Space Heating | Natural Gas | Gas Boiler - Steam Trap Replacement | A | Integrated Unit Winter Peak Savings (kW) | Achievable Economic RVT Potential | 0 | 0 | 0 | 0 | 0 | 0 | 0 | 0 | 0 | 0 | 0 | 0 | 0 | 0 | 0 | 0 | 0 | 0 | 0 | 0 | 0 | 0 | 0 | 0 | 0 | 0 | 0
F4_Commercial_OR - Miscellaneous_Existing_Space Heating_Natural Gas_Gas Boiler - Steam Trap Replacement_A_Achievable Economic RVT Potential | F4 | Commercial | OR - Miscellaneous | Existing | Space Heating | Natural Gas | Gas Boiler - Steam Trap Replacement | A | Incremental Energy Savings (MWh or mTherms) | Achievable Economic RVT Potential | 0 | 0 | 0 | 0 | 0 | 0 | 0 | 0 | 0 | 0 | 0 | 0 | 0 | 0 | 0 | 0 | 0 | 0 | 0 | 0 | 0 | 0 | 0 | 0 | 0 | 0 | 0
F5_Commercial_OR - Miscellaneous_Existing_Space Heating_Natural Gas_Gas Boiler - Steam Trap Replacement_A_Achievable Economic RVT Potential | F5 | Commercial | OR - Miscellaneous | Existing | Space Heating | Natural Gas | Gas Boiler - Steam Trap Replacement | A | Incremental Summer Peak Savings (MW) | Achievable Economic RVT Potential | 0 | 0 | 0 | 0 | 0 | 0 | 0 | 0 | 0 | 0 | 0 | 0 | 0 | 0 | 0 | 0 | 0 | 0 | 0 | 0 | 0 | 0 | 0 | 0 | 0 | 0 | 0
F6_Commercial_OR - Miscellaneous_Existing_Space Heating_Natural Gas_Gas Boiler - Steam Trap Replacement_A_Achievable Economic RVT Potential | F6 | Commercial | OR - Miscellaneous | Existing | Space Heating | Natural Gas | Gas Boiler - Steam Trap Replacement | A | Incremental Winter Peak Savings (MW) | Achievable Economic RVT Potential | 0 | 0 | 0 | 0 | 0 | 0 | 0 | 0 | 0 | 0 | 0 | 0 | 0 | 0 | 0 | 0 | 0 | 0 | 0 | 0 | 0 | 0 | 0 | 0 | 0 | 0 | 0
F7_Commercial_OR - Miscellaneous_Existing_Space Heating_Natural Gas_Gas Boiler - Steam Trap Replacement_A_Achievable Economic RVT Potential | F7 | Commercial | OR - Miscellaneous | Existing | Space Heating | Natural Gas | Gas Boiler - Steam Trap Replacement | A | Cumulative Energy Savings (MWh or mTherms) | Achievable Economic RVT Potential | 0 | 0 | 0 | 0 | 0 | 0 | 0 | 0 | 0 | 0 | 0 | 0 | 0 | 0 | 0 | 0 | 0 | 0 | 0 | 0 | 0 | 0 | 0 | 0 | 0 | 0 | 0
F8_Commercial_OR - Miscellaneous_Existing_Space Heating_Natural Gas_Gas Boiler - Steam Trap Replacement_A_Achievable Economic RVT Potential | F8 | Commercial | OR - Miscellaneous | Existing | Space Heating | Natural Gas | Gas Boiler - Steam Trap Replacement | A | Cumulative Summer Peak Savings (MW) | Achievable Economic RVT Potential | 0 | 0 | 0 | 0 | 0 | 0 | 0 | 0 | 0 | 0 | 0 | 0 | 0 | 0 | 0 | 0 | 0 | 0 | 0 | 0 | 0 | 0 | 0 | 0 | 0 | 0 | 0
F9_Commercial_OR - Miscellaneous_Existing_Space Heating_Natural Gas_Gas Boiler - Steam Trap Replacement_A_Achievable Economic RVT Potential | F9 | Commercial | OR - Miscellaneous | Existing | Space Heating | Natural Gas | Gas Boiler - Steam Trap Replacement | A | Cumulative Winter Peak Savings (MW) | Achievable Economic RVT Potential | 0 | 0 | 0 | 0 | 0 | 0 | 0 | 0 | 0 | 0 | 0 | 0 | 0 | 0 | 0 | 0 | 0 | 0 | 0 | 0 | 0 | 0 | 0 | 0 | 0 | 0 | 0
F10_Commercial_OR - Miscellaneous_Existing_Space Heating_Natural Gas_Gas Boiler - Steam Trap Replacement_A_Achievable Economic RVT Potential | F10 | Commercial | OR - Miscellaneous | Existing | Space Heating | Natural Gas | Gas Boiler - Steam Trap Replacement | A | Purchases (Incremental) | Achievable Economic RVT Potential | 0 | 0 | 0 | 0 | 0 | 0 | 0 | 0 | 0 | 0 | 0 | 0 | 0 | 0 | 0 | 0 | 0 | 0 | 0 | 0 | 0 | 0 | 0 | 0 | 0 | 0 | 0
F11_Commercial_OR - Miscellaneous_Existing_Space Heating_Natural Gas_Gas Boiler - Steam Trap Replacement_A_Achievable Economic RVT Potential | F11 | Commercial | OR - Miscellaneous | Existing | Space Heating | Natural Gas | Gas Boiler - Steam Trap Replacement | A | Purchases (Cumulative) | Achievable Economic RVT Potential | 0 | 0 | 0 | 0 | 0 | 0 | 0 | 0 | 0 | 0 | 0 | 0 | 0 | 0 | 0 | 0 | 0 | 0 | 0 | 0 | 0 | 0 | 0 | 0 | 0 | 0 | 0
F1_Commercial_OR - Miscellaneous_Existing_Space Heating_Natural Gas_Gas Boiler - High Turndown Burner_A_Achievable Economic RVT Potential | F1 | Commercial | OR - Miscellaneous | Existing | Space Heating | Natural Gas | Gas Boiler - High Turndown Burner | A | Integrated Unit Energy Savings (kWh or therms) | Achievable Economic RVT Potential | 0 | 0 | 0.4648 | 0.46195 | 0.45881 | 0.45541 | 0.45166 | 0.44747 | 0.44277 | 0.4375 | 0.43164 | 0.42525 | 0.41846 | 0.41151 | 0.40466 | 0.39821 | 0.39241 | 0.38766 | 0.38401 | 0.38106 | 0.37904 | 0.37722 | 0.37676 | 0.37635 | 0.37597 | 0.37563 | 0.37532
F2_Commercial_OR - Miscellaneous_Existing_Space Heating_Natural Gas_Gas Boiler - High Turndown Burner_A_Achievable Economic RVT Potential | F2 | Commercial | OR - Miscellaneous | Existing | Space Heating | Natural Gas | Gas Boiler - High Turndown Burner | A | Integrated Unit Summer Peak Savings (kW) | Achievable Economic RVT Potential | 0 | 0 | 0 | 0 | 0 | 0 | 0 | 0 | 0 | 0 | 0 | 0 | 0 | 0 | 0 | 0 | 0 | 0 | 0 | 0 | 0 | 0 | 0 | 0 | 0 | 0 | 0
F3_Commercial_OR - Miscellaneous_Existing_Space Heating_Natural Gas_Gas Boiler - High Turndown Burner_A_Achievable Economic RVT Potential | F3 | Commercial | OR - Miscellaneous | Existing | Space Heating | Natural Gas | Gas Boiler - High Turndown Burner | A | Integrated Unit Winter Peak Savings (kW) | Achievable Economic RVT Potential | 0 | 0 | 0 | 0 | 0 | 0 | 0 | 0 | 0 | 0 | 0 | 0 | 0 | 0 | 0 | 0 | 0 | 0 | 0 | 0 | 0 | 0 | 0 | 0 | 0 | 0 | 0
F4_Commercial_OR - Miscellaneous_Existing_Space Heating_Natural Gas_Gas Boiler - High Turndown Burner_A_Achievable Economic RVT Potential | F4 | Commercial | OR - Miscellaneous | Existing | Space Heating | Natural Gas | Gas Boiler - High Turndown Burner | A | Incremental Energy Savings (MWh or mTherms) | Achievable Economic RVT Potential | 0 | 0 | 0 | 0 | 0 | 0 | 0 | 0 | 0 | 0 | 0 | 0 | 0 | 0 | 0 | 0 | 0 | 0 | 0 | 0 | 0 | 0 | 0 | 0 | 0 | 0 | 0
F5_Commercial_OR - Miscellaneous_Existing_Space Heating_Natural Gas_Gas Boiler - High Turndown Burner_A_Achievable Economic RVT Potential | F5 | Commercial | OR - Miscellaneous | Existing | Space Heating | Natural Gas | Gas Boiler - High Turndown Burner | A | Incremental Summer Peak Savings (MW) | Achievable Economic RVT Potential | 0 | 0 | 0 | 0 | 0 | 0 | 0 | 0 | 0 | 0 | 0 | 0 | 0 | 0 | 0 | 0 | 0 | 0 | 0 | 0 | 0 | 0 | 0 | 0 | 0 | 0 | 0
F6_Commercial_OR - Miscellaneous_Existing_Space Heating_Natural Gas_Gas Boiler - High Turndown Burner_A_Achievable Economic RVT Potential | F6 | Commercial | OR - Miscellaneous | Existing | Space Heating | Natural Gas | Gas Boiler - High Turndown Burner | A | Incremental Winter Peak Savings (MW) | Achievable Economic RVT Potential | 0 | 0 | 0 | 0 | 0 | 0 | 0 | 0 | 0 | 0 | 0 | 0 | 0 | 0 | 0 | 0 | 0 | 0 | 0 | 0 | 0 | 0 | 0 | 0 | 0 | 0 | 0
F7_Commercial_OR - Miscellaneous_Existing_Space Heating_Natural Gas_Gas Boiler - High Turndown Burner_A_Achievable Economic RVT Potential | F7 | Commercial | OR - Miscellaneous | Existing | Space Heating | Natural Gas | Gas Boiler - High Turndown Burner | A | Cumulative Energy Savings (MWh or mTherms) | Achievable Economic RVT Potential | 0 | 0 | 0 | 0 | 0 | 0 | 0 | 0 | 0 | 0 | 0 | 0 | 0 | 0 | 0 | 0 | 0 | 0 | 0 | 0 | 0 | 0 | 0 | 0 | 0 | 0 | 0
F8_Commercial_OR - Miscellaneous_Existing_Space Heating_Natural Gas_Gas Boiler - High Turndown Burner_A_Achievable Economic RVT Potential | F8 | Commercial | OR - Miscellaneous | Existing | Space Heating | Natural Gas | Gas Boiler - High Turndown Burner | A | Cumulative Summer Peak Savings (MW) | Achievable Economic RVT Potential | 0 | 0 | 0 | 0 | 0 | 0 | 0 | 0 | 0 | 0 | 0 | 0 | 0 | 0 | 0 | 0 | 0 | 0 | 0 | 0 | 0 | 0 | 0 | 0 | 0 | 0 | 0
F9_Commercial_OR - Miscellaneous_Existing_Space Heating_Natural Gas_Gas Boiler - High Turndown Burner_A_Achievable Economic RVT Potential | F9 | Commercial | OR - Miscellaneous | Existing | Space Heating | Natural Gas | Gas Boiler - High Turndown Burner | A | Cumulative Winter Peak Savings (MW) | Achievable Economic RVT Potential | 0 | 0 | 0 | 0 | 0 | 0 | 0 | 0 | 0 | 0 | 0 | 0 | 0 | 0 | 0 | 0 | 0 | 0 | 0 | 0 | 0 | 0 | 0 | 0 | 0 | 0 | 0
F10_Commercial_OR - Miscellaneous_Existing_Space Heating_Natural Gas_Gas Boiler - High Turndown Burner_A_Achievable Economic RVT Potential | F10 | Commercial | OR - Miscellaneous | Existing | Space Heating | Natural Gas | Gas Boiler - High Turndown Burner | A | Purchases (Incremental) | Achievable Economic RVT Potential | 0 | 0 | 0 | 0 | 0 | 0 | 0 | 0 | 0 | 0 | 0 | 0 | 0 | 0 | 0 | 0 | 0 | 0 | 0 | 0 | 0 | 0 | 0 | 0 | 0 | 0 | 0
F11_Commercial_OR - Miscellaneous_Existing_Space Heating_Natural Gas_Gas Boiler - High Turndown Burner_A_Achievable Economic RVT Potential | F11 | Commercial | OR - Miscellaneous | Existing | Space Heating | Natural Gas | Gas Boiler - High Turndown Burner | A | Purchases (Cumulative) | Achievable Economic RVT Potential | 0 | 0 | 0 | 0 | 0 | 0 | 0 | 0 | 0 | 0 | 0 | 0 | 0 | 0 | 0 | 0 | 0 | 0 | 0 | 0 | 0 | 0 | 0 | 0 | 0 | 0 | 0
F1_Commercial_OR - Miscellaneous_Existing_Space Heating_Natural Gas_Gas Boiler - Burner Control Optimization_A_Achievable Economic RVT Potential | F1 | Commercial | OR - Miscellaneous | Existing | Space Heating | Natural Gas | Gas Boiler - Burner Control Optimization | A | Integrated Unit Energy Savings (kWh or therms) | Achievable Economic RVT Potential | 0 | 0 | 0.1347 | 0.13377 | 0.13273 | 0.1316 | 0.13034 | 0.12894 | 0.12737 | 0.12563 | 0.12375 | 0.12175 | 0.11974 | 0.11773 | 0.11576 | 0.11391 | 0.11226 | 0.11089 | 0.10985 | 0.10901 | 0.10843 | 0.10791 | 0.10777 | 0.10766 | 0.10755 | 0.10745 | 0.10736
F2_Commercial_OR - Miscellaneous_Existing_Space Heating_Natural Gas_Gas Boiler - Burner Control Optimization_A_Achievable Economic RVT Potential | F2 | Commercial | OR - Miscellaneous | Existing | Space Heating | Natural Gas | Gas Boiler - Burner Control Optimization | A | Integrated Unit Summer Peak Savings (kW) | Achievable Economic RVT Potential | 0 | 0 | 0 | 0 | 0 | 0 | 0 | 0 | 0 | 0 | 0 | 0 | 0 | 0 | 0 | 0 | 0 | 0 | 0 | 0 | 0 | 0 | 0 | 0 | 0 | 0 | 0
F3_Commercial_OR - Miscellaneous_Existing_Space Heating_Natural Gas_Gas Boiler - Burner Control Optimization_A_Achievable Economic RVT Potential | F3 | Commercial | OR - Miscellaneous | Existing | Space Heating | Natural Gas | Gas Boiler - Burner Control Optimization | A | Integrated Unit Winter Peak Savings (kW) | Achievable Economic RVT Potential | 0 | 0 | 0 | 0 | 0 | 0 | 0 | 0 | 0 | 0 | 0 | 0 | 0 | 0 | 0 | 0 | 0 | 0 | 0 | 0 | 0 | 0 | 0 | 0 | 0 | 0 | 0
F4_Commercial_OR - Miscellaneous_Existing_Space Heating_Natural Gas_Gas Boiler - Burner Control Optimization_A_Achievable Economic RVT Potential | F4 | Commercial | OR - Miscellaneous | Existing | Space Heating | Natural Gas | Gas Boiler - Burner Control Optimization | A | Incremental Energy Savings (MWh or mTherms) | Achievable Economic RVT Potential | 0 | 0 | 0 | 0 | 0 | 0 | 0 | 0 | 0 | 0 | 0 | 0 | 0 | 0 | 0 | 0 | 0 | 0 | 0 | 0 | 0 | 0 | 0 | 0 | 0 | 0 | 0
F5_Commercial_OR - Miscellaneous_Existing_Space Heating_Natural Gas_Gas Boiler - Burner Control Optimization_A_Achievable Economic RVT Potential | F5 | Commercial | OR - Miscellaneous | Existing | Space Heating | Natural Gas | Gas Boiler - Burner Control Optimization | A | Incremental Summer Peak Savings (MW) | Achievable Economic RVT Potential | 0 | 0 | 0 | 0 | 0 | 0 | 0 | 0 | 0 | 0 | 0 | 0 | 0 | 0 | 0 | 0 | 0 | 0 | 0 | 0 | 0 | 0 | 0 | 0 | 0 | 0 | 0
F6_Commercial_OR - Miscellaneous_Existing_Space Heating_Natural Gas_Gas Boiler - Burner Control Optimization_A_Achievable Economic RVT Potential | F6 | Commercial | OR - Miscellaneous | Existing | Space Heating | Natural Gas | Gas Boiler - Burner Control Optimization | A | Incremental Winter Peak Savings (MW) | Achievable Economic RVT Potential | 0 | 0 | 0 | 0 | 0 | 0 | 0 | 0 | 0 | 0 | 0 | 0 | 0 | 0 | 0 | 0 | 0 | 0 | 0 | 0 | 0 | 0 | 0 | 0 | 0 | 0 | 0
F7_Commercial_OR - Miscellaneous_Existing_Space Heating_Natural Gas_Gas Boiler - Burner Control Optimization_A_Achievable Economic RVT Potential | F7 | Commercial | OR - Miscellaneous | Existing | Space Heating | Natural Gas | Gas Boiler - Burner Control Optimization | A | Cumulative Energy Savings (MWh or mTherms) | Achievable Economic RVT Potential | 0 | 0 | 0 | 0 | 0 | 0 | 0 | 0 | 0 | 0 | 0 | 0 | 0 | 0 | 0 | 0 | 0 | 0 | 0 | 0 | 0 | 0 | 0 | 0 | 0 | 0 | 0
F8_Commercial_OR - Miscellaneous_Existing_Space Heating_Natural Gas_Gas Boiler - Burner Control Optimization_A_Achievable Economic RVT Potential | F8 | Commercial | OR - Miscellaneous | Existing | Space Heating | Natural Gas | Gas Boiler - Burner Control Optimization | A | Cumulative Summer Peak Savings (MW) | Achievable Economic RVT Potential | 0 | 0 | 0 | 0 | 0 | 0 | 0 | 0 | 0 | 0 | 0 | 0 | 0 | 0 | 0 | 0 | 0 | 0 | 0 | 0 | 0 | 0 | 0 | 0 | 0 | 0 | 0
F9_Commercial_OR - Miscellaneous_Existing_Space Heating_Natural Gas_Gas Boiler - Burner Control Optimization_A_Achievable Economic RVT Potential | F9 | Commercial | OR - Miscellaneous | Existing | Space Heating | Natural Gas | Gas Boiler - Burner Control Optimization | A | Cumulative Winter Peak Savings (MW) | Achievable Economic RVT Potential | 0 | 0 | 0 | 0 | 0 | 0 | 0 | 0 | 0 | 0 | 0 | 0 | 0 | 0 | 0 | 0 | 0 | 0 | 0 | 0 | 0 | 0 | 0 | 0 | 0 | 0 | 0
F10_Commercial_OR - Miscellaneous_Existing_Space Heating_Natural Gas_Gas Boiler - Burner Control Optimization_A_Achievable Economic RVT Potential | F10 | Commercial | OR - Miscellaneous | Existing | Space Heating | Natural Gas | Gas Boiler - Burner Control Optimization | A | Purchases (Incremental) | Achievable Economic RVT Potential | 0 | 0 | 0 | 0 | 0 | 0 | 0 | 0 | 0 | 0 | 0 | 0 | 0 | 0 | 0 | 0 | 0 | 0 | 0 | 0 | 0 | 0 | 0 | 0 | 0 | 0 | 0
F11_Commercial_OR - Miscellaneous_Existing_Space Heating_Natural Gas_Gas Boiler - Burner Control Optimization_A_Achievable Economic RVT Potential | F11 | Commercial | OR - Miscellaneous | Existing | Space Heating | Natural Gas | Gas Boiler - Burner Control Optimization | A | Purchases (Cumulative) | Achievable Economic RVT Potential | 0 | 0 | 0 | 0 | 0 | 0 | 0 | 0 | 0 | 0 | 0 | 0 | 0 | 0 | 0 | 0 | 0 | 0 | 0 | 0 | 0 | 0 | 0 | 0 | 0 | 0 | 0
F1_Commercial_OR - Miscellaneous_Existing_Space Heating_Natural Gas_Gas Boiler - Stack Economizer_A_Achievable Economic RVT Potential | F1 | Commercial | OR - Miscellaneous | Existing | Space Heating | Natural Gas | Gas Boiler - Stack Economizer | A | Integrated Unit Energy Savings (kWh or therms) | Achievable Economic RVT Potential | 0 | 0 | 0.44534 | 0.44143 | 0.43699 | 0.43211 | 0.42667 | 0.42076 | 0.41417 | 0.40693 | 0.39912 | 0.39093 | 0.38266 | 0.37442 | 0.36641 | 0.35893 | 0.35226 | 0.34682 | 0.34267 | 0.33934 | 0.33706 | 0.33502 | 0.3346 | 0.33422 | 0.33388 | 0.33356 | 0.33328
F2_Commercial_OR - Miscellaneous_Existing_Space Heating_Natural Gas_Gas Boiler - Stack Economizer_A_Achievable Economic RVT Potential | F2 | Commercial | OR - Miscellaneous | Existing | Space Heating | Natural Gas | Gas Boiler - Stack Economizer | A | Integrated Unit Summer Peak Savings (kW) | Achievable Economic RVT Potential | 0 | 0 | 0 | 0 | 0 | 0 | 0 | 0 | 0 | 0 | 0 | 0 | 0 | 0 | 0 | 0 | 0 | 0 | 0 | 0 | 0 | 0 | 0 | 0 | 0 | 0 | 0
F3_Commercial_OR - Miscellaneous_Existing_Space Heating_Natural Gas_Gas Boiler - Stack Economizer_A_Achievable Economic RVT Potential | F3 | Commercial | OR - Miscellaneous | Existing | Space Heating | Natural Gas | Gas Boiler - Stack Economizer | A | Integrated Unit Winter Peak Savings (kW) | Achievable Economic RVT Potential | 0 | 0 | 0 | 0 | 0 | 0 | 0 | 0 | 0 | 0 | 0 | 0 | 0 | 0 | 0 | 0 | 0 | 0 | 0 | 0 | 0 | 0 | 0 | 0 | 0 | 0 | 0
F4_Commercial_OR - Miscellaneous_Existing_Space Heating_Natural Gas_Gas Boiler - Stack Economizer_A_Achievable Economic RVT Potential | F4 | Commercial | OR - Miscellaneous | Existing | Space Heating | Natural Gas | Gas Boiler - Stack Economizer | A | Incremental Energy Savings (MWh or mTherms) | Achievable Economic RVT Potential | 0 | 0 | 0 | 0 | 0 | 0 | 0 | 0 | 0 | 0 | 0 | 0 | 0 | 0 | 0 | 0 | 0 | 0 | 0 | 0 | 0 | 0 | 0 | 0 | 0 | 0 | 0
F5_Commercial_OR - Miscellaneous_Existing_Space Heating_Natural Gas_Gas Boiler - Stack Economizer_A_Achievable Economic RVT Potential | F5 | Commercial | OR - Miscellaneous | Existing | Space Heating | Natural Gas | Gas Boiler - Stack Economizer | A | Incremental Summer Peak Savings (MW) | Achievable Economic RVT Potential | 0 | 0 | 0 | 0 | 0 | 0 | 0 | 0 | 0 | 0 | 0 | 0 | 0 | 0 | 0 | 0 | 0 | 0 | 0 | 0 | 0 | 0 | 0 | 0 | 0 | 0 | 0
F6_Commercial_OR - Miscellaneous_Existing_Space Heating_Natural Gas_Gas Boiler - Stack Economizer_A_Achievable Economic RVT Potential | F6 | Commercial | OR - Miscellaneous | Existing | Space Heating | Natural Gas | Gas Boiler - Stack Economizer | A | Incremental Winter Peak Savings (MW) | Achievable Economic RVT Potential | 0 | 0 | 0 | 0 | 0 | 0 | 0 | 0 | 0 | 0 | 0 | 0 | 0 | 0 | 0 | 0 | 0 | 0 | 0 | 0 | 0 | 0 | 0 | 0 | 0 | 0 | 0
F7_Commercial_OR - Miscellaneous_Existing_Space Heating_Natural Gas_Gas Boiler - Stack Economizer_A_Achievable Economic RVT Potential | F7 | Commercial | OR - Miscellaneous | Existing | Space Heating | Natural Gas | Gas Boiler - Stack Economizer | A | Cumulative Energy Savings (MWh or mTherms) | Achievable Economic RVT Potential | 0 | 0 | 0 | 0 | 0 | 0 | 0 | 0 | 0 | 0 | 0 | 0 | 0 | 0 | 0 | 0 | 0 | 0 | 0 | 0 | 0 | 0 | 0 | 0 | 0 | 0 | 0
F8_Commercial_OR - Miscellaneous_Existing_Space Heating_Natural Gas_Gas Boiler - Stack Economizer_A_Achievable Economic RVT Potential | F8 | Commercial | OR - Miscellaneous | Existing | Space Heating | Natural Gas | Gas Boiler - Stack Economizer | A | Cumulative Summer Peak Savings (MW) | Achievable Economic RVT Potential | 0 | 0 | 0 | 0 | 0 | 0 | 0 | 0 | 0 | 0 | 0 | 0 | 0 | 0 | 0 | 0 | 0 | 0 | 0 | 0 | 0 | 0 | 0 | 0 | 0 | 0 | 0
F9_Commercial_OR - Miscellaneous_Existing_Space Heating_Natural Gas_Gas Boiler - Stack Economizer_A_Achievable Economic RVT Potential | F9 | Commercial | OR - Miscellaneous | Existing | Space Heating | Natural Gas | Gas Boiler - Stack Economizer | A | Cumulative Winter Peak Savings (MW) | Achievable Economic RVT Potential | 0 | 0 | 0 | 0 | 0 | 0 | 0 | 0 | 0 | 0 | 0 | 0 | 0 | 0 | 0 | 0 | 0 | 0 | 0 | 0 | 0 | 0 | 0 | 0 | 0 | 0 | 0
F10_Commercial_OR - Miscellaneous_Existing_Space Heating_Natural Gas_Gas Boiler - Stack Economizer_A_Achievable Economic RVT Potential | F10 | Commercial | OR - Miscellaneous | Existing | Space Heating | Natural Gas | Gas Boiler - Stack Economizer | A | Purchases (Incremental) | Achievable Economic RVT Potential | 0 | 0 | 0 | 0 | 0 | 0 | 0 | 0 | 0 | 0 | 0 | 0 | 0 | 0 | 0 | 0 | 0 | 0 | 0 | 0 | 0 | 0 | 0 | 0 | 0 | 0 | 0
F11_Commercial_OR - Miscellaneous_Existing_Space Heating_Natural Gas_Gas Boiler - Stack Economizer_A_Achievable Economic RVT Potential | F11 | Commercial | OR - Miscellaneous | Existing | Space Heating | Natural Gas | Gas Boiler - Stack Economizer | A | Purchases (Cumulative) | Achievable Economic RVT Potential | 0 | 0 | 0 | 0 | 0 | 0 | 0 | 0 | 0 | 0 | 0 | 0 | 0 | 0 | 0 | 0 | 0 | 0 | 0 | 0 | 0 | 0 | 0 | 0 | 0 | 0 | 0
F1_Commercial_OR - Miscellaneous_Existing_Space Heating_Natural Gas_Gas Boiler - Thermostatic Radiator Valves_A_Achievable Economic RVT Potential | F1 | Commercial | OR - Miscellaneous | Existing | Space Heating | Natural Gas | Gas Boiler - Thermostatic Radiator Valves | A | Integrated Unit Energy Savings (kWh or therms) | Achievable Economic RVT Potential | 0 | 0 | 16.7618 | 16.6946 | 16.621 | 16.5419 | 16.4552 | 16.3586 | 16.2508 | 16.1303 | 15.9961 | 15.8495 | 15.6933 | 15.5327 | 15.374 | 15.2243 | 15.0898 | 14.9783 | 14.8914 | 14.822 | 14.7735 | 14.7316 | 14.7141 | 14.6982 | 14.6838 | 14.6706 | 14.6587
F2_Commercial_OR - Miscellaneous_Existing_Space Heating_Natural Gas_Gas Boiler - Thermostatic Radiator Valves_A_Achievable Economic RVT Potential | F2 | Commercial | OR - Miscellaneous | Existing | Space Heating | Natural Gas | Gas Boiler - Thermostatic Radiator Valves | A | Integrated Unit Summer Peak Savings (kW) | Achievable Economic RVT Potential | 0 | 0 | 0 | 0 | 0 | 0 | 0 | 0 | 0 | 0 | 0 | 0 | 0 | 0 | 0 | 0 | 0 | 0 | 0 | 0 | 0 | 0 | 0 | 0 | 0 | 0 | 0
F3_Commercial_OR - Miscellaneous_Existing_Space Heating_Natural Gas_Gas Boiler - Thermostatic Radiator Valves_A_Achievable Economic RVT Potential | F3 | Commercial | OR - Miscellaneous | Existing | Space Heating | Natural Gas | Gas Boiler - Thermostatic Radiator Valves | A | Integrated Unit Winter Peak Savings (kW) | Achievable Economic RVT Potential | 0 | 0 | 0 | 0 | 0 | 0 | 0 | 0 | 0 | 0 | 0 | 0 | 0 | 0 | 0 | 0 | 0 | 0 | 0 | 0 | 0 | 0 | 0 | 0 | 0 | 0 | 0
F4_Commercial_OR - Miscellaneous_Existing_Space Heating_Natural Gas_Gas Boiler - Thermostatic Radiator Valves_A_Achievable Economic RVT Potential | F4 | Commercial | OR - Miscellaneous | Existing | Space Heating | Natural Gas | Gas Boiler - Thermostatic Radiator Valves | A | Incremental Energy Savings (MWh or mTherms) | Achievable Economic RVT Potential | 0 | 0 | 0 | 0 | 0 | 0 | 0 | 0 | 0 | 0 | 0 | 0 | 0 | 0 | 0 | 0 | 0 | 0 | 0 | 0 | 0 | 0 | 0 | 0 | 0 | 0 | 0
F5_Commercial_OR - Miscellaneous_Existing_Space Heating_Natural Gas_Gas Boiler - Thermostatic Radiator Valves_A_Achievable Economic RVT Potential | F5 | Commercial | OR - Miscellaneous | Existing | Space Heating | Natural Gas | Gas Boiler - Thermostatic Radiator Valves | A | Incremental Summer Peak Savings (MW) | Achievable Economic RVT Potential | 0 | 0 | 0 | 0 | 0 | 0 | 0 | 0 | 0 | 0 | 0 | 0 | 0 | 0 | 0 | 0 | 0 | 0 | 0 | 0 | 0 | 0 | 0 | 0 | 0 | 0 | 0
F6_Commercial_OR - Miscellaneous_Existing_Space Heating_Natural Gas_Gas Boiler - Thermostatic Radiator Valves_A_Achievable Economic RVT Potential | F6 | Commercial | OR - Miscellaneous | Existing | Space Heating | Natural Gas | Gas Boiler - Thermostatic Radiator Valves | A | Incremental Winter Peak Savings (MW) | Achievable Economic RVT Potential | 0 | 0 | 0 | 0 | 0 | 0 | 0 | 0 | 0 | 0 | 0 | 0 | 0 | 0 | 0 | 0 | 0 | 0 | 0 | 0 | 0 | 0 | 0 | 0 | 0 | 0 | 0
F7_Commercial_OR - Miscellaneous_Existing_Space Heating_Natural Gas_Gas Boiler - Thermostatic Radiator Valves_A_Achievable Economic RVT Potential | F7 | Commercial | OR - Miscellaneous | Existing | Space Heating | Natural Gas | Gas Boiler - Thermostatic Radiator Valves | A | Cumulative Energy Savings (MWh or mTherms) | Achievable Economic RVT Potential | 0 | 0 | 0 | 0 | 0 | 0 | 0 | 0 | 0 | 0 | 0 | 0 | 0 | 0 | 0 | 0 | 0 | 0 | 0 | 0 | 0 | 0 | 0 | 0 | 0 | 0 | 0
F8_Commercial_OR - Miscellaneous_Existing_Space Heating_Natural Gas_Gas Boiler - Thermostatic Radiator Valves_A_Achievable Economic RVT Potential | F8 | Commercial | OR - Miscellaneous | Existing | Space Heating | Natural Gas | Gas Boiler - Thermostatic Radiator Valves | A | Cumulative Summer Peak Savings (MW) | Achievable Economic RVT Potential | 0 | 0 | 0 | 0 | 0 | 0 | 0 | 0 | 0 | 0 | 0 | 0 | 0 | 0 | 0 | 0 | 0 | 0 | 0 | 0 | 0 | 0 | 0 | 0 | 0 | 0 | 0
F9_Commercial_OR - Miscellaneous_Existing_Space Heating_Natural Gas_Gas Boiler - Thermostatic Radiator Valves_A_Achievable Economic RVT Potential | F9 | Commercial | OR - Miscellaneous | Existing | Space Heating | Natural Gas | Gas Boiler - Thermostatic Radiator Valves | A | Cumulative Winter Peak Savings (MW) | Achievable Economic RVT Potential | 0 | 0 | 0 | 0 | 0 | 0 | 0 | 0 | 0 | 0 | 0 | 0 | 0 | 0 | 0 | 0 | 0 | 0 | 0 | 0 | 0 | 0 | 0 | 0 | 0 | 0 | 0
F10_Commercial_OR - Miscellaneous_Existing_Space Heating_Natural Gas_Gas Boiler - Thermostatic Radiator Valves_A_Achievable Economic RVT Potential | F10 | Commercial | OR - Miscellaneous | Existing | Space Heating | Natural Gas | Gas Boiler - Thermostatic Radiator Valves | A | Purchases (Incremental) | Achievable Economic RVT Potential | 0 | 0 | 0 | 0 | 0 | 0 | 0 | 0 | 0 | 0 | 0 | 0 | 0 | 0 | 0 | 0 | 0 | 0 | 0 | 0 | 0 | 0 | 0 | 0 | 0 | 0 | 0
F11_Commercial_OR - Miscellaneous_Existing_Space Heating_Natural Gas_Gas Boiler - Thermostatic Radiator Valves_A_Achievable Economic RVT Potential | F11 | Commercial | OR - Miscellaneous | Existing | Space Heating | Natural Gas | Gas Boiler - Thermostatic Radiator Valves | A | Purchases (Cumulative) | Achievable Economic RVT Potential | 0 | 0 | 0 | 0 | 0 | 0 | 0 | 0 | 0 | 0 | 0 | 0 | 0 | 0 | 0 | 0 | 0 | 0 | 0 | 0 | 0 | 0 | 0 | 0 | 0 | 0 | 0
F1_Commercial_OR - Miscellaneous_Existing_Space Heating_Natural Gas_HVAC - Shut Off Damper_A_Achievable Economic RVT Potential | F1 | Commercial | OR - Miscellaneous | Existing | Space Heating | Natural Gas | HVAC - Shut Off Damper | A | Integrated Unit Energy Savings (kWh or therms) | Achievable Economic RVT Potential | 0 | 0 | 46.2857 | 45.887 | 45.4229 | 44.9024 | 44.3134 | 43.6639 | 42.9332 | 42.1275 | 41.2578 | 40.3451 | 39.424 | 38.506 | 37.6121 | 36.7718 | 36.0156 | 35.3831 | 34.8803 | 34.4662 | 34.1634 | 33.8903 | 33.787 | 33.6918 | 33.6042 | 33.5235 | 33.4492
F2_Commercial_OR - Miscellaneous_Existing_Space Heating_Natural Gas_HVAC - Shut Off Damper_A_Achievable Economic RVT Potential | F2 | Commercial | OR - Miscellaneous | Existing | Space Heating | Natural Gas | HVAC - Shut Off Damper | A | Integrated Unit Summer Peak Savings (kW) | Achievable Economic RVT Potential | 0 | 0 | 0 | 0 | 0 | 0 | 0 | 0 | 0 | 0 | 0 | 0 | 0 | 0 | 0 | 0 | 0 | 0 | 0 | 0 | 0 | 0 | 0 | 0 | 0 | 0 | 0
F3_Commercial_OR - Miscellaneous_Existing_Space Heating_Natural Gas_HVAC - Shut Off Damper_A_Achievable Economic RVT Potential | F3 | Commercial | OR - Miscellaneous | Existing | Space Heating | Natural Gas | HVAC - Shut Off Damper | A | Integrated Unit Winter Peak Savings (kW) | Achievable Economic RVT Potential | 0 | 0 | 0 | 0 | 0 | 0 | 0 | 0 | 0 | 0 | 0 | 0 | 0 | 0 | 0 | 0 | 0 | 0 | 0 | 0 | 0 | 0 | 0 | 0 | 0 | 0 | 0
F4_Commercial_OR - Miscellaneous_Existing_Space Heating_Natural Gas_HVAC - Shut Off Damper_A_Achievable Economic RVT Potential | F4 | Commercial | OR - Miscellaneous | Existing | Space Heating | Natural Gas | HVAC - Shut Off Damper | A | Incremental Energy Savings (MWh or mTherms) | Achievable Economic RVT Potential | 0 | 0 | 0 | 0 | 0 | 0 | 0 | 0 | 0 | 0 | 0 | 0 | 0 | 0 | 0 | 0 | 0 | 0 | 0 | 0 | 0 | 0 | 0 | 0 | 0 | 0 | 0
F5_Commercial_OR - Miscellaneous_Existing_Space Heating_Natural Gas_HVAC - Shut Off Damper_A_Achievable Economic RVT Potential | F5 | Commercial | OR - Miscellaneous | Existing | Space Heating | Natural Gas | HVAC - Shut Off Damper | A | Incremental Summer Peak Savings (MW) | Achievable Economic RVT Potential | 0 | 0 | 0 | 0 | 0 | 0 | 0 | 0 | 0 | 0 | 0 | 0 | 0 | 0 | 0 | 0 | 0 | 0 | 0 | 0 | 0 | 0 | 0 | 0 | 0 | 0 | 0
F6_Commercial_OR - Miscellaneous_Existing_Space Heating_Natural Gas_HVAC - Shut Off Damper_A_Achievable Economic RVT Potential | F6 | Commercial | OR - Miscellaneous | Existing | Space Heating | Natural Gas | HVAC - Shut Off Damper | A | Incremental Winter Peak Savings (MW) | Achievable Economic RVT Potential | 0 | 0 | 0 | 0 | 0 | 0 | 0 | 0 | 0 | 0 | 0 | 0 | 0 | 0 | 0 | 0 | 0 | 0 | 0 | 0 | 0 | 0 | 0 | 0 | 0 | 0 | 0
F7_Commercial_OR - Miscellaneous_Existing_Space Heating_Natural Gas_HVAC - Shut Off Damper_A_Achievable Economic RVT Potential | F7 | Commercial | OR - Miscellaneous | Existing | Space Heating | Natural Gas | HVAC - Shut Off Damper | A | Cumulative Energy Savings (MWh or mTherms) | Achievable Economic RVT Potential | 0 | 0 | 0 | 0 | 0 | 0 | 0 | 0 | 0 | 0 | 0 | 0 | 0 | 0 | 0 | 0 | 0 | 0 | 0 | 0 | 0 | 0 | 0 | 0 | 0 | 0 | 0
F8_Commercial_OR - Miscellaneous_Existing_Space Heating_Natural Gas_HVAC - Shut Off Damper_A_Achievable Economic RVT Potential | F8 | Commercial | OR - Miscellaneous | Existing | Space Heating | Natural Gas | HVAC - Shut Off Damper | A | Cumulative Summer Peak Savings (MW) | Achievable Economic RVT Potential | 0 | 0 | 0 | 0 | 0 | 0 | 0 | 0 | 0 | 0 | 0 | 0 | 0 | 0 | 0 | 0 | 0 | 0 | 0 | 0 | 0 | 0 | 0 | 0 | 0 | 0 | 0
F9_Commercial_OR - Miscellaneous_Existing_Space Heating_Natural Gas_HVAC - Shut Off Damper_A_Achievable Economic RVT Potential | F9 | Commercial | OR - Miscellaneous | Existing | Space Heating | Natural Gas | HVAC - Shut Off Damper | A | Cumulative Winter Peak Savings (MW) | Achievable Economic RVT Potential | 0 | 0 | 0 | 0 | 0 | 0 | 0 | 0 | 0 | 0 | 0 | 0 | 0 | 0 | 0 | 0 | 0 | 0 | 0 | 0 | 0 | 0 | 0 | 0 | 0 | 0 | 0
F10_Commercial_OR - Miscellaneous_Existing_Space Heating_Natural Gas_HVAC - Shut Off Damper_A_Achievable Economic RVT Potential | F10 | Commercial | OR - Miscellaneous | Existing | Space Heating | Natural Gas | HVAC - Shut Off Damper | A | Purchases (Incremental) | Achievable Economic RVT Potential | 0 | 0 | 0 | 0 | 0 | 0 | 0 | 0 | 0 | 0 | 0 | 0 | 0 | 0 | 0 | 0 | 0 | 0 | 0 | 0 | 0 | 0 | 0 | 0 | 0 | 0 | 0
F11_Commercial_OR - Miscellaneous_Existing_Space Heating_Natural Gas_HVAC - Shut Off Damper_A_Achievable Economic RVT Potential | F11 | Commercial | OR - Miscellaneous | Existing | Space Heating | Natural Gas | HVAC - Shut Off Damper | A | Purchases (Cumulative) | Achievable Economic RVT Potential | 0 | 0 | 0 | 0 | 0 | 0 | 0 | 0 | 0 | 0 | 0 | 0 | 0 | 0 | 0 | 0 | 0 | 0 | 0 | 0 | 0 | 0 | 0 | 0 | 0 | 0 | 0
F1_Commercial_OR - Miscellaneous_Existing_Space Heating_Natural Gas_Gas Furnace - Tube Inserts_A_Achievable Economic RVT Potential | F1 | Commercial | OR - Miscellaneous | Existing | Space Heating | Natural Gas | Gas Furnace - Tube Inserts | A | Integrated Unit Energy Savings (kWh or therms) | Achievable Economic RVT Potential | 0 | 0 | 0 | 0 | 0 | 0 | 0 | 0 | 0 | 0 | 0 | 0 | 0 | 0 | 0 | 0 | 0 | 0 | 0 | 0 | 0 | 0 | 0 | 0 | 0 | 0 | 0
F2_Commercial_OR - Miscellaneous_Existing_Space Heating_Natural Gas_Gas Furnace - Tube Inserts_A_Achievable Economic RVT Potential | F2 | Commercial | OR - Miscellaneous | Existing | Space Heating | Natural Gas | Gas Furnace - Tube Inserts | A | Integrated Unit Summer Peak Savings (kW) | Achievable Economic RVT Potential | 0 | 0 | 0 | 0 | 0 | 0 | 0 | 0 | 0 | 0 | 0 | 0 | 0 | 0 | 0 | 0 | 0 | 0 | 0 | 0 | 0 | 0 | 0 | 0 | 0 | 0 | 0
F3_Commercial_OR - Miscellaneous_Existing_Space Heating_Natural Gas_Gas Furnace - Tube Inserts_A_Achievable Economic RVT Potential | F3 | Commercial | OR - Miscellaneous | Existing | Space Heating | Natural Gas | Gas Furnace - Tube Inserts | A | Integrated Unit Winter Peak Savings (kW) | Achievable Economic RVT Potential | 0 | 0 | 0 | 0 | 0 | 0 | 0 | 0 | 0 | 0 | 0 | 0 | 0 | 0 | 0 | 0 | 0 | 0 | 0 | 0 | 0 | 0 | 0 | 0 | 0 | 0 | 0
F4_Commercial_OR - Miscellaneous_Existing_Space Heating_Natural Gas_Gas Furnace - Tube Inserts_A_Achievable Economic RVT Potential | F4 | Commercial | OR - Miscellaneous | Existing | Space Heating | Natural Gas | Gas Furnace - Tube Inserts | A | Incremental Energy Savings (MWh or mTherms) | Achievable Economic RVT Potential | 0 | 0 | 0 | 0 | 0 | 0 | 0 | 0 | 0 | 0 | 0 | 0 | 0 | 0 | 0 | 0 | 0 | 0 | 0 | 0 | 0 | 0 | 0 | 0 | 0 | 0 | 0
F5_Commercial_OR - Miscellaneous_Existing_Space Heating_Natural Gas_Gas Furnace - Tube Inserts_A_Achievable Economic RVT Potential | F5 | Commercial | OR - Miscellaneous | Existing | Space Heating | Natural Gas | Gas Furnace - Tube Inserts | A | Incremental Summer Peak Savings (MW) | Achievable Economic RVT Potential | 0 | 0 | 0 | 0 | 0 | 0 | 0 | 0 | 0 | 0 | 0 | 0 | 0 | 0 | 0 | 0 | 0 | 0 | 0 | 0 | 0 | 0 | 0 | 0 | 0 | 0 | 0
F6_Commercial_OR - Miscellaneous_Existing_Space Heating_Natural Gas_Gas Furnace - Tube Inserts_A_Achievable Economic RVT Potential | F6 | Commercial | OR - Miscellaneous | Existing | Space Heating | Natural Gas | Gas Furnace - Tube Inserts | A | Incremental Winter Peak Savings (MW) | Achievable Economic RVT Potential | 0 | 0 | 0 | 0 | 0 | 0 | 0 | 0 | 0 | 0 | 0 | 0 | 0 | 0 | 0 | 0 | 0 | 0 | 0 | 0 | 0 | 0 | 0 | 0 | 0 | 0 | 0
F7_Commercial_OR - Miscellaneous_Existing_Space Heating_Natural Gas_Gas Furnace - Tube Inserts_A_Achievable Economic RVT Potential | F7 | Commercial | OR - Miscellaneous | Existing | Space Heating | Natural Gas | Gas Furnace - Tube Inserts | A | Cumulative Energy Savings (MWh or mTherms) | Achievable Economic RVT Potential | 0 | 0 | 0 | 0 | 0 | 0 | 0 | 0 | 0 | 0 | 0 | 0 | 0 | 0 | 0 | 0 | 0 | 0 | 0 | 0 | 0 | 0 | 0 | 0 | 0 | 0 | 0
F8_Commercial_OR - Miscellaneous_Existing_Space Heating_Natural Gas_Gas Furnace - Tube Inserts_A_Achievable Economic RVT Potential | F8 | Commercial | OR - Miscellaneous | Existing | Space Heating | Natural Gas | Gas Furnace - Tube Inserts | A | Cumulative Summer Peak Savings (MW) | Achievable Economic RVT Potential | 0 | 0 | 0 | 0 | 0 | 0 | 0 | 0 | 0 | 0 | 0 | 0 | 0 | 0 | 0 | 0 | 0 | 0 | 0 | 0 | 0 | 0 | 0 | 0 | 0 | 0 | 0
F9_Commercial_OR - Miscellaneous_Existing_Space Heating_Natural Gas_Gas Furnace - Tube Inserts_A_Achievable Economic RVT Potential | F9 | Commercial | OR - Miscellaneous | Existing | Space Heating | Natural Gas | Gas Furnace - Tube Inserts | A | Cumulative Winter Peak Savings (MW) | Achievable Economic RVT Potential | 0 | 0 | 0 | 0 | 0 | 0 | 0 | 0 | 0 | 0 | 0 | 0 | 0 | 0 | 0 | 0 | 0 | 0 | 0 | 0 | 0 | 0 | 0 | 0 | 0 | 0 | 0
F10_Commercial_OR - Miscellaneous_Existing_Space Heating_Natural Gas_Gas Furnace - Tube Inserts_A_Achievable Economic RVT Potential | F10 | Commercial | OR - Miscellaneous | Existing | Space Heating | Natural Gas | Gas Furnace - Tube Inserts | A | Purchases (Incremental) | Achievable Economic RVT Potential | 0 | 0 | 0 | 0 | 0 | 0 | 0 | 0 | 0 | 0 | 0 | 0 | 0 | 0 | 0 | 0 | 0 | 0 | 0 | 0 | 0 | 0 | 0 | 0 | 0 | 0 | 0
F11_Commercial_OR - Miscellaneous_Existing_Space Heating_Natural Gas_Gas Furnace - Tube Inserts_A_Achievable Economic RVT Potential | F11 | Commercial | OR - Miscellaneous | Existing | Space Heating | Natural Gas | Gas Furnace - Tube Inserts | A | Purchases (Cumulative) | Achievable Economic RVT Potential | 0 | 0 | 0 | 0 | 0 | 0 | 0 | 0 | 0 | 0 | 0 | 0 | 0 | 0 | 0 | 0 | 0 | 0 | 0 | 0 | 0 | 0 | 0 | 0 | 0 | 0 | 0
F1_Commercial_OR - Miscellaneous_Existing_Space Heating_Natural Gas_Gas Boiler - Insulate Steam Lines/Condensate Tank_A_Achievable Economic RVT Potential | F1 | Commercial | OR - Miscellaneous | Existing | Space Heating | Natural Gas | Gas Boiler - Insulate Steam Lines/Condensate Tank | A | Integrated Unit Energy Savings (kWh or therms) | Achievable Economic RVT Potential | 0 | 0 | 3.9916 | 3.9772 | 3.9613 | 3.9441 | 3.9251 | 3.9037 | 3.8796 | 3.8525 | 3.8221 | 3.7886 | 3.7529 | 3.7161 | 3.6797 | 3.6455 | 3.6149 | 3.589 | 3.5682 | 3.5516 | 3.5401 | 3.5301 | 3.5259 | 3.5221 | 3.5187 | 3.5156 | 3.5128
F2_Commercial_OR - Miscellaneous_Existing_Space Heating_Natural Gas_Gas Boiler - Insulate Steam Lines/Condensate Tank_A_Achievable Economic RVT Potential | F2 | Commercial | OR - Miscellaneous | Existing | Space Heating | Natural Gas | Gas Boiler - Insulate Steam Lines/Condensate Tank | A | Integrated Unit Summer Peak Savings (kW) | Achievable Economic RVT Potential | 0 | 0 | 0 | 0 | 0 | 0 | 0 | 0 | 0 | 0 | 0 | 0 | 0 | 0 | 0 | 0 | 0 | 0 | 0 | 0 | 0 | 0 | 0 | 0 | 0 | 0 | 0
F3_Commercial_OR - Miscellaneous_Existing_Space Heating_Natural Gas_Gas Boiler - Insulate Steam Lines/Condensate Tank_A_Achievable Economic RVT Potential | F3 | Commercial | OR - Miscellaneous | Existing | Space Heating | Natural Gas | Gas Boiler - Insulate Steam Lines/Condensate Tank | A | Integrated Unit Winter Peak Savings (kW) | Achievable Economic RVT Potential | 0 | 0 | 0 | 0 | 0 | 0 | 0 | 0 | 0 | 0 | 0 | 0 | 0 | 0 | 0 | 0 | 0 | 0 | 0 | 0 | 0 | 0 | 0 | 0 | 0 | 0 | 0
F4_Commercial_OR - Miscellaneous_Existing_Space Heating_Natural Gas_Gas Boiler - Insulate Steam Lines/Condensate Tank_A_Achievable Economic RVT Potential | F4 | Commercial | OR - Miscellaneous | Existing | Space Heating | Natural Gas | Gas Boiler - Insulate Steam Lines/Condensate Tank | A | Incremental Energy Savings (MWh or mTherms) | Achievable Economic RVT Potential | 0 | 0 | 0 | 0 | 0 | 0 | 0 | 0 | 0 | 0 | 0 | 0 | 0 | 0 | 0 | 0 | 0 | 0 | 0 | 0 | 0 | 0 | 0 | 0 | 0 | 0 | 0
F5_Commercial_OR - Miscellaneous_Existing_Space Heating_Natural Gas_Gas Boiler - Insulate Steam Lines/Condensate Tank_A_Achievable Economic RVT Potential | F5 | Commercial | OR - Miscellaneous | Existing | Space Heating | Natural Gas | Gas Boiler - Insulate Steam Lines/Condensate Tank | A | Incremental Summer Peak Savings (MW) | Achievable Economic RVT Potential | 0 | 0 | 0 | 0 | 0 | 0 | 0 | 0 | 0 | 0 | 0 | 0 | 0 | 0 | 0 | 0 | 0 | 0 | 0 | 0 | 0 | 0 | 0 | 0 | 0 | 0 | 0
F6_Commercial_OR - Miscellaneous_Existing_Space Heating_Natural Gas_Gas Boiler - Insulate Steam Lines/Condensate Tank_A_Achievable Economic RVT Potential | F6 | Commercial | OR - Miscellaneous | Existing | Space Heating | Natural Gas | Gas Boiler - Insulate Steam Lines/Condensate Tank | A | Incremental Winter Peak Savings (MW) | Achievable Economic RVT Potential | 0 | 0 | 0 | 0 | 0 | 0 | 0 | 0 | 0 | 0 | 0 | 0 | 0 | 0 | 0 | 0 | 0 | 0 | 0 | 0 | 0 | 0 | 0 | 0 | 0 | 0 | 0
F7_Commercial_OR - Miscellaneous_Existing_Space Heating_Natural Gas_Gas Boiler - Insulate Steam Lines/Condensate Tank_A_Achievable Economic RVT Potential | F7 | Commercial | OR - Miscellaneous | Existing | Space Heating | Natural Gas | Gas Boiler - Insulate Steam Lines/Condensate Tank | A | Cumulative Energy Savings (MWh or mTherms) | Achievable Economic RVT Potential | 0 | 0 | 0 | 0 | 0 | 0 | 0 | 0 | 0 | 0 | 0 | 0 | 0 | 0 | 0 | 0 | 0 | 0 | 0 | 0 | 0 | 0 | 0 | 0 | 0 | 0 | 0
F8_Commercial_OR - Miscellaneous_Existing_Space Heating_Natural Gas_Gas Boiler - Insulate Steam Lines/Condensate Tank_A_Achievable Economic RVT Potential | F8 | Commercial | OR - Miscellaneous | Existing | Space Heating | Natural Gas | Gas Boiler - Insulate Steam Lines/Condensate Tank | A | Cumulative Summer Peak Savings (MW) | Achievable Economic RVT Potential | 0 | 0 | 0 | 0 | 0 | 0 | 0 | 0 | 0 | 0 | 0 | 0 | 0 | 0 | 0 | 0 | 0 | 0 | 0 | 0 | 0 | 0 | 0 | 0 | 0 | 0 | 0
F9_Commercial_OR - Miscellaneous_Existing_Space Heating_Natural Gas_Gas Boiler - Insulate Steam Lines/Condensate Tank_A_Achievable Economic RVT Potential | F9 | Commercial | OR - Miscellaneous | Existing | Space Heating | Natural Gas | Gas Boiler - Insulate Steam Lines/Condensate Tank | A | Cumulative Winter Peak Savings (MW) | Achievable Economic RVT Potential | 0 | 0 | 0 | 0 | 0 | 0 | 0 | 0 | 0 | 0 | 0 | 0 | 0 | 0 | 0 | 0 | 0 | 0 | 0 | 0 | 0 | 0 | 0 | 0 | 0 | 0 | 0
F10_Commercial_OR - Miscellaneous_Existing_Space Heating_Natural Gas_Gas Boiler - Insulate Steam Lines/Condensate Tank_A_Achievable Economic RVT Potential | F10 | Commercial | OR - Miscellaneous | Existing | Space Heating | Natural Gas | Gas Boiler - Insulate Steam Lines/Condensate Tank | A | Purchases (Incremental) | Achievable Economic RVT Potential | 0 | 0 | 0 | 0 | 0 | 0 | 0 | 0 | 0 | 0 | 0 | 0 | 0 | 0 | 0 | 0 | 0 | 0 | 0 | 0 | 0 | 0 | 0 | 0 | 0 | 0 | 0
F11_Commercial_OR - Miscellaneous_Existing_Space Heating_Natural Gas_Gas Boiler - Insulate Steam Lines/Condensate Tank_A_Achievable Economic RVT Potential | F11 | Commercial | OR - Miscellaneous | Existing | Space Heating | Natural Gas | Gas Boiler - Insulate Steam Lines/Condensate Tank | A | Purchases (Cumulative) | Achievable Economic RVT Potential | 0 | 0 | 0 | 0 | 0 | 0 | 0 | 0 | 0 | 0 | 0 | 0 | 0 | 0 | 0 | 0 | 0 | 0 | 0 | 0 | 0 | 0 | 0 | 0 | 0 | 0 | 0
F1_Commercial_OR - Miscellaneous_Existing_Space Heating_Natural Gas_Gas Boiler - Insulate Hot Water Lines_A_Achievable Economic RVT Potential | F1 | Commercial | OR - Miscellaneous | Existing | Space Heating | Natural Gas | Gas Boiler - Insulate Hot Water Lines | A | Integrated Unit Energy Savings (kWh or therms) | Achievable Economic RVT Potential | 0 | 0 | 2.6661 | 2.6474 | 2.6258 | 2.6019 | 2.5749 | 2.5439 | 2.5086 | 2.469 | 2.4253 | 2.3782 | 2.3305 | 2.2825 | 2.2355 | 2.1917 | 2.1528 | 2.1211 | 2.0971 | 2.078 | 2.0654 | 2.0543 | 2.0518 | 2.0495 | 2.0474 | 2.0455 | 2.0438
F2_Commercial_OR - Miscellaneous_Existing_Space Heating_Natural Gas_Gas Boiler - Insulate Hot Water Lines_A_Achievable Economic RVT Potential | F2 | Commercial | OR - Miscellaneous | Existing | Space Heating | Natural Gas | Gas Boiler - Insulate Hot Water Lines | A | Integrated Unit Summer Peak Savings (kW) | Achievable Economic RVT Potential | 0 | 0 | 0 | 0 | 0 | 0 | 0 | 0 | 0 | 0 | 0 | 0 | 0 | 0 | 0 | 0 | 0 | 0 | 0 | 0 | 0 | 0 | 0 | 0 | 0 | 0 | 0
F3_Commercial_OR - Miscellaneous_Existing_Space Heating_Natural Gas_Gas Boiler - Insulate Hot Water Lines_A_Achievable Economic RVT Potential | F3 | Commercial | OR - Miscellaneous | Existing | Space Heating | Natural Gas | Gas Boiler - Insulate Hot Water Lines | A | Integrated Unit Winter Peak Savings (kW) | Achievable Economic RVT Potential | 0 | 0 | 0 | 0 | 0 | 0 | 0 | 0 | 0 | 0 | 0 | 0 | 0 | 0 | 0 | 0 | 0 | 0 | 0 | 0 | 0 | 0 | 0 | 0 | 0 | 0 | 0
F4_Commercial_OR - Miscellaneous_Existing_Space Heating_Natural Gas_Gas Boiler - Insulate Hot Water Lines_A_Achievable Economic RVT Potential | F4 | Commercial | OR - Miscellaneous | Existing | Space Heating | Natural Gas | Gas Boiler - Insulate Hot Water Lines | A | Incremental Energy Savings (MWh or mTherms) | Achievable Economic RVT Potential | 0 | 0 | 0 | 0 | 0 | 0 | 0 | 0 | 0 | 0 | 0 | 0 | 0 | 0 | 0 | 0 | 0 | 0 | 0 | 0 | 0 | 0 | 0 | 0 | 0 | 0 | 0
F5_Commercial_OR - Miscellaneous_Existing_Space Heating_Natural Gas_Gas Boiler - Insulate Hot Water Lines_A_Achievable Economic RVT Potential | F5 | Commercial | OR - Miscellaneous | Existing | Space Heating | Natural Gas | Gas Boiler - Insulate Hot Water Lines | A | Incremental Summer Peak Savings (MW) | Achievable Economic RVT Potential | 0 | 0 | 0 | 0 | 0 | 0 | 0 | 0 | 0 | 0 | 0 | 0 | 0 | 0 | 0 | 0 | 0 | 0 | 0 | 0 | 0 | 0 | 0 | 0 | 0 | 0 | 0
F6_Commercial_OR - Miscellaneous_Existing_Space Heating_Natural Gas_Gas Boiler - Insulate Hot Water Lines_A_Achievable Economic RVT Potential | F6 | Commercial | OR - Miscellaneous | Existing | Space Heating | Natural Gas | Gas Boiler - Insulate Hot Water Lines | A | Incremental Winter Peak Savings (MW) | Achievable Economic RVT Potential | 0 | 0 | 0 | 0 | 0 | 0 | 0 | 0 | 0 | 0 | 0 | 0 | 0 | 0 | 0 | 0 | 0 | 0 | 0 | 0 | 0 | 0 | 0 | 0 | 0 | 0 | 0
F7_Commercial_OR - Miscellaneous_Existing_Space Heating_Natural Gas_Gas Boiler - Insulate Hot Water Lines_A_Achievable Economic RVT Potential | F7 | Commercial | OR - Miscellaneous | Existing | Space Heating | Natural Gas | Gas Boiler - Insulate Hot Water Lines | A | Cumulative Energy Savings (MWh or mTherms) | Achievable Economic RVT Potential | 0 | 0 | 0 | 0 | 0 | 0 | 0 | 0 | 0 | 0 | 0 | 0 | 0 | 0 | 0 | 0 | 0 | 0 | 0 | 0 | 0 | 0 | 0 | 0 | 0 | 0 | 0
F8_Commercial_OR - Miscellaneous_Existing_Space Heating_Natural Gas_Gas Boiler - Insulate Hot Water Lines_A_Achievable Economic RVT Potential | F8 | Commercial | OR - Miscellaneous | Existing | Space Heating | Natural Gas | Gas Boiler - Insulate Hot Water Lines | A | Cumulative Summer Peak Savings (MW) | Achievable Economic RVT Potential | 0 | 0 | 0 | 0 | 0 | 0 | 0 | 0 | 0 | 0 | 0 | 0 | 0 | 0 | 0 | 0 | 0 | 0 | 0 | 0 | 0 | 0 | 0 | 0 | 0 | 0 | 0
F9_Commercial_OR - Miscellaneous_Existing_Space Heating_Natural Gas_Gas Boiler - Insulate Hot Water Lines_A_Achievable Economic RVT Potential | F9 | Commercial | OR - Miscellaneous | Existing | Space Heating | Natural Gas | Gas Boiler - Insulate Hot Water Lines | A | Cumulative Winter Peak Savings (MW) | Achievable Economic RVT Potential | 0 | 0 | 0 | 0 | 0 | 0 | 0 | 0 | 0 | 0 | 0 | 0 | 0 | 0 | 0 | 0 | 0 | 0 | 0 | 0 | 0 | 0 | 0 | 0 | 0 | 0 | 0
F10_Commercial_OR - Miscellaneous_Existing_Space Heating_Natural Gas_Gas Boiler - Insulate Hot Water Lines_A_Achievable Economic RVT Potential | F10 | Commercial | OR - Miscellaneous | Existing | Space Heating | Natural Gas | Gas Boiler - Insulate Hot Water Lines | A | Purchases (Incremental) | Achievable Economic RVT Potential | 0 | 0 | 0 | 0 | 0 | 0 | 0 | 0 | 0 | 0 | 0 | 0 | 0 | 0 | 0 | 0 | 0 | 0 | 0 | 0 | 0 | 0 | 0 | 0 | 0 | 0 | 0
F11_Commercial_OR - Miscellaneous_Existing_Space Heating_Natural Gas_Gas Boiler - Insulate Hot Water Lines_A_Achievable Economic RVT Potential | F11 | Commercial | OR - Miscellaneous | Existing | Space Heating | Natural Gas | Gas Boiler - Insulate Hot Water Lines | A | Purchases (Cumulative) | Achievable Economic RVT Potential | 0 | 0 | 0 | 0 | 0 | 0 | 0 | 0 | 0 | 0 | 0 | 0 | 0 | 0 | 0 | 0 | 0 | 0 | 0 | 0 | 0 | 0 | 0 | 0 | 0 | 0 | 0
F1_Commercial_OR - Miscellaneous_Existing_Space Heating_Natural Gas_Condensing RTU_A_Achievable Economic RVT Potential | F1 | Commercial | OR - Miscellaneous | Existing | Space Heating | Natural Gas | Condensing RTU | A | Integrated Unit Energy Savings (kWh or therms) | Achievable Economic RVT Potential | 0 | 0 | 0.066458 | 0.065905 | 0.065249 | 0.064502 | 0.063647 | 0.062695 | 0.061618 | 0.060423 | 0.059129 | 0.057767 | 0.056388 | 0.055009 | 0.053661 | 0.052387 | 0.05123 | 0.050247 | 0.049447 | 0.048778 | 0.048272 | 0.047814 | 0.047601 | 0.047404 | 0.047223 | 0.047055 | 0.046901
F2_Commercial_OR - Miscellaneous_Existing_Space Heating_Natural Gas_Condensing RTU_A_Achievable Economic RVT Potential | F2 | Commercial | OR - Miscellaneous | Existing | Space Heating | Natural Gas | Condensing RTU | A | Integrated Unit Summer Peak Savings (kW) | Achievable Economic RVT Potential | 0 | 0 | 0 | 0 | 0 | 0 | 0 | 0 | 0 | 0 | 0 | 0 | 0 | 0 | 0 | 0 | 0 | 0 | 0 | 0 | 0 | 0 | 0 | 0 | 0 | 0 | 0
F3_Commercial_OR - Miscellaneous_Existing_Space Heating_Natural Gas_Condensing RTU_A_Achievable Economic RVT Potential | F3 | Commercial | OR - Miscellaneous | Existing | Space Heating | Natural Gas | Condensing RTU | A | Integrated Unit Winter Peak Savings (kW) | Achievable Economic RVT Potential | 0 | 0 | 0 | 0 | 0 | 0 | 0 | 0 | 0 | 0 | 0 | 0 | 0 | 0 | 0 | 0 | 0 | 0 | 0 | 0 | 0 | 0 | 0 | 0 | 0 | 0 | 0
F4_Commercial_OR - Miscellaneous_Existing_Space Heating_Natural Gas_Condensing RTU_A_Achievable Economic RVT Potential | F4 | Commercial | OR - Miscellaneous | Existing | Space Heating | Natural Gas | Condensing RTU | A | Incremental Energy Savings (MWh or mTherms) | Achievable Economic RVT Potential | 0 | 0 | 0 | 0 | 0 | 0 | 0 | 0 | 0 | 0 | 0 | 0 | 0 | 0 | 0 | 0 | 0 | 0 | 0 | 0 | 0 | 0 | 0 | 0 | 0 | 0 | 0
F5_Commercial_OR - Miscellaneous_Existing_Space Heating_Natural Gas_Condensing RTU_A_Achievable Economic RVT Potential | F5 | Commercial | OR - Miscellaneous | Existing | Space Heating | Natural Gas | Condensing RTU | A | Incremental Summer Peak Savings (MW) | Achievable Economic RVT Potential | 0 | 0 | 0 | 0 | 0 | 0 | 0 | 0 | 0 | 0 | 0 | 0 | 0 | 0 | 0 | 0 | 0 | 0 | 0 | 0 | 0 | 0 | 0 | 0 | 0 | 0 | 0
F6_Commercial_OR - Miscellaneous_Existing_Space Heating_Natural Gas_Condensing RTU_A_Achievable Economic RVT Potential | F6 | Commercial | OR - Miscellaneous | Existing | Space Heating | Natural Gas | Condensing RTU | A | Incremental Winter Peak Savings (MW) | Achievable Economic RVT Potential | 0 | 0 | 0 | 0 | 0 | 0 | 0 | 0 | 0 | 0 | 0 | 0 | 0 | 0 | 0 | 0 | 0 | 0 | 0 | 0 | 0 | 0 | 0 | 0 | 0 | 0 | 0
F7_Commercial_OR - Miscellaneous_Existing_Space Heating_Natural Gas_Condensing RTU_A_Achievable Economic RVT Potential | F7 | Commercial | OR - Miscellaneous | Existing | Space Heating | Natural Gas | Condensing RTU | A | Cumulative Energy Savings (MWh or mTherms) | Achievable Economic RVT Potential | 0 | 0 | 0 | 0 | 0 | 0 | 0 | 0 | 0 | 0 | 0 | 0 | 0 | 0 | 0 | 0 | 0 | 0 | 0 | 0 | 0 | 0 | 0 | 0 | 0 | 0 | 0
F8_Commercial_OR - Miscellaneous_Existing_Space Heating_Natural Gas_Condensing RTU_A_Achievable Economic RVT Potential | F8 | Commercial | OR - Miscellaneous | Existing | Space Heating | Natural Gas | Condensing RTU | A | Cumulative Summer Peak Savings (MW) | Achievable Economic RVT Potential | 0 | 0 | 0 | 0 | 0 | 0 | 0 | 0 | 0 | 0 | 0 | 0 | 0 | 0 | 0 | 0 | 0 | 0 | 0 | 0 | 0 | 0 | 0 | 0 | 0 | 0 | 0
F9_Commercial_OR - Miscellaneous_Existing_Space Heating_Natural Gas_Condensing RTU_A_Achievable Economic RVT Potential | F9 | Commercial | OR - Miscellaneous | Existing | Space Heating | Natural Gas | Condensing RTU | A | Cumulative Winter Peak Savings (MW) | Achievable Economic RVT Potential | 0 | 0 | 0 | 0 | 0 | 0 | 0 | 0 | 0 | 0 | 0 | 0 | 0 | 0 | 0 | 0 | 0 | 0 | 0 | 0 | 0 | 0 | 0 | 0 | 0 | 0 | 0
F10_Commercial_OR - Miscellaneous_Existing_Space Heating_Natural Gas_Condensing RTU_A_Achievable Economic RVT Potential | F10 | Commercial | OR - Miscellaneous | Existing | Space Heating | Natural Gas | Condensing RTU | A | Purchases (Incremental) | Achievable Economic RVT Potential | 0 | 0 | 0 | 0 | 0 | 0 | 0 | 0 | 0 | 0 | 0 | 0 | 0 | 0 | 0 | 0 | 0 | 0 | 0 | 0 | 0 | 0 | 0 | 0 | 0 | 0 | 0
F11_Commercial_OR - Miscellaneous_Existing_Space Heating_Natural Gas_Condensing RTU_A_Achievable Economic RVT Potential | F11 | Commercial | OR - Miscellaneous | Existing | Space Heating | Natural Gas | Condensing RTU | A | Purchases (Cumulative) | Achievable Economic RVT Potential | 0 | 0 | 0 | 0 | 0 | 0 | 0 | 0 | 0 | 0 | 0 | 0 | 0 | 0 | 0 | 0 | 0 | 0 | 0 | 0 | 0 | 0 | 0 | 0 | 0 | 0 | 0
F1_Commercial_OR - Miscellaneous_Existing_Space Heating_Natural Gas_Hydronic Heating Radiator Replacement_A_Achievable Economic RVT Potential | F1 | Commercial | OR - Miscellaneous | Existing | Space Heating | Natural Gas | Hydronic Heating Radiator Replacement | A | Integrated Unit Energy Savings (kWh or therms) | Achievable Economic RVT Potential | 0 | 0 | 36.0813 | 35.7858 | 35.4474 | 35.0728 | 34.6526 | 34.1934 | 33.6779 | 33.1094 | 32.4941 | 31.8466 | 31.1924 | 30.5397 | 29.9053 | 29.3128 | 28.7866 | 28.3602 | 28.0389 | 27.784 | 27.6152 | 27.4655 | 27.432 | 27.4015 | 27.3738 | 27.3485 | 27.3255
F2_Commercial_OR - Miscellaneous_Existing_Space Heating_Natural Gas_Hydronic Heating Radiator Replacement_A_Achievable Economic RVT Potential | F2 | Commercial | OR - Miscellaneous | Existing | Space Heating | Natural Gas | Hydronic Heating Radiator Replacement | A | Integrated Unit Summer Peak Savings (kW) | Achievable Economic RVT Potential | 0 | 0 | 0 | 0 | 0 | 0 | 0 | 0 | 0 | 0 | 0 | 0 | 0 | 0 | 0 | 0 | 0 | 0 | 0 | 0 | 0 | 0 | 0 | 0 | 0 | 0 | 0
F3_Commercial_OR - Miscellaneous_Existing_Space Heating_Natural Gas_Hydronic Heating Radiator Replacement_A_Achievable Economic RVT Potential | F3 | Commercial | OR - Miscellaneous | Existing | Space Heating | Natural Gas | Hydronic Heating Radiator Replacement | A | Integrated Unit Winter Peak Savings (kW) | Achievable Economic RVT Potential | 0 | 0 | 0 | 0 | 0 | 0 | 0 | 0 | 0 | 0 | 0 | 0 | 0 | 0 | 0 | 0 | 0 | 0 | 0 | 0 | 0 | 0 | 0 | 0 | 0 | 0 | 0
F4_Commercial_OR - Miscellaneous_Existing_Space Heating_Natural Gas_Hydronic Heating Radiator Replacement_A_Achievable Economic RVT Potential | F4 | Commercial | OR - Miscellaneous | Existing | Space Heating | Natural Gas | Hydronic Heating Radiator Replacement | A | Incremental Energy Savings (MWh or mTherms) | Achievable Economic RVT Potential | 0 | 0 | 0 | 0 | 0 | 0 | 0 | 0 | 0 | 0 | 0 | 0 | 0 | 0 | 0 | 0 | 0 | 0 | 0 | 0 | 0 | 0 | 0 | 0 | 0 | 0 | 0
F5_Commercial_OR - Miscellaneous_Existing_Space Heating_Natural Gas_Hydronic Heating Radiator Replacement_A_Achievable Economic RVT Potential | F5 | Commercial | OR - Miscellaneous | Existing | Space Heating | Natural Gas | Hydronic Heating Radiator Replacement | A | Incremental Summer Peak Savings (MW) | Achievable Economic RVT Potential | 0 | 0 | 0 | 0 | 0 | 0 | 0 | 0 | 0 | 0 | 0 | 0 | 0 | 0 | 0 | 0 | 0 | 0 | 0 | 0 | 0 | 0 | 0 | 0 | 0 | 0 | 0
F6_Commercial_OR - Miscellaneous_Existing_Space Heating_Natural Gas_Hydronic Heating Radiator Replacement_A_Achievable Economic RVT Potential | F6 | Commercial | OR - Miscellaneous | Existing | Space Heating | Natural Gas | Hydronic Heating Radiator Replacement | A | Incremental Winter Peak Savings (MW) | Achievable Economic RVT Potential | 0 | 0 | 0 | 0 | 0 | 0 | 0 | 0 | 0 | 0 | 0 | 0 | 0 | 0 | 0 | 0 | 0 | 0 | 0 | 0 | 0 | 0 | 0 | 0 | 0 | 0 | 0
F7_Commercial_OR - Miscellaneous_Existing_Space Heating_Natural Gas_Hydronic Heating Radiator Replacement_A_Achievable Economic RVT Potential | F7 | Commercial | OR - Miscellaneous | Existing | Space Heating | Natural Gas | Hydronic Heating Radiator Replacement | A | Cumulative Energy Savings (MWh or mTherms) | Achievable Economic RVT Potential | 0 | 0 | 0 | 0 | 0 | 0 | 0 | 0 | 0 | 0 | 0 | 0 | 0 | 0 | 0 | 0 | 0 | 0 | 0 | 0 | 0 | 0 | 0 | 0 | 0 | 0 | 0
F8_Commercial_OR - Miscellaneous_Existing_Space Heating_Natural Gas_Hydronic Heating Radiator Replacement_A_Achievable Economic RVT Potential | F8 | Commercial | OR - Miscellaneous | Existing | Space Heating | Natural Gas | Hydronic Heating Radiator Replacement | A | Cumulative Summer Peak Savings (MW) | Achievable Economic RVT Potential | 0 | 0 | 0 | 0 | 0 | 0 | 0 | 0 | 0 | 0 | 0 | 0 | 0 | 0 | 0 | 0 | 0 | 0 | 0 | 0 | 0 | 0 | 0 | 0 | 0 | 0 | 0
F9_Commercial_OR - Miscellaneous_Existing_Space Heating_Natural Gas_Hydronic Heating Radiator Replacement_A_Achievable Economic RVT Potential | F9 | Commercial | OR - Miscellaneous | Existing | Space Heating | Natural Gas | Hydronic Heating Radiator Replacement | A | Cumulative Winter Peak Savings (MW) | Achievable Economic RVT Potential | 0 | 0 | 0 | 0 | 0 | 0 | 0 | 0 | 0 | 0 | 0 | 0 | 0 | 0 | 0 | 0 | 0 | 0 | 0 | 0 | 0 | 0 | 0 | 0 | 0 | 0 | 0
F10_Commercial_OR - Miscellaneous_Existing_Space Heating_Natural Gas_Hydronic Heating Radiator Replacement_A_Achievable Economic RVT Potential | F10 | Commercial | OR - Miscellaneous | Existing | Space Heating | Natural Gas | Hydronic Heating Radiator Replacement | A | Purchases (Incremental) | Achievable Economic RVT Potential | 0 | 0 | 0 | 0 | 0 | 0 | 0 | 0 | 0 | 0 | 0 | 0 | 0 | 0 | 0 | 0 | 0 | 0 | 0 | 0 | 0 | 0 | 0 | 0 | 0 | 0 | 0
F11_Commercial_OR - Miscellaneous_Existing_Space Heating_Natural Gas_Hydronic Heating Radiator Replacement_A_Achievable Economic RVT Potential | F11 | Commercial | OR - Miscellaneous | Existing | Space Heating | Natural Gas | Hydronic Heating Radiator Replacement | A | Purchases (Cumulative) | Achievable Economic RVT Potential | 0 | 0 | 0 | 0 | 0 | 0 | 0 | 0 | 0 | 0 | 0 | 0 | 0 | 0 | 0 | 0 | 0 | 0 | 0 | 0 | 0 | 0 | 0 | 0 | 0 | 0 | 0
F1_Commercial_OR - Miscellaneous_Existing_Space Heating_Natural Gas_Thermostat - Connected_A_Achievable Economic RVT Potential | F1 | Commercial | OR - Miscellaneous | Existing | Space Heating | Natural Gas | Thermostat - Connected | A | Integrated Unit Energy Savings (kWh or therms) | Achievable Economic RVT Potential | 0 | 0 | 49.8699 | 49.516 | 49.1005 | 48.6311 | 48.0944 | 47.4745 | 46.7658 | 45.9673 | 45.0848 | 44.1352 | 43.1677 | 42.198 | 41.2499 | 40.3568 | 39.5526 | 38.8835 | 38.3564 | 37.9261 | 37.618 | 37.342 | 37.2296 | 37.126 | 37.0307 | 36.9429 | 36.862
F2_Commercial_OR - Miscellaneous_Existing_Space Heating_Natural Gas_Thermostat - Connected_A_Achievable Economic RVT Potential | F2 | Commercial | OR - Miscellaneous | Existing | Space Heating | Natural Gas | Thermostat - Connected | A | Integrated Unit Summer Peak Savings (kW) | Achievable Economic RVT Potential | 0 | 0 | 0 | 0 | 0 | 0 | 0 | 0 | 0 | 0 | 0 | 0 | 0 | 0 | 0 | 0 | 0 | 0 | 0 | 0 | 0 | 0 | 0 | 0 | 0 | 0 | 0
F3_Commercial_OR - Miscellaneous_Existing_Space Heating_Natural Gas_Thermostat - Connected_A_Achievable Economic RVT Potential | F3 | Commercial | OR - Miscellaneous | Existing | Space Heating | Natural Gas | Thermostat - Connected | A | Integrated Unit Winter Peak Savings (kW) | Achievable Economic RVT Potential | 0 | 0 | 0 | 0 | 0 | 0 | 0 | 0 | 0 | 0 | 0 | 0 | 0 | 0 | 0 | 0 | 0 | 0 | 0 | 0 | 0 | 0 | 0 | 0 | 0 | 0 | 0
F4_Commercial_OR - Miscellaneous_Existing_Space Heating_Natural Gas_Thermostat - Connected_A_Achievable Economic RVT Potential | F4 | Commercial | OR - Miscellaneous | Existing | Space Heating | Natural Gas | Thermostat - Connected | A | Incremental Energy Savings (MWh or mTherms) | Achievable Economic RVT Potential | 0 | 0 | 0 | 0 | 0 | 0 | 0 | 0 | 0 | 0 | 0 | 0 | 0 | 0 | 0 | 0 | 0 | 0 | 0 | 0 | 0 | 0 | 0 | 0 | 0 | 0 | 0
F5_Commercial_OR - Miscellaneous_Existing_Space Heating_Natural Gas_Thermostat - Connected_A_Achievable Economic RVT Potential | F5 | Commercial | OR - Miscellaneous | Existing | Space Heating | Natural Gas | Thermostat - Connected | A | Incremental Summer Peak Savings (MW) | Achievable Economic RVT Potential | 0 | 0 | 0 | 0 | 0 | 0 | 0 | 0 | 0 | 0 | 0 | 0 | 0 | 0 | 0 | 0 | 0 | 0 | 0 | 0 | 0 | 0 | 0 | 0 | 0 | 0 | 0
F6_Commercial_OR - Miscellaneous_Existing_Space Heating_Natural Gas_Thermostat - Connected_A_Achievable Economic RVT Potential | F6 | Commercial | OR - Miscellaneous | Existing | Space Heating | Natural Gas | Thermostat - Connected | A | Incremental Winter Peak Savings (MW) | Achievable Economic RVT Potential | 0 | 0 | 0 | 0 | 0 | 0 | 0 | 0 | 0 | 0 | 0 | 0 | 0 | 0 | 0 | 0 | 0 | 0 | 0 | 0 | 0 | 0 | 0 | 0 | 0 | 0 | 0
F7_Commercial_OR - Miscellaneous_Existing_Space Heating_Natural Gas_Thermostat - Connected_A_Achievable Economic RVT Potential | F7 | Commercial | OR - Miscellaneous | Existing | Space Heating | Natural Gas | Thermostat - Connected | A | Cumulative Energy Savings (MWh or mTherms) | Achievable Economic RVT Potential | 0 | 0 | 0 | 0 | 0 | 0 | 0 | 0 | 0 | 0 | 0 | 0 | 0 | 0 | 0 | 0 | 0 | 0 | 0 | 0 | 0 | 0 | 0 | 0 | 0 | 0 | 0
F8_Commercial_OR - Miscellaneous_Existing_Space Heating_Natural Gas_Thermostat - Connected_A_Achievable Economic RVT Potential | F8 | Commercial | OR - Miscellaneous | Existing | Space Heating | Natural Gas | Thermostat - Connected | A | Cumulative Summer Peak Savings (MW) | Achievable Economic RVT Potential | 0 | 0 | 0 | 0 | 0 | 0 | 0 | 0 | 0 | 0 | 0 | 0 | 0 | 0 | 0 | 0 | 0 | 0 | 0 | 0 | 0 | 0 | 0 | 0 | 0 | 0 | 0
F9_Commercial_OR - Miscellaneous_Existing_Space Heating_Natural Gas_Thermostat - Connected_A_Achievable Economic RVT Potential | F9 | Commercial | OR - Miscellaneous | Existing | Space Heating | Natural Gas | Thermostat - Connected | A | Cumulative Winter Peak Savings (MW) | Achievable Economic RVT Potential | 0 | 0 | 0 | 0 | 0 | 0 | 0 | 0 | 0 | 0 | 0 | 0 | 0 | 0 | 0 | 0 | 0 | 0 | 0 | 0 | 0 | 0 | 0 | 0 | 0 | 0 | 0
F10_Commercial_OR - Miscellaneous_Existing_Space Heating_Natural Gas_Thermostat - Connected_A_Achievable Economic RVT Potential | F10 | Commercial | OR - Miscellaneous | Existing | Space Heating | Natural Gas | Thermostat - Connected | A | Purchases (Incremental) | Achievable Economic RVT Potential | 0 | 0 | 0 | 0 | 0 | 0 | 0 | 0 | 0 | 0 | 0 | 0 | 0 | 0 | 0 | 0 | 0 | 0 | 0 | 0 | 0 | 0 | 0 | 0 | 0 | 0 | 0
F11_Commercial_OR - Miscellaneous_Existing_Space Heating_Natural Gas_Thermostat - Connected_A_Achievable Economic RVT Potential | F11 | Commercial | OR - Miscellaneous | Existing | Space Heating | Natural Gas | Thermostat - Connected | A | Purchases (Cumulative) | Achievable Economic RVT Potential | 0 | 0 | 0 | 0 | 0 | 0 | 0 | 0 | 0 | 0 | 0 | 0 | 0 | 0 | 0 | 0 | 0 | 0 | 0 | 0 | 0 | 0 | 0 | 0 | 0 | 0 | 0
F1_Commercial_OR - Miscellaneous_Existing_Water Heating_Natural Gas_Water Heater - Thermostatic Shower Restriction Valve_A_Achievable Economic RVT Potential | F1 | Commercial | OR - Miscellaneous | Existing | Water Heating | Natural Gas | Water Heater - Thermostatic Shower Restriction Valve | A | Integrated Unit Energy Savings (kWh or therms) | Achievable Economic RVT Potential | 0 | 0 | 1.7219 | 1.685 | 1.6509 | 1.6183 | 1.5871 | 1.5567 | 1.5286 | 1.5027 | 1.479 | 1.458 | 1.441 | 1.4279 | 1.4195 | 1.4111 | 1.4051 | 1.4003 | 1.3966 | 1.3936 | 1.3914 | 1.3899 | 1.3888 | 1.3881 | 1.387 | 1.3868 | 1.3865
F2_Commercial_OR - Miscellaneous_Existing_Water Heating_Natural Gas_Water Heater - Thermostatic Shower Restriction Valve_A_Achievable Economic RVT Potential | F2 | Commercial | OR - Miscellaneous | Existing | Water Heating | Natural Gas | Water Heater - Thermostatic Shower Restriction Valve | A | Integrated Unit Summer Peak Savings (kW) | Achievable Economic RVT Potential | 0 | 0 | 0 | 0 | 0 | 0 | 0 | 0 | 0 | 0 | 0 | 0 | 0 | 0 | 0 | 0 | 0 | 0 | 0 | 0 | 0 | 0 | 0 | 0 | 0 | 0 | 0
F3_Commercial_OR - Miscellaneous_Existing_Water Heating_Natural Gas_Water Heater - Thermostatic Shower Restriction Valve_A_Achievable Economic RVT Potential | F3 | Commercial | OR - Miscellaneous | Existing | Water Heating | Natural Gas | Water Heater - Thermostatic Shower Restriction Valve | A | Integrated Unit Winter Peak Savings (kW) | Achievable Economic RVT Potential | 0 | 0 | 0 | 0 | 0 | 0 | 0 | 0 | 0 | 0 | 0 | 0 | 0 | 0 | 0 | 0 | 0 | 0 | 0 | 0 | 0 | 0 | 0 | 0 | 0 | 0 | 0
F4_Commercial_OR - Miscellaneous_Existing_Water Heating_Natural Gas_Water Heater - Thermostatic Shower Restriction Valve_A_Achievable Economic RVT Potential | F4 | Commercial | OR - Miscellaneous | Existing | Water Heating | Natural Gas | Water Heater - Thermostatic Shower Restriction Valve | A | Incremental Energy Savings (MWh or mTherms) | Achievable Economic RVT Potential | 0 | 0 | 0 | 0 | 0 | 0 | 0 | 0 | 0 | 0 | 0 | 0 | 0 | 0 | 0 | 0 | 0 | 0 | 0 | 0 | 0 | 0 | 0 | 0 | 0 | 0 | 0
F5_Commercial_OR - Miscellaneous_Existing_Water Heating_Natural Gas_Water Heater - Thermostatic Shower Restriction Valve_A_Achievable Economic RVT Potential | F5 | Commercial | OR - Miscellaneous | Existing | Water Heating | Natural Gas | Water Heater - Thermostatic Shower Restriction Valve | A | Incremental Summer Peak Savings (MW) | Achievable Economic RVT Potential | 0 | 0 | 0 | 0 | 0 | 0 | 0 | 0 | 0 | 0 | 0 | 0 | 0 | 0 | 0 | 0 | 0 | 0 | 0 | 0 | 0 | 0 | 0 | 0 | 0 | 0 | 0
F6_Commercial_OR - Miscellaneous_Existing_Water Heating_Natural Gas_Water Heater - Thermostatic Shower Restriction Valve_A_Achievable Economic RVT Potential | F6 | Commercial | OR - Miscellaneous | Existing | Water Heating | Natural Gas | Water Heater - Thermostatic Shower Restriction Valve | A | Incremental Winter Peak Savings (MW) | Achievable Economic RVT Potential | 0 | 0 | 0 | 0 | 0 | 0 | 0 | 0 | 0 | 0 | 0 | 0 | 0 | 0 | 0 | 0 | 0 | 0 | 0 | 0 | 0 | 0 | 0 | 0 | 0 | 0 | 0
F7_Commercial_OR - Miscellaneous_Existing_Water Heating_Natural Gas_Water Heater - Thermostatic Shower Restriction Valve_A_Achievable Economic RVT Potential | F7 | Commercial | OR - Miscellaneous | Existing | Water Heating | Natural Gas | Water Heater - Thermostatic Shower Restriction Valve | A | Cumulative Energy Savings (MWh or mTherms) | Achievable Economic RVT Potential | 0 | 0 | 0 | 0 | 0 | 0 | 0 | 0 | 0 | 0 | 0 | 0 | 0 | 0 | 0 | 0 | 0 | 0 | 0 | 0 | 0 | 0 | 0 | 0 | 0 | 0 | 0
F8_Commercial_OR - Miscellaneous_Existing_Water Heating_Natural Gas_Water Heater - Thermostatic Shower Restriction Valve_A_Achievable Economic RVT Potential | F8 | Commercial | OR - Miscellaneous | Existing | Water Heating | Natural Gas | Water Heater - Thermostatic Shower Restriction Valve | A | Cumulative Summer Peak Savings (MW) | Achievable Economic RVT Potential | 0 | 0 | 0 | 0 | 0 | 0 | 0 | 0 | 0 | 0 | 0 | 0 | 0 | 0 | 0 | 0 | 0 | 0 | 0 | 0 | 0 | 0 | 0 | 0 | 0 | 0 | 0
F9_Commercial_OR - Miscellaneous_Existing_Water Heating_Natural Gas_Water Heater - Thermostatic Shower Restriction Valve_A_Achievable Economic RVT Potential | F9 | Commercial | OR - Miscellaneous | Existing | Water Heating | Natural Gas | Water Heater - Thermostatic Shower Restriction Valve | A | Cumulative Winter Peak Savings (MW) | Achievable Economic RVT Potential | 0 | 0 | 0 | 0 | 0 | 0 | 0 | 0 | 0 | 0 | 0 | 0 | 0 | 0 | 0 | 0 | 0 | 0 | 0 | 0 | 0 | 0 | 0 | 0 | 0 | 0 | 0
F10_Commercial_OR - Miscellaneous_Existing_Water Heating_Natural Gas_Water Heater - Thermostatic Shower Restriction Valve_A_Achievable Economic RVT Potential | F10 | Commercial | OR - Miscellaneous | Existing | Water Heating | Natural Gas | Water Heater - Thermostatic Shower Restriction Valve | A | Purchases (Incremental) | Achievable Economic RVT Potential | 0 | 0 | 0 | 0 | 0 | 0 | 0 | 0 | 0 | 0 | 0 | 0 | 0 | 0 | 0 | 0 | 0 | 0 | 0 | 0 | 0 | 0 | 0 | 0 | 0 | 0 | 0
F11_Commercial_OR - Miscellaneous_Existing_Water Heating_Natural Gas_Water Heater - Thermostatic Shower Restriction Valve_A_Achievable Economic RVT Potential | F11 | Commercial | OR - Miscellaneous | Existing | Water Heating | Natural Gas | Water Heater - Thermostatic Shower Restriction Valve | A | Purchases (Cumulative) | Achievable Economic RVT Potential | 0 | 0 | 0 | 0 | 0 | 0 | 0 | 0 | 0 | 0 | 0 | 0 | 0 | 0 | 0 | 0 | 0 | 0 | 0 | 0 | 0 | 0 | 0 | 0 | 0 | 0 | 0
F1_Commercial_OR - Miscellaneous_Existing_Water Heating_Natural Gas_Water Heater - Pre-Rinse Spray Valve_A_Achievable Economic RVT Potential | F1 | Commercial | OR - Miscellaneous | Existing | Water Heating | Natural Gas | Water Heater - Pre-Rinse Spray Valve | A | Integrated Unit Energy Savings (kWh or therms) | Achievable Economic RVT Potential | 0 | 0 | 16.1247 | 15.7795 | 15.4598 | 15.1545 | 14.8626 | 14.5779 | 14.3148 | 14.0723 | 13.8497 | 13.6536 | 13.4945 | 13.3714 | 13.2925 | 13.2144 | 13.1581 | 13.1133 | 13.0782 | 13.05 | 13.0299 | 13.0157 | 13.0056 | 12.9984 | 12.9887 | 12.9862 | 12.9842
F2_Commercial_OR - Miscellaneous_Existing_Water Heating_Natural Gas_Water Heater - Pre-Rinse Spray Valve_A_Achievable Economic RVT Potential | F2 | Commercial | OR - Miscellaneous | Existing | Water Heating | Natural Gas | Water Heater - Pre-Rinse Spray Valve | A | Integrated Unit Summer Peak Savings (kW) | Achievable Economic RVT Potential | 0 | 0 | 0 | 0 | 0 | 0 | 0 | 0 | 0 | 0 | 0 | 0 | 0 | 0 | 0 | 0 | 0 | 0 | 0 | 0 | 0 | 0 | 0 | 0 | 0 | 0 | 0
F3_Commercial_OR - Miscellaneous_Existing_Water Heating_Natural Gas_Water Heater - Pre-Rinse Spray Valve_A_Achievable Economic RVT Potential | F3 | Commercial | OR - Miscellaneous | Existing | Water Heating | Natural Gas | Water Heater - Pre-Rinse Spray Valve | A | Integrated Unit Winter Peak Savings (kW) | Achievable Economic RVT Potential | 0 | 0 | 0 | 0 | 0 | 0 | 0 | 0 | 0 | 0 | 0 | 0 | 0 | 0 | 0 | 0 | 0 | 0 | 0 | 0 | 0 | 0 | 0 | 0 | 0 | 0 | 0
F4_Commercial_OR - Miscellaneous_Existing_Water Heating_Natural Gas_Water Heater - Pre-Rinse Spray Valve_A_Achievable Economic RVT Potential | F4 | Commercial | OR - Miscellaneous | Existing | Water Heating | Natural Gas | Water Heater - Pre-Rinse Spray Valve | A | Incremental Energy Savings (MWh or mTherms) | Achievable Economic RVT Potential | 0 | 0 | 0 | 0 | 0 | 0 | 0 | 0 | 0 | 0 | 0 | 0 | 0 | 0 | 0 | 0 | 0 | 0 | 0 | 0 | 0 | 0 | 0 | 0 | 0 | 0 | 0
F5_Commercial_OR - Miscellaneous_Existing_Water Heating_Natural Gas_Water Heater - Pre-Rinse Spray Valve_A_Achievable Economic RVT Potential | F5 | Commercial | OR - Miscellaneous | Existing | Water Heating | Natural Gas | Water Heater - Pre-Rinse Spray Valve | A | Incremental Summer Peak Savings (MW) | Achievable Economic RVT Potential | 0 | 0 | 0 | 0 | 0 | 0 | 0 | 0 | 0 | 0 | 0 | 0 | 0 | 0 | 0 | 0 | 0 | 0 | 0 | 0 | 0 | 0 | 0 | 0 | 0 | 0 | 0
F6_Commercial_OR - Miscellaneous_Existing_Water Heating_Natural Gas_Water Heater - Pre-Rinse Spray Valve_A_Achievable Economic RVT Potential | F6 | Commercial | OR - Miscellaneous | Existing | Water Heating | Natural Gas | Water Heater - Pre-Rinse Spray Valve | A | Incremental Winter Peak Savings (MW) | Achievable Economic RVT Potential | 0 | 0 | 0 | 0 | 0 | 0 | 0 | 0 | 0 | 0 | 0 | 0 | 0 | 0 | 0 | 0 | 0 | 0 | 0 | 0 | 0 | 0 | 0 | 0 | 0 | 0 | 0
F7_Commercial_OR - Miscellaneous_Existing_Water Heating_Natural Gas_Water Heater - Pre-Rinse Spray Valve_A_Achievable Economic RVT Potential | F7 | Commercial | OR - Miscellaneous | Existing | Water Heating | Natural Gas | Water Heater - Pre-Rinse Spray Valve | A | Cumulative Energy Savings (MWh or mTherms) | Achievable Economic RVT Potential | 0 | 0 | 0 | 0 | 0 | 0 | 0 | 0 | 0 | 0 | 0 | 0 | 0 | 0 | 0 | 0 | 0 | 0 | 0 | 0 | 0 | 0 | 0 | 0 | 0 | 0 | 0
F8_Commercial_OR - Miscellaneous_Existing_Water Heating_Natural Gas_Water Heater - Pre-Rinse Spray Valve_A_Achievable Economic RVT Potential | F8 | Commercial | OR - Miscellaneous | Existing | Water Heating | Natural Gas | Water Heater - Pre-Rinse Spray Valve | A | Cumulative Summer Peak Savings (MW) | Achievable Economic RVT Potential | 0 | 0 | 0 | 0 | 0 | 0 | 0 | 0 | 0 | 0 | 0 | 0 | 0 | 0 | 0 | 0 | 0 | 0 | 0 | 0 | 0 | 0 | 0 | 0 | 0 | 0 | 0
F9_Commercial_OR - Miscellaneous_Existing_Water Heating_Natural Gas_Water Heater - Pre-Rinse Spray Valve_A_Achievable Economic RVT Potential | F9 | Commercial | OR - Miscellaneous | Existing | Water Heating | Natural Gas | Water Heater - Pre-Rinse Spray Valve | A | Cumulative Winter Peak Savings (MW) | Achievable Economic RVT Potential | 0 | 0 | 0 | 0 | 0 | 0 | 0 | 0 | 0 | 0 | 0 | 0 | 0 | 0 | 0 | 0 | 0 | 0 | 0 | 0 | 0 | 0 | 0 | 0 | 0 | 0 | 0
F10_Commercial_OR - Miscellaneous_Existing_Water Heating_Natural Gas_Water Heater - Pre-Rinse Spray Valve_A_Achievable Economic RVT Potential | F10 | Commercial | OR - Miscellaneous | Existing | Water Heating | Natural Gas | Water Heater - Pre-Rinse Spray Valve | A | Purchases (Incremental) | Achievable Economic RVT Potential | 0 | 0 | 0 | 0 | 0 | 0 | 0 | 0 | 0 | 0 | 0 | 0 | 0 | 0 | 0 | 0 | 0 | 0 | 0 | 0 | 0 | 0 | 0 | 0 | 0 | 0 | 0
F11_Commercial_OR - Miscellaneous_Existing_Water Heating_Natural Gas_Water Heater - Pre-Rinse Spray Valve_A_Achievable Economic RVT Potential | F11 | Commercial | OR - Miscellaneous | Existing | Water Heating | Natural Gas | Water Heater - Pre-Rinse Spray Valve | A | Purchases (Cumulative) | Achievable Economic RVT Potential | 0 | 0 | 0 | 0 | 0 | 0 | 0 | 0 | 0 | 0 | 0 | 0 | 0 | 0 | 0 | 0 | 0 | 0 | 0 | 0 | 0 | 0 | 0 | 0 | 0 | 0 | 0
F1_Commercial_OR - Miscellaneous_Existing_Water Heating_Natural Gas_Water Heater - Temperature Setback_A_Achievable Economic RVT Potential | F1 | Commercial | OR - Miscellaneous | Existing | Water Heating | Natural Gas | Water Heater - Temperature Setback | A | Integrated Unit Energy Savings (kWh or therms) | Achievable Economic RVT Potential | 0 | 0 | 100.0384 | 98.3184 | 96.7389 | 95.2903 | 93.963 | 92.7484 | 91.6523 | 90.6826 | 89.8029 | 89.0088 | 88.3413 | 87.7883 | 87.3361 | 86.8591 | 86.4887 | 86.1945 | 85.9638 | 85.7782 | 85.6463 | 85.5528 | 85.4865 | 85.4391 | 85.3752 | 85.3591 | 85.3462
F2_Commercial_OR - Miscellaneous_Existing_Water Heating_Natural Gas_Water Heater - Temperature Setback_A_Achievable Economic RVT Potential | F2 | Commercial | OR - Miscellaneous | Existing | Water Heating | Natural Gas | Water Heater - Temperature Setback | A | Integrated Unit Summer Peak Savings (kW) | Achievable Economic RVT Potential | 0 | 0 | 0 | 0 | 0 | 0 | 0 | 0 | 0 | 0 | 0 | 0 | 0 | 0 | 0 | 0 | 0 | 0 | 0 | 0 | 0 | 0 | 0 | 0 | 0 | 0 | 0
F3_Commercial_OR - Miscellaneous_Existing_Water Heating_Natural Gas_Water Heater - Temperature Setback_A_Achievable Economic RVT Potential | F3 | Commercial | OR - Miscellaneous | Existing | Water Heating | Natural Gas | Water Heater - Temperature Setback | A | Integrated Unit Winter Peak Savings (kW) | Achievable Economic RVT Potential | 0 | 0 | 0 | 0 | 0 | 0 | 0 | 0 | 0 | 0 | 0 | 0 | 0 | 0 | 0 | 0 | 0 | 0 | 0 | 0 | 0 | 0 | 0 | 0 | 0 | 0 | 0
F4_Commercial_OR - Miscellaneous_Existing_Water Heating_Natural Gas_Water Heater - Temperature Setback_A_Achievable Economic RVT Potential | F4 | Commercial | OR - Miscellaneous | Existing | Water Heating | Natural Gas | Water Heater - Temperature Setback | A | Incremental Energy Savings (MWh or mTherms) | Achievable Economic RVT Potential | 0 | 0 | 0 | 0 | 0 | 0 | 0 | 0 | 0 | 0 | 0 | 0 | 0 | 0 | 0 | 0 | 0 | 0 | 0 | 0 | 0 | 0 | 0 | 0 | 0 | 0 | 0
F5_Commercial_OR - Miscellaneous_Existing_Water Heating_Natural Gas_Water Heater - Temperature Setback_A_Achievable Economic RVT Potential | F5 | Commercial | OR - Miscellaneous | Existing | Water Heating | Natural Gas | Water Heater - Temperature Setback | A | Incremental Summer Peak Savings (MW) | Achievable Economic RVT Potential | 0 | 0 | 0 | 0 | 0 | 0 | 0 | 0 | 0 | 0 | 0 | 0 | 0 | 0 | 0 | 0 | 0 | 0 | 0 | 0 | 0 | 0 | 0 | 0 | 0 | 0 | 0
F6_Commercial_OR - Miscellaneous_Existing_Water Heating_Natural Gas_Water Heater - Temperature Setback_A_Achievable Economic RVT Potential | F6 | Commercial | OR - Miscellaneous | Existing | Water Heating | Natural Gas | Water Heater - Temperature Setback | A | Incremental Winter Peak Savings (MW) | Achievable Economic RVT Potential | 0 | 0 | 0 | 0 | 0 | 0 | 0 | 0 | 0 | 0 | 0 | 0 | 0 | 0 | 0 | 0 | 0 | 0 | 0 | 0 | 0 | 0 | 0 | 0 | 0 | 0 | 0
F7_Commercial_OR - Miscellaneous_Existing_Water Heating_Natural Gas_Water Heater - Temperature Setback_A_Achievable Economic RVT Potential | F7 | Commercial | OR - Miscellaneous | Existing | Water Heating | Natural Gas | Water Heater - Temperature Setback | A | Cumulative Energy Savings (MWh or mTherms) | Achievable Economic RVT Potential | 0 | 0 | 0 | 0 | 0 | 0 | 0 | 0 | 0 | 0 | 0 | 0 | 0 | 0 | 0 | 0 | 0 | 0 | 0 | 0 | 0 | 0 | 0 | 0 | 0 | 0 | 0
F8_Commercial_OR - Miscellaneous_Existing_Water Heating_Natural Gas_Water Heater - Temperature Setback_A_Achievable Economic RVT Potential | F8 | Commercial | OR - Miscellaneous | Existing | Water Heating | Natural Gas | Water Heater - Temperature Setback | A | Cumulative Summer Peak Savings (MW) | Achievable Economic RVT Potential | 0 | 0 | 0 | 0 | 0 | 0 | 0 | 0 | 0 | 0 | 0 | 0 | 0 | 0 | 0 | 0 | 0 | 0 | 0 | 0 | 0 | 0 | 0 | 0 | 0 | 0 | 0
F9_Commercial_OR - Miscellaneous_Existing_Water Heating_Natural Gas_Water Heater - Temperature Setback_A_Achievable Economic RVT Potential | F9 | Commercial | OR - Miscellaneous | Existing | Water Heating | Natural Gas | Water Heater - Temperature Setback | A | Cumulative Winter Peak Savings (MW) | Achievable Economic RVT Potential | 0 | 0 | 0 | 0 | 0 | 0 | 0 | 0 | 0 | 0 | 0 | 0 | 0 | 0 | 0 | 0 | 0 | 0 | 0 | 0 | 0 | 0 | 0 | 0 | 0 | 0 | 0
F10_Commercial_OR - Miscellaneous_Existing_Water Heating_Natural Gas_Water Heater - Temperature Setback_A_Achievable Economic RVT Potential | F10 | Commercial | OR - Miscellaneous | Existing | Water Heating | Natural Gas | Water Heater - Temperature Setback | A | Purchases (Incremental) | Achievable Economic RVT Potential | 0 | 0 | 0 | 0 | 0 | 0 | 0 | 0 | 0 | 0 | 0 | 0 | 0 | 0 | 0 | 0 | 0 | 0 | 0 | 0 | 0 | 0 | 0 | 0 | 0 | 0 | 0
F11_Commercial_OR - Miscellaneous_Existing_Water Heating_Natural Gas_Water Heater - Temperature Setback_A_Achievable Economic RVT Potential | F11 | Commercial | OR - Miscellaneous | Existing | Water Heating | Natural Gas | Water Heater - Temperature Setback | A | Purchases (Cumulative) | Achievable Economic RVT Potential | 0 | 0 | 0 | 0 | 0 | 0 | 0 | 0 | 0 | 0 | 0 | 0 | 0 | 0 | 0 | 0 | 0 | 0 | 0 | 0 | 0 | 0 | 0 | 0 | 0 | 0 | 0
F1_Commercial_OR - Miscellaneous_Existing_Water Heating_Natural Gas_Water Heater - Faucet Aerators_A_Achievable Economic RVT Potential | F1 | Commercial | OR - Miscellaneous | Existing | Water Heating | Natural Gas | Water Heater - Faucet Aerators | A | Integrated Unit Energy Savings (kWh or therms) | Achievable Economic RVT Potential | 0 | 0 | 7.1454 | 7.0144 | 6.8985 | 6.7919 | 6.6942 | 6.604 | 6.526 | 6.4569 | 6.3943 | 6.3377 | 6.2902 | 6.2508 | 6.2186 | 6.1847 | 6.1583 | 6.1373 | 6.1209 | 6.1077 | 6.0983 | 6.0916 | 6.0869 | 6.0835 | 6.079 | 6.0778 | 6.0769
F2_Commercial_OR - Miscellaneous_Existing_Water Heating_Natural Gas_Water Heater - Faucet Aerators_A_Achievable Economic RVT Potential | F2 | Commercial | OR - Miscellaneous | Existing | Water Heating | Natural Gas | Water Heater - Faucet Aerators | A | Integrated Unit Summer Peak Savings (kW) | Achievable Economic RVT Potential | 0 | 0 | 0 | 0 | 0 | 0 | 0 | 0 | 0 | 0 | 0 | 0 | 0 | 0 | 0 | 0 | 0 | 0 | 0 | 0 | 0 | 0 | 0 | 0 | 0 | 0 | 0
F3_Commercial_OR - Miscellaneous_Existing_Water Heating_Natural Gas_Water Heater - Faucet Aerators_A_Achievable Economic RVT Potential | F3 | Commercial | OR - Miscellaneous | Existing | Water Heating | Natural Gas | Water Heater - Faucet Aerators | A | Integrated Unit Winter Peak Savings (kW) | Achievable Economic RVT Potential | 0 | 0 | 0 | 0 | 0 | 0 | 0 | 0 | 0 | 0 | 0 | 0 | 0 | 0 | 0 | 0 | 0 | 0 | 0 | 0 | 0 | 0 | 0 | 0 | 0 | 0 | 0
F4_Commercial_OR - Miscellaneous_Existing_Water Heating_Natural Gas_Water Heater - Faucet Aerators_A_Achievable Economic RVT Potential | F4 | Commercial | OR - Miscellaneous | Existing | Water Heating | Natural Gas | Water Heater - Faucet Aerators | A | Incremental Energy Savings (MWh or mTherms) | Achievable Economic RVT Potential | 0 | 0 | 0 | 0 | 0 | 0 | 0 | 0 | 0 | 0 | 0 | 0 | 0 | 0 | 0 | 0 | 0 | 0 | 0 | 0 | 0 | 0 | 0 | 0 | 0 | 0 | 0
F5_Commercial_OR - Miscellaneous_Existing_Water Heating_Natural Gas_Water Heater - Faucet Aerators_A_Achievable Economic RVT Potential | F5 | Commercial | OR - Miscellaneous | Existing | Water Heating | Natural Gas | Water Heater - Faucet Aerators | A | Incremental Summer Peak Savings (MW) | Achievable Economic RVT Potential | 0 | 0 | 0 | 0 | 0 | 0 | 0 | 0 | 0 | 0 | 0 | 0 | 0 | 0 | 0 | 0 | 0 | 0 | 0 | 0 | 0 | 0 | 0 | 0 | 0 | 0 | 0
F6_Commercial_OR - Miscellaneous_Existing_Water Heating_Natural Gas_Water Heater - Faucet Aerators_A_Achievable Economic RVT Potential | F6 | Commercial | OR - Miscellaneous | Existing | Water Heating | Natural Gas | Water Heater - Faucet Aerators | A | Incremental Winter Peak Savings (MW) | Achievable Economic RVT Potential | 0 | 0 | 0 | 0 | 0 | 0 | 0 | 0 | 0 | 0 | 0 | 0 | 0 | 0 | 0 | 0 | 0 | 0 | 0 | 0 | 0 | 0 | 0 | 0 | 0 | 0 | 0
F7_Commercial_OR - Miscellaneous_Existing_Water Heating_Natural Gas_Water Heater - Faucet Aerators_A_Achievable Economic RVT Potential | F7 | Commercial | OR - Miscellaneous | Existing | Water Heating | Natural Gas | Water Heater - Faucet Aerators | A | Cumulative Energy Savings (MWh or mTherms) | Achievable Economic RVT Potential | 0 | 0 | 0 | 0 | 0 | 0 | 0 | 0 | 0 | 0 | 0 | 0 | 0 | 0 | 0 | 0 | 0 | 0 | 0 | 0 | 0 | 0 | 0 | 0 | 0 | 0 | 0
F8_Commercial_OR - Miscellaneous_Existing_Water Heating_Natural Gas_Water Heater - Faucet Aerators_A_Achievable Economic RVT Potential | F8 | Commercial | OR - Miscellaneous | Existing | Water Heating | Natural Gas | Water Heater - Faucet Aerators | A | Cumulative Summer Peak Savings (MW) | Achievable Economic RVT Potential | 0 | 0 | 0 | 0 | 0 | 0 | 0 | 0 | 0 | 0 | 0 | 0 | 0 | 0 | 0 | 0 | 0 | 0 | 0 | 0 | 0 | 0 | 0 | 0 | 0 | 0 | 0
F9_Commercial_OR - Miscellaneous_Existing_Water Heating_Natural Gas_Water Heater - Faucet Aerators_A_Achievable Economic RVT Potential | F9 | Commercial | OR - Miscellaneous | Existing | Water Heating | Natural Gas | Water Heater - Faucet Aerators | A | Cumulative Winter Peak Savings (MW) | Achievable Economic RVT Potential | 0 | 0 | 0 | 0 | 0 | 0 | 0 | 0 | 0 | 0 | 0 | 0 | 0 | 0 | 0 | 0 | 0 | 0 | 0 | 0 | 0 | 0 | 0 | 0 | 0 | 0 | 0
F10_Commercial_OR - Miscellaneous_Existing_Water Heating_Natural Gas_Water Heater - Faucet Aerators_A_Achievable Economic RVT Potential | F10 | Commercial | OR - Miscellaneous | Existing | Water Heating | Natural Gas | Water Heater - Faucet Aerators | A | Purchases (Incremental) | Achievable Economic RVT Potential | 0 | 0 | 0 | 0 | 0 | 0 | 0 | 0 | 0 | 0 | 0 | 0 | 0 | 0 | 0 | 0 | 0 | 0 | 0 | 0 | 0 | 0 | 0 | 0 | 0 | 0 | 0
F11_Commercial_OR - Miscellaneous_Existing_Water Heating_Natural Gas_Water Heater - Faucet Aerators_A_Achievable Economic RVT Potential | F11 | Commercial | OR - Miscellaneous | Existing | Water Heating | Natural Gas | Water Heater - Faucet Aerators | A | Purchases (Cumulative) | Achievable Economic RVT Potential | 0 | 0 | 0 | 0 | 0 | 0 | 0 | 0 | 0 | 0 | 0 | 0 | 0 | 0 | 0 | 0 | 0 | 0 | 0 | 0 | 0 | 0 | 0 | 0 | 0 | 0 | 0
F1_Commercial_OR - Miscellaneous_Existing_Water Heating_Natural Gas_Water Heater - Low-Flow Showerheads_A_Achievable Economic RVT Potential | F1 | Commercial | OR - Miscellaneous | Existing | Water Heating | Natural Gas | Water Heater - Low-Flow Showerheads | A | Integrated Unit Energy Savings (kWh or therms) | Achievable Economic RVT Potential | 0 | 0 | 4.1007 | 4.0129 | 3.9316 | 3.854 | 3.7797 | 3.7073 | 3.6404 | 3.5787 | 3.5221 | 3.4723 | 3.4318 | 3.4005 | 3.3804 | 3.3606 | 3.3462 | 3.3349 | 3.3259 | 3.3188 | 3.3136 | 3.31 | 3.3075 | 3.3056 | 3.3032 | 3.3025 | 3.302
F2_Commercial_OR - Miscellaneous_Existing_Water Heating_Natural Gas_Water Heater - Low-Flow Showerheads_A_Achievable Economic RVT Potential | F2 | Commercial | OR - Miscellaneous | Existing | Water Heating | Natural Gas | Water Heater - Low-Flow Showerheads | A | Integrated Unit Summer Peak Savings (kW) | Achievable Economic RVT Potential | 0 | 0 | 0 | 0 | 0 | 0 | 0 | 0 | 0 | 0 | 0 | 0 | 0 | 0 | 0 | 0 | 0 | 0 | 0 | 0 | 0 | 0 | 0 | 0 | 0 | 0 | 0
F3_Commercial_OR - Miscellaneous_Existing_Water Heating_Natural Gas_Water Heater - Low-Flow Showerheads_A_Achievable Economic RVT Potential | F3 | Commercial | OR - Miscellaneous | Existing | Water Heating | Natural Gas | Water Heater - Low-Flow Showerheads | A | Integrated Unit Winter Peak Savings (kW) | Achievable Economic RVT Potential | 0 | 0 | 0 | 0 | 0 | 0 | 0 | 0 | 0 | 0 | 0 | 0 | 0 | 0 | 0 | 0 | 0 | 0 | 0 | 0 | 0 | 0 | 0 | 0 | 0 | 0 | 0
F4_Commercial_OR - Miscellaneous_Existing_Water Heating_Natural Gas_Water Heater - Low-Flow Showerheads_A_Achievable Economic RVT Potential | F4 | Commercial | OR - Miscellaneous | Existing | Water Heating | Natural Gas | Water Heater - Low-Flow Showerheads | A | Incremental Energy Savings (MWh or mTherms) | Achievable Economic RVT Potential | 0 | 0 | 0 | 0 | 0 | 0 | 0 | 0 | 0 | 0 | 0 | 0 | 0 | 0 | 0 | 0 | 0 | 0 | 0 | 0 | 0 | 0 | 0 | 0 | 0 | 0 | 0
F5_Commercial_OR - Miscellaneous_Existing_Water Heating_Natural Gas_Water Heater - Low-Flow Showerheads_A_Achievable Economic RVT Potential | F5 | Commercial | OR - Miscellaneous | Existing | Water Heating | Natural Gas | Water Heater - Low-Flow Showerheads | A | Incremental Summer Peak Savings (MW) | Achievable Economic RVT Potential | 0 | 0 | 0 | 0 | 0 | 0 | 0 | 0 | 0 | 0 | 0 | 0 | 0 | 0 | 0 | 0 | 0 | 0 | 0 | 0 | 0 | 0 | 0 | 0 | 0 | 0 | 0
F6_Commercial_OR - Miscellaneous_Existing_Water Heating_Natural Gas_Water Heater - Low-Flow Showerheads_A_Achievable Economic RVT Potential | F6 | Commercial | OR - Miscellaneous | Existing | Water Heating | Natural Gas | Water Heater - Low-Flow Showerheads | A | Incremental Winter Peak Savings (MW) | Achievable Economic RVT Potential | 0 | 0 | 0 | 0 | 0 | 0 | 0 | 0 | 0 | 0 | 0 | 0 | 0 | 0 | 0 | 0 | 0 | 0 | 0 | 0 | 0 | 0 | 0 | 0 | 0 | 0 | 0
F7_Commercial_OR - Miscellaneous_Existing_Water Heating_Natural Gas_Water Heater - Low-Flow Showerheads_A_Achievable Economic RVT Potential | F7 | Commercial | OR - Miscellaneous | Existing | Water Heating | Natural Gas | Water Heater - Low-Flow Showerheads | A | Cumulative Energy Savings (MWh or mTherms) | Achievable Economic RVT Potential | 0 | 0 | 0 | 0 | 0 | 0 | 0 | 0 | 0 | 0 | 0 | 0 | 0 | 0 | 0 | 0 | 0 | 0 | 0 | 0 | 0 | 0 | 0 | 0 | 0 | 0 | 0
F8_Commercial_OR - Miscellaneous_Existing_Water Heating_Natural Gas_Water Heater - Low-Flow Showerheads_A_Achievable Economic RVT Potential | F8 | Commercial | OR - Miscellaneous | Existing | Water Heating | Natural Gas | Water Heater - Low-Flow Showerheads | A | Cumulative Summer Peak Savings (MW) | Achievable Economic RVT Potential | 0 | 0 | 0 | 0 | 0 | 0 | 0 | 0 | 0 | 0 | 0 | 0 | 0 | 0 | 0 | 0 | 0 | 0 | 0 | 0 | 0 | 0 | 0 | 0 | 0 | 0 | 0
F9_Commercial_OR - Miscellaneous_Existing_Water Heating_Natural Gas_Water Heater - Low-Flow Showerheads_A_Achievable Economic RVT Potential | F9 | Commercial | OR - Miscellaneous | Existing | Water Heating | Natural Gas | Water Heater - Low-Flow Showerheads | A | Cumulative Winter Peak Savings (MW) | Achievable Economic RVT Potential | 0 | 0 | 0 | 0 | 0 | 0 | 0 | 0 | 0 | 0 | 0 | 0 | 0 | 0 | 0 | 0 | 0 | 0 | 0 | 0 | 0 | 0 | 0 | 0 | 0 | 0 | 0
F10_Commercial_OR - Miscellaneous_Existing_Water Heating_Natural Gas_Water Heater - Low-Flow Showerheads_A_Achievable Economic RVT Potential | F10 | Commercial | OR - Miscellaneous | Existing | Water Heating | Natural Gas | Water Heater - Low-Flow Showerheads | A | Purchases (Incremental) | Achievable Economic RVT Potential | 0 | 0 | 0 | 0 | 0 | 0 | 0 | 0 | 0 | 0 | 0 | 0 | 0 | 0 | 0 | 0 | 0 | 0 | 0 | 0 | 0 | 0 | 0 | 0 | 0 | 0 | 0
F11_Commercial_OR - Miscellaneous_Existing_Water Heating_Natural Gas_Water Heater - Low-Flow Showerheads_A_Achievable Economic RVT Potential | F11 | Commercial | OR - Miscellaneous | Existing | Water Heating | Natural Gas | Water Heater - Low-Flow Showerheads | A | Purchases (Cumulative) | Achievable Economic RVT Potential | 0 | 0 | 0 | 0 | 0 | 0 | 0 | 0 | 0 | 0 | 0 | 0 | 0 | 0 | 0 | 0 | 0 | 0 | 0 | 0 | 0 | 0 | 0 | 0 | 0 | 0 | 0
F1_Commercial_OR - Miscellaneous_Existing_Water Heating_Natural Gas_Water Heater - Tank Blanket/Insulation_A_Achievable Economic RVT Potential | F1 | Commercial | OR - Miscellaneous | Existing | Water Heating | Natural Gas | Water Heater - Tank Blanket/Insulation | A | Integrated Unit Energy Savings (kWh or therms) | Achievable Economic RVT Potential | 0 | 0 | 193.3769 | 190.1773 | 187.2731 | 184.6418 | 182.2648 | 180.1343 | 178.2505 | 176.6129 | 175.132 | 173.782 | 172.6315 | 171.6552 | 170.833 | 169.929 | 169.2043 | 168.6287 | 168.1774 | 167.8144 | 167.5563 | 167.3734 | 167.2436 | 167.1509 | 167.0259 | 166.9943 | 166.9691
F2_Commercial_OR - Miscellaneous_Existing_Water Heating_Natural Gas_Water Heater - Tank Blanket/Insulation_A_Achievable Economic RVT Potential | F2 | Commercial | OR - Miscellaneous | Existing | Water Heating | Natural Gas | Water Heater - Tank Blanket/Insulation | A | Integrated Unit Summer Peak Savings (kW) | Achievable Economic RVT Potential | 0 | 0 | 0 | 0 | 0 | 0 | 0 | 0 | 0 | 0 | 0 | 0 | 0 | 0 | 0 | 0 | 0 | 0 | 0 | 0 | 0 | 0 | 0 | 0 | 0 | 0 | 0
F3_Commercial_OR - Miscellaneous_Existing_Water Heating_Natural Gas_Water Heater - Tank Blanket/Insulation_A_Achievable Economic RVT Potential | F3 | Commercial | OR - Miscellaneous | Existing | Water Heating | Natural Gas | Water Heater - Tank Blanket/Insulation | A | Integrated Unit Winter Peak Savings (kW) | Achievable Economic RVT Potential | 0 | 0 | 0 | 0 | 0 | 0 | 0 | 0 | 0 | 0 | 0 | 0 | 0 | 0 | 0 | 0 | 0 | 0 | 0 | 0 | 0 | 0 | 0 | 0 | 0 | 0 | 0
F4_Commercial_OR - Miscellaneous_Existing_Water Heating_Natural Gas_Water Heater - Tank Blanket/Insulation_A_Achievable Economic RVT Potential | F4 | Commercial | OR - Miscellaneous | Existing | Water Heating | Natural Gas | Water Heater - Tank Blanket/Insulation | A | Incremental Energy Savings (MWh or mTherms) | Achievable Economic RVT Potential | 0 | 0 | 0 | 0 | 0 | 0 | 0 | 0 | 0 | 0 | 0 | 0 | 0 | 0 | 0 | 0 | 0 | 0 | 0 | 0 | 0 | 0 | 0 | 0 | 0 | 0 | 0
F5_Commercial_OR - Miscellaneous_Existing_Water Heating_Natural Gas_Water Heater - Tank Blanket/Insulation_A_Achievable Economic RVT Potential | F5 | Commercial | OR - Miscellaneous | Existing | Water Heating | Natural Gas | Water Heater - Tank Blanket/Insulation | A | Incremental Summer Peak Savings (MW) | Achievable Economic RVT Potential | 0 | 0 | 0 | 0 | 0 | 0 | 0 | 0 | 0 | 0 | 0 | 0 | 0 | 0 | 0 | 0 | 0 | 0 | 0 | 0 | 0 | 0 | 0 | 0 | 0 | 0 | 0
F6_Commercial_OR - Miscellaneous_Existing_Water Heating_Natural Gas_Water Heater - Tank Blanket/Insulation_A_Achievable Economic RVT Potential | F6 | Commercial | OR - Miscellaneous | Existing | Water Heating | Natural Gas | Water Heater - Tank Blanket/Insulation | A | Incremental Winter Peak Savings (MW) | Achievable Economic RVT Potential | 0 | 0 | 0 | 0 | 0 | 0 | 0 | 0 | 0 | 0 | 0 | 0 | 0 | 0 | 0 | 0 | 0 | 0 | 0 | 0 | 0 | 0 | 0 | 0 | 0 | 0 | 0
F7_Commercial_OR - Miscellaneous_Existing_Water Heating_Natural Gas_Water Heater - Tank Blanket/Insulation_A_Achievable Economic RVT Potential | F7 | Commercial | OR - Miscellaneous | Existing | Water Heating | Natural Gas | Water Heater - Tank Blanket/Insulation | A | Cumulative Energy Savings (MWh or mTherms) | Achievable Economic RVT Potential | 0 | 0 | 0 | 0 | 0 | 0 | 0 | 0 | 0 | 0 | 0 | 0 | 0 | 0 | 0 | 0 | 0 | 0 | 0 | 0 | 0 | 0 | 0 | 0 | 0 | 0 | 0
F8_Commercial_OR - Miscellaneous_Existing_Water Heating_Natural Gas_Water Heater - Tank Blanket/Insulation_A_Achievable Economic RVT Potential | F8 | Commercial | OR - Miscellaneous | Existing | Water Heating | Natural Gas | Water Heater - Tank Blanket/Insulation | A | Cumulative Summer Peak Savings (MW) | Achievable Economic RVT Potential | 0 | 0 | 0 | 0 | 0 | 0 | 0 | 0 | 0 | 0 | 0 | 0 | 0 | 0 | 0 | 0 | 0 | 0 | 0 | 0 | 0 | 0 | 0 | 0 | 0 | 0 | 0
F9_Commercial_OR - Miscellaneous_Existing_Water Heating_Natural Gas_Water Heater - Tank Blanket/Insulation_A_Achievable Economic RVT Potential | F9 | Commercial | OR - Miscellaneous | Existing | Water Heating | Natural Gas | Water Heater - Tank Blanket/Insulation | A | Cumulative Winter Peak Savings (MW) | Achievable Economic RVT Potential | 0 | 0 | 0 | 0 | 0 | 0 | 0 | 0 | 0 | 0 | 0 | 0 | 0 | 0 | 0 | 0 | 0 | 0 | 0 | 0 | 0 | 0 | 0 | 0 | 0 | 0 | 0
F10_Commercial_OR - Miscellaneous_Existing_Water Heating_Natural Gas_Water Heater - Tank Blanket/Insulation_A_Achievable Economic RVT Potential | F10 | Commercial | OR - Miscellaneous | Existing | Water Heating | Natural Gas | Water Heater - Tank Blanket/Insulation | A | Purchases (Incremental) | Achievable Economic RVT Potential | 0 | 0 | 0 | 0 | 0 | 0 | 0 | 0 | 0 | 0 | 0 | 0 | 0 | 0 | 0 | 0 | 0 | 0 | 0 | 0 | 0 | 0 | 0 | 0 | 0 | 0 | 0
F11_Commercial_OR - Miscellaneous_Existing_Water Heating_Natural Gas_Water Heater - Tank Blanket/Insulation_A_Achievable Economic RVT Potential | F11 | Commercial | OR - Miscellaneous | Existing | Water Heating | Natural Gas | Water Heater - Tank Blanket/Insulation | A | Purchases (Cumulative) | Achievable Economic RVT Potential | 0 | 0 | 0 | 0 | 0 | 0 | 0 | 0 | 0 | 0 | 0 | 0 | 0 | 0 | 0 | 0 | 0 | 0 | 0 | 0 | 0 | 0 | 0 | 0 | 0 | 0 | 0
F1_Commercial_OR - Miscellaneous_Existing_Water Heating_Natural Gas_Water Heater - Drainwater Heat Recovery_A_Achievable Economic RVT Potential | F1 | Commercial | OR - Miscellaneous | Existing | Water Heating | Natural Gas | Water Heater - Drainwater Heat Recovery | A | Integrated Unit Energy Savings (kWh or therms) | Achievable Economic RVT Potential | 0 | 0 | 10.9729 | 10.7381 | 10.5205 | 10.3127 | 10.114 | 9.9203 | 9.7413 | 9.5762 | 9.4248 | 9.2913 | 9.1831 | 9.0993 | 9.0456 | 8.9925 | 8.9541 | 8.9237 | 8.8998 | 8.8806 | 8.8669 | 8.8572 | 8.8504 | 8.8455 | 8.8388 | 8.8372 | 8.8358
F2_Commercial_OR - Miscellaneous_Existing_Water Heating_Natural Gas_Water Heater - Drainwater Heat Recovery_A_Achievable Economic RVT Potential | F2 | Commercial | OR - Miscellaneous | Existing | Water Heating | Natural Gas | Water Heater - Drainwater Heat Recovery | A | Integrated Unit Summer Peak Savings (kW) | Achievable Economic RVT Potential | 0 | 0 | 0 | 0 | 0 | 0 | 0 | 0 | 0 | 0 | 0 | 0 | 0 | 0 | 0 | 0 | 0 | 0 | 0 | 0 | 0 | 0 | 0 | 0 | 0 | 0 | 0
F3_Commercial_OR - Miscellaneous_Existing_Water Heating_Natural Gas_Water Heater - Drainwater Heat Recovery_A_Achievable Economic RVT Potential | F3 | Commercial | OR - Miscellaneous | Existing | Water Heating | Natural Gas | Water Heater - Drainwater Heat Recovery | A | Integrated Unit Winter Peak Savings (kW) | Achievable Economic RVT Potential | 0 | 0 | 0 | 0 | 0 | 0 | 0 | 0 | 0 | 0 | 0 | 0 | 0 | 0 | 0 | 0 | 0 | 0 | 0 | 0 | 0 | 0 | 0 | 0 | 0 | 0 | 0
F4_Commercial_OR - Miscellaneous_Existing_Water Heating_Natural Gas_Water Heater - Drainwater Heat Recovery_A_Achievable Economic RVT Potential | F4 | Commercial | OR - Miscellaneous | Existing | Water Heating | Natural Gas | Water Heater - Drainwater Heat Recovery | A | Incremental Energy Savings (MWh or mTherms) | Achievable Economic RVT Potential | 0 | 0 | 0 | 0 | 0 | 0 | 0 | 0 | 0 | 0 | 0 | 0 | 0 | 0 | 0 | 0 | 0 | 0 | 0 | 0 | 0 | 0 | 0 | 0 | 0 | 0 | 0
F5_Commercial_OR - Miscellaneous_Existing_Water Heating_Natural Gas_Water Heater - Drainwater Heat Recovery_A_Achievable Economic RVT Potential | F5 | Commercial | OR - Miscellaneous | Existing | Water Heating | Natural Gas | Water Heater - Drainwater Heat Recovery | A | Incremental Summer Peak Savings (MW) | Achievable Economic RVT Potential | 0 | 0 | 0 | 0 | 0 | 0 | 0 | 0 | 0 | 0 | 0 | 0 | 0 | 0 | 0 | 0 | 0 | 0 | 0 | 0 | 0 | 0 | 0 | 0 | 0 | 0 | 0
F6_Commercial_OR - Miscellaneous_Existing_Water Heating_Natural Gas_Water Heater - Drainwater Heat Recovery_A_Achievable Economic RVT Potential | F6 | Commercial | OR - Miscellaneous | Existing | Water Heating | Natural Gas | Water Heater - Drainwater Heat Recovery | A | Incremental Winter Peak Savings (MW) | Achievable Economic RVT Potential | 0 | 0 | 0 | 0 | 0 | 0 | 0 | 0 | 0 | 0 | 0 | 0 | 0 | 0 | 0 | 0 | 0 | 0 | 0 | 0 | 0 | 0 | 0 | 0 | 0 | 0 | 0
F7_Commercial_OR - Miscellaneous_Existing_Water Heating_Natural Gas_Water Heater - Drainwater Heat Recovery_A_Achievable Economic RVT Potential | F7 | Commercial | OR - Miscellaneous | Existing | Water Heating | Natural Gas | Water Heater - Drainwater Heat Recovery | A | Cumulative Energy Savings (MWh or mTherms) | Achievable Economic RVT Potential | 0 | 0 | 0 | 0 | 0 | 0 | 0 | 0 | 0 | 0 | 0 | 0 | 0 | 0 | 0 | 0 | 0 | 0 | 0 | 0 | 0 | 0 | 0 | 0 | 0 | 0 | 0
F8_Commercial_OR - Miscellaneous_Existing_Water Heating_Natural Gas_Water Heater - Drainwater Heat Recovery_A_Achievable Economic RVT Potential | F8 | Commercial | OR - Miscellaneous | Existing | Water Heating | Natural Gas | Water Heater - Drainwater Heat Recovery | A | Cumulative Summer Peak Savings (MW) | Achievable Economic RVT Potential | 0 | 0 | 0 | 0 | 0 | 0 | 0 | 0 | 0 | 0 | 0 | 0 | 0 | 0 | 0 | 0 | 0 | 0 | 0 | 0 | 0 | 0 | 0 | 0 | 0 | 0 | 0
F9_Commercial_OR - Miscellaneous_Existing_Water Heating_Natural Gas_Water Heater - Drainwater Heat Recovery_A_Achievable Economic RVT Potential | F9 | Commercial | OR - Miscellaneous | Existing | Water Heating | Natural Gas | Water Heater - Drainwater Heat Recovery | A | Cumulative Winter Peak Savings (MW) | Achievable Economic RVT Potential | 0 | 0 | 0 | 0 | 0 | 0 | 0 | 0 | 0 | 0 | 0 | 0 | 0 | 0 | 0 | 0 | 0 | 0 | 0 | 0 | 0 | 0 | 0 | 0 | 0 | 0 | 0
F10_Commercial_OR - Miscellaneous_Existing_Water Heating_Natural Gas_Water Heater - Drainwater Heat Recovery_A_Achievable Economic RVT Potential | F10 | Commercial | OR - Miscellaneous | Existing | Water Heating | Natural Gas | Water Heater - Drainwater Heat Recovery | A | Purchases (Incremental) | Achievable Economic RVT Potential | 0 | 0 | 0 | 0 | 0 | 0 | 0 | 0 | 0 | 0 | 0 | 0 | 0 | 0 | 0 | 0 | 0 | 0 | 0 | 0 | 0 | 0 | 0 | 0 | 0 | 0 | 0
F11_Commercial_OR - Miscellaneous_Existing_Water Heating_Natural Gas_Water Heater - Drainwater Heat Recovery_A_Achievable Economic RVT Potential | F11 | Commercial | OR - Miscellaneous | Existing | Water Heating | Natural Gas | Water Heater - Drainwater Heat Recovery | A | Purchases (Cumulative) | Achievable Economic RVT Potential | 0 | 0 | 0 | 0 | 0 | 0 | 0 | 0 | 0 | 0 | 0 | 0 | 0 | 0 | 0 | 0 | 0 | 0 | 0 | 0 | 0 | 0 | 0 | 0 | 0 | 0 | 0
F1_Commercial_OR - Miscellaneous_Existing_Water Heating_Natural Gas_Water Heater - Circulation Pump Controls_A_Achievable Economic RVT Potential | F1 | Commercial | OR - Miscellaneous | Existing | Water Heating | Natural Gas | Water Heater - Circulation Pump Controls | A | Integrated Unit Energy Savings (kWh or therms) | Achievable Economic RVT Potential | 0 | 0 | 577.6431 | 567.0534 | 557.6787 | 549.0596 | 541.1622 | 533.8729 | 527.5637 | 521.9819 | 516.9179 | 512.3473 | 508.505 | 505.3219 | 502.7185 | 499.9731 | 497.841 | 496.1474 | 494.8196 | 493.7514 | 492.9921 | 492.4541 | 492.0722 | 491.7992 | 491.4314 | 491.3386 | 491.2644
F2_Commercial_OR - Miscellaneous_Existing_Water Heating_Natural Gas_Water Heater - Circulation Pump Controls_A_Achievable Economic RVT Potential | F2 | Commercial | OR - Miscellaneous | Existing | Water Heating | Natural Gas | Water Heater - Circulation Pump Controls | A | Integrated Unit Summer Peak Savings (kW) | Achievable Economic RVT Potential | 0 | 0 | 0 | 0 | 0 | 0 | 0 | 0 | 0 | 0 | 0 | 0 | 0 | 0 | 0 | 0 | 0 | 0 | 0 | 0 | 0 | 0 | 0 | 0 | 0 | 0 | 0
F3_Commercial_OR - Miscellaneous_Existing_Water Heating_Natural Gas_Water Heater - Circulation Pump Controls_A_Achievable Economic RVT Potential | F3 | Commercial | OR - Miscellaneous | Existing | Water Heating | Natural Gas | Water Heater - Circulation Pump Controls | A | Integrated Unit Winter Peak Savings (kW) | Achievable Economic RVT Potential | 0 | 0 | 0 | 0 | 0 | 0 | 0 | 0 | 0 | 0 | 0 | 0 | 0 | 0 | 0 | 0 | 0 | 0 | 0 | 0 | 0 | 0 | 0 | 0 | 0 | 0 | 0
F4_Commercial_OR - Miscellaneous_Existing_Water Heating_Natural Gas_Water Heater - Circulation Pump Controls_A_Achievable Economic RVT Potential | F4 | Commercial | OR - Miscellaneous | Existing | Water Heating | Natural Gas | Water Heater - Circulation Pump Controls | A | Incremental Energy Savings (MWh or mTherms) | Achievable Economic RVT Potential | 0 | 0 | 0 | 0 | 0 | 0 | 0 | 0 | 0 | 0 | 0 | 0 | 0 | 0 | 0 | 0 | 0 | 0 | 0 | 0 | 0 | 0 | 0 | 0 | 0 | 0 | 0
F5_Commercial_OR - Miscellaneous_Existing_Water Heating_Natural Gas_Water Heater - Circulation Pump Controls_A_Achievable Economic RVT Potential | F5 | Commercial | OR - Miscellaneous | Existing | Water Heating | Natural Gas | Water Heater - Circulation Pump Controls | A | Incremental Summer Peak Savings (MW) | Achievable Economic RVT Potential | 0 | 0 | 0 | 0 | 0 | 0 | 0 | 0 | 0 | 0 | 0 | 0 | 0 | 0 | 0 | 0 | 0 | 0 | 0 | 0 | 0 | 0 | 0 | 0 | 0 | 0 | 0
F6_Commercial_OR - Miscellaneous_Existing_Water Heating_Natural Gas_Water Heater - Circulation Pump Controls_A_Achievable Economic RVT Potential | F6 | Commercial | OR - Miscellaneous | Existing | Water Heating | Natural Gas | Water Heater - Circulation Pump Controls | A | Incremental Winter Peak Savings (MW) | Achievable Economic RVT Potential | 0 | 0 | 0 | 0 | 0 | 0 | 0 | 0 | 0 | 0 | 0 | 0 | 0 | 0 | 0 | 0 | 0 | 0 | 0 | 0 | 0 | 0 | 0 | 0 | 0 | 0 | 0
F7_Commercial_OR - Miscellaneous_Existing_Water Heating_Natural Gas_Water Heater - Circulation Pump Controls_A_Achievable Economic RVT Potential | F7 | Commercial | OR - Miscellaneous | Existing | Water Heating | Natural Gas | Water Heater - Circulation Pump Controls | A | Cumulative Energy Savings (MWh or mTherms) | Achievable Economic RVT Potential | 0 | 0 | 0 | 0 | 0 | 0 | 0 | 0 | 0 | 0 | 0 | 0 | 0 | 0 | 0 | 0 | 0 | 0 | 0 | 0 | 0 | 0 | 0 | 0 | 0 | 0 | 0
F8_Commercial_OR - Miscellaneous_Existing_Water Heating_Natural Gas_Water Heater - Circulation Pump Controls_A_Achievable Economic RVT Potential | F8 | Commercial | OR - Miscellaneous | Existing | Water Heating | Natural Gas | Water Heater - Circulation Pump Controls | A | Cumulative Summer Peak Savings (MW) | Achievable Economic RVT Potential | 0 | 0 | 0 | 0 | 0 | 0 | 0 | 0 | 0 | 0 | 0 | 0 | 0 | 0 | 0 | 0 | 0 | 0 | 0 | 0 | 0 | 0 | 0 | 0 | 0 | 0 | 0
F9_Commercial_OR - Miscellaneous_Existing_Water Heating_Natural Gas_Water Heater - Circulation Pump Controls_A_Achievable Economic RVT Potential | F9 | Commercial | OR - Miscellaneous | Existing | Water Heating | Natural Gas | Water Heater - Circulation Pump Controls | A | Cumulative Winter Peak Savings (MW) | Achievable Economic RVT Potential | 0 | 0 | 0 | 0 | 0 | 0 | 0 | 0 | 0 | 0 | 0 | 0 | 0 | 0 | 0 | 0 | 0 | 0 | 0 | 0 | 0 | 0 | 0 | 0 | 0 | 0 | 0
F10_Commercial_OR - Miscellaneous_Existing_Water Heating_Natural Gas_Water Heater - Circulation Pump Controls_A_Achievable Economic RVT Potential | F10 | Commercial | OR - Miscellaneous | Existing | Water Heating | Natural Gas | Water Heater - Circulation Pump Controls | A | Purchases (Incremental) | Achievable Economic RVT Potential | 0 | 0 | 0 | 0 | 0 | 0 | 0 | 0 | 0 | 0 | 0 | 0 | 0 | 0 | 0 | 0 | 0 | 0 | 0 | 0 | 0 | 0 | 0 | 0 | 0 | 0 | 0
F11_Commercial_OR - Miscellaneous_Existing_Water Heating_Natural Gas_Water Heater - Circulation Pump Controls_A_Achievable Economic RVT Potential | F11 | Commercial | OR - Miscellaneous | Existing | Water Heating | Natural Gas | Water Heater - Circulation Pump Controls | A | Purchases (Cumulative) | Achievable Economic RVT Potential | 0 | 0 | 0 | 0 | 0 | 0 | 0 | 0 | 0 | 0 | 0 | 0 | 0 | 0 | 0 | 0 | 0 | 0 | 0 | 0 | 0 | 0 | 0 | 0 | 0 | 0 | 0
F1_Commercial_OR - Miscellaneous_Existing_Water Heating_Natural Gas_Water Heater - Pipe Insulation_A_Achievable Economic RVT Potential | F1 | Commercial | OR - Miscellaneous | Existing | Water Heating | Natural Gas | Water Heater - Pipe Insulation | A | Integrated Unit Energy Savings (kWh or therms) | Achievable Economic RVT Potential | 0 | 0 | 4.8211 | 4.7245 | 4.6366 | 4.5538 | 4.4757 | 4.4009 | 4.3331 | 4.2714 | 4.2151 | 4.1652 | 4.1242 | 4.0918 | 4.0707 | 4.0484 | 4.0312 | 4.0175 | 4.0067 | 3.9981 | 3.9919 | 3.9876 | 3.9845 | 3.9823 | 3.9793 | 3.9785 | 3.9779
F2_Commercial_OR - Miscellaneous_Existing_Water Heating_Natural Gas_Water Heater - Pipe Insulation_A_Achievable Economic RVT Potential | F2 | Commercial | OR - Miscellaneous | Existing | Water Heating | Natural Gas | Water Heater - Pipe Insulation | A | Integrated Unit Summer Peak Savings (kW) | Achievable Economic RVT Potential | 0 | 0 | 0 | 0 | 0 | 0 | 0 | 0 | 0 | 0 | 0 | 0 | 0 | 0 | 0 | 0 | 0 | 0 | 0 | 0 | 0 | 0 | 0 | 0 | 0 | 0 | 0
F3_Commercial_OR - Miscellaneous_Existing_Water Heating_Natural Gas_Water Heater - Pipe Insulation_A_Achievable Economic RVT Potential | F3 | Commercial | OR - Miscellaneous | Existing | Water Heating | Natural Gas | Water Heater - Pipe Insulation | A | Integrated Unit Winter Peak Savings (kW) | Achievable Economic RVT Potential | 0 | 0 | 0 | 0 | 0 | 0 | 0 | 0 | 0 | 0 | 0 | 0 | 0 | 0 | 0 | 0 | 0 | 0 | 0 | 0 | 0 | 0 | 0 | 0 | 0 | 0 | 0
F4_Commercial_OR - Miscellaneous_Existing_Water Heating_Natural Gas_Water Heater - Pipe Insulation_A_Achievable Economic RVT Potential | F4 | Commercial | OR - Miscellaneous | Existing | Water Heating | Natural Gas | Water Heater - Pipe Insulation | A | Incremental Energy Savings (MWh or mTherms) | Achievable Economic RVT Potential | 0 | 0 | 0 | 0 | 0 | 0 | 0 | 0 | 0 | 0 | 0 | 0 | 0 | 0 | 0 | 0 | 0 | 0 | 0 | 0 | 0 | 0 | 0 | 0 | 0 | 0 | 0
F5_Commercial_OR - Miscellaneous_Existing_Water Heating_Natural Gas_Water Heater - Pipe Insulation_A_Achievable Economic RVT Potential | F5 | Commercial | OR - Miscellaneous | Existing | Water Heating | Natural Gas | Water Heater - Pipe Insulation | A | Incremental Summer Peak Savings (MW) | Achievable Economic RVT Potential | 0 | 0 | 0 | 0 | 0 | 0 | 0 | 0 | 0 | 0 | 0 | 0 | 0 | 0 | 0 | 0 | 0 | 0 | 0 | 0 | 0 | 0 | 0 | 0 | 0 | 0 | 0
F6_Commercial_OR - Miscellaneous_Existing_Water Heating_Natural Gas_Water Heater - Pipe Insulation_A_Achievable Economic RVT Potential | F6 | Commercial | OR - Miscellaneous | Existing | Water Heating | Natural Gas | Water Heater - Pipe Insulation | A | Incremental Winter Peak Savings (MW) | Achievable Economic RVT Potential | 0 | 0 | 0 | 0 | 0 | 0 | 0 | 0 | 0 | 0 | 0 | 0 | 0 | 0 | 0 | 0 | 0 | 0 | 0 | 0 | 0 | 0 | 0 | 0 | 0 | 0 | 0
F7_Commercial_OR - Miscellaneous_Existing_Water Heating_Natural Gas_Water Heater - Pipe Insulation_A_Achievable Economic RVT Potential | F7 | Commercial | OR - Miscellaneous | Existing | Water Heating | Natural Gas | Water Heater - Pipe Insulation | A | Cumulative Energy Savings (MWh or mTherms) | Achievable Economic RVT Potential | 0 | 0 | 0 | 0 | 0 | 0 | 0 | 0 | 0 | 0 | 0 | 0 | 0 | 0 | 0 | 0 | 0 | 0 | 0 | 0 | 0 | 0 | 0 | 0 | 0 | 0 | 0
F8_Commercial_OR - Miscellaneous_Existing_Water Heating_Natural Gas_Water Heater - Pipe Insulation_A_Achievable Economic RVT Potential | F8 | Commercial | OR - Miscellaneous | Existing | Water Heating | Natural Gas | Water Heater - Pipe Insulation | A | Cumulative Summer Peak Savings (MW) | Achievable Economic RVT Potential | 0 | 0 | 0 | 0 | 0 | 0 | 0 | 0 | 0 | 0 | 0 | 0 | 0 | 0 | 0 | 0 | 0 | 0 | 0 | 0 | 0 | 0 | 0 | 0 | 0 | 0 | 0
F9_Commercial_OR - Miscellaneous_Existing_Water Heating_Natural Gas_Water Heater - Pipe Insulation_A_Achievable Economic RVT Potential | F9 | Commercial | OR - Miscellaneous | Existing | Water Heating | Natural Gas | Water Heater - Pipe Insulation | A | Cumulative Winter Peak Savings (MW) | Achievable Economic RVT Potential | 0 | 0 | 0 | 0 | 0 | 0 | 0 | 0 | 0 | 0 | 0 | 0 | 0 | 0 | 0 | 0 | 0 | 0 | 0 | 0 | 0 | 0 | 0 | 0 | 0 | 0 | 0
F10_Commercial_OR - Miscellaneous_Existing_Water Heating_Natural Gas_Water Heater - Pipe Insulation_A_Achievable Economic RVT Potential | F10 | Commercial | OR - Miscellaneous | Existing | Water Heating | Natural Gas | Water Heater - Pipe Insulation | A | Purchases (Incremental) | Achievable Economic RVT Potential | 0 | 0 | 0 | 0 | 0 | 0 | 0 | 0 | 0 | 0 | 0 | 0 | 0 | 0 | 0 | 0 | 0 | 0 | 0 | 0 | 0 | 0 | 0 | 0 | 0 | 0 | 0
F11_Commercial_OR - Miscellaneous_Existing_Water Heating_Natural Gas_Water Heater - Pipe Insulation_A_Achievable Economic RVT Potential | F11 | Commercial | OR - Miscellaneous | Existing | Water Heating | Natural Gas | Water Heater - Pipe Insulation | A | Purchases (Cumulative) | Achievable Economic RVT Potential | 0 | 0 | 0 | 0 | 0 | 0 | 0 | 0 | 0 | 0 | 0 | 0 | 0 | 0 | 0 | 0 | 0 | 0 | 0 | 0 | 0 | 0 | 0 | 0 | 0 | 0 | 0
F1_Commercial_OR - Miscellaneous_Existing_Water Heating_Natural Gas_Water Heater - Motion Control Faucet_A_Achievable Economic RVT Potential | F1 | Commercial | OR - Miscellaneous | Existing | Water Heating | Natural Gas | Water Heater - Motion Control Faucet | A | Integrated Unit Energy Savings (kWh or therms) | Achievable Economic RVT Potential | 0 | 0 | 0 | 0 | 0 | 0 | 0 | 0 | 0 | 0 | 0 | 0 | 0 | 0 | 0 | 0 | 0 | 0 | 0 | 0 | 0 | 0 | 0 | 0 | 0 | 0 | 0
F2_Commercial_OR - Miscellaneous_Existing_Water Heating_Natural Gas_Water Heater - Motion Control Faucet_A_Achievable Economic RVT Potential | F2 | Commercial | OR - Miscellaneous | Existing | Water Heating | Natural Gas | Water Heater - Motion Control Faucet | A | Integrated Unit Summer Peak Savings (kW) | Achievable Economic RVT Potential | 0 | 0 | 0 | 0 | 0 | 0 | 0 | 0 | 0 | 0 | 0 | 0 | 0 | 0 | 0 | 0 | 0 | 0 | 0 | 0 | 0 | 0 | 0 | 0 | 0 | 0 | 0
F3_Commercial_OR - Miscellaneous_Existing_Water Heating_Natural Gas_Water Heater - Motion Control Faucet_A_Achievable Economic RVT Potential | F3 | Commercial | OR - Miscellaneous | Existing | Water Heating | Natural Gas | Water Heater - Motion Control Faucet | A | Integrated Unit Winter Peak Savings (kW) | Achievable Economic RVT Potential | 0 | 0 | 0 | 0 | 0 | 0 | 0 | 0 | 0 | 0 | 0 | 0 | 0 | 0 | 0 | 0 | 0 | 0 | 0 | 0 | 0 | 0 | 0 | 0 | 0 | 0 | 0
F4_Commercial_OR - Miscellaneous_Existing_Water Heating_Natural Gas_Water Heater - Motion Control Faucet_A_Achievable Economic RVT Potential | F4 | Commercial | OR - Miscellaneous | Existing | Water Heating | Natural Gas | Water Heater - Motion Control Faucet | A | Incremental Energy Savings (MWh or mTherms) | Achievable Economic RVT Potential | 0 | 0 | 0 | 0 | 0 | 0 | 0 | 0 | 0 | 0 | 0 | 0 | 0 | 0 | 0 | 0 | 0 | 0 | 0 | 0 | 0 | 0 | 0 | 0 | 0 | 0 | 0
F5_Commercial_OR - Miscellaneous_Existing_Water Heating_Natural Gas_Water Heater - Motion Control Faucet_A_Achievable Economic RVT Potential | F5 | Commercial | OR - Miscellaneous | Existing | Water Heating | Natural Gas | Water Heater - Motion Control Faucet | A | Incremental Summer Peak Savings (MW) | Achievable Economic RVT Potential | 0 | 0 | 0 | 0 | 0 | 0 | 0 | 0 | 0 | 0 | 0 | 0 | 0 | 0 | 0 | 0 | 0 | 0 | 0 | 0 | 0 | 0 | 0 | 0 | 0 | 0 | 0
F6_Commercial_OR - Miscellaneous_Existing_Water Heating_Natural Gas_Water Heater - Motion Control Faucet_A_Achievable Economic RVT Potential | F6 | Commercial | OR - Miscellaneous | Existing | Water Heating | Natural Gas | Water Heater - Motion Control Faucet | A | Incremental Winter Peak Savings (MW) | Achievable Economic RVT Potential | 0 | 0 | 0 | 0 | 0 | 0 | 0 | 0 | 0 | 0 | 0 | 0 | 0 | 0 | 0 | 0 | 0 | 0 | 0 | 0 | 0 | 0 | 0 | 0 | 0 | 0 | 0
F7_Commercial_OR - Miscellaneous_Existing_Water Heating_Natural Gas_Water Heater - Motion Control Faucet_A_Achievable Economic RVT Potential | F7 | Commercial | OR - Miscellaneous | Existing | Water Heating | Natural Gas | Water Heater - Motion Control Faucet | A | Cumulative Energy Savings (MWh or mTherms) | Achievable Economic RVT Potential | 0 | 0 | 0 | 0 | 0 | 0 | 0 | 0 | 0 | 0 | 0 | 0 | 0 | 0 | 0 | 0 | 0 | 0 | 0 | 0 | 0 | 0 | 0 | 0 | 0 | 0 | 0
F8_Commercial_OR - Miscellaneous_Existing_Water Heating_Natural Gas_Water Heater - Motion Control Faucet_A_Achievable Economic RVT Potential | F8 | Commercial | OR - Miscellaneous | Existing | Water Heating | Natural Gas | Water Heater - Motion Control Faucet | A | Cumulative Summer Peak Savings (MW) | Achievable Economic RVT Potential | 0 | 0 | 0 | 0 | 0 | 0 | 0 | 0 | 0 | 0 | 0 | 0 | 0 | 0 | 0 | 0 | 0 | 0 | 0 | 0 | 0 | 0 | 0 | 0 | 0 | 0 | 0
F9_Commercial_OR - Miscellaneous_Existing_Water Heating_Natural Gas_Water Heater - Motion Control Faucet_A_Achievable Economic RVT Potential | F9 | Commercial | OR - Miscellaneous | Existing | Water Heating | Natural Gas | Water Heater - Motion Control Faucet | A | Cumulative Winter Peak Savings (MW) | Achievable Economic RVT Potential | 0 | 0 | 0 | 0 | 0 | 0 | 0 | 0 | 0 | 0 | 0 | 0 | 0 | 0 | 0 | 0 | 0 | 0 | 0 | 0 | 0 | 0 | 0 | 0 | 0 | 0 | 0
F10_Commercial_OR - Miscellaneous_Existing_Water Heating_Natural Gas_Water Heater - Motion Control Faucet_A_Achievable Economic RVT Potential | F10 | Commercial | OR - Miscellaneous | Existing | Water Heating | Natural Gas | Water Heater - Motion Control Faucet | A | Purchases (Incremental) | Achievable Economic RVT Potential | 0 | 0 | 0 | 0 | 0 | 0 | 0 | 0 | 0 | 0 | 0 | 0 | 0 | 0 | 0 | 0 | 0 | 0 | 0 | 0 | 0 | 0 | 0 | 0 | 0 | 0 | 0
F11_Commercial_OR - Miscellaneous_Existing_Water Heating_Natural Gas_Water Heater - Motion Control Faucet_A_Achievable Economic RVT Potential | F11 | Commercial | OR - Miscellaneous | Existing | Water Heating | Natural Gas | Water Heater - Motion Control Faucet | A | Purchases (Cumulative) | Achievable Economic RVT Potential | 0 | 0 | 0 | 0 | 0 | 0 | 0 | 0 | 0 | 0 | 0 | 0 | 0 | 0 | 0 | 0 | 0 | 0 | 0 | 0 | 0 | 0 | 0 | 0 | 0 | 0 | 0
F1_Commercial_OR - Miscellaneous_Existing_Water Heating_Natural Gas_Water Heater - Solar System_A_Achievable Economic RVT Potential | F1 | Commercial | OR - Miscellaneous | Existing | Water Heating | Natural Gas | Water Heater - Solar System | A | Integrated Unit Energy Savings (kWh or therms) | Achievable Economic RVT Potential | 0 | 0 | 38.547 | 37.7556 | 37.0296 | 36.341 | 35.6878 | 35.0567 | 34.4797 | 33.9506 | 33.4683 | 33.0422 | 32.6946 | 32.4219 | 32.2456 | 32.0652 | 31.9285 | 31.8199 | 31.7347 | 31.6662 | 31.6175 | 31.583 | 31.5585 | 31.541 | 31.5174 | 31.5115 | 31.5067
F2_Commercial_OR - Miscellaneous_Existing_Water Heating_Natural Gas_Water Heater - Solar System_A_Achievable Economic RVT Potential | F2 | Commercial | OR - Miscellaneous | Existing | Water Heating | Natural Gas | Water Heater - Solar System | A | Integrated Unit Summer Peak Savings (kW) | Achievable Economic RVT Potential | 0 | 0 | 0 | 0 | 0 | 0 | 0 | 0 | 0 | 0 | 0 | 0 | 0 | 0 | 0 | 0 | 0 | 0 | 0 | 0 | 0 | 0 | 0 | 0 | 0 | 0 | 0
F3_Commercial_OR - Miscellaneous_Existing_Water Heating_Natural Gas_Water Heater - Solar System_A_Achievable Economic RVT Potential | F3 | Commercial | OR - Miscellaneous | Existing | Water Heating | Natural Gas | Water Heater - Solar System | A | Integrated Unit Winter Peak Savings (kW) | Achievable Economic RVT Potential | 0 | 0 | 0 | 0 | 0 | 0 | 0 | 0 | 0 | 0 | 0 | 0 | 0 | 0 | 0 | 0 | 0 | 0 | 0 | 0 | 0 | 0 | 0 | 0 | 0 | 0 | 0
F4_Commercial_OR - Miscellaneous_Existing_Water Heating_Natural Gas_Water Heater - Solar System_A_Achievable Economic RVT Potential | F4 | Commercial | OR - Miscellaneous | Existing | Water Heating | Natural Gas | Water Heater - Solar System | A | Incremental Energy Savings (MWh or mTherms) | Achievable Economic RVT Potential | 0 | 0 | 0 | 0 | 0 | 0 | 0 | 0 | 0 | 0 | 0 | 0 | 0 | 0 | 0 | 0 | 0 | 0 | 0 | 0 | 0 | 0 | 0 | 0 | 0 | 0 | 0
F5_Commercial_OR - Miscellaneous_Existing_Water Heating_Natural Gas_Water Heater - Solar System_A_Achievable Economic RVT Potential | F5 | Commercial | OR - Miscellaneous | Existing | Water Heating | Natural Gas | Water Heater - Solar System | A | Incremental Summer Peak Savings (MW) | Achievable Economic RVT Potential | 0 | 0 | 0 | 0 | 0 | 0 | 0 | 0 | 0 | 0 | 0 | 0 | 0 | 0 | 0 | 0 | 0 | 0 | 0 | 0 | 0 | 0 | 0 | 0 | 0 | 0 | 0
F6_Commercial_OR - Miscellaneous_Existing_Water Heating_Natural Gas_Water Heater - Solar System_A_Achievable Economic RVT Potential | F6 | Commercial | OR - Miscellaneous | Existing | Water Heating | Natural Gas | Water Heater - Solar System | A | Incremental Winter Peak Savings (MW) | Achievable Economic RVT Potential | 0 | 0 | 0 | 0 | 0 | 0 | 0 | 0 | 0 | 0 | 0 | 0 | 0 | 0 | 0 | 0 | 0 | 0 | 0 | 0 | 0 | 0 | 0 | 0 | 0 | 0 | 0
F7_Commercial_OR - Miscellaneous_Existing_Water Heating_Natural Gas_Water Heater - Solar System_A_Achievable Economic RVT Potential | F7 | Commercial | OR - Miscellaneous | Existing | Water Heating | Natural Gas | Water Heater - Solar System | A | Cumulative Energy Savings (MWh or mTherms) | Achievable Economic RVT Potential | 0 | 0 | 0 | 0 | 0 | 0 | 0 | 0 | 0 | 0 | 0 | 0 | 0 | 0 | 0 | 0 | 0 | 0 | 0 | 0 | 0 | 0 | 0 | 0 | 0 | 0 | 0
F8_Commercial_OR - Miscellaneous_Existing_Water Heating_Natural Gas_Water Heater - Solar System_A_Achievable Economic RVT Potential | F8 | Commercial | OR - Miscellaneous | Existing | Water Heating | Natural Gas | Water Heater - Solar System | A | Cumulative Summer Peak Savings (MW) | Achievable Economic RVT Potential | 0 | 0 | 0 | 0 | 0 | 0 | 0 | 0 | 0 | 0 | 0 | 0 | 0 | 0 | 0 | 0 | 0 | 0 | 0 | 0 | 0 | 0 | 0 | 0 | 0 | 0 | 0
F9_Commercial_OR - Miscellaneous_Existing_Water Heating_Natural Gas_Water Heater - Solar System_A_Achievable Economic RVT Potential | F9 | Commercial | OR - Miscellaneous | Existing | Water Heating | Natural Gas | Water Heater - Solar System | A | Cumulative Winter Peak Savings (MW) | Achievable Economic RVT Potential | 0 | 0 | 0 | 0 | 0 | 0 | 0 | 0 | 0 | 0 | 0 | 0 | 0 | 0 | 0 | 0 | 0 | 0 | 0 | 0 | 0 | 0 | 0 | 0 | 0 | 0 | 0
F10_Commercial_OR - Miscellaneous_Existing_Water Heating_Natural Gas_Water Heater - Solar System_A_Achievable Economic RVT Potential | F10 | Commercial | OR - Miscellaneous | Existing | Water Heating | Natural Gas | Water Heater - Solar System | A | Purchases (Incremental) | Achievable Economic RVT Potential | 0 | 0 | 0 | 0 | 0 | 0 | 0 | 0 | 0 | 0 | 0 | 0 | 0 | 0 | 0 | 0 | 0 | 0 | 0 | 0 | 0 | 0 | 0 | 0 | 0 | 0 | 0
F11_Commercial_OR - Miscellaneous_Existing_Water Heating_Natural Gas_Water Heater - Solar System_A_Achievable Economic RVT Potential | F11 | Commercial | OR - Miscellaneous | Existing | Water Heating | Natural Gas | Water Heater - Solar System | A | Purchases (Cumulative) | Achievable Economic RVT Potential | 0 | 0 | 0 | 0 | 0 | 0 | 0 | 0 | 0 | 0 | 0 | 0 | 0 | 0 | 0 | 0 | 0 | 0 | 0 | 0 | 0 | 0 | 0 | 0 | 0 | 0 | 0
F1_Commercial_OR - Miscellaneous_Existing_Water Heating_Natural Gas_Commercial Laundry - Ozone Treatment_A_Achievable Economic RVT Potential | F1 | Commercial | OR - Miscellaneous | Existing | Water Heating | Natural Gas | Commercial Laundry - Ozone Treatment | A | Integrated Unit Energy Savings (kWh or therms) | Achievable Economic RVT Potential | 0 | 0 | 144.7755 | 141.1589 | 137.7927 | 134.8161 | 132.2182 | 129.6845 | 127.3426 | 125.1835 | 123.2031 | 121.458 | 120.0431 | 118.9484 | 118.2464 | 117.5514 | 117.0502 | 116.652 | 116.3398 | 116.0886 | 115.9101 | 115.7836 | 115.6938 | 115.6296 | 115.5431 | 115.5213 | 115.5039
F2_Commercial_OR - Miscellaneous_Existing_Water Heating_Natural Gas_Commercial Laundry - Ozone Treatment_A_Achievable Economic RVT Potential | F2 | Commercial | OR - Miscellaneous | Existing | Water Heating | Natural Gas | Commercial Laundry - Ozone Treatment | A | Integrated Unit Summer Peak Savings (kW) | Achievable Economic RVT Potential | 0 | 0 | 0 | 0 | 0 | 0 | 0 | 0 | 0 | 0 | 0 | 0 | 0 | 0 | 0 | 0 | 0 | 0 | 0 | 0 | 0 | 0 | 0 | 0 | 0 | 0 | 0
F3_Commercial_OR - Miscellaneous_Existing_Water Heating_Natural Gas_Commercial Laundry - Ozone Treatment_A_Achievable Economic RVT Potential | F3 | Commercial | OR - Miscellaneous | Existing | Water Heating | Natural Gas | Commercial Laundry - Ozone Treatment | A | Integrated Unit Winter Peak Savings (kW) | Achievable Economic RVT Potential | 0 | 0 | 0 | 0 | 0 | 0 | 0 | 0 | 0 | 0 | 0 | 0 | 0 | 0 | 0 | 0 | 0 | 0 | 0 | 0 | 0 | 0 | 0 | 0 | 0 | 0 | 0
F4_Commercial_OR - Miscellaneous_Existing_Water Heating_Natural Gas_Commercial Laundry - Ozone Treatment_A_Achievable Economic RVT Potential | F4 | Commercial | OR - Miscellaneous | Existing | Water Heating | Natural Gas | Commercial Laundry - Ozone Treatment | A | Incremental Energy Savings (MWh or mTherms) | Achievable Economic RVT Potential | 0 | 0 | 0 | 0 | 0 | 0 | 0 | 0 | 0 | 0 | 0 | 0 | 0 | 0 | 0 | 0 | 0 | 0 | 0 | 0 | 0 | 0 | 0 | 0 | 0 | 0 | 0
F5_Commercial_OR - Miscellaneous_Existing_Water Heating_Natural Gas_Commercial Laundry - Ozone Treatment_A_Achievable Economic RVT Potential | F5 | Commercial | OR - Miscellaneous | Existing | Water Heating | Natural Gas | Commercial Laundry - Ozone Treatment | A | Incremental Summer Peak Savings (MW) | Achievable Economic RVT Potential | 0 | 0 | 0 | 0 | 0 | 0 | 0 | 0 | 0 | 0 | 0 | 0 | 0 | 0 | 0 | 0 | 0 | 0 | 0 | 0 | 0 | 0 | 0 | 0 | 0 | 0 | 0
F6_Commercial_OR - Miscellaneous_Existing_Water Heating_Natural Gas_Commercial Laundry - Ozone Treatment_A_Achievable Economic RVT Potential | F6 | Commercial | OR - Miscellaneous | Existing | Water Heating | Natural Gas | Commercial Laundry - Ozone Treatment | A | Incremental Winter Peak Savings (MW) | Achievable Economic RVT Potential | 0 | 0 | 0 | 0 | 0 | 0 | 0 | 0 | 0 | 0 | 0 | 0 | 0 | 0 | 0 | 0 | 0 | 0 | 0 | 0 | 0 | 0 | 0 | 0 | 0 | 0 | 0
F7_Commercial_OR - Miscellaneous_Existing_Water Heating_Natural Gas_Commercial Laundry - Ozone Treatment_A_Achievable Economic RVT Potential | F7 | Commercial | OR - Miscellaneous | Existing | Water Heating | Natural Gas | Commercial Laundry - Ozone Treatment | A | Cumulative Energy Savings (MWh or mTherms) | Achievable Economic RVT Potential | 0 | 0 | 0 | 0 | 0 | 0 | 0 | 0 | 0 | 0 | 0 | 0 | 0 | 0 | 0 | 0 | 0 | 0 | 0 | 0 | 0 | 0 | 0 | 0 | 0 | 0 | 0
F8_Commercial_OR - Miscellaneous_Existing_Water Heating_Natural Gas_Commercial Laundry - Ozone Treatment_A_Achievable Economic RVT Potential | F8 | Commercial | OR - Miscellaneous | Existing | Water Heating | Natural Gas | Commercial Laundry - Ozone Treatment | A | Cumulative Summer Peak Savings (MW) | Achievable Economic RVT Potential | 0 | 0 | 0 | 0 | 0 | 0 | 0 | 0 | 0 | 0 | 0 | 0 | 0 | 0 | 0 | 0 | 0 | 0 | 0 | 0 | 0 | 0 | 0 | 0 | 0 | 0 | 0
F9_Commercial_OR - Miscellaneous_Existing_Water Heating_Natural Gas_Commercial Laundry - Ozone Treatment_A_Achievable Economic RVT Potential | F9 | Commercial | OR - Miscellaneous | Existing | Water Heating | Natural Gas | Commercial Laundry - Ozone Treatment | A | Cumulative Winter Peak Savings (MW) | Achievable Economic RVT Potential | 0 | 0 | 0 | 0 | 0 | 0 | 0 | 0 | 0 | 0 | 0 | 0 | 0 | 0 | 0 | 0 | 0 | 0 | 0 | 0 | 0 | 0 | 0 | 0 | 0 | 0 | 0
F10_Commercial_OR - Miscellaneous_Existing_Water Heating_Natural Gas_Commercial Laundry - Ozone Treatment_A_Achievable Economic RVT Potential | F10 | Commercial | OR - Miscellaneous | Existing | Water Heating | Natural Gas | Commercial Laundry - Ozone Treatment | A | Purchases (Incremental) | Achievable Economic RVT Potential | 0 | 0 | 0 | 0 | 0 | 0 | 0 | 0 | 0 | 0 | 0 | 0 | 0 | 0 | 0 | 0 | 0 | 0 | 0 | 0 | 0 | 0 | 0 | 0 | 0 | 0 | 0
F11_Commercial_OR - Miscellaneous_Existing_Water Heating_Natural Gas_Commercial Laundry - Ozone Treatment_A_Achievable Economic RVT Potential | F11 | Commercial | OR - Miscellaneous | Existing | Water Heating | Natural Gas | Commercial Laundry - Ozone Treatment | A | Purchases (Cumulative) | Achievable Economic RVT Potential | 0 | 0 | 0 | 0 | 0 | 0 | 0 | 0 | 0 | 0 | 0 | 0 | 0 | 0 | 0 | 0 | 0 | 0 | 0 | 0 | 0 | 0 | 0 | 0 | 0 | 0 | 0
F1_Commercial_OR - Miscellaneous_Existing_Water Heating_Natural Gas_Commercial Laundry - ENERGY STAR Washer_A_Achievable Economic RVT Potential | F1 | Commercial | OR - Miscellaneous | Existing | Water Heating | Natural Gas | Commercial Laundry - ENERGY STAR Washer | A | Integrated Unit Energy Savings (kWh or therms) | Achievable Economic RVT Potential | 0 | 0 | 34.0008 | 33.1516 | 32.3613 | 31.6625 | 31.0526 | 30.4578 | 29.9081 | 29.4014 | 28.9364 | 28.5266 | 28.1943 | 27.9372 | 27.7723 | 27.6091 | 27.4913 | 27.3978 | 27.3245 | 27.2655 | 27.2236 | 27.1939 | 27.1728 | 27.1577 | 27.1374 | 27.1323 | 27.1282
F2_Commercial_OR - Miscellaneous_Existing_Water Heating_Natural Gas_Commercial Laundry - ENERGY STAR Washer_A_Achievable Economic RVT Potential | F2 | Commercial | OR - Miscellaneous | Existing | Water Heating | Natural Gas | Commercial Laundry - ENERGY STAR Washer | A | Integrated Unit Summer Peak Savings (kW) | Achievable Economic RVT Potential | 0 | 0 | 0 | 0 | 0 | 0 | 0 | 0 | 0 | 0 | 0 | 0 | 0 | 0 | 0 | 0 | 0 | 0 | 0 | 0 | 0 | 0 | 0 | 0 | 0 | 0 | 0
F3_Commercial_OR - Miscellaneous_Existing_Water Heating_Natural Gas_Commercial Laundry - ENERGY STAR Washer_A_Achievable Economic RVT Potential | F3 | Commercial | OR - Miscellaneous | Existing | Water Heating | Natural Gas | Commercial Laundry - ENERGY STAR Washer | A | Integrated Unit Winter Peak Savings (kW) | Achievable Economic RVT Potential | 0 | 0 | 0 | 0 | 0 | 0 | 0 | 0 | 0 | 0 | 0 | 0 | 0 | 0 | 0 | 0 | 0 | 0 | 0 | 0 | 0 | 0 | 0 | 0 | 0 | 0 | 0
F4_Commercial_OR - Miscellaneous_Existing_Water Heating_Natural Gas_Commercial Laundry - ENERGY STAR Washer_A_Achievable Economic RVT Potential | F4 | Commercial | OR - Miscellaneous | Existing | Water Heating | Natural Gas | Commercial Laundry - ENERGY STAR Washer | A | Incremental Energy Savings (MWh or mTherms) | Achievable Economic RVT Potential | 0 | 0 | 9.6399e-06 | 1.417e-05 | 2.0713e-05 | 2.731e-05 | 3.4846e-05 | 4.6717e-05 | 5.5206e-05 | 4.8302e-05 | 3.7135e-05 | 1.78e-05 | 0 | 0 | 0 | 0 | 0 | 0 | 0 | 0 | 0 | 0 | 0 | 0 | 0 | 0 | 0
F5_Commercial_OR - Miscellaneous_Existing_Water Heating_Natural Gas_Commercial Laundry - ENERGY STAR Washer_A_Achievable Economic RVT Potential | F5 | Commercial | OR - Miscellaneous | Existing | Water Heating | Natural Gas | Commercial Laundry - ENERGY STAR Washer | A | Incremental Summer Peak Savings (MW) | Achievable Economic RVT Potential | 0 | 0 | 0 | 0 | 0 | 0 | 0 | 0 | 0 | 0 | 0 | 0 | 0 | 0 | 0 | 0 | 0 | 0 | 0 | 0 | 0 | 0 | 0 | 0 | 0 | 0 | 0
F6_Commercial_OR - Miscellaneous_Existing_Water Heating_Natural Gas_Commercial Laundry - ENERGY STAR Washer_A_Achievable Economic RVT Potential | F6 | Commercial | OR - Miscellaneous | Existing | Water Heating | Natural Gas | Commercial Laundry - ENERGY STAR Washer | A | Incremental Winter Peak Savings (MW) | Achievable Economic RVT Potential | 0 | 0 | 0 | 0 | 0 | 0 | 0 | 0 | 0 | 0 | 0 | 0 | 0 | 0 | 0 | 0 | 0 | 0 | 0 | 0 | 0 | 0 | 0 | 0 | 0 | 0 | 0
F7_Commercial_OR - Miscellaneous_Existing_Water Heating_Natural Gas_Commercial Laundry - ENERGY STAR Washer_A_Achievable Economic RVT Potential | F7 | Commercial | OR - Miscellaneous | Existing | Water Heating | Natural Gas | Commercial Laundry - ENERGY STAR Washer | A | Cumulative Energy Savings (MWh or mTherms) | Achievable Economic RVT Potential | 0 | 0 | 9.6399e-06 | 2.3569e-05 | 4.3721e-05 | 7.0086e-05 | 0.00010358 | 0.00014831 | 0.00020084 | 0.00024574 | 0.00027899 | 0.00029284 | 0.00028943 | 0.00028679 | 0.0002851 | 0.00028342 | 0.00028221 | 0.00028125 | 0.0002805 | 0.0002799 | 0.00027946 | 0.00027916 | 0.00027894 | 0.00027879 | 0.00027858 | 0.00027853 | 0.00027849
F8_Commercial_OR - Miscellaneous_Existing_Water Heating_Natural Gas_Commercial Laundry - ENERGY STAR Washer_A_Achievable Economic RVT Potential | F8 | Commercial | OR - Miscellaneous | Existing | Water Heating | Natural Gas | Commercial Laundry - ENERGY STAR Washer | A | Cumulative Summer Peak Savings (MW) | Achievable Economic RVT Potential | 0 | 0 | 0 | 0 | 0 | 0 | 0 | 0 | 0 | 0 | 0 | 0 | 0 | 0 | 0 | 0 | 0 | 0 | 0 | 0 | 0 | 0 | 0 | 0 | 0 | 0 | 0
F9_Commercial_OR - Miscellaneous_Existing_Water Heating_Natural Gas_Commercial Laundry - ENERGY STAR Washer_A_Achievable Economic RVT Potential | F9 | Commercial | OR - Miscellaneous | Existing | Water Heating | Natural Gas | Commercial Laundry - ENERGY STAR Washer | A | Cumulative Winter Peak Savings (MW) | Achievable Economic RVT Potential | 0 | 0 | 0 | 0 | 0 | 0 | 0 | 0 | 0 | 0 | 0 | 0 | 0 | 0 | 0 | 0 | 0 | 0 | 0 | 0 | 0 | 0 | 0 | 0 | 0 | 0 | 0
F10_Commercial_OR - Miscellaneous_Existing_Water Heating_Natural Gas_Commercial Laundry - ENERGY STAR Washer_A_Achievable Economic RVT Potential | F10 | Commercial | OR - Miscellaneous | Existing | Water Heating | Natural Gas | Commercial Laundry - ENERGY STAR Washer | A | Purchases (Incremental) | Achievable Economic RVT Potential | 0 | 0 | 0.00028352 | 0.00042743 | 0.00064006 | 0.00086252 | 0.0011222 | 0.0015338 | 0.0018459 | 0.0016428 | 0.0012833 | 0.00062399 | 0 | 0 | 0 | 0 | 0 | 0 | 0 | 0 | 0 | 0 | 0 | 0 | 0 | 0 | 0
F11_Commercial_OR - Miscellaneous_Existing_Water Heating_Natural Gas_Commercial Laundry - ENERGY STAR Washer_A_Achievable Economic RVT Potential | F11 | Commercial | OR - Miscellaneous | Existing | Water Heating | Natural Gas | Commercial Laundry - ENERGY STAR Washer | A | Purchases (Cumulative) | Achievable Economic RVT Potential | 0 | 0 | 0.00028352 | 0.00071095 | 0.001351 | 0.0022135 | 0.0033357 | 0.0048695 | 0.0067154 | 0.0083582 | 0.0096415 | 0.010266 | 0.010266 | 0.010266 | 0.010266 | 0.010266 | 0.010266 | 0.010266 | 0.010266 | 0.010266 | 0.010266 | 0.010266 | 0.010266 | 0.010266 | 0.010266 | 0.010266 | 0.010266
F1_Commercial_OR - Miscellaneous_Existing_Water Heating_Natural Gas_Water Heater - Efficient Dishwasher_A_Achievable Economic RVT Potential | F1 | Commercial | OR - Miscellaneous | Existing | Water Heating | Natural Gas | Water Heater - Efficient Dishwasher | A | Integrated Unit Energy Savings (kWh or therms) | Achievable Economic RVT Potential | 0 | 0 | 98.4499 | 95.9906 | 93.7015 | 91.6774 | 89.9108 | 88.1878 | 86.5953 | 85.1271 | 83.7804 | 82.5936 | 81.6315 | 80.8871 | 80.4097 | 79.9371 | 79.5962 | 79.3255 | 79.1132 | 78.9424 | 78.821 | 78.735 | 78.6739 | 78.6303 | 78.5714 | 78.5566 | 78.5447
F2_Commercial_OR - Miscellaneous_Existing_Water Heating_Natural Gas_Water Heater - Efficient Dishwasher_A_Achievable Economic RVT Potential | F2 | Commercial | OR - Miscellaneous | Existing | Water Heating | Natural Gas | Water Heater - Efficient Dishwasher | A | Integrated Unit Summer Peak Savings (kW) | Achievable Economic RVT Potential | 0 | 0 | 0 | 0 | 0 | 0 | 0 | 0 | 0 | 0 | 0 | 0 | 0 | 0 | 0 | 0 | 0 | 0 | 0 | 0 | 0 | 0 | 0 | 0 | 0 | 0 | 0
F3_Commercial_OR - Miscellaneous_Existing_Water Heating_Natural Gas_Water Heater - Efficient Dishwasher_A_Achievable Economic RVT Potential | F3 | Commercial | OR - Miscellaneous | Existing | Water Heating | Natural Gas | Water Heater - Efficient Dishwasher | A | Integrated Unit Winter Peak Savings (kW) | Achievable Economic RVT Potential | 0 | 0 | 0 | 0 | 0 | 0 | 0 | 0 | 0 | 0 | 0 | 0 | 0 | 0 | 0 | 0 | 0 | 0 | 0 | 0 | 0 | 0 | 0 | 0 | 0 | 0 | 0
F4_Commercial_OR - Miscellaneous_Existing_Water Heating_Natural Gas_Water Heater - Efficient Dishwasher_A_Achievable Economic RVT Potential | F4 | Commercial | OR - Miscellaneous | Existing | Water Heating | Natural Gas | Water Heater - Efficient Dishwasher | A | Incremental Energy Savings (MWh or mTherms) | Achievable Economic RVT Potential | 0 | 0 | 0.0038742 | 0.0056948 | 0.0083244 | 0.010975 | 0.014004 | 0.018774 | 0.022186 | 0.022761 | 0.019894 | 0.014491 | 0.0085765 | 0.0040025 | 0 | 0 | 0 | 0 | 0 | 0 | 0 | 0 | 0 | 0 | 0 | 0 | 0
F5_Commercial_OR - Miscellaneous_Existing_Water Heating_Natural Gas_Water Heater - Efficient Dishwasher_A_Achievable Economic RVT Potential | F5 | Commercial | OR - Miscellaneous | Existing | Water Heating | Natural Gas | Water Heater - Efficient Dishwasher | A | Incremental Summer Peak Savings (MW) | Achievable Economic RVT Potential | 0 | 0 | 0 | 0 | 0 | 0 | 0 | 0 | 0 | 0 | 0 | 0 | 0 | 0 | 0 | 0 | 0 | 0 | 0 | 0 | 0 | 0 | 0 | 0 | 0 | 0 | 0
F6_Commercial_OR - Miscellaneous_Existing_Water Heating_Natural Gas_Water Heater - Efficient Dishwasher_A_Achievable Economic RVT Potential | F6 | Commercial | OR - Miscellaneous | Existing | Water Heating | Natural Gas | Water Heater - Efficient Dishwasher | A | Incremental Winter Peak Savings (MW) | Achievable Economic RVT Potential | 0 | 0 | 0 | 0 | 0 | 0 | 0 | 0 | 0 | 0 | 0 | 0 | 0 | 0 | 0 | 0 | 0 | 0 | 0 | 0 | 0 | 0 | 0 | 0 | 0 | 0 | 0
F7_Commercial_OR - Miscellaneous_Existing_Water Heating_Natural Gas_Water Heater - Efficient Dishwasher_A_Achievable Economic RVT Potential | F7 | Commercial | OR - Miscellaneous | Existing | Water Heating | Natural Gas | Water Heater - Efficient Dishwasher | A | Cumulative Energy Savings (MWh or mTherms) | Achievable Economic RVT Potential | 0 | 0 | 0.0038742 | 0.0094722 | 0.017571 | 0.028166 | 0.041628 | 0.059604 | 0.080714 | 0.10211 | 0.12038 | 0.13317 | 0.1402 | 0.14292 | 0.14208 | 0.14124 | 0.14064 | 0.14016 | 0.13978 | 0.13948 | 0.13927 | 0.13912 | 0.13901 | 0.13893 | 0.13883 | 0.1388 | 0.13878
F8_Commercial_OR - Miscellaneous_Existing_Water Heating_Natural Gas_Water Heater - Efficient Dishwasher_A_Achievable Economic RVT Potential | F8 | Commercial | OR - Miscellaneous | Existing | Water Heating | Natural Gas | Water Heater - Efficient Dishwasher | A | Cumulative Summer Peak Savings (MW) | Achievable Economic RVT Potential | 0 | 0 | 0 | 0 | 0 | 0 | 0 | 0 | 0 | 0 | 0 | 0 | 0 | 0 | 0 | 0 | 0 | 0 | 0 | 0 | 0 | 0 | 0 | 0 | 0 | 0 | 0
F9_Commercial_OR - Miscellaneous_Existing_Water Heating_Natural Gas_Water Heater - Efficient Dishwasher_A_Achievable Economic RVT Potential | F9 | Commercial | OR - Miscellaneous | Existing | Water Heating | Natural Gas | Water Heater - Efficient Dishwasher | A | Cumulative Winter Peak Savings (MW) | Achievable Economic RVT Potential | 0 | 0 | 0 | 0 | 0 | 0 | 0 | 0 | 0 | 0 | 0 | 0 | 0 | 0 | 0 | 0 | 0 | 0 | 0 | 0 | 0 | 0 | 0 | 0 | 0 | 0 | 0
F10_Commercial_OR - Miscellaneous_Existing_Water Heating_Natural Gas_Water Heater - Efficient Dishwasher_A_Achievable Economic RVT Potential | F10 | Commercial | OR - Miscellaneous | Existing | Water Heating | Natural Gas | Water Heater - Efficient Dishwasher | A | Purchases (Incremental) | Achievable Economic RVT Potential | 0 | 0 | 0.039352 | 0.059327 | 0.088839 | 0.11972 | 0.15575 | 0.21289 | 0.2562 | 0.26737 | 0.23745 | 0.17545 | 0.10506 | 0.049483 | 0 | 0 | 0 | 0 | 0 | 0 | 0 | 0 | 0 | 0 | 0 | 0 | 0
F11_Commercial_OR - Miscellaneous_Existing_Water Heating_Natural Gas_Water Heater - Efficient Dishwasher_A_Achievable Economic RVT Potential | F11 | Commercial | OR - Miscellaneous | Existing | Water Heating | Natural Gas | Water Heater - Efficient Dishwasher | A | Purchases (Cumulative) | Achievable Economic RVT Potential | 0 | 0 | 0.039352 | 0.098678 | 0.18752 | 0.30723 | 0.46299 | 0.67588 | 0.93208 | 1.1995 | 1.4369 | 1.6124 | 1.7174 | 1.7669 | 1.7669 | 1.7669 | 1.7669 | 1.7669 | 1.7669 | 1.7669 | 1.7669 | 1.7669 | 1.7669 | 1.7669 | 1.7669 | 1.7669 | 1.7669
F1_Commercial_OR - Miscellaneous_Existing_Water Heating_Natural Gas_Commercial Laundry - Alternative Dry-Cleaning Methods_A_Achievable Economic RVT Potential | F1 | Commercial | OR - Miscellaneous | Existing | Water Heating | Natural Gas | Commercial Laundry - Alternative Dry-Cleaning Methods | A | Integrated Unit Energy Savings (kWh or therms) | Achievable Economic RVT Potential | 0 | 0 | 0 | 0 | 0 | 0 | 0 | 0 | 0 | 0 | 0 | 0 | 0 | 0 | 0 | 0 | 0 | 0 | 0 | 0 | 0 | 0 | 0 | 0 | 0 | 0 | 0
F2_Commercial_OR - Miscellaneous_Existing_Water Heating_Natural Gas_Commercial Laundry - Alternative Dry-Cleaning Methods_A_Achievable Economic RVT Potential | F2 | Commercial | OR - Miscellaneous | Existing | Water Heating | Natural Gas | Commercial Laundry - Alternative Dry-Cleaning Methods | A | Integrated Unit Summer Peak Savings (kW) | Achievable Economic RVT Potential | 0 | 0 | 0 | 0 | 0 | 0 | 0 | 0 | 0 | 0 | 0 | 0 | 0 | 0 | 0 | 0 | 0 | 0 | 0 | 0 | 0 | 0 | 0 | 0 | 0 | 0 | 0
F3_Commercial_OR - Miscellaneous_Existing_Water Heating_Natural Gas_Commercial Laundry - Alternative Dry-Cleaning Methods_A_Achievable Economic RVT Potential | F3 | Commercial | OR - Miscellaneous | Existing | Water Heating | Natural Gas | Commercial Laundry - Alternative Dry-Cleaning Methods | A | Integrated Unit Winter Peak Savings (kW) | Achievable Economic RVT Potential | 0 | 0 | 0 | 0 | 0 | 0 | 0 | 0 | 0 | 0 | 0 | 0 | 0 | 0 | 0 | 0 | 0 | 0 | 0 | 0 | 0 | 0 | 0 | 0 | 0 | 0 | 0
F4_Commercial_OR - Miscellaneous_Existing_Water Heating_Natural Gas_Commercial Laundry - Alternative Dry-Cleaning Methods_A_Achievable Economic RVT Potential | F4 | Commercial | OR - Miscellaneous | Existing | Water Heating | Natural Gas | Commercial Laundry - Alternative Dry-Cleaning Methods | A | Incremental Energy Savings (MWh or mTherms) | Achievable Economic RVT Potential | 0 | 0 | 0 | 0 | 0 | 0 | 0 | 0 | 0 | 0 | 0 | 0 | 0 | 0 | 0 | 0 | 0 | 0 | 0 | 0 | 0 | 0 | 0 | 0 | 0 | 0 | 0
F5_Commercial_OR - Miscellaneous_Existing_Water Heating_Natural Gas_Commercial Laundry - Alternative Dry-Cleaning Methods_A_Achievable Economic RVT Potential | F5 | Commercial | OR - Miscellaneous | Existing | Water Heating | Natural Gas | Commercial Laundry - Alternative Dry-Cleaning Methods | A | Incremental Summer Peak Savings (MW) | Achievable Economic RVT Potential | 0 | 0 | 0 | 0 | 0 | 0 | 0 | 0 | 0 | 0 | 0 | 0 | 0 | 0 | 0 | 0 | 0 | 0 | 0 | 0 | 0 | 0 | 0 | 0 | 0 | 0 | 0
F6_Commercial_OR - Miscellaneous_Existing_Water Heating_Natural Gas_Commercial Laundry - Alternative Dry-Cleaning Methods_A_Achievable Economic RVT Potential | F6 | Commercial | OR - Miscellaneous | Existing | Water Heating | Natural Gas | Commercial Laundry - Alternative Dry-Cleaning Methods | A | Incremental Winter Peak Savings (MW) | Achievable Economic RVT Potential | 0 | 0 | 0 | 0 | 0 | 0 | 0 | 0 | 0 | 0 | 0 | 0 | 0 | 0 | 0 | 0 | 0 | 0 | 0 | 0 | 0 | 0 | 0 | 0 | 0 | 0 | 0
F7_Commercial_OR - Miscellaneous_Existing_Water Heating_Natural Gas_Commercial Laundry - Alternative Dry-Cleaning Methods_A_Achievable Economic RVT Potential | F7 | Commercial | OR - Miscellaneous | Existing | Water Heating | Natural Gas | Commercial Laundry - Alternative Dry-Cleaning Methods | A | Cumulative Energy Savings (MWh or mTherms) | Achievable Economic RVT Potential | 0 | 0 | 0 | 0 | 0 | 0 | 0 | 0 | 0 | 0 | 0 | 0 | 0 | 0 | 0 | 0 | 0 | 0 | 0 | 0 | 0 | 0 | 0 | 0 | 0 | 0 | 0
F8_Commercial_OR - Miscellaneous_Existing_Water Heating_Natural Gas_Commercial Laundry - Alternative Dry-Cleaning Methods_A_Achievable Economic RVT Potential | F8 | Commercial | OR - Miscellaneous | Existing | Water Heating | Natural Gas | Commercial Laundry - Alternative Dry-Cleaning Methods | A | Cumulative Summer Peak Savings (MW) | Achievable Economic RVT Potential | 0 | 0 | 0 | 0 | 0 | 0 | 0 | 0 | 0 | 0 | 0 | 0 | 0 | 0 | 0 | 0 | 0 | 0 | 0 | 0 | 0 | 0 | 0 | 0 | 0 | 0 | 0
F9_Commercial_OR - Miscellaneous_Existing_Water Heating_Natural Gas_Commercial Laundry - Alternative Dry-Cleaning Methods_A_Achievable Economic RVT Potential | F9 | Commercial | OR - Miscellaneous | Existing | Water Heating | Natural Gas | Commercial Laundry - Alternative Dry-Cleaning Methods | A | Cumulative Winter Peak Savings (MW) | Achievable Economic RVT Potential | 0 | 0 | 0 | 0 | 0 | 0 | 0 | 0 | 0 | 0 | 0 | 0 | 0 | 0 | 0 | 0 | 0 | 0 | 0 | 0 | 0 | 0 | 0 | 0 | 0 | 0 | 0
F10_Commercial_OR - Miscellaneous_Existing_Water Heating_Natural Gas_Commercial Laundry - Alternative Dry-Cleaning Methods_A_Achievable Economic RVT Potential | F10 | Commercial | OR - Miscellaneous | Existing | Water Heating | Natural Gas | Commercial Laundry - Alternative Dry-Cleaning Methods | A | Purchases (Incremental) | Achievable Economic RVT Potential | 0 | 0 | 0 | 0 | 0 | 0 | 0 | 0 | 0 | 0 | 0 | 0 | 0 | 0 | 0 | 0 | 0 | 0 | 0 | 0 | 0 | 0 | 0 | 0 | 0 | 0 | 0
F11_Commercial_OR - Miscellaneous_Existing_Water Heating_Natural Gas_Commercial Laundry - Alternative Dry-Cleaning Methods_A_Achievable Economic RVT Potential | F11 | Commercial | OR - Miscellaneous | Existing | Water Heating | Natural Gas | Commercial Laundry - Alternative Dry-Cleaning Methods | A | Purchases (Cumulative) | Achievable Economic RVT Potential | 0 | 0 | 0 | 0 | 0 | 0 | 0 | 0 | 0 | 0 | 0 | 0 | 0 | 0 | 0 | 0 | 0 | 0 | 0 | 0 | 0 | 0 | 0 | 0 | 0 | 0 | 0
F1_Commercial_OR - Miscellaneous_Existing_Space Heating_Natural Gas_Advanced Kitchen Ventilation Controls_A_Achievable Economic RVT Potential | F1 | Commercial | OR - Miscellaneous | Existing | Space Heating | Natural Gas | Advanced Kitchen Ventilation Controls | A | Integrated Unit Energy Savings (kWh or therms) | Achievable Economic RVT Potential | 0 | 0 | 0.05999 | 0.059798 | 0.059573 | 0.059315 | 0.059019 | 0.058674 | 0.058276 | 0.057821 | 0.057305 | 0.056734 | 0.05612 | 0.055482 | 0.054844 | 0.054232 | 0.053668 | 0.05317 | 0.052743 | 0.052385 | 0.052107 | 0.05186 | 0.051706 | 0.051564 | 0.051434 | 0.051314 | 0.051203
F2_Commercial_OR - Miscellaneous_Existing_Space Heating_Natural Gas_Advanced Kitchen Ventilation Controls_A_Achievable Economic RVT Potential | F2 | Commercial | OR - Miscellaneous | Existing | Space Heating | Natural Gas | Advanced Kitchen Ventilation Controls | A | Integrated Unit Summer Peak Savings (kW) | Achievable Economic RVT Potential | 0 | 0 | 0 | 0 | 0 | 0 | 0 | 0 | 0 | 0 | 0 | 0 | 0 | 0 | 0 | 0 | 0 | 0 | 0 | 0 | 0 | 0 | 0 | 0 | 0 | 0 | 0
F3_Commercial_OR - Miscellaneous_Existing_Space Heating_Natural Gas_Advanced Kitchen Ventilation Controls_A_Achievable Economic RVT Potential | F3 | Commercial | OR - Miscellaneous | Existing | Space Heating | Natural Gas | Advanced Kitchen Ventilation Controls | A | Integrated Unit Winter Peak Savings (kW) | Achievable Economic RVT Potential | 0 | 0 | 0 | 0 | 0 | 0 | 0 | 0 | 0 | 0 | 0 | 0 | 0 | 0 | 0 | 0 | 0 | 0 | 0 | 0 | 0 | 0 | 0 | 0 | 0 | 0 | 0
F4_Commercial_OR - Miscellaneous_Existing_Space Heating_Natural Gas_Advanced Kitchen Ventilation Controls_A_Achievable Economic RVT Potential | F4 | Commercial | OR - Miscellaneous | Existing | Space Heating | Natural Gas | Advanced Kitchen Ventilation Controls | A | Incremental Energy Savings (MWh or mTherms) | Achievable Economic RVT Potential | 0 | 0 | 0 | 0 | 0 | 0 | 0 | 0 | 0 | 0 | 0 | 0 | 0 | 0 | 0 | 0 | 0 | 0 | 0 | 0 | 0 | 0 | 0 | 0 | 0 | 0 | 0
F5_Commercial_OR - Miscellaneous_Existing_Space Heating_Natural Gas_Advanced Kitchen Ventilation Controls_A_Achievable Economic RVT Potential | F5 | Commercial | OR - Miscellaneous | Existing | Space Heating | Natural Gas | Advanced Kitchen Ventilation Controls | A | Incremental Summer Peak Savings (MW) | Achievable Economic RVT Potential | 0 | 0 | 0 | 0 | 0 | 0 | 0 | 0 | 0 | 0 | 0 | 0 | 0 | 0 | 0 | 0 | 0 | 0 | 0 | 0 | 0 | 0 | 0 | 0 | 0 | 0 | 0
F6_Commercial_OR - Miscellaneous_Existing_Space Heating_Natural Gas_Advanced Kitchen Ventilation Controls_A_Achievable Economic RVT Potential | F6 | Commercial | OR - Miscellaneous | Existing | Space Heating | Natural Gas | Advanced Kitchen Ventilation Controls | A | Incremental Winter Peak Savings (MW) | Achievable Economic RVT Potential | 0 | 0 | 0 | 0 | 0 | 0 | 0 | 0 | 0 | 0 | 0 | 0 | 0 | 0 | 0 | 0 | 0 | 0 | 0 | 0 | 0 | 0 | 0 | 0 | 0 | 0 | 0
F7_Commercial_OR - Miscellaneous_Existing_Space Heating_Natural Gas_Advanced Kitchen Ventilation Controls_A_Achievable Economic RVT Potential | F7 | Commercial | OR - Miscellaneous | Existing | Space Heating | Natural Gas | Advanced Kitchen Ventilation Controls | A | Cumulative Energy Savings (MWh or mTherms) | Achievable Economic RVT Potential | 0 | 0 | 0 | 0 | 0 | 0 | 0 | 0 | 0 | 0 | 0 | 0 | 0 | 0 | 0 | 0 | 0 | 0 | 0 | 0 | 0 | 0 | 0 | 0 | 0 | 0 | 0
F8_Commercial_OR - Miscellaneous_Existing_Space Heating_Natural Gas_Advanced Kitchen Ventilation Controls_A_Achievable Economic RVT Potential | F8 | Commercial | OR - Miscellaneous | Existing | Space Heating | Natural Gas | Advanced Kitchen Ventilation Controls | A | Cumulative Summer Peak Savings (MW) | Achievable Economic RVT Potential | 0 | 0 | 0 | 0 | 0 | 0 | 0 | 0 | 0 | 0 | 0 | 0 | 0 | 0 | 0 | 0 | 0 | 0 | 0 | 0 | 0 | 0 | 0 | 0 | 0 | 0 | 0
F9_Commercial_OR - Miscellaneous_Existing_Space Heating_Natural Gas_Advanced Kitchen Ventilation Controls_A_Achievable Economic RVT Potential | F9 | Commercial | OR - Miscellaneous | Existing | Space Heating | Natural Gas | Advanced Kitchen Ventilation Controls | A | Cumulative Winter Peak Savings (MW) | Achievable Economic RVT Potential | 0 | 0 | 0 | 0 | 0 | 0 | 0 | 0 | 0 | 0 | 0 | 0 | 0 | 0 | 0 | 0 | 0 | 0 | 0 | 0 | 0 | 0 | 0 | 0 | 0 | 0 | 0
F10_Commercial_OR - Miscellaneous_Existing_Space Heating_Natural Gas_Advanced Kitchen Ventilation Controls_A_Achievable Economic RVT Potential | F10 | Commercial | OR - Miscellaneous | Existing | Space Heating | Natural Gas | Advanced Kitchen Ventilation Controls | A | Purchases (Incremental) | Achievable Economic RVT Potential | 0 | 0 | 0 | 0 | 0 | 0 | 0 | 0 | 0 | 0 | 0 | 0 | 0 | 0 | 0 | 0 | 0 | 0 | 0 | 0 | 0 | 0 | 0 | 0 | 0 | 0 | 0
F11_Commercial_OR - Miscellaneous_Existing_Space Heating_Natural Gas_Advanced Kitchen Ventilation Controls_A_Achievable Economic RVT Potential | F11 | Commercial | OR - Miscellaneous | Existing | Space Heating | Natural Gas | Advanced Kitchen Ventilation Controls | A | Purchases (Cumulative) | Achievable Economic RVT Potential | 0 | 0 | 0 | 0 | 0 | 0 | 0 | 0 | 0 | 0 | 0 | 0 | 0 | 0 | 0 | 0 | 0 | 0 | 0 | 0 | 0 | 0 | 0 | 0 | 0 | 0 | 0
F1_Commercial_OR - Miscellaneous_Existing_Space Heating_Natural Gas_Infiltration Control - Loading Dock Sealing_A_Achievable Economic RVT Potential | F1 | Commercial | OR - Miscellaneous | Existing | Space Heating | Natural Gas | Infiltration Control - Loading Dock Sealing | A | Integrated Unit Energy Savings (kWh or therms) | Achievable Economic RVT Potential | 0 | 0 | 213.8405 | 212.0466 | 209.9605 | 207.6211 | 204.9727 | 202.0549 | 198.7671 | 195.1306 | 191.1894 | 187.0343 | 182.8212 | 178.6032 | 174.4814 | 170.596 | 167.0909 | 164.1597 | 161.8302 | 159.912 | 158.5103 | 157.2458 | 156.7688 | 156.3296 | 155.9251 | 155.5526 | 155.2096
F2_Commercial_OR - Miscellaneous_Existing_Space Heating_Natural Gas_Infiltration Control - Loading Dock Sealing_A_Achievable Economic RVT Potential | F2 | Commercial | OR - Miscellaneous | Existing | Space Heating | Natural Gas | Infiltration Control - Loading Dock Sealing | A | Integrated Unit Summer Peak Savings (kW) | Achievable Economic RVT Potential | 0 | 0 | 0 | 0 | 0 | 0 | 0 | 0 | 0 | 0 | 0 | 0 | 0 | 0 | 0 | 0 | 0 | 0 | 0 | 0 | 0 | 0 | 0 | 0 | 0 | 0 | 0
F3_Commercial_OR - Miscellaneous_Existing_Space Heating_Natural Gas_Infiltration Control - Loading Dock Sealing_A_Achievable Economic RVT Potential | F3 | Commercial | OR - Miscellaneous | Existing | Space Heating | Natural Gas | Infiltration Control - Loading Dock Sealing | A | Integrated Unit Winter Peak Savings (kW) | Achievable Economic RVT Potential | 0 | 0 | 0 | 0 | 0 | 0 | 0 | 0 | 0 | 0 | 0 | 0 | 0 | 0 | 0 | 0 | 0 | 0 | 0 | 0 | 0 | 0 | 0 | 0 | 0 | 0 | 0
F4_Commercial_OR - Miscellaneous_Existing_Space Heating_Natural Gas_Infiltration Control - Loading Dock Sealing_A_Achievable Economic RVT Potential | F4 | Commercial | OR - Miscellaneous | Existing | Space Heating | Natural Gas | Infiltration Control - Loading Dock Sealing | A | Incremental Energy Savings (MWh or mTherms) | Achievable Economic RVT Potential | 0 | 0 | 0 | 0 | 0 | 0 | 0 | 0 | 0 | 0 | 0 | 0 | 0 | 0 | 0 | 0 | 0 | 0 | 0 | 0 | 0 | 0 | 0 | 0 | 0 | 0 | 0
F5_Commercial_OR - Miscellaneous_Existing_Space Heating_Natural Gas_Infiltration Control - Loading Dock Sealing_A_Achievable Economic RVT Potential | F5 | Commercial | OR - Miscellaneous | Existing | Space Heating | Natural Gas | Infiltration Control - Loading Dock Sealing | A | Incremental Summer Peak Savings (MW) | Achievable Economic RVT Potential | 0 | 0 | 0 | 0 | 0 | 0 | 0 | 0 | 0 | 0 | 0 | 0 | 0 | 0 | 0 | 0 | 0 | 0 | 0 | 0 | 0 | 0 | 0 | 0 | 0 | 0 | 0
F6_Commercial_OR - Miscellaneous_Existing_Space Heating_Natural Gas_Infiltration Control - Loading Dock Sealing_A_Achievable Economic RVT Potential | F6 | Commercial | OR - Miscellaneous | Existing | Space Heating | Natural Gas | Infiltration Control - Loading Dock Sealing | A | Incremental Winter Peak Savings (MW) | Achievable Economic RVT Potential | 0 | 0 | 0 | 0 | 0 | 0 | 0 | 0 | 0 | 0 | 0 | 0 | 0 | 0 | 0 | 0 | 0 | 0 | 0 | 0 | 0 | 0 | 0 | 0 | 0 | 0 | 0
F7_Commercial_OR - Miscellaneous_Existing_Space Heating_Natural Gas_Infiltration Control - Loading Dock Sealing_A_Achievable Economic RVT Potential | F7 | Commercial | OR - Miscellaneous | Existing | Space Heating | Natural Gas | Infiltration Control - Loading Dock Sealing | A | Cumulative Energy Savings (MWh or mTherms) | Achievable Economic RVT Potential | 0 | 0 | 0 | 0 | 0 | 0 | 0 | 0 | 0 | 0 | 0 | 0 | 0 | 0 | 0 | 0 | 0 | 0 | 0 | 0 | 0 | 0 | 0 | 0 | 0 | 0 | 0
F8_Commercial_OR - Miscellaneous_Existing_Space Heating_Natural Gas_Infiltration Control - Loading Dock Sealing_A_Achievable Economic RVT Potential | F8 | Commercial | OR - Miscellaneous | Existing | Space Heating | Natural Gas | Infiltration Control - Loading Dock Sealing | A | Cumulative Summer Peak Savings (MW) | Achievable Economic RVT Potential | 0 | 0 | 0 | 0 | 0 | 0 | 0 | 0 | 0 | 0 | 0 | 0 | 0 | 0 | 0 | 0 | 0 | 0 | 0 | 0 | 0 | 0 | 0 | 0 | 0 | 0 | 0
F9_Commercial_OR - Miscellaneous_Existing_Space Heating_Natural Gas_Infiltration Control - Loading Dock Sealing_A_Achievable Economic RVT Potential | F9 | Commercial | OR - Miscellaneous | Existing | Space Heating | Natural Gas | Infiltration Control - Loading Dock Sealing | A | Cumulative Winter Peak Savings (MW) | Achievable Economic RVT Potential | 0 | 0 | 0 | 0 | 0 | 0 | 0 | 0 | 0 | 0 | 0 | 0 | 0 | 0 | 0 | 0 | 0 | 0 | 0 | 0 | 0 | 0 | 0 | 0 | 0 | 0 | 0
F10_Commercial_OR - Miscellaneous_Existing_Space Heating_Natural Gas_Infiltration Control - Loading Dock Sealing_A_Achievable Economic RVT Potential | F10 | Commercial | OR - Miscellaneous | Existing | Space Heating | Natural Gas | Infiltration Control - Loading Dock Sealing | A | Purchases (Incremental) | Achievable Economic RVT Potential | 0 | 0 | 0 | 0 | 0 | 0 | 0 | 0 | 0 | 0 | 0 | 0 | 0 | 0 | 0 | 0 | 0 | 0 | 0 | 0 | 0 | 0 | 0 | 0 | 0 | 0 | 0
F11_Commercial_OR - Miscellaneous_Existing_Space Heating_Natural Gas_Infiltration Control - Loading Dock Sealing_A_Achievable Economic RVT Potential | F11 | Commercial | OR - Miscellaneous | Existing | Space Heating | Natural Gas | Infiltration Control - Loading Dock Sealing | A | Purchases (Cumulative) | Achievable Economic RVT Potential | 0 | 0 | 0 | 0 | 0 | 0 | 0 | 0 | 0 | 0 | 0 | 0 | 0 | 0 | 0 | 0 | 0 | 0 | 0 | 0 | 0 | 0 | 0 | 0 | 0 | 0 | 0
F1_Commercial_OR - Miscellaneous_Existing_Space Heating_Natural Gas_Greenhouse Heat Curtain_A_Achievable Economic RVT Potential | F1 | Commercial | OR - Miscellaneous | Existing | Space Heating | Natural Gas | Greenhouse Heat Curtain | A | Integrated Unit Energy Savings (kWh or therms) | Achievable Economic RVT Potential | 0 | 0 | 186.9498 | 185.7291 | 184.3188 | 182.7418 | 180.9591 | 178.9216 | 176.6172 | 174.0457 | 171.2269 | 168.2127 | 165.1682 | 162.1047 | 159.077 | 156.2029 | 153.5858 | 151.3735 | 149.5902 | 148.1067 | 147.0091 | 146.015 | 145.5761 | 145.172 | 144.7999 | 144.4572 | 144.1416
F2_Commercial_OR - Miscellaneous_Existing_Space Heating_Natural Gas_Greenhouse Heat Curtain_A_Achievable Economic RVT Potential | F2 | Commercial | OR - Miscellaneous | Existing | Space Heating | Natural Gas | Greenhouse Heat Curtain | A | Integrated Unit Summer Peak Savings (kW) | Achievable Economic RVT Potential | 0 | 0 | 0 | 0 | 0 | 0 | 0 | 0 | 0 | 0 | 0 | 0 | 0 | 0 | 0 | 0 | 0 | 0 | 0 | 0 | 0 | 0 | 0 | 0 | 0 | 0 | 0
F3_Commercial_OR - Miscellaneous_Existing_Space Heating_Natural Gas_Greenhouse Heat Curtain_A_Achievable Economic RVT Potential | F3 | Commercial | OR - Miscellaneous | Existing | Space Heating | Natural Gas | Greenhouse Heat Curtain | A | Integrated Unit Winter Peak Savings (kW) | Achievable Economic RVT Potential | 0 | 0 | 0 | 0 | 0 | 0 | 0 | 0 | 0 | 0 | 0 | 0 | 0 | 0 | 0 | 0 | 0 | 0 | 0 | 0 | 0 | 0 | 0 | 0 | 0 | 0 | 0
F4_Commercial_OR - Miscellaneous_Existing_Space Heating_Natural Gas_Greenhouse Heat Curtain_A_Achievable Economic RVT Potential | F4 | Commercial | OR - Miscellaneous | Existing | Space Heating | Natural Gas | Greenhouse Heat Curtain | A | Incremental Energy Savings (MWh or mTherms) | Achievable Economic RVT Potential | 0 | 0 | 0 | 0 | 0 | 0 | 0 | 0 | 0 | 0 | 0 | 0 | 0 | 0 | 0 | 0 | 0 | 0 | 0 | 0 | 0 | 0 | 0 | 0 | 0 | 0 | 0
F5_Commercial_OR - Miscellaneous_Existing_Space Heating_Natural Gas_Greenhouse Heat Curtain_A_Achievable Economic RVT Potential | F5 | Commercial | OR - Miscellaneous | Existing | Space Heating | Natural Gas | Greenhouse Heat Curtain | A | Incremental Summer Peak Savings (MW) | Achievable Economic RVT Potential | 0 | 0 | 0 | 0 | 0 | 0 | 0 | 0 | 0 | 0 | 0 | 0 | 0 | 0 | 0 | 0 | 0 | 0 | 0 | 0 | 0 | 0 | 0 | 0 | 0 | 0 | 0
F6_Commercial_OR - Miscellaneous_Existing_Space Heating_Natural Gas_Greenhouse Heat Curtain_A_Achievable Economic RVT Potential | F6 | Commercial | OR - Miscellaneous | Existing | Space Heating | Natural Gas | Greenhouse Heat Curtain | A | Incremental Winter Peak Savings (MW) | Achievable Economic RVT Potential | 0 | 0 | 0 | 0 | 0 | 0 | 0 | 0 | 0 | 0 | 0 | 0 | 0 | 0 | 0 | 0 | 0 | 0 | 0 | 0 | 0 | 0 | 0 | 0 | 0 | 0 | 0
F7_Commercial_OR - Miscellaneous_Existing_Space Heating_Natural Gas_Greenhouse Heat Curtain_A_Achievable Economic RVT Potential | F7 | Commercial | OR - Miscellaneous | Existing | Space Heating | Natural Gas | Greenhouse Heat Curtain | A | Cumulative Energy Savings (MWh or mTherms) | Achievable Economic RVT Potential | 0 | 0 | 0 | 0 | 0 | 0 | 0 | 0 | 0 | 0 | 0 | 0 | 0 | 0 | 0 | 0 | 0 | 0 | 0 | 0 | 0 | 0 | 0 | 0 | 0 | 0 | 0
F8_Commercial_OR - Miscellaneous_Existing_Space Heating_Natural Gas_Greenhouse Heat Curtain_A_Achievable Economic RVT Potential | F8 | Commercial | OR - Miscellaneous | Existing | Space Heating | Natural Gas | Greenhouse Heat Curtain | A | Cumulative Summer Peak Savings (MW) | Achievable Economic RVT Potential | 0 | 0 | 0 | 0 | 0 | 0 | 0 | 0 | 0 | 0 | 0 | 0 | 0 | 0 | 0 | 0 | 0 | 0 | 0 | 0 | 0 | 0 | 0 | 0 | 0 | 0 | 0
F9_Commercial_OR - Miscellaneous_Existing_Space Heating_Natural Gas_Greenhouse Heat Curtain_A_Achievable Economic RVT Potential | F9 | Commercial | OR - Miscellaneous | Existing | Space Heating | Natural Gas | Greenhouse Heat Curtain | A | Cumulative Winter Peak Savings (MW) | Achievable Economic RVT Potential | 0 | 0 | 0 | 0 | 0 | 0 | 0 | 0 | 0 | 0 | 0 | 0 | 0 | 0 | 0 | 0 | 0 | 0 | 0 | 0 | 0 | 0 | 0 | 0 | 0 | 0 | 0
F10_Commercial_OR - Miscellaneous_Existing_Space Heating_Natural Gas_Greenhouse Heat Curtain_A_Achievable Economic RVT Potential | F10 | Commercial | OR - Miscellaneous | Existing | Space Heating | Natural Gas | Greenhouse Heat Curtain | A | Purchases (Incremental) | Achievable Economic RVT Potential | 0 | 0 | 0 | 0 | 0 | 0 | 0 | 0 | 0 | 0 | 0 | 0 | 0 | 0 | 0 | 0 | 0 | 0 | 0 | 0 | 0 | 0 | 0 | 0 | 0 | 0 | 0
F11_Commercial_OR - Miscellaneous_Existing_Space Heating_Natural Gas_Greenhouse Heat Curtain_A_Achievable Economic RVT Potential | F11 | Commercial | OR - Miscellaneous | Existing | Space Heating | Natural Gas | Greenhouse Heat Curtain | A | Purchases (Cumulative) | Achievable Economic RVT Potential | 0 | 0 | 0 | 0 | 0 | 0 | 0 | 0 | 0 | 0 | 0 | 0 | 0 | 0 | 0 | 0 | 0 | 0 | 0 | 0 | 0 | 0 | 0 | 0 | 0 | 0 | 0
F1_Commercial_OR - Miscellaneous_Existing_Space Heating_Natural Gas_Ventilation - Parking Garages, Demand Controlled_A_Achievable Economic RVT Potential | F1 | Commercial | OR - Miscellaneous | Existing | Space Heating | Natural Gas | Ventilation - Parking Garages, Demand Controlled | A | Integrated Unit Energy Savings (kWh or therms) | Achievable Economic RVT Potential | 0 | 0 | 0 | 0 | 0 | 0 | 0 | 0 | 0 | 0 | 0 | 0 | 0 | 0 | 0 | 0 | 0 | 0 | 0 | 0 | 0 | 0 | 0 | 0 | 0 | 0 | 0
F2_Commercial_OR - Miscellaneous_Existing_Space Heating_Natural Gas_Ventilation - Parking Garages, Demand Controlled_A_Achievable Economic RVT Potential | F2 | Commercial | OR - Miscellaneous | Existing | Space Heating | Natural Gas | Ventilation - Parking Garages, Demand Controlled | A | Integrated Unit Summer Peak Savings (kW) | Achievable Economic RVT Potential | 0 | 0 | 0 | 0 | 0 | 0 | 0 | 0 | 0 | 0 | 0 | 0 | 0 | 0 | 0 | 0 | 0 | 0 | 0 | 0 | 0 | 0 | 0 | 0 | 0 | 0 | 0
F3_Commercial_OR - Miscellaneous_Existing_Space Heating_Natural Gas_Ventilation - Parking Garages, Demand Controlled_A_Achievable Economic RVT Potential | F3 | Commercial | OR - Miscellaneous | Existing | Space Heating | Natural Gas | Ventilation - Parking Garages, Demand Controlled | A | Integrated Unit Winter Peak Savings (kW) | Achievable Economic RVT Potential | 0 | 0 | 0 | 0 | 0 | 0 | 0 | 0 | 0 | 0 | 0 | 0 | 0 | 0 | 0 | 0 | 0 | 0 | 0 | 0 | 0 | 0 | 0 | 0 | 0 | 0 | 0
F4_Commercial_OR - Miscellaneous_Existing_Space Heating_Natural Gas_Ventilation - Parking Garages, Demand Controlled_A_Achievable Economic RVT Potential | F4 | Commercial | OR - Miscellaneous | Existing | Space Heating | Natural Gas | Ventilation - Parking Garages, Demand Controlled | A | Incremental Energy Savings (MWh or mTherms) | Achievable Economic RVT Potential | 0 | 0 | 0 | 0 | 0 | 0 | 0 | 0 | 0 | 0 | 0 | 0 | 0 | 0 | 0 | 0 | 0 | 0 | 0 | 0 | 0 | 0 | 0 | 0 | 0 | 0 | 0
F5_Commercial_OR - Miscellaneous_Existing_Space Heating_Natural Gas_Ventilation - Parking Garages, Demand Controlled_A_Achievable Economic RVT Potential | F5 | Commercial | OR - Miscellaneous | Existing | Space Heating | Natural Gas | Ventilation - Parking Garages, Demand Controlled | A | Incremental Summer Peak Savings (MW) | Achievable Economic RVT Potential | 0 | 0 | 0 | 0 | 0 | 0 | 0 | 0 | 0 | 0 | 0 | 0 | 0 | 0 | 0 | 0 | 0 | 0 | 0 | 0 | 0 | 0 | 0 | 0 | 0 | 0 | 0
F6_Commercial_OR - Miscellaneous_Existing_Space Heating_Natural Gas_Ventilation - Parking Garages, Demand Controlled_A_Achievable Economic RVT Potential | F6 | Commercial | OR - Miscellaneous | Existing | Space Heating | Natural Gas | Ventilation - Parking Garages, Demand Controlled | A | Incremental Winter Peak Savings (MW) | Achievable Economic RVT Potential | 0 | 0 | 0 | 0 | 0 | 0 | 0 | 0 | 0 | 0 | 0 | 0 | 0 | 0 | 0 | 0 | 0 | 0 | 0 | 0 | 0 | 0 | 0 | 0 | 0 | 0 | 0
F7_Commercial_OR - Miscellaneous_Existing_Space Heating_Natural Gas_Ventilation - Parking Garages, Demand Controlled_A_Achievable Economic RVT Potential | F7 | Commercial | OR - Miscellaneous | Existing | Space Heating | Natural Gas | Ventilation - Parking Garages, Demand Controlled | A | Cumulative Energy Savings (MWh or mTherms) | Achievable Economic RVT Potential | 0 | 0 | 0 | 0 | 0 | 0 | 0 | 0 | 0 | 0 | 0 | 0 | 0 | 0 | 0 | 0 | 0 | 0 | 0 | 0 | 0 | 0 | 0 | 0 | 0 | 0 | 0
F8_Commercial_OR - Miscellaneous_Existing_Space Heating_Natural Gas_Ventilation - Parking Garages, Demand Controlled_A_Achievable Economic RVT Potential | F8 | Commercial | OR - Miscellaneous | Existing | Space Heating | Natural Gas | Ventilation - Parking Garages, Demand Controlled | A | Cumulative Summer Peak Savings (MW) | Achievable Economic RVT Potential | 0 | 0 | 0 | 0 | 0 | 0 | 0 | 0 | 0 | 0 | 0 | 0 | 0 | 0 | 0 | 0 | 0 | 0 | 0 | 0 | 0 | 0 | 0 | 0 | 0 | 0 | 0
F9_Commercial_OR - Miscellaneous_Existing_Space Heating_Natural Gas_Ventilation - Parking Garages, Demand Controlled_A_Achievable Economic RVT Potential | F9 | Commercial | OR - Miscellaneous | Existing | Space Heating | Natural Gas | Ventilation - Parking Garages, Demand Controlled | A | Cumulative Winter Peak Savings (MW) | Achievable Economic RVT Potential | 0 | 0 | 0 | 0 | 0 | 0 | 0 | 0 | 0 | 0 | 0 | 0 | 0 | 0 | 0 | 0 | 0 | 0 | 0 | 0 | 0 | 0 | 0 | 0 | 0 | 0 | 0
F10_Commercial_OR - Miscellaneous_Existing_Space Heating_Natural Gas_Ventilation - Parking Garages, Demand Controlled_A_Achievable Economic RVT Potential | F10 | Commercial | OR - Miscellaneous | Existing | Space Heating | Natural Gas | Ventilation - Parking Garages, Demand Controlled | A | Purchases (Incremental) | Achievable Economic RVT Potential | 0 | 0 | 0 | 0 | 0 | 0 | 0 | 0 | 0 | 0 | 0 | 0 | 0 | 0 | 0 | 0 | 0 | 0 | 0 | 0 | 0 | 0 | 0 | 0 | 0 | 0 | 0
F11_Commercial_OR - Miscellaneous_Existing_Space Heating_Natural Gas_Ventilation - Parking Garages, Demand Controlled_A_Achievable Economic RVT Potential | F11 | Commercial | OR - Miscellaneous | Existing | Space Heating | Natural Gas | Ventilation - Parking Garages, Demand Controlled | A | Purchases (Cumulative) | Achievable Economic RVT Potential | 0 | 0 | 0 | 0 | 0 | 0 | 0 | 0 | 0 | 0 | 0 | 0 | 0 | 0 | 0 | 0 | 0 | 0 | 0 | 0 | 0 | 0 | 0 | 0 | 0 | 0 | 0
F1_Commercial_OR - Miscellaneous_Existing_Miscellaneous_Natural Gas_Pool Heater - Night Covers_A_Achievable Economic RVT Potential | F1 | Commercial | OR - Miscellaneous | Existing | Miscellaneous | Natural Gas | Pool Heater - Night Covers | A | Integrated Unit Energy Savings (kWh or therms) | Achievable Economic RVT Potential | 0 | 0 | 0.024915 | 0.024915 | 0.024915 | 0.024915 | 0.024915 | 0.024915 | 0.024915 | 0.024915 | 0.024915 | 0.024915 | 0.024915 | 0.024915 | 0.024915 | 0.024915 | 0.024915 | 0.024915 | 0.024915 | 0.024915 | 0.024915 | 0.024915 | 0.024915 | 0.024915 | 0.024915 | 0.024915 | 0.024915
F2_Commercial_OR - Miscellaneous_Existing_Miscellaneous_Natural Gas_Pool Heater - Night Covers_A_Achievable Economic RVT Potential | F2 | Commercial | OR - Miscellaneous | Existing | Miscellaneous | Natural Gas | Pool Heater - Night Covers | A | Integrated Unit Summer Peak Savings (kW) | Achievable Economic RVT Potential | 0 | 0 | 0 | 0 | 0 | 0 | 0 | 0 | 0 | 0 | 0 | 0 | 0 | 0 | 0 | 0 | 0 | 0 | 0 | 0 | 0 | 0 | 0 | 0 | 0 | 0 | 0
F3_Commercial_OR - Miscellaneous_Existing_Miscellaneous_Natural Gas_Pool Heater - Night Covers_A_Achievable Economic RVT Potential | F3 | Commercial | OR - Miscellaneous | Existing | Miscellaneous | Natural Gas | Pool Heater - Night Covers | A | Integrated Unit Winter Peak Savings (kW) | Achievable Economic RVT Potential | 0 | 0 | 0 | 0 | 0 | 0 | 0 | 0 | 0 | 0 | 0 | 0 | 0 | 0 | 0 | 0 | 0 | 0 | 0 | 0 | 0 | 0 | 0 | 0 | 0 | 0 | 0
F4_Commercial_OR - Miscellaneous_Existing_Miscellaneous_Natural Gas_Pool Heater - Night Covers_A_Achievable Economic RVT Potential | F4 | Commercial | OR - Miscellaneous | Existing | Miscellaneous | Natural Gas | Pool Heater - Night Covers | A | Incremental Energy Savings (MWh or mTherms) | Achievable Economic RVT Potential | 0 | 0 | 0 | 0 | 0 | 0 | 0 | 0 | 0 | 0 | 0 | 0 | 0 | 0 | 0 | 0 | 0 | 0 | 0 | 0 | 0 | 0 | 0 | 0 | 0 | 0 | 0
F5_Commercial_OR - Miscellaneous_Existing_Miscellaneous_Natural Gas_Pool Heater - Night Covers_A_Achievable Economic RVT Potential | F5 | Commercial | OR - Miscellaneous | Existing | Miscellaneous | Natural Gas | Pool Heater - Night Covers | A | Incremental Summer Peak Savings (MW) | Achievable Economic RVT Potential | 0 | 0 | 0 | 0 | 0 | 0 | 0 | 0 | 0 | 0 | 0 | 0 | 0 | 0 | 0 | 0 | 0 | 0 | 0 | 0 | 0 | 0 | 0 | 0 | 0 | 0 | 0
F6_Commercial_OR - Miscellaneous_Existing_Miscellaneous_Natural Gas_Pool Heater - Night Covers_A_Achievable Economic RVT Potential | F6 | Commercial | OR - Miscellaneous | Existing | Miscellaneous | Natural Gas | Pool Heater - Night Covers | A | Incremental Winter Peak Savings (MW) | Achievable Economic RVT Potential | 0 | 0 | 0 | 0 | 0 | 0 | 0 | 0 | 0 | 0 | 0 | 0 | 0 | 0 | 0 | 0 | 0 | 0 | 0 | 0 | 0 | 0 | 0 | 0 | 0 | 0 | 0
F7_Commercial_OR - Miscellaneous_Existing_Miscellaneous_Natural Gas_Pool Heater - Night Covers_A_Achievable Economic RVT Potential | F7 | Commercial | OR - Miscellaneous | Existing | Miscellaneous | Natural Gas | Pool Heater - Night Covers | A | Cumulative Energy Savings (MWh or mTherms) | Achievable Economic RVT Potential | 0 | 0 | 0 | 0 | 0 | 0 | 0 | 0 | 0 | 0 | 0 | 0 | 0 | 0 | 0 | 0 | 0 | 0 | 0 | 0 | 0 | 0 | 0 | 0 | 0 | 0 | 0
F8_Commercial_OR - Miscellaneous_Existing_Miscellaneous_Natural Gas_Pool Heater - Night Covers_A_Achievable Economic RVT Potential | F8 | Commercial | OR - Miscellaneous | Existing | Miscellaneous | Natural Gas | Pool Heater - Night Covers | A | Cumulative Summer Peak Savings (MW) | Achievable Economic RVT Potential | 0 | 0 | 0 | 0 | 0 | 0 | 0 | 0 | 0 | 0 | 0 | 0 | 0 | 0 | 0 | 0 | 0 | 0 | 0 | 0 | 0 | 0 | 0 | 0 | 0 | 0 | 0
F9_Commercial_OR - Miscellaneous_Existing_Miscellaneous_Natural Gas_Pool Heater - Night Covers_A_Achievable Economic RVT Potential | F9 | Commercial | OR - Miscellaneous | Existing | Miscellaneous | Natural Gas | Pool Heater - Night Covers | A | Cumulative Winter Peak Savings (MW) | Achievable Economic RVT Potential | 0 | 0 | 0 | 0 | 0 | 0 | 0 | 0 | 0 | 0 | 0 | 0 | 0 | 0 | 0 | 0 | 0 | 0 | 0 | 0 | 0 | 0 | 0 | 0 | 0 | 0 | 0
F10_Commercial_OR - Miscellaneous_Existing_Miscellaneous_Natural Gas_Pool Heater - Night Covers_A_Achievable Economic RVT Potential | F10 | Commercial | OR - Miscellaneous | Existing | Miscellaneous | Natural Gas | Pool Heater - Night Covers | A | Purchases (Incremental) | Achievable Economic RVT Potential | 0 | 0 | 0 | 0 | 0 | 0 | 0 | 0 | 0 | 0 | 0 | 0 | 0 | 0 | 0 | 0 | 0 | 0 | 0 | 0 | 0 | 0 | 0 | 0 | 0 | 0 | 0
F11_Commercial_OR - Miscellaneous_Existing_Miscellaneous_Natural Gas_Pool Heater - Night Covers_A_Achievable Economic RVT Potential | F11 | Commercial | OR - Miscellaneous | Existing | Miscellaneous | Natural Gas | Pool Heater - Night Covers | A | Purchases (Cumulative) | Achievable Economic RVT Potential | 0 | 0 | 0 | 0 | 0 | 0 | 0 | 0 | 0 | 0 | 0 | 0 | 0 | 0 | 0 | 0 | 0 | 0 | 0 | 0 | 0 | 0 | 0 | 0 | 0 | 0 | 0
F1_Commercial_OR - Miscellaneous_Existing_Space Heating_Natural Gas_Advanced New Construction Designs_A_Achievable Economic RVT Potential | F1 | Commercial | OR - Miscellaneous | Existing | Space Heating | Natural Gas | Advanced New Construction Designs | A | Integrated Unit Energy Savings (kWh or therms) | Achievable Economic RVT Potential | 0 | 0 | 0 | 0 | 0 | 0 | 0 | 0 | 0 | 0 | 0 | 0 | 0 | 0 | 0 | 0 | 0 | 0 | 0 | 0 | 0 | 0 | 0 | 0 | 0 | 0 | 0
F2_Commercial_OR - Miscellaneous_Existing_Space Heating_Natural Gas_Advanced New Construction Designs_A_Achievable Economic RVT Potential | F2 | Commercial | OR - Miscellaneous | Existing | Space Heating | Natural Gas | Advanced New Construction Designs | A | Integrated Unit Summer Peak Savings (kW) | Achievable Economic RVT Potential | 0 | 0 | 0 | 0 | 0 | 0 | 0 | 0 | 0 | 0 | 0 | 0 | 0 | 0 | 0 | 0 | 0 | 0 | 0 | 0 | 0 | 0 | 0 | 0 | 0 | 0 | 0
F3_Commercial_OR - Miscellaneous_Existing_Space Heating_Natural Gas_Advanced New Construction Designs_A_Achievable Economic RVT Potential | F3 | Commercial | OR - Miscellaneous | Existing | Space Heating | Natural Gas | Advanced New Construction Designs | A | Integrated Unit Winter Peak Savings (kW) | Achievable Economic RVT Potential | 0 | 0 | 0 | 0 | 0 | 0 | 0 | 0 | 0 | 0 | 0 | 0 | 0 | 0 | 0 | 0 | 0 | 0 | 0 | 0 | 0 | 0 | 0 | 0 | 0 | 0 | 0
F4_Commercial_OR - Miscellaneous_Existing_Space Heating_Natural Gas_Advanced New Construction Designs_A_Achievable Economic RVT Potential | F4 | Commercial | OR - Miscellaneous | Existing | Space Heating | Natural Gas | Advanced New Construction Designs | A | Incremental Energy Savings (MWh or mTherms) | Achievable Economic RVT Potential | 0 | 0 | 0 | 0 | 0 | 0 | 0 | 0 | 0 | 0 | 0 | 0 | 0 | 0 | 0 | 0 | 0 | 0 | 0 | 0 | 0 | 0 | 0 | 0 | 0 | 0 | 0
F5_Commercial_OR - Miscellaneous_Existing_Space Heating_Natural Gas_Advanced New Construction Designs_A_Achievable Economic RVT Potential | F5 | Commercial | OR - Miscellaneous | Existing | Space Heating | Natural Gas | Advanced New Construction Designs | A | Incremental Summer Peak Savings (MW) | Achievable Economic RVT Potential | 0 | 0 | 0 | 0 | 0 | 0 | 0 | 0 | 0 | 0 | 0 | 0 | 0 | 0 | 0 | 0 | 0 | 0 | 0 | 0 | 0 | 0 | 0 | 0 | 0 | 0 | 0
F6_Commercial_OR - Miscellaneous_Existing_Space Heating_Natural Gas_Advanced New Construction Designs_A_Achievable Economic RVT Potential | F6 | Commercial | OR - Miscellaneous | Existing | Space Heating | Natural Gas | Advanced New Construction Designs | A | Incremental Winter Peak Savings (MW) | Achievable Economic RVT Potential | 0 | 0 | 0 | 0 | 0 | 0 | 0 | 0 | 0 | 0 | 0 | 0 | 0 | 0 | 0 | 0 | 0 | 0 | 0 | 0 | 0 | 0 | 0 | 0 | 0 | 0 | 0
F7_Commercial_OR - Miscellaneous_Existing_Space Heating_Natural Gas_Advanced New Construction Designs_A_Achievable Economic RVT Potential | F7 | Commercial | OR - Miscellaneous | Existing | Space Heating | Natural Gas | Advanced New Construction Designs | A | Cumulative Energy Savings (MWh or mTherms) | Achievable Economic RVT Potential | 0 | 0 | 0 | 0 | 0 | 0 | 0 | 0 | 0 | 0 | 0 | 0 | 0 | 0 | 0 | 0 | 0 | 0 | 0 | 0 | 0 | 0 | 0 | 0 | 0 | 0 | 0
F8_Commercial_OR - Miscellaneous_Existing_Space Heating_Natural Gas_Advanced New Construction Designs_A_Achievable Economic RVT Potential | F8 | Commercial | OR - Miscellaneous | Existing | Space Heating | Natural Gas | Advanced New Construction Designs | A | Cumulative Summer Peak Savings (MW) | Achievable Economic RVT Potential | 0 | 0 | 0 | 0 | 0 | 0 | 0 | 0 | 0 | 0 | 0 | 0 | 0 | 0 | 0 | 0 | 0 | 0 | 0 | 0 | 0 | 0 | 0 | 0 | 0 | 0 | 0
F9_Commercial_OR - Miscellaneous_Existing_Space Heating_Natural Gas_Advanced New Construction Designs_A_Achievable Economic RVT Potential | F9 | Commercial | OR - Miscellaneous | Existing | Space Heating | Natural Gas | Advanced New Construction Designs | A | Cumulative Winter Peak Savings (MW) | Achievable Economic RVT Potential | 0 | 0 | 0 | 0 | 0 | 0 | 0 | 0 | 0 | 0 | 0 | 0 | 0 | 0 | 0 | 0 | 0 | 0 | 0 | 0 | 0 | 0 | 0 | 0 | 0 | 0 | 0
F10_Commercial_OR - Miscellaneous_Existing_Space Heating_Natural Gas_Advanced New Construction Designs_A_Achievable Economic RVT Potential | F10 | Commercial | OR - Miscellaneous | Existing | Space Heating | Natural Gas | Advanced New Construction Designs | A | Purchases (Incremental) | Achievable Economic RVT Potential | 0 | 0 | 0 | 0 | 0 | 0 | 0 | 0 | 0 | 0 | 0 | 0 | 0 | 0 | 0 | 0 | 0 | 0 | 0 | 0 | 0 | 0 | 0 | 0 | 0 | 0 | 0
F11_Commercial_OR - Miscellaneous_Existing_Space Heating_Natural Gas_Advanced New Construction Designs_A_Achievable Economic RVT Potential | F11 | Commercial | OR - Miscellaneous | Existing | Space Heating | Natural Gas | Advanced New Construction Designs | A | Purchases (Cumulative) | Achievable Economic RVT Potential | 0 | 0 | 0 | 0 | 0 | 0 | 0 | 0 | 0 | 0 | 0 | 0 | 0 | 0 | 0 | 0 | 0 | 0 | 0 | 0 | 0 | 0 | 0 | 0 | 0 | 0 | 0
F1_Commercial_OR - Miscellaneous_Existing_Water Heating_Natural Gas_Advanced New Construction Designs_A_Achievable Economic RVT Potential | F1 | Commercial | OR - Miscellaneous | Existing | Water Heating | Natural Gas | Advanced New Construction Designs | A | Integrated Unit Energy Savings (kWh or therms) | Achievable Economic RVT Potential | 0 | 0 | 0 | 0 | 0 | 0 | 0 | 0 | 0 | 0 | 0 | 0 | 0 | 0 | 0 | 0 | 0 | 0 | 0 | 0 | 0 | 0 | 0 | 0 | 0 | 0 | 0
F2_Commercial_OR - Miscellaneous_Existing_Water Heating_Natural Gas_Advanced New Construction Designs_A_Achievable Economic RVT Potential | F2 | Commercial | OR - Miscellaneous | Existing | Water Heating | Natural Gas | Advanced New Construction Designs | A | Integrated Unit Summer Peak Savings (kW) | Achievable Economic RVT Potential | 0 | 0 | 0 | 0 | 0 | 0 | 0 | 0 | 0 | 0 | 0 | 0 | 0 | 0 | 0 | 0 | 0 | 0 | 0 | 0 | 0 | 0 | 0 | 0 | 0 | 0 | 0
F3_Commercial_OR - Miscellaneous_Existing_Water Heating_Natural Gas_Advanced New Construction Designs_A_Achievable Economic RVT Potential | F3 | Commercial | OR - Miscellaneous | Existing | Water Heating | Natural Gas | Advanced New Construction Designs | A | Integrated Unit Winter Peak Savings (kW) | Achievable Economic RVT Potential | 0 | 0 | 0 | 0 | 0 | 0 | 0 | 0 | 0 | 0 | 0 | 0 | 0 | 0 | 0 | 0 | 0 | 0 | 0 | 0 | 0 | 0 | 0 | 0 | 0 | 0 | 0
F4_Commercial_OR - Miscellaneous_Existing_Water Heating_Natural Gas_Advanced New Construction Designs_A_Achievable Economic RVT Potential | F4 | Commercial | OR - Miscellaneous | Existing | Water Heating | Natural Gas | Advanced New Construction Designs | A | Incremental Energy Savings (MWh or mTherms) | Achievable Economic RVT Potential | 0 | 0 | 0 | 0 | 0 | 0 | 0 | 0 | 0 | 0 | 0 | 0 | 0 | 0 | 0 | 0 | 0 | 0 | 0 | 0 | 0 | 0 | 0 | 0 | 0 | 0 | 0
F5_Commercial_OR - Miscellaneous_Existing_Water Heating_Natural Gas_Advanced New Construction Designs_A_Achievable Economic RVT Potential | F5 | Commercial | OR - Miscellaneous | Existing | Water Heating | Natural Gas | Advanced New Construction Designs | A | Incremental Summer Peak Savings (MW) | Achievable Economic RVT Potential | 0 | 0 | 0 | 0 | 0 | 0 | 0 | 0 | 0 | 0 | 0 | 0 | 0 | 0 | 0 | 0 | 0 | 0 | 0 | 0 | 0 | 0 | 0 | 0 | 0 | 0 | 0
F6_Commercial_OR - Miscellaneous_Existing_Water Heating_Natural Gas_Advanced New Construction Designs_A_Achievable Economic RVT Potential | F6 | Commercial | OR - Miscellaneous | Existing | Water Heating | Natural Gas | Advanced New Construction Designs | A | Incremental Winter Peak Savings (MW) | Achievable Economic RVT Potential | 0 | 0 | 0 | 0 | 0 | 0 | 0 | 0 | 0 | 0 | 0 | 0 | 0 | 0 | 0 | 0 | 0 | 0 | 0 | 0 | 0 | 0 | 0 | 0 | 0 | 0 | 0
F7_Commercial_OR - Miscellaneous_Existing_Water Heating_Natural Gas_Advanced New Construction Designs_A_Achievable Economic RVT Potential | F7 | Commercial | OR - Miscellaneous | Existing | Water Heating | Natural Gas | Advanced New Construction Designs | A | Cumulative Energy Savings (MWh or mTherms) | Achievable Economic RVT Potential | 0 | 0 | 0 | 0 | 0 | 0 | 0 | 0 | 0 | 0 | 0 | 0 | 0 | 0 | 0 | 0 | 0 | 0 | 0 | 0 | 0 | 0 | 0 | 0 | 0 | 0 | 0
F8_Commercial_OR - Miscellaneous_Existing_Water Heating_Natural Gas_Advanced New Construction Designs_A_Achievable Economic RVT Potential | F8 | Commercial | OR - Miscellaneous | Existing | Water Heating | Natural Gas | Advanced New Construction Designs | A | Cumulative Summer Peak Savings (MW) | Achievable Economic RVT Potential | 0 | 0 | 0 | 0 | 0 | 0 | 0 | 0 | 0 | 0 | 0 | 0 | 0 | 0 | 0 | 0 | 0 | 0 | 0 | 0 | 0 | 0 | 0 | 0 | 0 | 0 | 0
F9_Commercial_OR - Miscellaneous_Existing_Water Heating_Natural Gas_Advanced New Construction Designs_A_Achievable Economic RVT Potential | F9 | Commercial | OR - Miscellaneous | Existing | Water Heating | Natural Gas | Advanced New Construction Designs | A | Cumulative Winter Peak Savings (MW) | Achievable Economic RVT Potential | 0 | 0 | 0 | 0 | 0 | 0 | 0 | 0 | 0 | 0 | 0 | 0 | 0 | 0 | 0 | 0 | 0 | 0 | 0 | 0 | 0 | 0 | 0 | 0 | 0 | 0 | 0
F10_Commercial_OR - Miscellaneous_Existing_Water Heating_Natural Gas_Advanced New Construction Designs_A_Achievable Economic RVT Potential | F10 | Commercial | OR - Miscellaneous | Existing | Water Heating | Natural Gas | Advanced New Construction Designs | A | Purchases (Incremental) | Achievable Economic RVT Potential | 0 | 0 | 0 | 0 | 0 | 0 | 0 | 0 | 0 | 0 | 0 | 0 | 0 | 0 | 0 | 0 | 0 | 0 | 0 | 0 | 0 | 0 | 0 | 0 | 0 | 0 | 0
F11_Commercial_OR - Miscellaneous_Existing_Water Heating_Natural Gas_Advanced New Construction Designs_A_Achievable Economic RVT Potential | F11 | Commercial | OR - Miscellaneous | Existing | Water Heating | Natural Gas | Advanced New Construction Designs | A | Purchases (Cumulative) | Achievable Economic RVT Potential | 0 | 0 | 0 | 0 | 0 | 0 | 0 | 0 | 0 | 0 | 0 | 0 | 0 | 0 | 0 | 0 | 0 | 0 | 0 | 0 | 0 | 0 | 0 | 0 | 0 | 0 | 0
F1_Commercial_OR - Miscellaneous_Existing_Space Heating_Natural Gas_Strategic Energy Management_A_Achievable Economic RVT Potential | F1 | Commercial | OR - Miscellaneous | Existing | Space Heating | Natural Gas | Strategic Energy Management | A | Integrated Unit Energy Savings (kWh or therms) | Achievable Economic RVT Potential | 0 | 0 | 0.036413 | 0.03591 | 0.035349 | 0.034774 | 0.034175 | 0.033516 | 0.032779 | 0.031968 | 0.031094 | 0.030176 | 0.029247 | 0.028323 | 0.027428 | 0.026593 | 0.025846 | 0.025218 | 0.024713 | 0.024294 | 0.023979 | 0.023692 | 0.02362 | 0.023554 | 0.023493 | 0.023437 | 0.023385
F2_Commercial_OR - Miscellaneous_Existing_Space Heating_Natural Gas_Strategic Energy Management_A_Achievable Economic RVT Potential | F2 | Commercial | OR - Miscellaneous | Existing | Space Heating | Natural Gas | Strategic Energy Management | A | Integrated Unit Summer Peak Savings (kW) | Achievable Economic RVT Potential | 0 | 0 | 0 | 0 | 0 | 0 | 0 | 0 | 0 | 0 | 0 | 0 | 0 | 0 | 0 | 0 | 0 | 0 | 0 | 0 | 0 | 0 | 0 | 0 | 0 | 0 | 0
F3_Commercial_OR - Miscellaneous_Existing_Space Heating_Natural Gas_Strategic Energy Management_A_Achievable Economic RVT Potential | F3 | Commercial | OR - Miscellaneous | Existing | Space Heating | Natural Gas | Strategic Energy Management | A | Integrated Unit Winter Peak Savings (kW) | Achievable Economic RVT Potential | 0 | 0 | 0 | 0 | 0 | 0 | 0 | 0 | 0 | 0 | 0 | 0 | 0 | 0 | 0 | 0 | 0 | 0 | 0 | 0 | 0 | 0 | 0 | 0 | 0 | 0 | 0
F4_Commercial_OR - Miscellaneous_Existing_Space Heating_Natural Gas_Strategic Energy Management_A_Achievable Economic RVT Potential | F4 | Commercial | OR - Miscellaneous | Existing | Space Heating | Natural Gas | Strategic Energy Management | A | Incremental Energy Savings (MWh or mTherms) | Achievable Economic RVT Potential | 0 | 0 | 0.0033579 | 0.013953 | 0.013735 | 0.010304 | 0 | 0 | 0 | 0 | 0 | 0 | 0 | 0 | 0 | 0 | 0 | 0 | 0 | 0 | 0 | 0 | 0 | 0 | 0 | 0 | 0
F5_Commercial_OR - Miscellaneous_Existing_Space Heating_Natural Gas_Strategic Energy Management_A_Achievable Economic RVT Potential | F5 | Commercial | OR - Miscellaneous | Existing | Space Heating | Natural Gas | Strategic Energy Management | A | Incremental Summer Peak Savings (MW) | Achievable Economic RVT Potential | 0 | 0 | 0 | 0 | 0 | 0 | 0 | 0 | 0 | 0 | 0 | 0 | 0 | 0 | 0 | 0 | 0 | 0 | 0 | 0 | 0 | 0 | 0 | 0 | 0 | 0 | 0
F6_Commercial_OR - Miscellaneous_Existing_Space Heating_Natural Gas_Strategic Energy Management_A_Achievable Economic RVT Potential | F6 | Commercial | OR - Miscellaneous | Existing | Space Heating | Natural Gas | Strategic Energy Management | A | Incremental Winter Peak Savings (MW) | Achievable Economic RVT Potential | 0 | 0 | 0 | 0 | 0 | 0 | 0 | 0 | 0 | 0 | 0 | 0 | 0 | 0 | 0 | 0 | 0 | 0 | 0 | 0 | 0 | 0 | 0 | 0 | 0 | 0 | 0
F7_Commercial_OR - Miscellaneous_Existing_Space Heating_Natural Gas_Strategic Energy Management_A_Achievable Economic RVT Potential | F7 | Commercial | OR - Miscellaneous | Existing | Space Heating | Natural Gas | Strategic Energy Management | A | Cumulative Energy Savings (MWh or mTherms) | Achievable Economic RVT Potential | 0 | 0 | 0.0033579 | 0.017264 | 0.030729 | 0.040534 | 0.039835 | 0.039067 | 0.038208 | 0.037263 | 0.036244 | 0.035175 | 0.034091 | 0.033014 | 0.031971 | 0.030997 | 0.030126 | 0.029395 | 0.028806 | 0.028317 | 0.02795 | 0.027616 | 0.027532 | 0.027455 | 0.027384 | 0.027318 | 0.027258
F8_Commercial_OR - Miscellaneous_Existing_Space Heating_Natural Gas_Strategic Energy Management_A_Achievable Economic RVT Potential | F8 | Commercial | OR - Miscellaneous | Existing | Space Heating | Natural Gas | Strategic Energy Management | A | Cumulative Summer Peak Savings (MW) | Achievable Economic RVT Potential | 0 | 0 | 0 | 0 | 0 | 0 | 0 | 0 | 0 | 0 | 0 | 0 | 0 | 0 | 0 | 0 | 0 | 0 | 0 | 0 | 0 | 0 | 0 | 0 | 0 | 0 | 0
F9_Commercial_OR - Miscellaneous_Existing_Space Heating_Natural Gas_Strategic Energy Management_A_Achievable Economic RVT Potential | F9 | Commercial | OR - Miscellaneous | Existing | Space Heating | Natural Gas | Strategic Energy Management | A | Cumulative Winter Peak Savings (MW) | Achievable Economic RVT Potential | 0 | 0 | 0 | 0 | 0 | 0 | 0 | 0 | 0 | 0 | 0 | 0 | 0 | 0 | 0 | 0 | 0 | 0 | 0 | 0 | 0 | 0 | 0 | 0 | 0 | 0 | 0
F10_Commercial_OR - Miscellaneous_Existing_Space Heating_Natural Gas_Strategic Energy Management_A_Achievable Economic RVT Potential | F10 | Commercial | OR - Miscellaneous | Existing | Space Heating | Natural Gas | Strategic Energy Management | A | Purchases (Incremental) | Achievable Economic RVT Potential | 0 | 0 | 92.2185 | 388.5437 | 388.5437 | 296.3252 | 0 | 0 | 0 | 0 | 0 | 0 | 0 | 0 | 0 | 0 | 0 | 0 | 0 | 0 | 0 | 0 | 0 | 0 | 0 | 0 | 0
F11_Commercial_OR - Miscellaneous_Existing_Space Heating_Natural Gas_Strategic Energy Management_A_Achievable Economic RVT Potential | F11 | Commercial | OR - Miscellaneous | Existing | Space Heating | Natural Gas | Strategic Energy Management | A | Purchases (Cumulative) | Achievable Economic RVT Potential | 0 | 0 | 92.2185 | 480.7622 | 869.3059 | 1165.6311 | 1165.6311 | 1165.6311 | 1165.6311 | 1165.6311 | 1165.6311 | 1165.6311 | 1165.6311 | 1165.6311 | 1165.6311 | 1165.6311 | 1165.6311 | 1165.6311 | 1165.6311 | 1165.6311 | 1165.6311 | 1165.6311 | 1165.6311 | 1165.6311 | 1165.6311 | 1165.6311 | 1165.6311
F1_Commercial_OR - Miscellaneous_Existing_Water Heating_Natural Gas_Strategic Energy Management_A_Achievable Economic RVT Potential | F1 | Commercial | OR - Miscellaneous | Existing | Water Heating | Natural Gas | Strategic Energy Management | A | Integrated Unit Energy Savings (kWh or therms) | Achievable Economic RVT Potential | 0 | 0 | 0.017158 | 0.01679 | 0.01645 | 0.016125 | 0.015815 | 0.015512 | 0.015232 | 0.014974 | 0.014737 | 0.014528 | 0.014359 | 0.014228 | 0.014144 | 0.014061 | 0.014001 | 0.013953 | 0.013916 | 0.013886 | 0.013865 | 0.013849 | 0.013839 | 0.013831 | 0.013821 | 0.013818 | 0.013816
F2_Commercial_OR - Miscellaneous_Existing_Water Heating_Natural Gas_Strategic Energy Management_A_Achievable Economic RVT Potential | F2 | Commercial | OR - Miscellaneous | Existing | Water Heating | Natural Gas | Strategic Energy Management | A | Integrated Unit Summer Peak Savings (kW) | Achievable Economic RVT Potential | 0 | 0 | 0 | 0 | 0 | 0 | 0 | 0 | 0 | 0 | 0 | 0 | 0 | 0 | 0 | 0 | 0 | 0 | 0 | 0 | 0 | 0 | 0 | 0 | 0 | 0 | 0
F3_Commercial_OR - Miscellaneous_Existing_Water Heating_Natural Gas_Strategic Energy Management_A_Achievable Economic RVT Potential | F3 | Commercial | OR - Miscellaneous | Existing | Water Heating | Natural Gas | Strategic Energy Management | A | Integrated Unit Winter Peak Savings (kW) | Achievable Economic RVT Potential | 0 | 0 | 0 | 0 | 0 | 0 | 0 | 0 | 0 | 0 | 0 | 0 | 0 | 0 | 0 | 0 | 0 | 0 | 0 | 0 | 0 | 0 | 0 | 0 | 0 | 0 | 0
F4_Commercial_OR - Miscellaneous_Existing_Water Heating_Natural Gas_Strategic Energy Management_A_Achievable Economic RVT Potential | F4 | Commercial | OR - Miscellaneous | Existing | Water Heating | Natural Gas | Strategic Energy Management | A | Incremental Energy Savings (MWh or mTherms) | Achievable Economic RVT Potential | 0 | 0 | 0.0011716 | 0.0048305 | 0.0047326 | 0.0035381 | 0 | 0 | 8.6583e-19 | 0 | 0 | 0 | 0 | 0 | 0 | 0 | 0 | 0 | 0 | 0 | 0 | 0 | 0 | 0 | 0 | 0 | 0
F5_Commercial_OR - Miscellaneous_Existing_Water Heating_Natural Gas_Strategic Energy Management_A_Achievable Economic RVT Potential | F5 | Commercial | OR - Miscellaneous | Existing | Water Heating | Natural Gas | Strategic Energy Management | A | Incremental Summer Peak Savings (MW) | Achievable Economic RVT Potential | 0 | 0 | 0 | 0 | 0 | 0 | 0 | 0 | 0 | 0 | 0 | 0 | 0 | 0 | 0 | 0 | 0 | 0 | 0 | 0 | 0 | 0 | 0 | 0 | 0 | 0 | 0
F6_Commercial_OR - Miscellaneous_Existing_Water Heating_Natural Gas_Strategic Energy Management_A_Achievable Economic RVT Potential | F6 | Commercial | OR - Miscellaneous | Existing | Water Heating | Natural Gas | Strategic Energy Management | A | Incremental Winter Peak Savings (MW) | Achievable Economic RVT Potential | 0 | 0 | 0 | 0 | 0 | 0 | 0 | 0 | 0 | 0 | 0 | 0 | 0 | 0 | 0 | 0 | 0 | 0 | 0 | 0 | 0 | 0 | 0 | 0 | 0 | 0 | 0
F7_Commercial_OR - Miscellaneous_Existing_Water Heating_Natural Gas_Strategic Energy Management_A_Achievable Economic RVT Potential | F7 | Commercial | OR - Miscellaneous | Existing | Water Heating | Natural Gas | Strategic Energy Management | A | Cumulative Energy Savings (MWh or mTherms) | Achievable Economic RVT Potential | 0 | 0 | 0.0011716 | 0.005977 | 0.010589 | 0.013917 | 0.013649 | 0.013388 | 0.013146 | 0.012924 | 0.012719 | 0.012539 | 0.012393 | 0.01228 | 0.012207 | 0.012136 | 0.012084 | 0.012043 | 0.012011 | 0.011985 | 0.011966 | 0.011953 | 0.011944 | 0.011937 | 0.011928 | 0.011926 | 0.011924
F8_Commercial_OR - Miscellaneous_Existing_Water Heating_Natural Gas_Strategic Energy Management_A_Achievable Economic RVT Potential | F8 | Commercial | OR - Miscellaneous | Existing | Water Heating | Natural Gas | Strategic Energy Management | A | Cumulative Summer Peak Savings (MW) | Achievable Economic RVT Potential | 0 | 0 | 0 | 0 | 0 | 0 | 0 | 0 | 0 | 0 | 0 | 0 | 0 | 0 | 0 | 0 | 0 | 0 | 0 | 0 | 0 | 0 | 0 | 0 | 0 | 0 | 0
F9_Commercial_OR - Miscellaneous_Existing_Water Heating_Natural Gas_Strategic Energy Management_A_Achievable Economic RVT Potential | F9 | Commercial | OR - Miscellaneous | Existing | Water Heating | Natural Gas | Strategic Energy Management | A | Cumulative Winter Peak Savings (MW) | Achievable Economic RVT Potential | 0 | 0 | 0 | 0 | 0 | 0 | 0 | 0 | 0 | 0 | 0 | 0 | 0 | 0 | 0 | 0 | 0 | 0 | 0 | 0 | 0 | 0 | 0 | 0 | 0 | 0 | 0
F10_Commercial_OR - Miscellaneous_Existing_Water Heating_Natural Gas_Strategic Energy Management_A_Achievable Economic RVT Potential | F10 | Commercial | OR - Miscellaneous | Existing | Water Heating | Natural Gas | Strategic Energy Management | A | Purchases (Incremental) | Achievable Economic RVT Potential | 0 | 0 | 68.2823 | 287.6936 | 287.6936 | 219.4113 | 0 | 0 | 5.6843e-14 | 0 | 0 | 0 | 0 | 0 | 0 | 0 | 0 | 0 | 0 | 0 | 0 | 0 | 0 | 0 | 0 | 0 | 0
F11_Commercial_OR - Miscellaneous_Existing_Water Heating_Natural Gas_Strategic Energy Management_A_Achievable Economic RVT Potential | F11 | Commercial | OR - Miscellaneous | Existing | Water Heating | Natural Gas | Strategic Energy Management | A | Purchases (Cumulative) | Achievable Economic RVT Potential | 0 | 0 | 68.2823 | 355.9758 | 643.6694 | 863.0807 | 863.0807 | 863.0807 | 863.0807 | 863.0807 | 863.0807 | 863.0807 | 863.0807 | 863.0807 | 863.0807 | 863.0807 | 863.0807 | 863.0807 | 863.0807 | 863.0807 | 863.0807 | 863.0807 | 863.0807 | 863.0807 | 863.0807 | 863.0807 | 863.0807
F1_Commercial_OR - Miscellaneous_Existing_Space Heating_Natural Gas_Retrocommissioning_A_Achievable Economic RVT Potential | F1 | Commercial | OR - Miscellaneous | Existing | Space Heating | Natural Gas | Retrocommissioning | A | Integrated Unit Energy Savings (kWh or therms) | Achievable Economic RVT Potential | 0 | 0 | 0.044755 | 0.044227 | 0.043623 | 0.042958 | 0.042218 | 0.041404 | 0.040493 | 0.039491 | 0.038412 | 0.037278 | 0.03613 | 0.034989 | 0.033883 | 0.032851 | 0.031928 | 0.031153 | 0.030529 | 0.030011 | 0.029622 | 0.029268 | 0.029179 | 0.029097 | 0.029022 | 0.028952 | 0.028888
F2_Commercial_OR - Miscellaneous_Existing_Space Heating_Natural Gas_Retrocommissioning_A_Achievable Economic RVT Potential | F2 | Commercial | OR - Miscellaneous | Existing | Space Heating | Natural Gas | Retrocommissioning | A | Integrated Unit Summer Peak Savings (kW) | Achievable Economic RVT Potential | 0 | 0 | 0 | 0 | 0 | 0 | 0 | 0 | 0 | 0 | 0 | 0 | 0 | 0 | 0 | 0 | 0 | 0 | 0 | 0 | 0 | 0 | 0 | 0 | 0 | 0 | 0
F3_Commercial_OR - Miscellaneous_Existing_Space Heating_Natural Gas_Retrocommissioning_A_Achievable Economic RVT Potential | F3 | Commercial | OR - Miscellaneous | Existing | Space Heating | Natural Gas | Retrocommissioning | A | Integrated Unit Winter Peak Savings (kW) | Achievable Economic RVT Potential | 0 | 0 | 0 | 0 | 0 | 0 | 0 | 0 | 0 | 0 | 0 | 0 | 0 | 0 | 0 | 0 | 0 | 0 | 0 | 0 | 0 | 0 | 0 | 0 | 0 | 0 | 0
F4_Commercial_OR - Miscellaneous_Existing_Space Heating_Natural Gas_Retrocommissioning_A_Achievable Economic RVT Potential | F4 | Commercial | OR - Miscellaneous | Existing | Space Heating | Natural Gas | Retrocommissioning | A | Incremental Energy Savings (MWh or mTherms) | Achievable Economic RVT Potential | 0 | 0 | 0 | 0 | 0 | 0 | 0 | 0 | 0 | 0 | 0 | 0 | 0 | 0 | 0 | 0 | 0 | 0 | 0 | 0 | 0 | 0 | 0 | 0 | 0 | 0 | 0
F5_Commercial_OR - Miscellaneous_Existing_Space Heating_Natural Gas_Retrocommissioning_A_Achievable Economic RVT Potential | F5 | Commercial | OR - Miscellaneous | Existing | Space Heating | Natural Gas | Retrocommissioning | A | Incremental Summer Peak Savings (MW) | Achievable Economic RVT Potential | 0 | 0 | 0 | 0 | 0 | 0 | 0 | 0 | 0 | 0 | 0 | 0 | 0 | 0 | 0 | 0 | 0 | 0 | 0 | 0 | 0 | 0 | 0 | 0 | 0 | 0 | 0
F6_Commercial_OR - Miscellaneous_Existing_Space Heating_Natural Gas_Retrocommissioning_A_Achievable Economic RVT Potential | F6 | Commercial | OR - Miscellaneous | Existing | Space Heating | Natural Gas | Retrocommissioning | A | Incremental Winter Peak Savings (MW) | Achievable Economic RVT Potential | 0 | 0 | 0 | 0 | 0 | 0 | 0 | 0 | 0 | 0 | 0 | 0 | 0 | 0 | 0 | 0 | 0 | 0 | 0 | 0 | 0 | 0 | 0 | 0 | 0 | 0 | 0
F7_Commercial_OR - Miscellaneous_Existing_Space Heating_Natural Gas_Retrocommissioning_A_Achievable Economic RVT Potential | F7 | Commercial | OR - Miscellaneous | Existing | Space Heating | Natural Gas | Retrocommissioning | A | Cumulative Energy Savings (MWh or mTherms) | Achievable Economic RVT Potential | 0 | 0 | 0 | 0 | 0 | 0 | 0 | 0 | 0 | 0 | 0 | 0 | 0 | 0 | 0 | 0 | 0 | 0 | 0 | 0 | 0 | 0 | 0 | 0 | 0 | 0 | 0
F8_Commercial_OR - Miscellaneous_Existing_Space Heating_Natural Gas_Retrocommissioning_A_Achievable Economic RVT Potential | F8 | Commercial | OR - Miscellaneous | Existing | Space Heating | Natural Gas | Retrocommissioning | A | Cumulative Summer Peak Savings (MW) | Achievable Economic RVT Potential | 0 | 0 | 0 | 0 | 0 | 0 | 0 | 0 | 0 | 0 | 0 | 0 | 0 | 0 | 0 | 0 | 0 | 0 | 0 | 0 | 0 | 0 | 0 | 0 | 0 | 0 | 0
F9_Commercial_OR - Miscellaneous_Existing_Space Heating_Natural Gas_Retrocommissioning_A_Achievable Economic RVT Potential | F9 | Commercial | OR - Miscellaneous | Existing | Space Heating | Natural Gas | Retrocommissioning | A | Cumulative Winter Peak Savings (MW) | Achievable Economic RVT Potential | 0 | 0 | 0 | 0 | 0 | 0 | 0 | 0 | 0 | 0 | 0 | 0 | 0 | 0 | 0 | 0 | 0 | 0 | 0 | 0 | 0 | 0 | 0 | 0 | 0 | 0 | 0
F10_Commercial_OR - Miscellaneous_Existing_Space Heating_Natural Gas_Retrocommissioning_A_Achievable Economic RVT Potential | F10 | Commercial | OR - Miscellaneous | Existing | Space Heating | Natural Gas | Retrocommissioning | A | Purchases (Incremental) | Achievable Economic RVT Potential | 0 | 0 | 0 | 0 | 0 | 0 | 0 | 0 | 0 | 0 | 0 | 0 | 0 | 0 | 0 | 0 | 0 | 0 | 0 | 0 | 0 | 0 | 0 | 0 | 0 | 0 | 0
F11_Commercial_OR - Miscellaneous_Existing_Space Heating_Natural Gas_Retrocommissioning_A_Achievable Economic RVT Potential | F11 | Commercial | OR - Miscellaneous | Existing | Space Heating | Natural Gas | Retrocommissioning | A | Purchases (Cumulative) | Achievable Economic RVT Potential | 0 | 0 | 0 | 0 | 0 | 0 | 0 | 0 | 0 | 0 | 0 | 0 | 0 | 0 | 0 | 0 | 0 | 0 | 0 | 0 | 0 | 0 | 0 | 0 | 0 | 0 | 0
F1_Commercial_OR - Miscellaneous_Existing_Water Heating_Natural Gas_Retrocommissioning_A_Achievable Economic RVT Potential | F1 | Commercial | OR - Miscellaneous | Existing | Water Heating | Natural Gas | Retrocommissioning | A | Integrated Unit Energy Savings (kWh or therms) | Achievable Economic RVT Potential | 0 | 0 | 0.021051 | 0.020567 | 0.020117 | 0.019703 | 0.019323 | 0.018953 | 0.018611 | 0.018296 | 0.018006 | 0.017751 | 0.017545 | 0.017385 | 0.017282 | 0.017181 | 0.017107 | 0.017049 | 0.017003 | 0.016967 | 0.016941 | 0.016922 | 0.016909 | 0.0169 | 0.016887 | 0.016884 | 0.016881
F2_Commercial_OR - Miscellaneous_Existing_Water Heating_Natural Gas_Retrocommissioning_A_Achievable Economic RVT Potential | F2 | Commercial | OR - Miscellaneous | Existing | Water Heating | Natural Gas | Retrocommissioning | A | Integrated Unit Summer Peak Savings (kW) | Achievable Economic RVT Potential | 0 | 0 | 0 | 0 | 0 | 0 | 0 | 0 | 0 | 0 | 0 | 0 | 0 | 0 | 0 | 0 | 0 | 0 | 0 | 0 | 0 | 0 | 0 | 0 | 0 | 0 | 0
F3_Commercial_OR - Miscellaneous_Existing_Water Heating_Natural Gas_Retrocommissioning_A_Achievable Economic RVT Potential | F3 | Commercial | OR - Miscellaneous | Existing | Water Heating | Natural Gas | Retrocommissioning | A | Integrated Unit Winter Peak Savings (kW) | Achievable Economic RVT Potential | 0 | 0 | 0 | 0 | 0 | 0 | 0 | 0 | 0 | 0 | 0 | 0 | 0 | 0 | 0 | 0 | 0 | 0 | 0 | 0 | 0 | 0 | 0 | 0 | 0 | 0 | 0
F4_Commercial_OR - Miscellaneous_Existing_Water Heating_Natural Gas_Retrocommissioning_A_Achievable Economic RVT Potential | F4 | Commercial | OR - Miscellaneous | Existing | Water Heating | Natural Gas | Retrocommissioning | A | Incremental Energy Savings (MWh or mTherms) | Achievable Economic RVT Potential | 0 | 0 | 0 | 0 | 0 | 0 | 0 | 0 | 0 | 0 | 0 | 0 | 0 | 0 | 0 | 0 | 0 | 0 | 0 | 0 | 0 | 0 | 0 | 0 | 0 | 0 | 0
F5_Commercial_OR - Miscellaneous_Existing_Water Heating_Natural Gas_Retrocommissioning_A_Achievable Economic RVT Potential | F5 | Commercial | OR - Miscellaneous | Existing | Water Heating | Natural Gas | Retrocommissioning | A | Incremental Summer Peak Savings (MW) | Achievable Economic RVT Potential | 0 | 0 | 0 | 0 | 0 | 0 | 0 | 0 | 0 | 0 | 0 | 0 | 0 | 0 | 0 | 0 | 0 | 0 | 0 | 0 | 0 | 0 | 0 | 0 | 0 | 0 | 0
F6_Commercial_OR - Miscellaneous_Existing_Water Heating_Natural Gas_Retrocommissioning_A_Achievable Economic RVT Potential | F6 | Commercial | OR - Miscellaneous | Existing | Water Heating | Natural Gas | Retrocommissioning | A | Incremental Winter Peak Savings (MW) | Achievable Economic RVT Potential | 0 | 0 | 0 | 0 | 0 | 0 | 0 | 0 | 0 | 0 | 0 | 0 | 0 | 0 | 0 | 0 | 0 | 0 | 0 | 0 | 0 | 0 | 0 | 0 | 0 | 0 | 0
F7_Commercial_OR - Miscellaneous_Existing_Water Heating_Natural Gas_Retrocommissioning_A_Achievable Economic RVT Potential | F7 | Commercial | OR - Miscellaneous | Existing | Water Heating | Natural Gas | Retrocommissioning | A | Cumulative Energy Savings (MWh or mTherms) | Achievable Economic RVT Potential | 0 | 0 | 0 | 0 | 0 | 0 | 0 | 0 | 0 | 0 | 0 | 0 | 0 | 0 | 0 | 0 | 0 | 0 | 0 | 0 | 0 | 0 | 0 | 0 | 0 | 0 | 0
F8_Commercial_OR - Miscellaneous_Existing_Water Heating_Natural Gas_Retrocommissioning_A_Achievable Economic RVT Potential | F8 | Commercial | OR - Miscellaneous | Existing | Water Heating | Natural Gas | Retrocommissioning | A | Cumulative Summer Peak Savings (MW) | Achievable Economic RVT Potential | 0 | 0 | 0 | 0 | 0 | 0 | 0 | 0 | 0 | 0 | 0 | 0 | 0 | 0 | 0 | 0 | 0 | 0 | 0 | 0 | 0 | 0 | 0 | 0 | 0 | 0 | 0
F9_Commercial_OR - Miscellaneous_Existing_Water Heating_Natural Gas_Retrocommissioning_A_Achievable Economic RVT Potential | F9 | Commercial | OR - Miscellaneous | Existing | Water Heating | Natural Gas | Retrocommissioning | A | Cumulative Winter Peak Savings (MW) | Achievable Economic RVT Potential | 0 | 0 | 0 | 0 | 0 | 0 | 0 | 0 | 0 | 0 | 0 | 0 | 0 | 0 | 0 | 0 | 0 | 0 | 0 | 0 | 0 | 0 | 0 | 0 | 0 | 0 | 0
F10_Commercial_OR - Miscellaneous_Existing_Water Heating_Natural Gas_Retrocommissioning_A_Achievable Economic RVT Potential | F10 | Commercial | OR - Miscellaneous | Existing | Water Heating | Natural Gas | Retrocommissioning | A | Purchases (Incremental) | Achievable Economic RVT Potential | 0 | 0 | 0 | 0 | 0 | 0 | 0 | 0 | 0 | 0 | 0 | 0 | 0 | 0 | 0 | 0 | 0 | 0 | 0 | 0 | 0 | 0 | 0 | 0 | 0 | 0 | 0
F11_Commercial_OR - Miscellaneous_Existing_Water Heating_Natural Gas_Retrocommissioning_A_Achievable Economic RVT Potential | F11 | Commercial | OR - Miscellaneous | Existing | Water Heating | Natural Gas | Retrocommissioning | A | Purchases (Cumulative) | Achievable Economic RVT Potential | 0 | 0 | 0 | 0 | 0 | 0 | 0 | 0 | 0 | 0 | 0 | 0 | 0 | 0 | 0 | 0 | 0 | 0 | 0 | 0 | 0 | 0 | 0 | 0 | 0 | 0 | 0
F1_Commercial_OR - Miscellaneous_New_Space Heating_Natural Gas_Insulation - Ceiling_A_Achievable Economic RVT Potential | F1 | Commercial | OR - Miscellaneous | New | Space Heating | Natural Gas | Insulation - Ceiling | A | Integrated Unit Energy Savings (kWh or therms) | Achievable Economic RVT Potential | 0 | 0 | 0 | 0 | 0 | 0 | 0 | 0 | 0 | 0 | 0 | 0 | 0 | 0 | 0 | 0 | 0 | 0 | 0 | 0 | 0 | 0 | 0 | 0 | 0 | 0 | 0
F2_Commercial_OR - Miscellaneous_New_Space Heating_Natural Gas_Insulation - Ceiling_A_Achievable Economic RVT Potential | F2 | Commercial | OR - Miscellaneous | New | Space Heating | Natural Gas | Insulation - Ceiling | A | Integrated Unit Summer Peak Savings (kW) | Achievable Economic RVT Potential | 0 | 0 | 0 | 0 | 0 | 0 | 0 | 0 | 0 | 0 | 0 | 0 | 0 | 0 | 0 | 0 | 0 | 0 | 0 | 0 | 0 | 0 | 0 | 0 | 0 | 0 | 0
F3_Commercial_OR - Miscellaneous_New_Space Heating_Natural Gas_Insulation - Ceiling_A_Achievable Economic RVT Potential | F3 | Commercial | OR - Miscellaneous | New | Space Heating | Natural Gas | Insulation - Ceiling | A | Integrated Unit Winter Peak Savings (kW) | Achievable Economic RVT Potential | 0 | 0 | 0 | 0 | 0 | 0 | 0 | 0 | 0 | 0 | 0 | 0 | 0 | 0 | 0 | 0 | 0 | 0 | 0 | 0 | 0 | 0 | 0 | 0 | 0 | 0 | 0
F4_Commercial_OR - Miscellaneous_New_Space Heating_Natural Gas_Insulation - Ceiling_A_Achievable Economic RVT Potential | F4 | Commercial | OR - Miscellaneous | New | Space Heating | Natural Gas | Insulation - Ceiling | A | Incremental Energy Savings (MWh or mTherms) | Achievable Economic RVT Potential | 0 | 0 | 0 | 0 | 0 | 0 | 0 | 0 | 0 | 0 | 0 | 0 | 0 | 0 | 0 | 0 | 0 | 0 | 0 | 0 | 0 | 0 | 0 | 0 | 0 | 0 | 0
F5_Commercial_OR - Miscellaneous_New_Space Heating_Natural Gas_Insulation - Ceiling_A_Achievable Economic RVT Potential | F5 | Commercial | OR - Miscellaneous | New | Space Heating | Natural Gas | Insulation - Ceiling | A | Incremental Summer Peak Savings (MW) | Achievable Economic RVT Potential | 0 | 0 | 0 | 0 | 0 | 0 | 0 | 0 | 0 | 0 | 0 | 0 | 0 | 0 | 0 | 0 | 0 | 0 | 0 | 0 | 0 | 0 | 0 | 0 | 0 | 0 | 0
F6_Commercial_OR - Miscellaneous_New_Space Heating_Natural Gas_Insulation - Ceiling_A_Achievable Economic RVT Potential | F6 | Commercial | OR - Miscellaneous | New | Space Heating | Natural Gas | Insulation - Ceiling | A | Incremental Winter Peak Savings (MW) | Achievable Economic RVT Potential | 0 | 0 | 0 | 0 | 0 | 0 | 0 | 0 | 0 | 0 | 0 | 0 | 0 | 0 | 0 | 0 | 0 | 0 | 0 | 0 | 0 | 0 | 0 | 0 | 0 | 0 | 0
F7_Commercial_OR - Miscellaneous_New_Space Heating_Natural Gas_Insulation - Ceiling_A_Achievable Economic RVT Potential | F7 | Commercial | OR - Miscellaneous | New | Space Heating | Natural Gas | Insulation - Ceiling | A | Cumulative Energy Savings (MWh or mTherms) | Achievable Economic RVT Potential | 0 | 0 | 0 | 0 | 0 | 0 | 0 | 0 | 0 | 0 | 0 | 0 | 0 | 0 | 0 | 0 | 0 | 0 | 0 | 0 | 0 | 0 | 0 | 0 | 0 | 0 | 0
F8_Commercial_OR - Miscellaneous_New_Space Heating_Natural Gas_Insulation - Ceiling_A_Achievable Economic RVT Potential | F8 | Commercial | OR - Miscellaneous | New | Space Heating | Natural Gas | Insulation - Ceiling | A | Cumulative Summer Peak Savings (MW) | Achievable Economic RVT Potential | 0 | 0 | 0 | 0 | 0 | 0 | 0 | 0 | 0 | 0 | 0 | 0 | 0 | 0 | 0 | 0 | 0 | 0 | 0 | 0 | 0 | 0 | 0 | 0 | 0 | 0 | 0
F9_Commercial_OR - Miscellaneous_New_Space Heating_Natural Gas_Insulation - Ceiling_A_Achievable Economic RVT Potential | F9 | Commercial | OR - Miscellaneous | New | Space Heating | Natural Gas | Insulation - Ceiling | A | Cumulative Winter Peak Savings (MW) | Achievable Economic RVT Potential | 0 | 0 | 0 | 0 | 0 | 0 | 0 | 0 | 0 | 0 | 0 | 0 | 0 | 0 | 0 | 0 | 0 | 0 | 0 | 0 | 0 | 0 | 0 | 0 | 0 | 0 | 0
F10_Commercial_OR - Miscellaneous_New_Space Heating_Natural Gas_Insulation - Ceiling_A_Achievable Economic RVT Potential | F10 | Commercial | OR - Miscellaneous | New | Space Heating | Natural Gas | Insulation - Ceiling | A | Purchases (Incremental) | Achievable Economic RVT Potential | 0 | 0 | 0 | 0 | 0 | 0 | 0 | 0 | 0 | 0 | 0 | 0 | 0 | 0 | 0 | 0 | 0 | 0 | 0 | 0 | 0 | 0 | 0 | 0 | 0 | 0 | 0
F11_Commercial_OR - Miscellaneous_New_Space Heating_Natural Gas_Insulation - Ceiling_A_Achievable Economic RVT Potential | F11 | Commercial | OR - Miscellaneous | New | Space Heating | Natural Gas | Insulation - Ceiling | A | Purchases (Cumulative) | Achievable Economic RVT Potential | 0 | 0 | 0 | 0 | 0 | 0 | 0 | 0 | 0 | 0 | 0 | 0 | 0 | 0 | 0 | 0 | 0 | 0 | 0 | 0 | 0 | 0 | 0 | 0 | 0 | 0 | 0
F1_Commercial_OR - Miscellaneous_New_Space Heating_Natural Gas_Insulation - Ducting_A_Achievable Economic RVT Potential | F1 | Commercial | OR - Miscellaneous | New | Space Heating | Natural Gas | Insulation - Ducting | A | Integrated Unit Energy Savings (kWh or therms) | Achievable Economic RVT Potential | 0 | 0 | 0 | 0 | 0 | 0 | 0 | 0 | 0 | 0 | 0 | 0 | 0 | 0 | 0 | 0 | 0 | 0 | 0 | 0 | 0 | 0 | 0 | 0 | 0 | 0 | 0
F2_Commercial_OR - Miscellaneous_New_Space Heating_Natural Gas_Insulation - Ducting_A_Achievable Economic RVT Potential | F2 | Commercial | OR - Miscellaneous | New | Space Heating | Natural Gas | Insulation - Ducting | A | Integrated Unit Summer Peak Savings (kW) | Achievable Economic RVT Potential | 0 | 0 | 0 | 0 | 0 | 0 | 0 | 0 | 0 | 0 | 0 | 0 | 0 | 0 | 0 | 0 | 0 | 0 | 0 | 0 | 0 | 0 | 0 | 0 | 0 | 0 | 0
F3_Commercial_OR - Miscellaneous_New_Space Heating_Natural Gas_Insulation - Ducting_A_Achievable Economic RVT Potential | F3 | Commercial | OR - Miscellaneous | New | Space Heating | Natural Gas | Insulation - Ducting | A | Integrated Unit Winter Peak Savings (kW) | Achievable Economic RVT Potential | 0 | 0 | 0 | 0 | 0 | 0 | 0 | 0 | 0 | 0 | 0 | 0 | 0 | 0 | 0 | 0 | 0 | 0 | 0 | 0 | 0 | 0 | 0 | 0 | 0 | 0 | 0
F4_Commercial_OR - Miscellaneous_New_Space Heating_Natural Gas_Insulation - Ducting_A_Achievable Economic RVT Potential | F4 | Commercial | OR - Miscellaneous | New | Space Heating | Natural Gas | Insulation - Ducting | A | Incremental Energy Savings (MWh or mTherms) | Achievable Economic RVT Potential | 0 | 0 | 0 | 0 | 0 | 0 | 0 | 0 | 0 | 0 | 0 | 0 | 0 | 0 | 0 | 0 | 0 | 0 | 0 | 0 | 0 | 0 | 0 | 0 | 0 | 0 | 0
F5_Commercial_OR - Miscellaneous_New_Space Heating_Natural Gas_Insulation - Ducting_A_Achievable Economic RVT Potential | F5 | Commercial | OR - Miscellaneous | New | Space Heating | Natural Gas | Insulation - Ducting | A | Incremental Summer Peak Savings (MW) | Achievable Economic RVT Potential | 0 | 0 | 0 | 0 | 0 | 0 | 0 | 0 | 0 | 0 | 0 | 0 | 0 | 0 | 0 | 0 | 0 | 0 | 0 | 0 | 0 | 0 | 0 | 0 | 0 | 0 | 0
F6_Commercial_OR - Miscellaneous_New_Space Heating_Natural Gas_Insulation - Ducting_A_Achievable Economic RVT Potential | F6 | Commercial | OR - Miscellaneous | New | Space Heating | Natural Gas | Insulation - Ducting | A | Incremental Winter Peak Savings (MW) | Achievable Economic RVT Potential | 0 | 0 | 0 | 0 | 0 | 0 | 0 | 0 | 0 | 0 | 0 | 0 | 0 | 0 | 0 | 0 | 0 | 0 | 0 | 0 | 0 | 0 | 0 | 0 | 0 | 0 | 0
F7_Commercial_OR - Miscellaneous_New_Space Heating_Natural Gas_Insulation - Ducting_A_Achievable Economic RVT Potential | F7 | Commercial | OR - Miscellaneous | New | Space Heating | Natural Gas | Insulation - Ducting | A | Cumulative Energy Savings (MWh or mTherms) | Achievable Economic RVT Potential | 0 | 0 | 0 | 0 | 0 | 0 | 0 | 0 | 0 | 0 | 0 | 0 | 0 | 0 | 0 | 0 | 0 | 0 | 0 | 0 | 0 | 0 | 0 | 0 | 0 | 0 | 0
F8_Commercial_OR - Miscellaneous_New_Space Heating_Natural Gas_Insulation - Ducting_A_Achievable Economic RVT Potential | F8 | Commercial | OR - Miscellaneous | New | Space Heating | Natural Gas | Insulation - Ducting | A | Cumulative Summer Peak Savings (MW) | Achievable Economic RVT Potential | 0 | 0 | 0 | 0 | 0 | 0 | 0 | 0 | 0 | 0 | 0 | 0 | 0 | 0 | 0 | 0 | 0 | 0 | 0 | 0 | 0 | 0 | 0 | 0 | 0 | 0 | 0
F9_Commercial_OR - Miscellaneous_New_Space Heating_Natural Gas_Insulation - Ducting_A_Achievable Economic RVT Potential | F9 | Commercial | OR - Miscellaneous | New | Space Heating | Natural Gas | Insulation - Ducting | A | Cumulative Winter Peak Savings (MW) | Achievable Economic RVT Potential | 0 | 0 | 0 | 0 | 0 | 0 | 0 | 0 | 0 | 0 | 0 | 0 | 0 | 0 | 0 | 0 | 0 | 0 | 0 | 0 | 0 | 0 | 0 | 0 | 0 | 0 | 0
F10_Commercial_OR - Miscellaneous_New_Space Heating_Natural Gas_Insulation - Ducting_A_Achievable Economic RVT Potential | F10 | Commercial | OR - Miscellaneous | New | Space Heating | Natural Gas | Insulation - Ducting | A | Purchases (Incremental) | Achievable Economic RVT Potential | 0 | 0 | 0 | 0 | 0 | 0 | 0 | 0 | 0 | 0 | 0 | 0 | 0 | 0 | 0 | 0 | 0 | 0 | 0 | 0 | 0 | 0 | 0 | 0 | 0 | 0 | 0
F11_Commercial_OR - Miscellaneous_New_Space Heating_Natural Gas_Insulation - Ducting_A_Achievable Economic RVT Potential | F11 | Commercial | OR - Miscellaneous | New | Space Heating | Natural Gas | Insulation - Ducting | A | Purchases (Cumulative) | Achievable Economic RVT Potential | 0 | 0 | 0 | 0 | 0 | 0 | 0 | 0 | 0 | 0 | 0 | 0 | 0 | 0 | 0 | 0 | 0 | 0 | 0 | 0 | 0 | 0 | 0 | 0 | 0 | 0 | 0
F1_Commercial_OR - Miscellaneous_New_Space Heating_Natural Gas_Insulation - Wall Cavity_A_Achievable Economic RVT Potential | F1 | Commercial | OR - Miscellaneous | New | Space Heating | Natural Gas | Insulation - Wall Cavity | A | Integrated Unit Energy Savings (kWh or therms) | Achievable Economic RVT Potential | 0 | 0 | 0 | 0 | 0 | 0 | 0 | 0 | 0 | 0 | 0 | 0 | 0 | 0 | 0 | 0 | 0 | 0 | 0 | 0 | 0 | 0 | 0 | 0 | 0 | 0 | 0
F2_Commercial_OR - Miscellaneous_New_Space Heating_Natural Gas_Insulation - Wall Cavity_A_Achievable Economic RVT Potential | F2 | Commercial | OR - Miscellaneous | New | Space Heating | Natural Gas | Insulation - Wall Cavity | A | Integrated Unit Summer Peak Savings (kW) | Achievable Economic RVT Potential | 0 | 0 | 0 | 0 | 0 | 0 | 0 | 0 | 0 | 0 | 0 | 0 | 0 | 0 | 0 | 0 | 0 | 0 | 0 | 0 | 0 | 0 | 0 | 0 | 0 | 0 | 0
F3_Commercial_OR - Miscellaneous_New_Space Heating_Natural Gas_Insulation - Wall Cavity_A_Achievable Economic RVT Potential | F3 | Commercial | OR - Miscellaneous | New | Space Heating | Natural Gas | Insulation - Wall Cavity | A | Integrated Unit Winter Peak Savings (kW) | Achievable Economic RVT Potential | 0 | 0 | 0 | 0 | 0 | 0 | 0 | 0 | 0 | 0 | 0 | 0 | 0 | 0 | 0 | 0 | 0 | 0 | 0 | 0 | 0 | 0 | 0 | 0 | 0 | 0 | 0
F4_Commercial_OR - Miscellaneous_New_Space Heating_Natural Gas_Insulation - Wall Cavity_A_Achievable Economic RVT Potential | F4 | Commercial | OR - Miscellaneous | New | Space Heating | Natural Gas | Insulation - Wall Cavity | A | Incremental Energy Savings (MWh or mTherms) | Achievable Economic RVT Potential | 0 | 0 | 0 | 0 | 0 | 0 | 0 | 0 | 0 | 0 | 0 | 0 | 0 | 0 | 0 | 0 | 0 | 0 | 0 | 0 | 0 | 0 | 0 | 0 | 0 | 0 | 0
F5_Commercial_OR - Miscellaneous_New_Space Heating_Natural Gas_Insulation - Wall Cavity_A_Achievable Economic RVT Potential | F5 | Commercial | OR - Miscellaneous | New | Space Heating | Natural Gas | Insulation - Wall Cavity | A | Incremental Summer Peak Savings (MW) | Achievable Economic RVT Potential | 0 | 0 | 0 | 0 | 0 | 0 | 0 | 0 | 0 | 0 | 0 | 0 | 0 | 0 | 0 | 0 | 0 | 0 | 0 | 0 | 0 | 0 | 0 | 0 | 0 | 0 | 0
F6_Commercial_OR - Miscellaneous_New_Space Heating_Natural Gas_Insulation - Wall Cavity_A_Achievable Economic RVT Potential | F6 | Commercial | OR - Miscellaneous | New | Space Heating | Natural Gas | Insulation - Wall Cavity | A | Incremental Winter Peak Savings (MW) | Achievable Economic RVT Potential | 0 | 0 | 0 | 0 | 0 | 0 | 0 | 0 | 0 | 0 | 0 | 0 | 0 | 0 | 0 | 0 | 0 | 0 | 0 | 0 | 0 | 0 | 0 | 0 | 0 | 0 | 0
F7_Commercial_OR - Miscellaneous_New_Space Heating_Natural Gas_Insulation - Wall Cavity_A_Achievable Economic RVT Potential | F7 | Commercial | OR - Miscellaneous | New | Space Heating | Natural Gas | Insulation - Wall Cavity | A | Cumulative Energy Savings (MWh or mTherms) | Achievable Economic RVT Potential | 0 | 0 | 0 | 0 | 0 | 0 | 0 | 0 | 0 | 0 | 0 | 0 | 0 | 0 | 0 | 0 | 0 | 0 | 0 | 0 | 0 | 0 | 0 | 0 | 0 | 0 | 0
F8_Commercial_OR - Miscellaneous_New_Space Heating_Natural Gas_Insulation - Wall Cavity_A_Achievable Economic RVT Potential | F8 | Commercial | OR - Miscellaneous | New | Space Heating | Natural Gas | Insulation - Wall Cavity | A | Cumulative Summer Peak Savings (MW) | Achievable Economic RVT Potential | 0 | 0 | 0 | 0 | 0 | 0 | 0 | 0 | 0 | 0 | 0 | 0 | 0 | 0 | 0 | 0 | 0 | 0 | 0 | 0 | 0 | 0 | 0 | 0 | 0 | 0 | 0
F9_Commercial_OR - Miscellaneous_New_Space Heating_Natural Gas_Insulation - Wall Cavity_A_Achievable Economic RVT Potential | F9 | Commercial | OR - Miscellaneous | New | Space Heating | Natural Gas | Insulation - Wall Cavity | A | Cumulative Winter Peak Savings (MW) | Achievable Economic RVT Potential | 0 | 0 | 0 | 0 | 0 | 0 | 0 | 0 | 0 | 0 | 0 | 0 | 0 | 0 | 0 | 0 | 0 | 0 | 0 | 0 | 0 | 0 | 0 | 0 | 0 | 0 | 0
F10_Commercial_OR - Miscellaneous_New_Space Heating_Natural Gas_Insulation - Wall Cavity_A_Achievable Economic RVT Potential | F10 | Commercial | OR - Miscellaneous | New | Space Heating | Natural Gas | Insulation - Wall Cavity | A | Purchases (Incremental) | Achievable Economic RVT Potential | 0 | 0 | 0 | 0 | 0 | 0 | 0 | 0 | 0 | 0 | 0 | 0 | 0 | 0 | 0 | 0 | 0 | 0 | 0 | 0 | 0 | 0 | 0 | 0 | 0 | 0 | 0
F11_Commercial_OR - Miscellaneous_New_Space Heating_Natural Gas_Insulation - Wall Cavity_A_Achievable Economic RVT Potential | F11 | Commercial | OR - Miscellaneous | New | Space Heating | Natural Gas | Insulation - Wall Cavity | A | Purchases (Cumulative) | Achievable Economic RVT Potential | 0 | 0 | 0 | 0 | 0 | 0 | 0 | 0 | 0 | 0 | 0 | 0 | 0 | 0 | 0 | 0 | 0 | 0 | 0 | 0 | 0 | 0 | 0 | 0 | 0 | 0 | 0
F1_Commercial_OR - Miscellaneous_New_Space Heating_Natural Gas_Green Roof - Vegetated Rooftop_A_Achievable Economic RVT Potential | F1 | Commercial | OR - Miscellaneous | New | Space Heating | Natural Gas | Green Roof - Vegetated Rooftop | A | Integrated Unit Energy Savings (kWh or therms) | Achievable Economic RVT Potential | 0 | 0 | 0 | 0 | 0 | 0 | 0 | 0 | 0 | 0 | 0 | 0 | 0 | 0 | 0 | 0 | 0 | 0 | 0 | 0 | 0 | 0 | 0 | 0 | 0 | 0 | 0
F2_Commercial_OR - Miscellaneous_New_Space Heating_Natural Gas_Green Roof - Vegetated Rooftop_A_Achievable Economic RVT Potential | F2 | Commercial | OR - Miscellaneous | New | Space Heating | Natural Gas | Green Roof - Vegetated Rooftop | A | Integrated Unit Summer Peak Savings (kW) | Achievable Economic RVT Potential | 0 | 0 | 0 | 0 | 0 | 0 | 0 | 0 | 0 | 0 | 0 | 0 | 0 | 0 | 0 | 0 | 0 | 0 | 0 | 0 | 0 | 0 | 0 | 0 | 0 | 0 | 0
F3_Commercial_OR - Miscellaneous_New_Space Heating_Natural Gas_Green Roof - Vegetated Rooftop_A_Achievable Economic RVT Potential | F3 | Commercial | OR - Miscellaneous | New | Space Heating | Natural Gas | Green Roof - Vegetated Rooftop | A | Integrated Unit Winter Peak Savings (kW) | Achievable Economic RVT Potential | 0 | 0 | 0 | 0 | 0 | 0 | 0 | 0 | 0 | 0 | 0 | 0 | 0 | 0 | 0 | 0 | 0 | 0 | 0 | 0 | 0 | 0 | 0 | 0 | 0 | 0 | 0
F4_Commercial_OR - Miscellaneous_New_Space Heating_Natural Gas_Green Roof - Vegetated Rooftop_A_Achievable Economic RVT Potential | F4 | Commercial | OR - Miscellaneous | New | Space Heating | Natural Gas | Green Roof - Vegetated Rooftop | A | Incremental Energy Savings (MWh or mTherms) | Achievable Economic RVT Potential | 0 | 0 | 0 | 0 | 0 | 0 | 0 | 0 | 0 | 0 | 0 | 0 | 0 | 0 | 0 | 0 | 0 | 0 | 0 | 0 | 0 | 0 | 0 | 0 | 0 | 0 | 0
F5_Commercial_OR - Miscellaneous_New_Space Heating_Natural Gas_Green Roof - Vegetated Rooftop_A_Achievable Economic RVT Potential | F5 | Commercial | OR - Miscellaneous | New | Space Heating | Natural Gas | Green Roof - Vegetated Rooftop | A | Incremental Summer Peak Savings (MW) | Achievable Economic RVT Potential | 0 | 0 | 0 | 0 | 0 | 0 | 0 | 0 | 0 | 0 | 0 | 0 | 0 | 0 | 0 | 0 | 0 | 0 | 0 | 0 | 0 | 0 | 0 | 0 | 0 | 0 | 0
F6_Commercial_OR - Miscellaneous_New_Space Heating_Natural Gas_Green Roof - Vegetated Rooftop_A_Achievable Economic RVT Potential | F6 | Commercial | OR - Miscellaneous | New | Space Heating | Natural Gas | Green Roof - Vegetated Rooftop | A | Incremental Winter Peak Savings (MW) | Achievable Economic RVT Potential | 0 | 0 | 0 | 0 | 0 | 0 | 0 | 0 | 0 | 0 | 0 | 0 | 0 | 0 | 0 | 0 | 0 | 0 | 0 | 0 | 0 | 0 | 0 | 0 | 0 | 0 | 0
F7_Commercial_OR - Miscellaneous_New_Space Heating_Natural Gas_Green Roof - Vegetated Rooftop_A_Achievable Economic RVT Potential | F7 | Commercial | OR - Miscellaneous | New | Space Heating | Natural Gas | Green Roof - Vegetated Rooftop | A | Cumulative Energy Savings (MWh or mTherms) | Achievable Economic RVT Potential | 0 | 0 | 0 | 0 | 0 | 0 | 0 | 0 | 0 | 0 | 0 | 0 | 0 | 0 | 0 | 0 | 0 | 0 | 0 | 0 | 0 | 0 | 0 | 0 | 0 | 0 | 0
F8_Commercial_OR - Miscellaneous_New_Space Heating_Natural Gas_Green Roof - Vegetated Rooftop_A_Achievable Economic RVT Potential | F8 | Commercial | OR - Miscellaneous | New | Space Heating | Natural Gas | Green Roof - Vegetated Rooftop | A | Cumulative Summer Peak Savings (MW) | Achievable Economic RVT Potential | 0 | 0 | 0 | 0 | 0 | 0 | 0 | 0 | 0 | 0 | 0 | 0 | 0 | 0 | 0 | 0 | 0 | 0 | 0 | 0 | 0 | 0 | 0 | 0 | 0 | 0 | 0
F9_Commercial_OR - Miscellaneous_New_Space Heating_Natural Gas_Green Roof - Vegetated Rooftop_A_Achievable Economic RVT Potential | F9 | Commercial | OR - Miscellaneous | New | Space Heating | Natural Gas | Green Roof - Vegetated Rooftop | A | Cumulative Winter Peak Savings (MW) | Achievable Economic RVT Potential | 0 | 0 | 0 | 0 | 0 | 0 | 0 | 0 | 0 | 0 | 0 | 0 | 0 | 0 | 0 | 0 | 0 | 0 | 0 | 0 | 0 | 0 | 0 | 0 | 0 | 0 | 0
F10_Commercial_OR - Miscellaneous_New_Space Heating_Natural Gas_Green Roof - Vegetated Rooftop_A_Achievable Economic RVT Potential | F10 | Commercial | OR - Miscellaneous | New | Space Heating | Natural Gas | Green Roof - Vegetated Rooftop | A | Purchases (Incremental) | Achievable Economic RVT Potential | 0 | 0 | 0 | 0 | 0 | 0 | 0 | 0 | 0 | 0 | 0 | 0 | 0 | 0 | 0 | 0 | 0 | 0 | 0 | 0 | 0 | 0 | 0 | 0 | 0 | 0 | 0
F11_Commercial_OR - Miscellaneous_New_Space Heating_Natural Gas_Green Roof - Vegetated Rooftop_A_Achievable Economic RVT Potential | F11 | Commercial | OR - Miscellaneous | New | Space Heating | Natural Gas | Green Roof - Vegetated Rooftop | A | Purchases (Cumulative) | Achievable Economic RVT Potential | 0 | 0 | 0 | 0 | 0 | 0 | 0 | 0 | 0 | 0 | 0 | 0 | 0 | 0 | 0 | 0 | 0 | 0 | 0 | 0 | 0 | 0 | 0 | 0 | 0 | 0 | 0
F1_Commercial_OR - Miscellaneous_New_Space Heating_Natural Gas_Ducting - Repair and Sealing_A_Achievable Economic RVT Potential | F1 | Commercial | OR - Miscellaneous | New | Space Heating | Natural Gas | Ducting - Repair and Sealing | A | Integrated Unit Energy Savings (kWh or therms) | Achievable Economic RVT Potential | 0 | 0 | 0 | 0 | 0 | 0 | 0 | 0 | 0 | 0 | 0 | 0 | 0 | 0 | 0 | 0 | 0 | 0 | 0 | 0 | 0 | 0 | 0 | 0 | 0 | 0 | 0
F2_Commercial_OR - Miscellaneous_New_Space Heating_Natural Gas_Ducting - Repair and Sealing_A_Achievable Economic RVT Potential | F2 | Commercial | OR - Miscellaneous | New | Space Heating | Natural Gas | Ducting - Repair and Sealing | A | Integrated Unit Summer Peak Savings (kW) | Achievable Economic RVT Potential | 0 | 0 | 0 | 0 | 0 | 0 | 0 | 0 | 0 | 0 | 0 | 0 | 0 | 0 | 0 | 0 | 0 | 0 | 0 | 0 | 0 | 0 | 0 | 0 | 0 | 0 | 0
F3_Commercial_OR - Miscellaneous_New_Space Heating_Natural Gas_Ducting - Repair and Sealing_A_Achievable Economic RVT Potential | F3 | Commercial | OR - Miscellaneous | New | Space Heating | Natural Gas | Ducting - Repair and Sealing | A | Integrated Unit Winter Peak Savings (kW) | Achievable Economic RVT Potential | 0 | 0 | 0 | 0 | 0 | 0 | 0 | 0 | 0 | 0 | 0 | 0 | 0 | 0 | 0 | 0 | 0 | 0 | 0 | 0 | 0 | 0 | 0 | 0 | 0 | 0 | 0
F4_Commercial_OR - Miscellaneous_New_Space Heating_Natural Gas_Ducting - Repair and Sealing_A_Achievable Economic RVT Potential | F4 | Commercial | OR - Miscellaneous | New | Space Heating | Natural Gas | Ducting - Repair and Sealing | A | Incremental Energy Savings (MWh or mTherms) | Achievable Economic RVT Potential | 0 | 0 | 0 | 0 | 0 | 0 | 0 | 0 | 0 | 0 | 0 | 0 | 0 | 0 | 0 | 0 | 0 | 0 | 0 | 0 | 0 | 0 | 0 | 0 | 0 | 0 | 0
F5_Commercial_OR - Miscellaneous_New_Space Heating_Natural Gas_Ducting - Repair and Sealing_A_Achievable Economic RVT Potential | F5 | Commercial | OR - Miscellaneous | New | Space Heating | Natural Gas | Ducting - Repair and Sealing | A | Incremental Summer Peak Savings (MW) | Achievable Economic RVT Potential | 0 | 0 | 0 | 0 | 0 | 0 | 0 | 0 | 0 | 0 | 0 | 0 | 0 | 0 | 0 | 0 | 0 | 0 | 0 | 0 | 0 | 0 | 0 | 0 | 0 | 0 | 0
F6_Commercial_OR - Miscellaneous_New_Space Heating_Natural Gas_Ducting - Repair and Sealing_A_Achievable Economic RVT Potential | F6 | Commercial | OR - Miscellaneous | New | Space Heating | Natural Gas | Ducting - Repair and Sealing | A | Incremental Winter Peak Savings (MW) | Achievable Economic RVT Potential | 0 | 0 | 0 | 0 | 0 | 0 | 0 | 0 | 0 | 0 | 0 | 0 | 0 | 0 | 0 | 0 | 0 | 0 | 0 | 0 | 0 | 0 | 0 | 0 | 0 | 0 | 0
F7_Commercial_OR - Miscellaneous_New_Space Heating_Natural Gas_Ducting - Repair and Sealing_A_Achievable Economic RVT Potential | F7 | Commercial | OR - Miscellaneous | New | Space Heating | Natural Gas | Ducting - Repair and Sealing | A | Cumulative Energy Savings (MWh or mTherms) | Achievable Economic RVT Potential | 0 | 0 | 0 | 0 | 0 | 0 | 0 | 0 | 0 | 0 | 0 | 0 | 0 | 0 | 0 | 0 | 0 | 0 | 0 | 0 | 0 | 0 | 0 | 0 | 0 | 0 | 0
F8_Commercial_OR - Miscellaneous_New_Space Heating_Natural Gas_Ducting - Repair and Sealing_A_Achievable Economic RVT Potential | F8 | Commercial | OR - Miscellaneous | New | Space Heating | Natural Gas | Ducting - Repair and Sealing | A | Cumulative Summer Peak Savings (MW) | Achievable Economic RVT Potential | 0 | 0 | 0 | 0 | 0 | 0 | 0 | 0 | 0 | 0 | 0 | 0 | 0 | 0 | 0 | 0 | 0 | 0 | 0 | 0 | 0 | 0 | 0 | 0 | 0 | 0 | 0
F9_Commercial_OR - Miscellaneous_New_Space Heating_Natural Gas_Ducting - Repair and Sealing_A_Achievable Economic RVT Potential | F9 | Commercial | OR - Miscellaneous | New | Space Heating | Natural Gas | Ducting - Repair and Sealing | A | Cumulative Winter Peak Savings (MW) | Achievable Economic RVT Potential | 0 | 0 | 0 | 0 | 0 | 0 | 0 | 0 | 0 | 0 | 0 | 0 | 0 | 0 | 0 | 0 | 0 | 0 | 0 | 0 | 0 | 0 | 0 | 0 | 0 | 0 | 0
F10_Commercial_OR - Miscellaneous_New_Space Heating_Natural Gas_Ducting - Repair and Sealing_A_Achievable Economic RVT Potential | F10 | Commercial | OR - Miscellaneous | New | Space Heating | Natural Gas | Ducting - Repair and Sealing | A | Purchases (Incremental) | Achievable Economic RVT Potential | 0 | 0 | 0 | 0 | 0 | 0 | 0 | 0 | 0 | 0 | 0 | 0 | 0 | 0 | 0 | 0 | 0 | 0 | 0 | 0 | 0 | 0 | 0 | 0 | 0 | 0 | 0
F11_Commercial_OR - Miscellaneous_New_Space Heating_Natural Gas_Ducting - Repair and Sealing_A_Achievable Economic RVT Potential | F11 | Commercial | OR - Miscellaneous | New | Space Heating | Natural Gas | Ducting - Repair and Sealing | A | Purchases (Cumulative) | Achievable Economic RVT Potential | 0 | 0 | 0 | 0 | 0 | 0 | 0 | 0 | 0 | 0 | 0 | 0 | 0 | 0 | 0 | 0 | 0 | 0 | 0 | 0 | 0 | 0 | 0 | 0 | 0 | 0 | 0
F1_Commercial_OR - Miscellaneous_New_Space Heating_Natural Gas_Windows - High Efficiency Glazing_A_Achievable Economic RVT Potential | F1 | Commercial | OR - Miscellaneous | New | Space Heating | Natural Gas | Windows - High Efficiency Glazing | A | Integrated Unit Energy Savings (kWh or therms) | Achievable Economic RVT Potential | 0 | 0 | 0 | 0 | 0 | 0 | 0 | 0 | 0 | 0 | 0 | 0 | 0 | 0 | 0 | 0 | 0 | 0 | 0 | 0 | 0 | 0 | 0 | 0 | 0 | 0 | 0
F2_Commercial_OR - Miscellaneous_New_Space Heating_Natural Gas_Windows - High Efficiency Glazing_A_Achievable Economic RVT Potential | F2 | Commercial | OR - Miscellaneous | New | Space Heating | Natural Gas | Windows - High Efficiency Glazing | A | Integrated Unit Summer Peak Savings (kW) | Achievable Economic RVT Potential | 0 | 0 | 0 | 0 | 0 | 0 | 0 | 0 | 0 | 0 | 0 | 0 | 0 | 0 | 0 | 0 | 0 | 0 | 0 | 0 | 0 | 0 | 0 | 0 | 0 | 0 | 0
F3_Commercial_OR - Miscellaneous_New_Space Heating_Natural Gas_Windows - High Efficiency Glazing_A_Achievable Economic RVT Potential | F3 | Commercial | OR - Miscellaneous | New | Space Heating | Natural Gas | Windows - High Efficiency Glazing | A | Integrated Unit Winter Peak Savings (kW) | Achievable Economic RVT Potential | 0 | 0 | 0 | 0 | 0 | 0 | 0 | 0 | 0 | 0 | 0 | 0 | 0 | 0 | 0 | 0 | 0 | 0 | 0 | 0 | 0 | 0 | 0 | 0 | 0 | 0 | 0
F4_Commercial_OR - Miscellaneous_New_Space Heating_Natural Gas_Windows - High Efficiency Glazing_A_Achievable Economic RVT Potential | F4 | Commercial | OR - Miscellaneous | New | Space Heating | Natural Gas | Windows - High Efficiency Glazing | A | Incremental Energy Savings (MWh or mTherms) | Achievable Economic RVT Potential | 0 | 0 | 0 | 0 | 0 | 0 | 0 | 0 | 0 | 0 | 0 | 0 | 0 | 0 | 0 | 0 | 0 | 0 | 0 | 0 | 0 | 0 | 0 | 0 | 0 | 0 | 0
F5_Commercial_OR - Miscellaneous_New_Space Heating_Natural Gas_Windows - High Efficiency Glazing_A_Achievable Economic RVT Potential | F5 | Commercial | OR - Miscellaneous | New | Space Heating | Natural Gas | Windows - High Efficiency Glazing | A | Incremental Summer Peak Savings (MW) | Achievable Economic RVT Potential | 0 | 0 | 0 | 0 | 0 | 0 | 0 | 0 | 0 | 0 | 0 | 0 | 0 | 0 | 0 | 0 | 0 | 0 | 0 | 0 | 0 | 0 | 0 | 0 | 0 | 0 | 0
F6_Commercial_OR - Miscellaneous_New_Space Heating_Natural Gas_Windows - High Efficiency Glazing_A_Achievable Economic RVT Potential | F6 | Commercial | OR - Miscellaneous | New | Space Heating | Natural Gas | Windows - High Efficiency Glazing | A | Incremental Winter Peak Savings (MW) | Achievable Economic RVT Potential | 0 | 0 | 0 | 0 | 0 | 0 | 0 | 0 | 0 | 0 | 0 | 0 | 0 | 0 | 0 | 0 | 0 | 0 | 0 | 0 | 0 | 0 | 0 | 0 | 0 | 0 | 0
F7_Commercial_OR - Miscellaneous_New_Space Heating_Natural Gas_Windows - High Efficiency Glazing_A_Achievable Economic RVT Potential | F7 | Commercial | OR - Miscellaneous | New | Space Heating | Natural Gas | Windows - High Efficiency Glazing | A | Cumulative Energy Savings (MWh or mTherms) | Achievable Economic RVT Potential | 0 | 0 | 0 | 0 | 0 | 0 | 0 | 0 | 0 | 0 | 0 | 0 | 0 | 0 | 0 | 0 | 0 | 0 | 0 | 0 | 0 | 0 | 0 | 0 | 0 | 0 | 0
F8_Commercial_OR - Miscellaneous_New_Space Heating_Natural Gas_Windows - High Efficiency Glazing_A_Achievable Economic RVT Potential | F8 | Commercial | OR - Miscellaneous | New | Space Heating | Natural Gas | Windows - High Efficiency Glazing | A | Cumulative Summer Peak Savings (MW) | Achievable Economic RVT Potential | 0 | 0 | 0 | 0 | 0 | 0 | 0 | 0 | 0 | 0 | 0 | 0 | 0 | 0 | 0 | 0 | 0 | 0 | 0 | 0 | 0 | 0 | 0 | 0 | 0 | 0 | 0
F9_Commercial_OR - Miscellaneous_New_Space Heating_Natural Gas_Windows - High Efficiency Glazing_A_Achievable Economic RVT Potential | F9 | Commercial | OR - Miscellaneous | New | Space Heating | Natural Gas | Windows - High Efficiency Glazing | A | Cumulative Winter Peak Savings (MW) | Achievable Economic RVT Potential | 0 | 0 | 0 | 0 | 0 | 0 | 0 | 0 | 0 | 0 | 0 | 0 | 0 | 0 | 0 | 0 | 0 | 0 | 0 | 0 | 0 | 0 | 0 | 0 | 0 | 0 | 0
F10_Commercial_OR - Miscellaneous_New_Space Heating_Natural Gas_Windows - High Efficiency Glazing_A_Achievable Economic RVT Potential | F10 | Commercial | OR - Miscellaneous | New | Space Heating | Natural Gas | Windows - High Efficiency Glazing | A | Purchases (Incremental) | Achievable Economic RVT Potential | 0 | 0 | 0 | 0 | 0 | 0 | 0 | 0 | 0 | 0 | 0 | 0 | 0 | 0 | 0 | 0 | 0 | 0 | 0 | 0 | 0 | 0 | 0 | 0 | 0 | 0 | 0
F11_Commercial_OR - Miscellaneous_New_Space Heating_Natural Gas_Windows - High Efficiency Glazing_A_Achievable Economic RVT Potential | F11 | Commercial | OR - Miscellaneous | New | Space Heating | Natural Gas | Windows - High Efficiency Glazing | A | Purchases (Cumulative) | Achievable Economic RVT Potential | 0 | 0 | 0 | 0 | 0 | 0 | 0 | 0 | 0 | 0 | 0 | 0 | 0 | 0 | 0 | 0 | 0 | 0 | 0 | 0 | 0 | 0 | 0 | 0 | 0 | 0 | 0
F1_Commercial_OR - Miscellaneous_New_Space Heating_Natural Gas_Windows - Secondary Glazing Systems_A_Achievable Economic RVT Potential | F1 | Commercial | OR - Miscellaneous | New | Space Heating | Natural Gas | Windows - Secondary Glazing Systems | A | Integrated Unit Energy Savings (kWh or therms) | Achievable Economic RVT Potential | 0 | 0 | 0 | 0 | 0 | 0 | 0 | 0 | 0 | 0 | 0 | 0 | 0 | 0 | 0 | 0 | 0 | 0 | 0 | 0 | 0 | 0 | 0 | 0 | 0 | 0 | 0
F2_Commercial_OR - Miscellaneous_New_Space Heating_Natural Gas_Windows - Secondary Glazing Systems_A_Achievable Economic RVT Potential | F2 | Commercial | OR - Miscellaneous | New | Space Heating | Natural Gas | Windows - Secondary Glazing Systems | A | Integrated Unit Summer Peak Savings (kW) | Achievable Economic RVT Potential | 0 | 0 | 0 | 0 | 0 | 0 | 0 | 0 | 0 | 0 | 0 | 0 | 0 | 0 | 0 | 0 | 0 | 0 | 0 | 0 | 0 | 0 | 0 | 0 | 0 | 0 | 0
F3_Commercial_OR - Miscellaneous_New_Space Heating_Natural Gas_Windows - Secondary Glazing Systems_A_Achievable Economic RVT Potential | F3 | Commercial | OR - Miscellaneous | New | Space Heating | Natural Gas | Windows - Secondary Glazing Systems | A | Integrated Unit Winter Peak Savings (kW) | Achievable Economic RVT Potential | 0 | 0 | 0 | 0 | 0 | 0 | 0 | 0 | 0 | 0 | 0 | 0 | 0 | 0 | 0 | 0 | 0 | 0 | 0 | 0 | 0 | 0 | 0 | 0 | 0 | 0 | 0
F4_Commercial_OR - Miscellaneous_New_Space Heating_Natural Gas_Windows - Secondary Glazing Systems_A_Achievable Economic RVT Potential | F4 | Commercial | OR - Miscellaneous | New | Space Heating | Natural Gas | Windows - Secondary Glazing Systems | A | Incremental Energy Savings (MWh or mTherms) | Achievable Economic RVT Potential | 0 | 0 | 0 | 0 | 0 | 0 | 0 | 0 | 0 | 0 | 0 | 0 | 0 | 0 | 0 | 0 | 0 | 0 | 0 | 0 | 0 | 0 | 0 | 0 | 0 | 0 | 0
F5_Commercial_OR - Miscellaneous_New_Space Heating_Natural Gas_Windows - Secondary Glazing Systems_A_Achievable Economic RVT Potential | F5 | Commercial | OR - Miscellaneous | New | Space Heating | Natural Gas | Windows - Secondary Glazing Systems | A | Incremental Summer Peak Savings (MW) | Achievable Economic RVT Potential | 0 | 0 | 0 | 0 | 0 | 0 | 0 | 0 | 0 | 0 | 0 | 0 | 0 | 0 | 0 | 0 | 0 | 0 | 0 | 0 | 0 | 0 | 0 | 0 | 0 | 0 | 0
F6_Commercial_OR - Miscellaneous_New_Space Heating_Natural Gas_Windows - Secondary Glazing Systems_A_Achievable Economic RVT Potential | F6 | Commercial | OR - Miscellaneous | New | Space Heating | Natural Gas | Windows - Secondary Glazing Systems | A | Incremental Winter Peak Savings (MW) | Achievable Economic RVT Potential | 0 | 0 | 0 | 0 | 0 | 0 | 0 | 0 | 0 | 0 | 0 | 0 | 0 | 0 | 0 | 0 | 0 | 0 | 0 | 0 | 0 | 0 | 0 | 0 | 0 | 0 | 0
F7_Commercial_OR - Miscellaneous_New_Space Heating_Natural Gas_Windows - Secondary Glazing Systems_A_Achievable Economic RVT Potential | F7 | Commercial | OR - Miscellaneous | New | Space Heating | Natural Gas | Windows - Secondary Glazing Systems | A | Cumulative Energy Savings (MWh or mTherms) | Achievable Economic RVT Potential | 0 | 0 | 0 | 0 | 0 | 0 | 0 | 0 | 0 | 0 | 0 | 0 | 0 | 0 | 0 | 0 | 0 | 0 | 0 | 0 | 0 | 0 | 0 | 0 | 0 | 0 | 0
F8_Commercial_OR - Miscellaneous_New_Space Heating_Natural Gas_Windows - Secondary Glazing Systems_A_Achievable Economic RVT Potential | F8 | Commercial | OR - Miscellaneous | New | Space Heating | Natural Gas | Windows - Secondary Glazing Systems | A | Cumulative Summer Peak Savings (MW) | Achievable Economic RVT Potential | 0 | 0 | 0 | 0 | 0 | 0 | 0 | 0 | 0 | 0 | 0 | 0 | 0 | 0 | 0 | 0 | 0 | 0 | 0 | 0 | 0 | 0 | 0 | 0 | 0 | 0 | 0
F9_Commercial_OR - Miscellaneous_New_Space Heating_Natural Gas_Windows - Secondary Glazing Systems_A_Achievable Economic RVT Potential | F9 | Commercial | OR - Miscellaneous | New | Space Heating | Natural Gas | Windows - Secondary Glazing Systems | A | Cumulative Winter Peak Savings (MW) | Achievable Economic RVT Potential | 0 | 0 | 0 | 0 | 0 | 0 | 0 | 0 | 0 | 0 | 0 | 0 | 0 | 0 | 0 | 0 | 0 | 0 | 0 | 0 | 0 | 0 | 0 | 0 | 0 | 0 | 0
F10_Commercial_OR - Miscellaneous_New_Space Heating_Natural Gas_Windows - Secondary Glazing Systems_A_Achievable Economic RVT Potential | F10 | Commercial | OR - Miscellaneous | New | Space Heating | Natural Gas | Windows - Secondary Glazing Systems | A | Purchases (Incremental) | Achievable Economic RVT Potential | 0 | 0 | 0 | 0 | 0 | 0 | 0 | 0 | 0 | 0 | 0 | 0 | 0 | 0 | 0 | 0 | 0 | 0 | 0 | 0 | 0 | 0 | 0 | 0 | 0 | 0 | 0
F11_Commercial_OR - Miscellaneous_New_Space Heating_Natural Gas_Windows - Secondary Glazing Systems_A_Achievable Economic RVT Potential | F11 | Commercial | OR - Miscellaneous | New | Space Heating | Natural Gas | Windows - Secondary Glazing Systems | A | Purchases (Cumulative) | Achievable Economic RVT Potential | 0 | 0 | 0 | 0 | 0 | 0 | 0 | 0 | 0 | 0 | 0 | 0 | 0 | 0 | 0 | 0 | 0 | 0 | 0 | 0 | 0 | 0 | 0 | 0 | 0 | 0 | 0
F1_Commercial_OR - Miscellaneous_New_Space Heating_Natural Gas_HVAC - Energy Recovery Ventilator_A_Achievable Economic RVT Potential | F1 | Commercial | OR - Miscellaneous | New | Space Heating | Natural Gas | HVAC - Energy Recovery Ventilator | A | Integrated Unit Energy Savings (kWh or therms) | Achievable Economic RVT Potential | 0 | 0 | 0 | 0 | 0 | 0 | 0 | 0 | 0 | 0 | 0 | 0 | 0 | 0 | 0 | 0 | 0 | 0 | 0 | 0 | 0 | 0 | 0 | 0 | 0 | 0 | 0
F2_Commercial_OR - Miscellaneous_New_Space Heating_Natural Gas_HVAC - Energy Recovery Ventilator_A_Achievable Economic RVT Potential | F2 | Commercial | OR - Miscellaneous | New | Space Heating | Natural Gas | HVAC - Energy Recovery Ventilator | A | Integrated Unit Summer Peak Savings (kW) | Achievable Economic RVT Potential | 0 | 0 | 0 | 0 | 0 | 0 | 0 | 0 | 0 | 0 | 0 | 0 | 0 | 0 | 0 | 0 | 0 | 0 | 0 | 0 | 0 | 0 | 0 | 0 | 0 | 0 | 0
F3_Commercial_OR - Miscellaneous_New_Space Heating_Natural Gas_HVAC - Energy Recovery Ventilator_A_Achievable Economic RVT Potential | F3 | Commercial | OR - Miscellaneous | New | Space Heating | Natural Gas | HVAC - Energy Recovery Ventilator | A | Integrated Unit Winter Peak Savings (kW) | Achievable Economic RVT Potential | 0 | 0 | 0 | 0 | 0 | 0 | 0 | 0 | 0 | 0 | 0 | 0 | 0 | 0 | 0 | 0 | 0 | 0 | 0 | 0 | 0 | 0 | 0 | 0 | 0 | 0 | 0
F4_Commercial_OR - Miscellaneous_New_Space Heating_Natural Gas_HVAC - Energy Recovery Ventilator_A_Achievable Economic RVT Potential | F4 | Commercial | OR - Miscellaneous | New | Space Heating | Natural Gas | HVAC - Energy Recovery Ventilator | A | Incremental Energy Savings (MWh or mTherms) | Achievable Economic RVT Potential | 0 | 0 | 0 | 0 | 0 | 0 | 0 | 0 | 0 | 0 | 0 | 0 | 0 | 0 | 0 | 0 | 0 | 0 | 0 | 0 | 0 | 0 | 0 | 0 | 0 | 0 | 0
F5_Commercial_OR - Miscellaneous_New_Space Heating_Natural Gas_HVAC - Energy Recovery Ventilator_A_Achievable Economic RVT Potential | F5 | Commercial | OR - Miscellaneous | New | Space Heating | Natural Gas | HVAC - Energy Recovery Ventilator | A | Incremental Summer Peak Savings (MW) | Achievable Economic RVT Potential | 0 | 0 | 0 | 0 | 0 | 0 | 0 | 0 | 0 | 0 | 0 | 0 | 0 | 0 | 0 | 0 | 0 | 0 | 0 | 0 | 0 | 0 | 0 | 0 | 0 | 0 | 0
F6_Commercial_OR - Miscellaneous_New_Space Heating_Natural Gas_HVAC - Energy Recovery Ventilator_A_Achievable Economic RVT Potential | F6 | Commercial | OR - Miscellaneous | New | Space Heating | Natural Gas | HVAC - Energy Recovery Ventilator | A | Incremental Winter Peak Savings (MW) | Achievable Economic RVT Potential | 0 | 0 | 0 | 0 | 0 | 0 | 0 | 0 | 0 | 0 | 0 | 0 | 0 | 0 | 0 | 0 | 0 | 0 | 0 | 0 | 0 | 0 | 0 | 0 | 0 | 0 | 0
F7_Commercial_OR - Miscellaneous_New_Space Heating_Natural Gas_HVAC - Energy Recovery Ventilator_A_Achievable Economic RVT Potential | F7 | Commercial | OR - Miscellaneous | New | Space Heating | Natural Gas | HVAC - Energy Recovery Ventilator | A | Cumulative Energy Savings (MWh or mTherms) | Achievable Economic RVT Potential | 0 | 0 | 0 | 0 | 0 | 0 | 0 | 0 | 0 | 0 | 0 | 0 | 0 | 0 | 0 | 0 | 0 | 0 | 0 | 0 | 0 | 0 | 0 | 0 | 0 | 0 | 0
F8_Commercial_OR - Miscellaneous_New_Space Heating_Natural Gas_HVAC - Energy Recovery Ventilator_A_Achievable Economic RVT Potential | F8 | Commercial | OR - Miscellaneous | New | Space Heating | Natural Gas | HVAC - Energy Recovery Ventilator | A | Cumulative Summer Peak Savings (MW) | Achievable Economic RVT Potential | 0 | 0 | 0 | 0 | 0 | 0 | 0 | 0 | 0 | 0 | 0 | 0 | 0 | 0 | 0 | 0 | 0 | 0 | 0 | 0 | 0 | 0 | 0 | 0 | 0 | 0 | 0
F9_Commercial_OR - Miscellaneous_New_Space Heating_Natural Gas_HVAC - Energy Recovery Ventilator_A_Achievable Economic RVT Potential | F9 | Commercial | OR - Miscellaneous | New | Space Heating | Natural Gas | HVAC - Energy Recovery Ventilator | A | Cumulative Winter Peak Savings (MW) | Achievable Economic RVT Potential | 0 | 0 | 0 | 0 | 0 | 0 | 0 | 0 | 0 | 0 | 0 | 0 | 0 | 0 | 0 | 0 | 0 | 0 | 0 | 0 | 0 | 0 | 0 | 0 | 0 | 0 | 0
F10_Commercial_OR - Miscellaneous_New_Space Heating_Natural Gas_HVAC - Energy Recovery Ventilator_A_Achievable Economic RVT Potential | F10 | Commercial | OR - Miscellaneous | New | Space Heating | Natural Gas | HVAC - Energy Recovery Ventilator | A | Purchases (Incremental) | Achievable Economic RVT Potential | 0 | 0 | 0 | 0 | 0 | 0 | 0 | 0 | 0 | 0 | 0 | 0 | 0 | 0 | 0 | 0 | 0 | 0 | 0 | 0 | 0 | 0 | 0 | 0 | 0 | 0 | 0
F11_Commercial_OR - Miscellaneous_New_Space Heating_Natural Gas_HVAC - Energy Recovery Ventilator_A_Achievable Economic RVT Potential | F11 | Commercial | OR - Miscellaneous | New | Space Heating | Natural Gas | HVAC - Energy Recovery Ventilator | A | Purchases (Cumulative) | Achievable Economic RVT Potential | 0 | 0 | 0 | 0 | 0 | 0 | 0 | 0 | 0 | 0 | 0 | 0 | 0 | 0 | 0 | 0 | 0 | 0 | 0 | 0 | 0 | 0 | 0 | 0 | 0 | 0 | 0
F1_Commercial_OR - Miscellaneous_New_Space Heating_Natural Gas_Building Shell - Air Sealing (Infiltration Control)_A_Achievable Economic RVT Potential | F1 | Commercial | OR - Miscellaneous | New | Space Heating | Natural Gas | Building Shell - Air Sealing (Infiltration Control) | A | Integrated Unit Energy Savings (kWh or therms) | Achievable Economic RVT Potential | 0 | 0 | 0 | 0 | 0 | 0 | 0 | 0 | 0 | 0 | 0 | 0 | 0 | 0 | 0 | 0 | 0 | 0 | 0 | 0 | 0 | 0 | 0 | 0 | 0 | 0 | 0
F2_Commercial_OR - Miscellaneous_New_Space Heating_Natural Gas_Building Shell - Air Sealing (Infiltration Control)_A_Achievable Economic RVT Potential | F2 | Commercial | OR - Miscellaneous | New | Space Heating | Natural Gas | Building Shell - Air Sealing (Infiltration Control) | A | Integrated Unit Summer Peak Savings (kW) | Achievable Economic RVT Potential | 0 | 0 | 0 | 0 | 0 | 0 | 0 | 0 | 0 | 0 | 0 | 0 | 0 | 0 | 0 | 0 | 0 | 0 | 0 | 0 | 0 | 0 | 0 | 0 | 0 | 0 | 0
F3_Commercial_OR - Miscellaneous_New_Space Heating_Natural Gas_Building Shell - Air Sealing (Infiltration Control)_A_Achievable Economic RVT Potential | F3 | Commercial | OR - Miscellaneous | New | Space Heating | Natural Gas | Building Shell - Air Sealing (Infiltration Control) | A | Integrated Unit Winter Peak Savings (kW) | Achievable Economic RVT Potential | 0 | 0 | 0 | 0 | 0 | 0 | 0 | 0 | 0 | 0 | 0 | 0 | 0 | 0 | 0 | 0 | 0 | 0 | 0 | 0 | 0 | 0 | 0 | 0 | 0 | 0 | 0
F4_Commercial_OR - Miscellaneous_New_Space Heating_Natural Gas_Building Shell - Air Sealing (Infiltration Control)_A_Achievable Economic RVT Potential | F4 | Commercial | OR - Miscellaneous | New | Space Heating | Natural Gas | Building Shell - Air Sealing (Infiltration Control) | A | Incremental Energy Savings (MWh or mTherms) | Achievable Economic RVT Potential | 0 | 0 | 0 | 0 | 0 | 0 | 0 | 0 | 0 | 0 | 0 | 0 | 0 | 0 | 0 | 0 | 0 | 0 | 0 | 0 | 0 | 0 | 0 | 0 | 0 | 0 | 0
F5_Commercial_OR - Miscellaneous_New_Space Heating_Natural Gas_Building Shell - Air Sealing (Infiltration Control)_A_Achievable Economic RVT Potential | F5 | Commercial | OR - Miscellaneous | New | Space Heating | Natural Gas | Building Shell - Air Sealing (Infiltration Control) | A | Incremental Summer Peak Savings (MW) | Achievable Economic RVT Potential | 0 | 0 | 0 | 0 | 0 | 0 | 0 | 0 | 0 | 0 | 0 | 0 | 0 | 0 | 0 | 0 | 0 | 0 | 0 | 0 | 0 | 0 | 0 | 0 | 0 | 0 | 0
F6_Commercial_OR - Miscellaneous_New_Space Heating_Natural Gas_Building Shell - Air Sealing (Infiltration Control)_A_Achievable Economic RVT Potential | F6 | Commercial | OR - Miscellaneous | New | Space Heating | Natural Gas | Building Shell - Air Sealing (Infiltration Control) | A | Incremental Winter Peak Savings (MW) | Achievable Economic RVT Potential | 0 | 0 | 0 | 0 | 0 | 0 | 0 | 0 | 0 | 0 | 0 | 0 | 0 | 0 | 0 | 0 | 0 | 0 | 0 | 0 | 0 | 0 | 0 | 0 | 0 | 0 | 0
F7_Commercial_OR - Miscellaneous_New_Space Heating_Natural Gas_Building Shell - Air Sealing (Infiltration Control)_A_Achievable Economic RVT Potential | F7 | Commercial | OR - Miscellaneous | New | Space Heating | Natural Gas | Building Shell - Air Sealing (Infiltration Control) | A | Cumulative Energy Savings (MWh or mTherms) | Achievable Economic RVT Potential | 0 | 0 | 0 | 0 | 0 | 0 | 0 | 0 | 0 | 0 | 0 | 0 | 0 | 0 | 0 | 0 | 0 | 0 | 0 | 0 | 0 | 0 | 0 | 0 | 0 | 0 | 0
F8_Commercial_OR - Miscellaneous_New_Space Heating_Natural Gas_Building Shell - Air Sealing (Infiltration Control)_A_Achievable Economic RVT Potential | F8 | Commercial | OR - Miscellaneous | New | Space Heating | Natural Gas | Building Shell - Air Sealing (Infiltration Control) | A | Cumulative Summer Peak Savings (MW) | Achievable Economic RVT Potential | 0 | 0 | 0 | 0 | 0 | 0 | 0 | 0 | 0 | 0 | 0 | 0 | 0 | 0 | 0 | 0 | 0 | 0 | 0 | 0 | 0 | 0 | 0 | 0 | 0 | 0 | 0
F9_Commercial_OR - Miscellaneous_New_Space Heating_Natural Gas_Building Shell - Air Sealing (Infiltration Control)_A_Achievable Economic RVT Potential | F9 | Commercial | OR - Miscellaneous | New | Space Heating | Natural Gas | Building Shell - Air Sealing (Infiltration Control) | A | Cumulative Winter Peak Savings (MW) | Achievable Economic RVT Potential | 0 | 0 | 0 | 0 | 0 | 0 | 0 | 0 | 0 | 0 | 0 | 0 | 0 | 0 | 0 | 0 | 0 | 0 | 0 | 0 | 0 | 0 | 0 | 0 | 0 | 0 | 0
F10_Commercial_OR - Miscellaneous_New_Space Heating_Natural Gas_Building Shell - Air Sealing (Infiltration Control)_A_Achievable Economic RVT Potential | F10 | Commercial | OR - Miscellaneous | New | Space Heating | Natural Gas | Building Shell - Air Sealing (Infiltration Control) | A | Purchases (Incremental) | Achievable Economic RVT Potential | 0 | 0 | 0 | 0 | 0 | 0 | 0 | 0 | 0 | 0 | 0 | 0 | 0 | 0 | 0 | 0 | 0 | 0 | 0 | 0 | 0 | 0 | 0 | 0 | 0 | 0 | 0
F11_Commercial_OR - Miscellaneous_New_Space Heating_Natural Gas_Building Shell - Air Sealing (Infiltration Control)_A_Achievable Economic RVT Potential | F11 | Commercial | OR - Miscellaneous | New | Space Heating | Natural Gas | Building Shell - Air Sealing (Infiltration Control) | A | Purchases (Cumulative) | Achievable Economic RVT Potential | 0 | 0 | 0 | 0 | 0 | 0 | 0 | 0 | 0 | 0 | 0 | 0 | 0 | 0 | 0 | 0 | 0 | 0 | 0 | 0 | 0 | 0 | 0 | 0 | 0 | 0 | 0
F1_Commercial_OR - Miscellaneous_New_Space Heating_Natural Gas_Ventilation - Demand Controlled_A_Achievable Economic RVT Potential | F1 | Commercial | OR - Miscellaneous | New | Space Heating | Natural Gas | Ventilation - Demand Controlled | A | Integrated Unit Energy Savings (kWh or therms) | Achievable Economic RVT Potential | 0 | 0 | 0 | 0 | 0 | 0 | 0 | 0 | 0 | 0 | 0 | 0 | 0 | 0 | 0 | 0 | 0 | 0 | 0 | 0 | 0 | 0 | 0 | 0 | 0 | 0 | 0
F2_Commercial_OR - Miscellaneous_New_Space Heating_Natural Gas_Ventilation - Demand Controlled_A_Achievable Economic RVT Potential | F2 | Commercial | OR - Miscellaneous | New | Space Heating | Natural Gas | Ventilation - Demand Controlled | A | Integrated Unit Summer Peak Savings (kW) | Achievable Economic RVT Potential | 0 | 0 | 0 | 0 | 0 | 0 | 0 | 0 | 0 | 0 | 0 | 0 | 0 | 0 | 0 | 0 | 0 | 0 | 0 | 0 | 0 | 0 | 0 | 0 | 0 | 0 | 0
F3_Commercial_OR - Miscellaneous_New_Space Heating_Natural Gas_Ventilation - Demand Controlled_A_Achievable Economic RVT Potential | F3 | Commercial | OR - Miscellaneous | New | Space Heating | Natural Gas | Ventilation - Demand Controlled | A | Integrated Unit Winter Peak Savings (kW) | Achievable Economic RVT Potential | 0 | 0 | 0 | 0 | 0 | 0 | 0 | 0 | 0 | 0 | 0 | 0 | 0 | 0 | 0 | 0 | 0 | 0 | 0 | 0 | 0 | 0 | 0 | 0 | 0 | 0 | 0
F4_Commercial_OR - Miscellaneous_New_Space Heating_Natural Gas_Ventilation - Demand Controlled_A_Achievable Economic RVT Potential | F4 | Commercial | OR - Miscellaneous | New | Space Heating | Natural Gas | Ventilation - Demand Controlled | A | Incremental Energy Savings (MWh or mTherms) | Achievable Economic RVT Potential | 0 | 0 | 0 | 0 | 0 | 0 | 0 | 0 | 0 | 0 | 0 | 0 | 0 | 0 | 0 | 0 | 0 | 0 | 0 | 0 | 0 | 0 | 0 | 0 | 0 | 0 | 0
F5_Commercial_OR - Miscellaneous_New_Space Heating_Natural Gas_Ventilation - Demand Controlled_A_Achievable Economic RVT Potential | F5 | Commercial | OR - Miscellaneous | New | Space Heating | Natural Gas | Ventilation - Demand Controlled | A | Incremental Summer Peak Savings (MW) | Achievable Economic RVT Potential | 0 | 0 | 0 | 0 | 0 | 0 | 0 | 0 | 0 | 0 | 0 | 0 | 0 | 0 | 0 | 0 | 0 | 0 | 0 | 0 | 0 | 0 | 0 | 0 | 0 | 0 | 0
F6_Commercial_OR - Miscellaneous_New_Space Heating_Natural Gas_Ventilation - Demand Controlled_A_Achievable Economic RVT Potential | F6 | Commercial | OR - Miscellaneous | New | Space Heating | Natural Gas | Ventilation - Demand Controlled | A | Incremental Winter Peak Savings (MW) | Achievable Economic RVT Potential | 0 | 0 | 0 | 0 | 0 | 0 | 0 | 0 | 0 | 0 | 0 | 0 | 0 | 0 | 0 | 0 | 0 | 0 | 0 | 0 | 0 | 0 | 0 | 0 | 0 | 0 | 0
F7_Commercial_OR - Miscellaneous_New_Space Heating_Natural Gas_Ventilation - Demand Controlled_A_Achievable Economic RVT Potential | F7 | Commercial | OR - Miscellaneous | New | Space Heating | Natural Gas | Ventilation - Demand Controlled | A | Cumulative Energy Savings (MWh or mTherms) | Achievable Economic RVT Potential | 0 | 0 | 0 | 0 | 0 | 0 | 0 | 0 | 0 | 0 | 0 | 0 | 0 | 0 | 0 | 0 | 0 | 0 | 0 | 0 | 0 | 0 | 0 | 0 | 0 | 0 | 0
F8_Commercial_OR - Miscellaneous_New_Space Heating_Natural Gas_Ventilation - Demand Controlled_A_Achievable Economic RVT Potential | F8 | Commercial | OR - Miscellaneous | New | Space Heating | Natural Gas | Ventilation - Demand Controlled | A | Cumulative Summer Peak Savings (MW) | Achievable Economic RVT Potential | 0 | 0 | 0 | 0 | 0 | 0 | 0 | 0 | 0 | 0 | 0 | 0 | 0 | 0 | 0 | 0 | 0 | 0 | 0 | 0 | 0 | 0 | 0 | 0 | 0 | 0 | 0
F9_Commercial_OR - Miscellaneous_New_Space Heating_Natural Gas_Ventilation - Demand Controlled_A_Achievable Economic RVT Potential | F9 | Commercial | OR - Miscellaneous | New | Space Heating | Natural Gas | Ventilation - Demand Controlled | A | Cumulative Winter Peak Savings (MW) | Achievable Economic RVT Potential | 0 | 0 | 0 | 0 | 0 | 0 | 0 | 0 | 0 | 0 | 0 | 0 | 0 | 0 | 0 | 0 | 0 | 0 | 0 | 0 | 0 | 0 | 0 | 0 | 0 | 0 | 0
F10_Commercial_OR - Miscellaneous_New_Space Heating_Natural Gas_Ventilation - Demand Controlled_A_Achievable Economic RVT Potential | F10 | Commercial | OR - Miscellaneous | New | Space Heating | Natural Gas | Ventilation - Demand Controlled | A | Purchases (Incremental) | Achievable Economic RVT Potential | 0 | 0 | 0 | 0 | 0 | 0 | 0 | 0 | 0 | 0 | 0 | 0 | 0 | 0 | 0 | 0 | 0 | 0 | 0 | 0 | 0 | 0 | 0 | 0 | 0 | 0 | 0
F11_Commercial_OR - Miscellaneous_New_Space Heating_Natural Gas_Ventilation - Demand Controlled_A_Achievable Economic RVT Potential | F11 | Commercial | OR - Miscellaneous | New | Space Heating | Natural Gas | Ventilation - Demand Controlled | A | Purchases (Cumulative) | Achievable Economic RVT Potential | 0 | 0 | 0 | 0 | 0 | 0 | 0 | 0 | 0 | 0 | 0 | 0 | 0 | 0 | 0 | 0 | 0 | 0 | 0 | 0 | 0 | 0 | 0 | 0 | 0 | 0 | 0
F1_Commercial_OR - Miscellaneous_New_Space Heating_Natural Gas_HVAC - Dedicated Outdoor Air System (DOAS)_A_Achievable Economic RVT Potential | F1 | Commercial | OR - Miscellaneous | New | Space Heating | Natural Gas | HVAC - Dedicated Outdoor Air System (DOAS) | A | Integrated Unit Energy Savings (kWh or therms) | Achievable Economic RVT Potential | 0 | 0 | 0 | 0 | 0 | 0 | 0 | 0 | 0 | 0 | 0 | 0 | 0 | 0 | 0 | 0 | 0 | 0 | 0 | 0 | 0 | 0 | 0 | 0 | 0 | 0 | 0
F2_Commercial_OR - Miscellaneous_New_Space Heating_Natural Gas_HVAC - Dedicated Outdoor Air System (DOAS)_A_Achievable Economic RVT Potential | F2 | Commercial | OR - Miscellaneous | New | Space Heating | Natural Gas | HVAC - Dedicated Outdoor Air System (DOAS) | A | Integrated Unit Summer Peak Savings (kW) | Achievable Economic RVT Potential | 0 | 0 | 0 | 0 | 0 | 0 | 0 | 0 | 0 | 0 | 0 | 0 | 0 | 0 | 0 | 0 | 0 | 0 | 0 | 0 | 0 | 0 | 0 | 0 | 0 | 0 | 0
F3_Commercial_OR - Miscellaneous_New_Space Heating_Natural Gas_HVAC - Dedicated Outdoor Air System (DOAS)_A_Achievable Economic RVT Potential | F3 | Commercial | OR - Miscellaneous | New | Space Heating | Natural Gas | HVAC - Dedicated Outdoor Air System (DOAS) | A | Integrated Unit Winter Peak Savings (kW) | Achievable Economic RVT Potential | 0 | 0 | 0 | 0 | 0 | 0 | 0 | 0 | 0 | 0 | 0 | 0 | 0 | 0 | 0 | 0 | 0 | 0 | 0 | 0 | 0 | 0 | 0 | 0 | 0 | 0 | 0
F4_Commercial_OR - Miscellaneous_New_Space Heating_Natural Gas_HVAC - Dedicated Outdoor Air System (DOAS)_A_Achievable Economic RVT Potential | F4 | Commercial | OR - Miscellaneous | New | Space Heating | Natural Gas | HVAC - Dedicated Outdoor Air System (DOAS) | A | Incremental Energy Savings (MWh or mTherms) | Achievable Economic RVT Potential | 0 | 0 | 0 | 0 | 0 | 0 | 0 | 0 | 0 | 0 | 0 | 0 | 0 | 0 | 0 | 0 | 0 | 0 | 0 | 0 | 0 | 0 | 0 | 0 | 0 | 0 | 0
F5_Commercial_OR - Miscellaneous_New_Space Heating_Natural Gas_HVAC - Dedicated Outdoor Air System (DOAS)_A_Achievable Economic RVT Potential | F5 | Commercial | OR - Miscellaneous | New | Space Heating | Natural Gas | HVAC - Dedicated Outdoor Air System (DOAS) | A | Incremental Summer Peak Savings (MW) | Achievable Economic RVT Potential | 0 | 0 | 0 | 0 | 0 | 0 | 0 | 0 | 0 | 0 | 0 | 0 | 0 | 0 | 0 | 0 | 0 | 0 | 0 | 0 | 0 | 0 | 0 | 0 | 0 | 0 | 0
F6_Commercial_OR - Miscellaneous_New_Space Heating_Natural Gas_HVAC - Dedicated Outdoor Air System (DOAS)_A_Achievable Economic RVT Potential | F6 | Commercial | OR - Miscellaneous | New | Space Heating | Natural Gas | HVAC - Dedicated Outdoor Air System (DOAS) | A | Incremental Winter Peak Savings (MW) | Achievable Economic RVT Potential | 0 | 0 | 0 | 0 | 0 | 0 | 0 | 0 | 0 | 0 | 0 | 0 | 0 | 0 | 0 | 0 | 0 | 0 | 0 | 0 | 0 | 0 | 0 | 0 | 0 | 0 | 0
F7_Commercial_OR - Miscellaneous_New_Space Heating_Natural Gas_HVAC - Dedicated Outdoor Air System (DOAS)_A_Achievable Economic RVT Potential | F7 | Commercial | OR - Miscellaneous | New | Space Heating | Natural Gas | HVAC - Dedicated Outdoor Air System (DOAS) | A | Cumulative Energy Savings (MWh or mTherms) | Achievable Economic RVT Potential | 0 | 0 | 0 | 0 | 0 | 0 | 0 | 0 | 0 | 0 | 0 | 0 | 0 | 0 | 0 | 0 | 0 | 0 | 0 | 0 | 0 | 0 | 0 | 0 | 0 | 0 | 0
F8_Commercial_OR - Miscellaneous_New_Space Heating_Natural Gas_HVAC - Dedicated Outdoor Air System (DOAS)_A_Achievable Economic RVT Potential | F8 | Commercial | OR - Miscellaneous | New | Space Heating | Natural Gas | HVAC - Dedicated Outdoor Air System (DOAS) | A | Cumulative Summer Peak Savings (MW) | Achievable Economic RVT Potential | 0 | 0 | 0 | 0 | 0 | 0 | 0 | 0 | 0 | 0 | 0 | 0 | 0 | 0 | 0 | 0 | 0 | 0 | 0 | 0 | 0 | 0 | 0 | 0 | 0 | 0 | 0
F9_Commercial_OR - Miscellaneous_New_Space Heating_Natural Gas_HVAC - Dedicated Outdoor Air System (DOAS)_A_Achievable Economic RVT Potential | F9 | Commercial | OR - Miscellaneous | New | Space Heating | Natural Gas | HVAC - Dedicated Outdoor Air System (DOAS) | A | Cumulative Winter Peak Savings (MW) | Achievable Economic RVT Potential | 0 | 0 | 0 | 0 | 0 | 0 | 0 | 0 | 0 | 0 | 0 | 0 | 0 | 0 | 0 | 0 | 0 | 0 | 0 | 0 | 0 | 0 | 0 | 0 | 0 | 0 | 0
F10_Commercial_OR - Miscellaneous_New_Space Heating_Natural Gas_HVAC - Dedicated Outdoor Air System (DOAS)_A_Achievable Economic RVT Potential | F10 | Commercial | OR - Miscellaneous | New | Space Heating | Natural Gas | HVAC - Dedicated Outdoor Air System (DOAS) | A | Purchases (Incremental) | Achievable Economic RVT Potential | 0 | 0 | 0 | 0 | 0 | 0 | 0 | 0 | 0 | 0 | 0 | 0 | 0 | 0 | 0 | 0 | 0 | 0 | 0 | 0 | 0 | 0 | 0 | 0 | 0 | 0 | 0
F11_Commercial_OR - Miscellaneous_New_Space Heating_Natural Gas_HVAC - Dedicated Outdoor Air System (DOAS)_A_Achievable Economic RVT Potential | F11 | Commercial | OR - Miscellaneous | New | Space Heating | Natural Gas | HVAC - Dedicated Outdoor Air System (DOAS) | A | Purchases (Cumulative) | Achievable Economic RVT Potential | 0 | 0 | 0 | 0 | 0 | 0 | 0 | 0 | 0 | 0 | 0 | 0 | 0 | 0 | 0 | 0 | 0 | 0 | 0 | 0 | 0 | 0 | 0 | 0 | 0 | 0 | 0
F1_Commercial_OR - Miscellaneous_New_Space Heating_Natural Gas_Destratification Fans (HVLS)_A_Achievable Economic RVT Potential | F1 | Commercial | OR - Miscellaneous | New | Space Heating | Natural Gas | Destratification Fans (HVLS) | A | Integrated Unit Energy Savings (kWh or therms) | Achievable Economic RVT Potential | 0 | 0 | 0 | 0 | 0 | 0 | 0 | 0 | 0 | 0 | 0 | 0 | 0 | 0 | 0 | 0 | 0 | 0 | 0 | 0 | 0 | 0 | 0 | 0 | 0 | 0 | 0
F2_Commercial_OR - Miscellaneous_New_Space Heating_Natural Gas_Destratification Fans (HVLS)_A_Achievable Economic RVT Potential | F2 | Commercial | OR - Miscellaneous | New | Space Heating | Natural Gas | Destratification Fans (HVLS) | A | Integrated Unit Summer Peak Savings (kW) | Achievable Economic RVT Potential | 0 | 0 | 0 | 0 | 0 | 0 | 0 | 0 | 0 | 0 | 0 | 0 | 0 | 0 | 0 | 0 | 0 | 0 | 0 | 0 | 0 | 0 | 0 | 0 | 0 | 0 | 0
F3_Commercial_OR - Miscellaneous_New_Space Heating_Natural Gas_Destratification Fans (HVLS)_A_Achievable Economic RVT Potential | F3 | Commercial | OR - Miscellaneous | New | Space Heating | Natural Gas | Destratification Fans (HVLS) | A | Integrated Unit Winter Peak Savings (kW) | Achievable Economic RVT Potential | 0 | 0 | 0 | 0 | 0 | 0 | 0 | 0 | 0 | 0 | 0 | 0 | 0 | 0 | 0 | 0 | 0 | 0 | 0 | 0 | 0 | 0 | 0 | 0 | 0 | 0 | 0
F4_Commercial_OR - Miscellaneous_New_Space Heating_Natural Gas_Destratification Fans (HVLS)_A_Achievable Economic RVT Potential | F4 | Commercial | OR - Miscellaneous | New | Space Heating | Natural Gas | Destratification Fans (HVLS) | A | Incremental Energy Savings (MWh or mTherms) | Achievable Economic RVT Potential | 0 | 0 | 0 | 0 | 0 | 0 | 0 | 0 | 0 | 0 | 0 | 0 | 0 | 0 | 0 | 0 | 0 | 0 | 0 | 0 | 0 | 0 | 0 | 0 | 0 | 0 | 0
F5_Commercial_OR - Miscellaneous_New_Space Heating_Natural Gas_Destratification Fans (HVLS)_A_Achievable Economic RVT Potential | F5 | Commercial | OR - Miscellaneous | New | Space Heating | Natural Gas | Destratification Fans (HVLS) | A | Incremental Summer Peak Savings (MW) | Achievable Economic RVT Potential | 0 | 0 | 0 | 0 | 0 | 0 | 0 | 0 | 0 | 0 | 0 | 0 | 0 | 0 | 0 | 0 | 0 | 0 | 0 | 0 | 0 | 0 | 0 | 0 | 0 | 0 | 0
F6_Commercial_OR - Miscellaneous_New_Space Heating_Natural Gas_Destratification Fans (HVLS)_A_Achievable Economic RVT Potential | F6 | Commercial | OR - Miscellaneous | New | Space Heating | Natural Gas | Destratification Fans (HVLS) | A | Incremental Winter Peak Savings (MW) | Achievable Economic RVT Potential | 0 | 0 | 0 | 0 | 0 | 0 | 0 | 0 | 0 | 0 | 0 | 0 | 0 | 0 | 0 | 0 | 0 | 0 | 0 | 0 | 0 | 0 | 0 | 0 | 0 | 0 | 0
F7_Commercial_OR - Miscellaneous_New_Space Heating_Natural Gas_Destratification Fans (HVLS)_A_Achievable Economic RVT Potential | F7 | Commercial | OR - Miscellaneous | New | Space Heating | Natural Gas | Destratification Fans (HVLS) | A | Cumulative Energy Savings (MWh or mTherms) | Achievable Economic RVT Potential | 0 | 0 | 0 | 0 | 0 | 0 | 0 | 0 | 0 | 0 | 0 | 0 | 0 | 0 | 0 | 0 | 0 | 0 | 0 | 0 | 0 | 0 | 0 | 0 | 0 | 0 | 0
F8_Commercial_OR - Miscellaneous_New_Space Heating_Natural Gas_Destratification Fans (HVLS)_A_Achievable Economic RVT Potential | F8 | Commercial | OR - Miscellaneous | New | Space Heating | Natural Gas | Destratification Fans (HVLS) | A | Cumulative Summer Peak Savings (MW) | Achievable Economic RVT Potential | 0 | 0 | 0 | 0 | 0 | 0 | 0 | 0 | 0 | 0 | 0 | 0 | 0 | 0 | 0 | 0 | 0 | 0 | 0 | 0 | 0 | 0 | 0 | 0 | 0 | 0 | 0
F9_Commercial_OR - Miscellaneous_New_Space Heating_Natural Gas_Destratification Fans (HVLS)_A_Achievable Economic RVT Potential | F9 | Commercial | OR - Miscellaneous | New | Space Heating | Natural Gas | Destratification Fans (HVLS) | A | Cumulative Winter Peak Savings (MW) | Achievable Economic RVT Potential | 0 | 0 | 0 | 0 | 0 | 0 | 0 | 0 | 0 | 0 | 0 | 0 | 0 | 0 | 0 | 0 | 0 | 0 | 0 | 0 | 0 | 0 | 0 | 0 | 0 | 0 | 0
F10_Commercial_OR - Miscellaneous_New_Space Heating_Natural Gas_Destratification Fans (HVLS)_A_Achievable Economic RVT Potential | F10 | Commercial | OR - Miscellaneous | New | Space Heating | Natural Gas | Destratification Fans (HVLS) | A | Purchases (Incremental) | Achievable Economic RVT Potential | 0 | 0 | 0 | 0 | 0 | 0 | 0 | 0 | 0 | 0 | 0 | 0 | 0 | 0 | 0 | 0 | 0 | 0 | 0 | 0 | 0 | 0 | 0 | 0 | 0 | 0 | 0
F11_Commercial_OR - Miscellaneous_New_Space Heating_Natural Gas_Destratification Fans (HVLS)_A_Achievable Economic RVT Potential | F11 | Commercial | OR - Miscellaneous | New | Space Heating | Natural Gas | Destratification Fans (HVLS) | A | Purchases (Cumulative) | Achievable Economic RVT Potential | 0 | 0 | 0 | 0 | 0 | 0 | 0 | 0 | 0 | 0 | 0 | 0 | 0 | 0 | 0 | 0 | 0 | 0 | 0 | 0 | 0 | 0 | 0 | 0 | 0 | 0 | 0
F1_Commercial_OR - Miscellaneous_New_Space Heating_Natural Gas_Gas Boiler - Maintenance_A_Achievable Economic RVT Potential | F1 | Commercial | OR - Miscellaneous | New | Space Heating | Natural Gas | Gas Boiler - Maintenance | A | Integrated Unit Energy Savings (kWh or therms) | Achievable Economic RVT Potential | 0 | 0 | 0 | 0 | 0 | 0 | 0 | 0 | 0 | 0 | 0 | 0 | 0 | 0 | 0 | 0 | 0 | 0 | 0 | 0 | 0 | 0 | 0 | 0 | 0 | 0 | 0
F2_Commercial_OR - Miscellaneous_New_Space Heating_Natural Gas_Gas Boiler - Maintenance_A_Achievable Economic RVT Potential | F2 | Commercial | OR - Miscellaneous | New | Space Heating | Natural Gas | Gas Boiler - Maintenance | A | Integrated Unit Summer Peak Savings (kW) | Achievable Economic RVT Potential | 0 | 0 | 0 | 0 | 0 | 0 | 0 | 0 | 0 | 0 | 0 | 0 | 0 | 0 | 0 | 0 | 0 | 0 | 0 | 0 | 0 | 0 | 0 | 0 | 0 | 0 | 0
F3_Commercial_OR - Miscellaneous_New_Space Heating_Natural Gas_Gas Boiler - Maintenance_A_Achievable Economic RVT Potential | F3 | Commercial | OR - Miscellaneous | New | Space Heating | Natural Gas | Gas Boiler - Maintenance | A | Integrated Unit Winter Peak Savings (kW) | Achievable Economic RVT Potential | 0 | 0 | 0 | 0 | 0 | 0 | 0 | 0 | 0 | 0 | 0 | 0 | 0 | 0 | 0 | 0 | 0 | 0 | 0 | 0 | 0 | 0 | 0 | 0 | 0 | 0 | 0
F4_Commercial_OR - Miscellaneous_New_Space Heating_Natural Gas_Gas Boiler - Maintenance_A_Achievable Economic RVT Potential | F4 | Commercial | OR - Miscellaneous | New | Space Heating | Natural Gas | Gas Boiler - Maintenance | A | Incremental Energy Savings (MWh or mTherms) | Achievable Economic RVT Potential | 0 | 0 | 0 | 0 | 0 | 0 | 0 | 0 | 0 | 0 | 0 | 0 | 0 | 0 | 0 | 0 | 0 | 0 | 0 | 0 | 0 | 0 | 0 | 0 | 0 | 0 | 0
F5_Commercial_OR - Miscellaneous_New_Space Heating_Natural Gas_Gas Boiler - Maintenance_A_Achievable Economic RVT Potential | F5 | Commercial | OR - Miscellaneous | New | Space Heating | Natural Gas | Gas Boiler - Maintenance | A | Incremental Summer Peak Savings (MW) | Achievable Economic RVT Potential | 0 | 0 | 0 | 0 | 0 | 0 | 0 | 0 | 0 | 0 | 0 | 0 | 0 | 0 | 0 | 0 | 0 | 0 | 0 | 0 | 0 | 0 | 0 | 0 | 0 | 0 | 0
F6_Commercial_OR - Miscellaneous_New_Space Heating_Natural Gas_Gas Boiler - Maintenance_A_Achievable Economic RVT Potential | F6 | Commercial | OR - Miscellaneous | New | Space Heating | Natural Gas | Gas Boiler - Maintenance | A | Incremental Winter Peak Savings (MW) | Achievable Economic RVT Potential | 0 | 0 | 0 | 0 | 0 | 0 | 0 | 0 | 0 | 0 | 0 | 0 | 0 | 0 | 0 | 0 | 0 | 0 | 0 | 0 | 0 | 0 | 0 | 0 | 0 | 0 | 0
F7_Commercial_OR - Miscellaneous_New_Space Heating_Natural Gas_Gas Boiler - Maintenance_A_Achievable Economic RVT Potential | F7 | Commercial | OR - Miscellaneous | New | Space Heating | Natural Gas | Gas Boiler - Maintenance | A | Cumulative Energy Savings (MWh or mTherms) | Achievable Economic RVT Potential | 0 | 0 | 0 | 0 | 0 | 0 | 0 | 0 | 0 | 0 | 0 | 0 | 0 | 0 | 0 | 0 | 0 | 0 | 0 | 0 | 0 | 0 | 0 | 0 | 0 | 0 | 0
F8_Commercial_OR - Miscellaneous_New_Space Heating_Natural Gas_Gas Boiler - Maintenance_A_Achievable Economic RVT Potential | F8 | Commercial | OR - Miscellaneous | New | Space Heating | Natural Gas | Gas Boiler - Maintenance | A | Cumulative Summer Peak Savings (MW) | Achievable Economic RVT Potential | 0 | 0 | 0 | 0 | 0 | 0 | 0 | 0 | 0 | 0 | 0 | 0 | 0 | 0 | 0 | 0 | 0 | 0 | 0 | 0 | 0 | 0 | 0 | 0 | 0 | 0 | 0
F9_Commercial_OR - Miscellaneous_New_Space Heating_Natural Gas_Gas Boiler - Maintenance_A_Achievable Economic RVT Potential | F9 | Commercial | OR - Miscellaneous | New | Space Heating | Natural Gas | Gas Boiler - Maintenance | A | Cumulative Winter Peak Savings (MW) | Achievable Economic RVT Potential | 0 | 0 | 0 | 0 | 0 | 0 | 0 | 0 | 0 | 0 | 0 | 0 | 0 | 0 | 0 | 0 | 0 | 0 | 0 | 0 | 0 | 0 | 0 | 0 | 0 | 0 | 0
F10_Commercial_OR - Miscellaneous_New_Space Heating_Natural Gas_Gas Boiler - Maintenance_A_Achievable Economic RVT Potential | F10 | Commercial | OR - Miscellaneous | New | Space Heating | Natural Gas | Gas Boiler - Maintenance | A | Purchases (Incremental) | Achievable Economic RVT Potential | 0 | 0 | 0 | 0 | 0 | 0 | 0 | 0 | 0 | 0 | 0 | 0 | 0 | 0 | 0 | 0 | 0 | 0 | 0 | 0 | 0 | 0 | 0 | 0 | 0 | 0 | 0
F11_Commercial_OR - Miscellaneous_New_Space Heating_Natural Gas_Gas Boiler - Maintenance_A_Achievable Economic RVT Potential | F11 | Commercial | OR - Miscellaneous | New | Space Heating | Natural Gas | Gas Boiler - Maintenance | A | Purchases (Cumulative) | Achievable Economic RVT Potential | 0 | 0 | 0 | 0 | 0 | 0 | 0 | 0 | 0 | 0 | 0 | 0 | 0 | 0 | 0 | 0 | 0 | 0 | 0 | 0 | 0 | 0 | 0 | 0 | 0 | 0 | 0
F1_Commercial_OR - Miscellaneous_New_Space Heating_Natural Gas_Gas Furnace - Maintenance_A_Achievable Economic RVT Potential | F1 | Commercial | OR - Miscellaneous | New | Space Heating | Natural Gas | Gas Furnace - Maintenance | A | Integrated Unit Energy Savings (kWh or therms) | Achievable Economic RVT Potential | 0 | 0 | 0 | 0 | 0 | 0 | 0 | 0 | 0 | 0 | 0 | 0 | 0 | 0 | 0 | 0 | 0 | 0 | 0 | 0 | 0 | 0 | 0 | 0 | 0 | 0 | 0
F2_Commercial_OR - Miscellaneous_New_Space Heating_Natural Gas_Gas Furnace - Maintenance_A_Achievable Economic RVT Potential | F2 | Commercial | OR - Miscellaneous | New | Space Heating | Natural Gas | Gas Furnace - Maintenance | A | Integrated Unit Summer Peak Savings (kW) | Achievable Economic RVT Potential | 0 | 0 | 0 | 0 | 0 | 0 | 0 | 0 | 0 | 0 | 0 | 0 | 0 | 0 | 0 | 0 | 0 | 0 | 0 | 0 | 0 | 0 | 0 | 0 | 0 | 0 | 0
F3_Commercial_OR - Miscellaneous_New_Space Heating_Natural Gas_Gas Furnace - Maintenance_A_Achievable Economic RVT Potential | F3 | Commercial | OR - Miscellaneous | New | Space Heating | Natural Gas | Gas Furnace - Maintenance | A | Integrated Unit Winter Peak Savings (kW) | Achievable Economic RVT Potential | 0 | 0 | 0 | 0 | 0 | 0 | 0 | 0 | 0 | 0 | 0 | 0 | 0 | 0 | 0 | 0 | 0 | 0 | 0 | 0 | 0 | 0 | 0 | 0 | 0 | 0 | 0
F4_Commercial_OR - Miscellaneous_New_Space Heating_Natural Gas_Gas Furnace - Maintenance_A_Achievable Economic RVT Potential | F4 | Commercial | OR - Miscellaneous | New | Space Heating | Natural Gas | Gas Furnace - Maintenance | A | Incremental Energy Savings (MWh or mTherms) | Achievable Economic RVT Potential | 0 | 0 | 0 | 0 | 0 | 0 | 0 | 0 | 0 | 0 | 0 | 0 | 0 | 0 | 0 | 0 | 0 | 0 | 0 | 0 | 0 | 0 | 0 | 0 | 0 | 0 | 0
F5_Commercial_OR - Miscellaneous_New_Space Heating_Natural Gas_Gas Furnace - Maintenance_A_Achievable Economic RVT Potential | F5 | Commercial | OR - Miscellaneous | New | Space Heating | Natural Gas | Gas Furnace - Maintenance | A | Incremental Summer Peak Savings (MW) | Achievable Economic RVT Potential | 0 | 0 | 0 | 0 | 0 | 0 | 0 | 0 | 0 | 0 | 0 | 0 | 0 | 0 | 0 | 0 | 0 | 0 | 0 | 0 | 0 | 0 | 0 | 0 | 0 | 0 | 0
F6_Commercial_OR - Miscellaneous_New_Space Heating_Natural Gas_Gas Furnace - Maintenance_A_Achievable Economic RVT Potential | F6 | Commercial | OR - Miscellaneous | New | Space Heating | Natural Gas | Gas Furnace - Maintenance | A | Incremental Winter Peak Savings (MW) | Achievable Economic RVT Potential | 0 | 0 | 0 | 0 | 0 | 0 | 0 | 0 | 0 | 0 | 0 | 0 | 0 | 0 | 0 | 0 | 0 | 0 | 0 | 0 | 0 | 0 | 0 | 0 | 0 | 0 | 0
F7_Commercial_OR - Miscellaneous_New_Space Heating_Natural Gas_Gas Furnace - Maintenance_A_Achievable Economic RVT Potential | F7 | Commercial | OR - Miscellaneous | New | Space Heating | Natural Gas | Gas Furnace - Maintenance | A | Cumulative Energy Savings (MWh or mTherms) | Achievable Economic RVT Potential | 0 | 0 | 0 | 0 | 0 | 0 | 0 | 0 | 0 | 0 | 0 | 0 | 0 | 0 | 0 | 0 | 0 | 0 | 0 | 0 | 0 | 0 | 0 | 0 | 0 | 0 | 0
F8_Commercial_OR - Miscellaneous_New_Space Heating_Natural Gas_Gas Furnace - Maintenance_A_Achievable Economic RVT Potential | F8 | Commercial | OR - Miscellaneous | New | Space Heating | Natural Gas | Gas Furnace - Maintenance | A | Cumulative Summer Peak Savings (MW) | Achievable Economic RVT Potential | 0 | 0 | 0 | 0 | 0 | 0 | 0 | 0 | 0 | 0 | 0 | 0 | 0 | 0 | 0 | 0 | 0 | 0 | 0 | 0 | 0 | 0 | 0 | 0 | 0 | 0 | 0
F9_Commercial_OR - Miscellaneous_New_Space Heating_Natural Gas_Gas Furnace - Maintenance_A_Achievable Economic RVT Potential | F9 | Commercial | OR - Miscellaneous | New | Space Heating | Natural Gas | Gas Furnace - Maintenance | A | Cumulative Winter Peak Savings (MW) | Achievable Economic RVT Potential | 0 | 0 | 0 | 0 | 0 | 0 | 0 | 0 | 0 | 0 | 0 | 0 | 0 | 0 | 0 | 0 | 0 | 0 | 0 | 0 | 0 | 0 | 0 | 0 | 0 | 0 | 0
F10_Commercial_OR - Miscellaneous_New_Space Heating_Natural Gas_Gas Furnace - Maintenance_A_Achievable Economic RVT Potential | F10 | Commercial | OR - Miscellaneous | New | Space Heating | Natural Gas | Gas Furnace - Maintenance | A | Purchases (Incremental) | Achievable Economic RVT Potential | 0 | 0 | 0 | 0 | 0 | 0 | 0 | 0 | 0 | 0 | 0 | 0 | 0 | 0 | 0 | 0 | 0 | 0 | 0 | 0 | 0 | 0 | 0 | 0 | 0 | 0 | 0
F11_Commercial_OR - Miscellaneous_New_Space Heating_Natural Gas_Gas Furnace - Maintenance_A_Achievable Economic RVT Potential | F11 | Commercial | OR - Miscellaneous | New | Space Heating | Natural Gas | Gas Furnace - Maintenance | A | Purchases (Cumulative) | Achievable Economic RVT Potential | 0 | 0 | 0 | 0 | 0 | 0 | 0 | 0 | 0 | 0 | 0 | 0 | 0 | 0 | 0 | 0 | 0 | 0 | 0 | 0 | 0 | 0 | 0 | 0 | 0 | 0 | 0
F1_Commercial_OR - Miscellaneous_New_Space Heating_Natural Gas_Gas Boiler - Hot Water Reset_A_Achievable Economic RVT Potential | F1 | Commercial | OR - Miscellaneous | New | Space Heating | Natural Gas | Gas Boiler - Hot Water Reset | A | Integrated Unit Energy Savings (kWh or therms) | Achievable Economic RVT Potential | 0 | 0 | 0 | 0 | 0 | 0 | 0 | 0 | 0 | 0 | 0 | 0 | 0 | 0 | 0 | 0 | 0 | 0 | 0 | 0 | 0 | 0 | 0 | 0 | 0 | 0 | 0
F2_Commercial_OR - Miscellaneous_New_Space Heating_Natural Gas_Gas Boiler - Hot Water Reset_A_Achievable Economic RVT Potential | F2 | Commercial | OR - Miscellaneous | New | Space Heating | Natural Gas | Gas Boiler - Hot Water Reset | A | Integrated Unit Summer Peak Savings (kW) | Achievable Economic RVT Potential | 0 | 0 | 0 | 0 | 0 | 0 | 0 | 0 | 0 | 0 | 0 | 0 | 0 | 0 | 0 | 0 | 0 | 0 | 0 | 0 | 0 | 0 | 0 | 0 | 0 | 0 | 0
F3_Commercial_OR - Miscellaneous_New_Space Heating_Natural Gas_Gas Boiler - Hot Water Reset_A_Achievable Economic RVT Potential | F3 | Commercial | OR - Miscellaneous | New | Space Heating | Natural Gas | Gas Boiler - Hot Water Reset | A | Integrated Unit Winter Peak Savings (kW) | Achievable Economic RVT Potential | 0 | 0 | 0 | 0 | 0 | 0 | 0 | 0 | 0 | 0 | 0 | 0 | 0 | 0 | 0 | 0 | 0 | 0 | 0 | 0 | 0 | 0 | 0 | 0 | 0 | 0 | 0
F4_Commercial_OR - Miscellaneous_New_Space Heating_Natural Gas_Gas Boiler - Hot Water Reset_A_Achievable Economic RVT Potential | F4 | Commercial | OR - Miscellaneous | New | Space Heating | Natural Gas | Gas Boiler - Hot Water Reset | A | Incremental Energy Savings (MWh or mTherms) | Achievable Economic RVT Potential | 0 | 0 | 0 | 0 | 0 | 0 | 0 | 0 | 0 | 0 | 0 | 0 | 0 | 0 | 0 | 0 | 0 | 0 | 0 | 0 | 0 | 0 | 0 | 0 | 0 | 0 | 0
F5_Commercial_OR - Miscellaneous_New_Space Heating_Natural Gas_Gas Boiler - Hot Water Reset_A_Achievable Economic RVT Potential | F5 | Commercial | OR - Miscellaneous | New | Space Heating | Natural Gas | Gas Boiler - Hot Water Reset | A | Incremental Summer Peak Savings (MW) | Achievable Economic RVT Potential | 0 | 0 | 0 | 0 | 0 | 0 | 0 | 0 | 0 | 0 | 0 | 0 | 0 | 0 | 0 | 0 | 0 | 0 | 0 | 0 | 0 | 0 | 0 | 0 | 0 | 0 | 0
F6_Commercial_OR - Miscellaneous_New_Space Heating_Natural Gas_Gas Boiler - Hot Water Reset_A_Achievable Economic RVT Potential | F6 | Commercial | OR - Miscellaneous | New | Space Heating | Natural Gas | Gas Boiler - Hot Water Reset | A | Incremental Winter Peak Savings (MW) | Achievable Economic RVT Potential | 0 | 0 | 0 | 0 | 0 | 0 | 0 | 0 | 0 | 0 | 0 | 0 | 0 | 0 | 0 | 0 | 0 | 0 | 0 | 0 | 0 | 0 | 0 | 0 | 0 | 0 | 0
F7_Commercial_OR - Miscellaneous_New_Space Heating_Natural Gas_Gas Boiler - Hot Water Reset_A_Achievable Economic RVT Potential | F7 | Commercial | OR - Miscellaneous | New | Space Heating | Natural Gas | Gas Boiler - Hot Water Reset | A | Cumulative Energy Savings (MWh or mTherms) | Achievable Economic RVT Potential | 0 | 0 | 0 | 0 | 0 | 0 | 0 | 0 | 0 | 0 | 0 | 0 | 0 | 0 | 0 | 0 | 0 | 0 | 0 | 0 | 0 | 0 | 0 | 0 | 0 | 0 | 0
F8_Commercial_OR - Miscellaneous_New_Space Heating_Natural Gas_Gas Boiler - Hot Water Reset_A_Achievable Economic RVT Potential | F8 | Commercial | OR - Miscellaneous | New | Space Heating | Natural Gas | Gas Boiler - Hot Water Reset | A | Cumulative Summer Peak Savings (MW) | Achievable Economic RVT Potential | 0 | 0 | 0 | 0 | 0 | 0 | 0 | 0 | 0 | 0 | 0 | 0 | 0 | 0 | 0 | 0 | 0 | 0 | 0 | 0 | 0 | 0 | 0 | 0 | 0 | 0 | 0
F9_Commercial_OR - Miscellaneous_New_Space Heating_Natural Gas_Gas Boiler - Hot Water Reset_A_Achievable Economic RVT Potential | F9 | Commercial | OR - Miscellaneous | New | Space Heating | Natural Gas | Gas Boiler - Hot Water Reset | A | Cumulative Winter Peak Savings (MW) | Achievable Economic RVT Potential | 0 | 0 | 0 | 0 | 0 | 0 | 0 | 0 | 0 | 0 | 0 | 0 | 0 | 0 | 0 | 0 | 0 | 0 | 0 | 0 | 0 | 0 | 0 | 0 | 0 | 0 | 0
F10_Commercial_OR - Miscellaneous_New_Space Heating_Natural Gas_Gas Boiler - Hot Water Reset_A_Achievable Economic RVT Potential | F10 | Commercial | OR - Miscellaneous | New | Space Heating | Natural Gas | Gas Boiler - Hot Water Reset | A | Purchases (Incremental) | Achievable Economic RVT Potential | 0 | 0 | 0 | 0 | 0 | 0 | 0 | 0 | 0 | 0 | 0 | 0 | 0 | 0 | 0 | 0 | 0 | 0 | 0 | 0 | 0 | 0 | 0 | 0 | 0 | 0 | 0
F11_Commercial_OR - Miscellaneous_New_Space Heating_Natural Gas_Gas Boiler - Hot Water Reset_A_Achievable Economic RVT Potential | F11 | Commercial | OR - Miscellaneous | New | Space Heating | Natural Gas | Gas Boiler - Hot Water Reset | A | Purchases (Cumulative) | Achievable Economic RVT Potential | 0 | 0 | 0 | 0 | 0 | 0 | 0 | 0 | 0 | 0 | 0 | 0 | 0 | 0 | 0 | 0 | 0 | 0 | 0 | 0 | 0 | 0 | 0 | 0 | 0 | 0 | 0
F1_Commercial_OR - Miscellaneous_New_Space Heating_Natural Gas_Gas Boiler - Steam Trap Replacement_A_Achievable Economic RVT Potential | F1 | Commercial | OR - Miscellaneous | New | Space Heating | Natural Gas | Gas Boiler - Steam Trap Replacement | A | Integrated Unit Energy Savings (kWh or therms) | Achievable Economic RVT Potential | 0 | 0 | 0 | 0 | 0 | 0 | 0 | 0 | 0 | 0 | 0 | 0 | 0 | 0 | 0 | 0 | 0 | 0 | 0 | 0 | 0 | 0 | 0 | 0 | 0 | 0 | 0
F2_Commercial_OR - Miscellaneous_New_Space Heating_Natural Gas_Gas Boiler - Steam Trap Replacement_A_Achievable Economic RVT Potential | F2 | Commercial | OR - Miscellaneous | New | Space Heating | Natural Gas | Gas Boiler - Steam Trap Replacement | A | Integrated Unit Summer Peak Savings (kW) | Achievable Economic RVT Potential | 0 | 0 | 0 | 0 | 0 | 0 | 0 | 0 | 0 | 0 | 0 | 0 | 0 | 0 | 0 | 0 | 0 | 0 | 0 | 0 | 0 | 0 | 0 | 0 | 0 | 0 | 0
F3_Commercial_OR - Miscellaneous_New_Space Heating_Natural Gas_Gas Boiler - Steam Trap Replacement_A_Achievable Economic RVT Potential | F3 | Commercial | OR - Miscellaneous | New | Space Heating | Natural Gas | Gas Boiler - Steam Trap Replacement | A | Integrated Unit Winter Peak Savings (kW) | Achievable Economic RVT Potential | 0 | 0 | 0 | 0 | 0 | 0 | 0 | 0 | 0 | 0 | 0 | 0 | 0 | 0 | 0 | 0 | 0 | 0 | 0 | 0 | 0 | 0 | 0 | 0 | 0 | 0 | 0
F4_Commercial_OR - Miscellaneous_New_Space Heating_Natural Gas_Gas Boiler - Steam Trap Replacement_A_Achievable Economic RVT Potential | F4 | Commercial | OR - Miscellaneous | New | Space Heating | Natural Gas | Gas Boiler - Steam Trap Replacement | A | Incremental Energy Savings (MWh or mTherms) | Achievable Economic RVT Potential | 0 | 0 | 0 | 0 | 0 | 0 | 0 | 0 | 0 | 0 | 0 | 0 | 0 | 0 | 0 | 0 | 0 | 0 | 0 | 0 | 0 | 0 | 0 | 0 | 0 | 0 | 0
F5_Commercial_OR - Miscellaneous_New_Space Heating_Natural Gas_Gas Boiler - Steam Trap Replacement_A_Achievable Economic RVT Potential | F5 | Commercial | OR - Miscellaneous | New | Space Heating | Natural Gas | Gas Boiler - Steam Trap Replacement | A | Incremental Summer Peak Savings (MW) | Achievable Economic RVT Potential | 0 | 0 | 0 | 0 | 0 | 0 | 0 | 0 | 0 | 0 | 0 | 0 | 0 | 0 | 0 | 0 | 0 | 0 | 0 | 0 | 0 | 0 | 0 | 0 | 0 | 0 | 0
F6_Commercial_OR - Miscellaneous_New_Space Heating_Natural Gas_Gas Boiler - Steam Trap Replacement_A_Achievable Economic RVT Potential | F6 | Commercial | OR - Miscellaneous | New | Space Heating | Natural Gas | Gas Boiler - Steam Trap Replacement | A | Incremental Winter Peak Savings (MW) | Achievable Economic RVT Potential | 0 | 0 | 0 | 0 | 0 | 0 | 0 | 0 | 0 | 0 | 0 | 0 | 0 | 0 | 0 | 0 | 0 | 0 | 0 | 0 | 0 | 0 | 0 | 0 | 0 | 0 | 0
F7_Commercial_OR - Miscellaneous_New_Space Heating_Natural Gas_Gas Boiler - Steam Trap Replacement_A_Achievable Economic RVT Potential | F7 | Commercial | OR - Miscellaneous | New | Space Heating | Natural Gas | Gas Boiler - Steam Trap Replacement | A | Cumulative Energy Savings (MWh or mTherms) | Achievable Economic RVT Potential | 0 | 0 | 0 | 0 | 0 | 0 | 0 | 0 | 0 | 0 | 0 | 0 | 0 | 0 | 0 | 0 | 0 | 0 | 0 | 0 | 0 | 0 | 0 | 0 | 0 | 0 | 0
F8_Commercial_OR - Miscellaneous_New_Space Heating_Natural Gas_Gas Boiler - Steam Trap Replacement_A_Achievable Economic RVT Potential | F8 | Commercial | OR - Miscellaneous | New | Space Heating | Natural Gas | Gas Boiler - Steam Trap Replacement | A | Cumulative Summer Peak Savings (MW) | Achievable Economic RVT Potential | 0 | 0 | 0 | 0 | 0 | 0 | 0 | 0 | 0 | 0 | 0 | 0 | 0 | 0 | 0 | 0 | 0 | 0 | 0 | 0 | 0 | 0 | 0 | 0 | 0 | 0 | 0
F9_Commercial_OR - Miscellaneous_New_Space Heating_Natural Gas_Gas Boiler - Steam Trap Replacement_A_Achievable Economic RVT Potential | F9 | Commercial | OR - Miscellaneous | New | Space Heating | Natural Gas | Gas Boiler - Steam Trap Replacement | A | Cumulative Winter Peak Savings (MW) | Achievable Economic RVT Potential | 0 | 0 | 0 | 0 | 0 | 0 | 0 | 0 | 0 | 0 | 0 | 0 | 0 | 0 | 0 | 0 | 0 | 0 | 0 | 0 | 0 | 0 | 0 | 0 | 0 | 0 | 0
F10_Commercial_OR - Miscellaneous_New_Space Heating_Natural Gas_Gas Boiler - Steam Trap Replacement_A_Achievable Economic RVT Potential | F10 | Commercial | OR - Miscellaneous | New | Space Heating | Natural Gas | Gas Boiler - Steam Trap Replacement | A | Purchases (Incremental) | Achievable Economic RVT Potential | 0 | 0 | 0 | 0 | 0 | 0 | 0 | 0 | 0 | 0 | 0 | 0 | 0 | 0 | 0 | 0 | 0 | 0 | 0 | 0 | 0 | 0 | 0 | 0 | 0 | 0 | 0
F11_Commercial_OR - Miscellaneous_New_Space Heating_Natural Gas_Gas Boiler - Steam Trap Replacement_A_Achievable Economic RVT Potential | F11 | Commercial | OR - Miscellaneous | New | Space Heating | Natural Gas | Gas Boiler - Steam Trap Replacement | A | Purchases (Cumulative) | Achievable Economic RVT Potential | 0 | 0 | 0 | 0 | 0 | 0 | 0 | 0 | 0 | 0 | 0 | 0 | 0 | 0 | 0 | 0 | 0 | 0 | 0 | 0 | 0 | 0 | 0 | 0 | 0 | 0 | 0
F1_Commercial_OR - Miscellaneous_New_Space Heating_Natural Gas_Gas Boiler - High Turndown Burner_A_Achievable Economic RVT Potential | F1 | Commercial | OR - Miscellaneous | New | Space Heating | Natural Gas | Gas Boiler - High Turndown Burner | A | Integrated Unit Energy Savings (kWh or therms) | Achievable Economic RVT Potential | 0 | 0 | 0 | 0 | 0 | 0 | 0 | 0 | 0 | 0 | 0 | 0 | 0 | 0 | 0 | 0 | 0 | 0 | 0 | 0 | 0 | 0 | 0 | 0 | 0 | 0 | 0
F2_Commercial_OR - Miscellaneous_New_Space Heating_Natural Gas_Gas Boiler - High Turndown Burner_A_Achievable Economic RVT Potential | F2 | Commercial | OR - Miscellaneous | New | Space Heating | Natural Gas | Gas Boiler - High Turndown Burner | A | Integrated Unit Summer Peak Savings (kW) | Achievable Economic RVT Potential | 0 | 0 | 0 | 0 | 0 | 0 | 0 | 0 | 0 | 0 | 0 | 0 | 0 | 0 | 0 | 0 | 0 | 0 | 0 | 0 | 0 | 0 | 0 | 0 | 0 | 0 | 0
F3_Commercial_OR - Miscellaneous_New_Space Heating_Natural Gas_Gas Boiler - High Turndown Burner_A_Achievable Economic RVT Potential | F3 | Commercial | OR - Miscellaneous | New | Space Heating | Natural Gas | Gas Boiler - High Turndown Burner | A | Integrated Unit Winter Peak Savings (kW) | Achievable Economic RVT Potential | 0 | 0 | 0 | 0 | 0 | 0 | 0 | 0 | 0 | 0 | 0 | 0 | 0 | 0 | 0 | 0 | 0 | 0 | 0 | 0 | 0 | 0 | 0 | 0 | 0 | 0 | 0
F4_Commercial_OR - Miscellaneous_New_Space Heating_Natural Gas_Gas Boiler - High Turndown Burner_A_Achievable Economic RVT Potential | F4 | Commercial | OR - Miscellaneous | New | Space Heating | Natural Gas | Gas Boiler - High Turndown Burner | A | Incremental Energy Savings (MWh or mTherms) | Achievable Economic RVT Potential | 0 | 0 | 0 | 0 | 0 | 0 | 0 | 0 | 0 | 0 | 0 | 0 | 0 | 0 | 0 | 0 | 0 | 0 | 0 | 0 | 0 | 0 | 0 | 0 | 0 | 0 | 0
F5_Commercial_OR - Miscellaneous_New_Space Heating_Natural Gas_Gas Boiler - High Turndown Burner_A_Achievable Economic RVT Potential | F5 | Commercial | OR - Miscellaneous | New | Space Heating | Natural Gas | Gas Boiler - High Turndown Burner | A | Incremental Summer Peak Savings (MW) | Achievable Economic RVT Potential | 0 | 0 | 0 | 0 | 0 | 0 | 0 | 0 | 0 | 0 | 0 | 0 | 0 | 0 | 0 | 0 | 0 | 0 | 0 | 0 | 0 | 0 | 0 | 0 | 0 | 0 | 0
F6_Commercial_OR - Miscellaneous_New_Space Heating_Natural Gas_Gas Boiler - High Turndown Burner_A_Achievable Economic RVT Potential | F6 | Commercial | OR - Miscellaneous | New | Space Heating | Natural Gas | Gas Boiler - High Turndown Burner | A | Incremental Winter Peak Savings (MW) | Achievable Economic RVT Potential | 0 | 0 | 0 | 0 | 0 | 0 | 0 | 0 | 0 | 0 | 0 | 0 | 0 | 0 | 0 | 0 | 0 | 0 | 0 | 0 | 0 | 0 | 0 | 0 | 0 | 0 | 0
F7_Commercial_OR - Miscellaneous_New_Space Heating_Natural Gas_Gas Boiler - High Turndown Burner_A_Achievable Economic RVT Potential | F7 | Commercial | OR - Miscellaneous | New | Space Heating | Natural Gas | Gas Boiler - High Turndown Burner | A | Cumulative Energy Savings (MWh or mTherms) | Achievable Economic RVT Potential | 0 | 0 | 0 | 0 | 0 | 0 | 0 | 0 | 0 | 0 | 0 | 0 | 0 | 0 | 0 | 0 | 0 | 0 | 0 | 0 | 0 | 0 | 0 | 0 | 0 | 0 | 0
F8_Commercial_OR - Miscellaneous_New_Space Heating_Natural Gas_Gas Boiler - High Turndown Burner_A_Achievable Economic RVT Potential | F8 | Commercial | OR - Miscellaneous | New | Space Heating | Natural Gas | Gas Boiler - High Turndown Burner | A | Cumulative Summer Peak Savings (MW) | Achievable Economic RVT Potential | 0 | 0 | 0 | 0 | 0 | 0 | 0 | 0 | 0 | 0 | 0 | 0 | 0 | 0 | 0 | 0 | 0 | 0 | 0 | 0 | 0 | 0 | 0 | 0 | 0 | 0 | 0
F9_Commercial_OR - Miscellaneous_New_Space Heating_Natural Gas_Gas Boiler - High Turndown Burner_A_Achievable Economic RVT Potential | F9 | Commercial | OR - Miscellaneous | New | Space Heating | Natural Gas | Gas Boiler - High Turndown Burner | A | Cumulative Winter Peak Savings (MW) | Achievable Economic RVT Potential | 0 | 0 | 0 | 0 | 0 | 0 | 0 | 0 | 0 | 0 | 0 | 0 | 0 | 0 | 0 | 0 | 0 | 0 | 0 | 0 | 0 | 0 | 0 | 0 | 0 | 0 | 0
F10_Commercial_OR - Miscellaneous_New_Space Heating_Natural Gas_Gas Boiler - High Turndown Burner_A_Achievable Economic RVT Potential | F10 | Commercial | OR - Miscellaneous | New | Space Heating | Natural Gas | Gas Boiler - High Turndown Burner | A | Purchases (Incremental) | Achievable Economic RVT Potential | 0 | 0 | 0 | 0 | 0 | 0 | 0 | 0 | 0 | 0 | 0 | 0 | 0 | 0 | 0 | 0 | 0 | 0 | 0 | 0 | 0 | 0 | 0 | 0 | 0 | 0 | 0
F11_Commercial_OR - Miscellaneous_New_Space Heating_Natural Gas_Gas Boiler - High Turndown Burner_A_Achievable Economic RVT Potential | F11 | Commercial | OR - Miscellaneous | New | Space Heating | Natural Gas | Gas Boiler - High Turndown Burner | A | Purchases (Cumulative) | Achievable Economic RVT Potential | 0 | 0 | 0 | 0 | 0 | 0 | 0 | 0 | 0 | 0 | 0 | 0 | 0 | 0 | 0 | 0 | 0 | 0 | 0 | 0 | 0 | 0 | 0 | 0 | 0 | 0 | 0
F1_Commercial_OR - Miscellaneous_New_Space Heating_Natural Gas_Gas Boiler - Burner Control Optimization_A_Achievable Economic RVT Potential | F1 | Commercial | OR - Miscellaneous | New | Space Heating | Natural Gas | Gas Boiler - Burner Control Optimization | A | Integrated Unit Energy Savings (kWh or therms) | Achievable Economic RVT Potential | 0 | 0 | 0 | 0 | 0 | 0 | 0 | 0 | 0 | 0 | 0 | 0 | 0 | 0 | 0 | 0 | 0 | 0 | 0 | 0 | 0 | 0 | 0 | 0 | 0 | 0 | 0
F2_Commercial_OR - Miscellaneous_New_Space Heating_Natural Gas_Gas Boiler - Burner Control Optimization_A_Achievable Economic RVT Potential | F2 | Commercial | OR - Miscellaneous | New | Space Heating | Natural Gas | Gas Boiler - Burner Control Optimization | A | Integrated Unit Summer Peak Savings (kW) | Achievable Economic RVT Potential | 0 | 0 | 0 | 0 | 0 | 0 | 0 | 0 | 0 | 0 | 0 | 0 | 0 | 0 | 0 | 0 | 0 | 0 | 0 | 0 | 0 | 0 | 0 | 0 | 0 | 0 | 0
F3_Commercial_OR - Miscellaneous_New_Space Heating_Natural Gas_Gas Boiler - Burner Control Optimization_A_Achievable Economic RVT Potential | F3 | Commercial | OR - Miscellaneous | New | Space Heating | Natural Gas | Gas Boiler - Burner Control Optimization | A | Integrated Unit Winter Peak Savings (kW) | Achievable Economic RVT Potential | 0 | 0 | 0 | 0 | 0 | 0 | 0 | 0 | 0 | 0 | 0 | 0 | 0 | 0 | 0 | 0 | 0 | 0 | 0 | 0 | 0 | 0 | 0 | 0 | 0 | 0 | 0
F4_Commercial_OR - Miscellaneous_New_Space Heating_Natural Gas_Gas Boiler - Burner Control Optimization_A_Achievable Economic RVT Potential | F4 | Commercial | OR - Miscellaneous | New | Space Heating | Natural Gas | Gas Boiler - Burner Control Optimization | A | Incremental Energy Savings (MWh or mTherms) | Achievable Economic RVT Potential | 0 | 0 | 0 | 0 | 0 | 0 | 0 | 0 | 0 | 0 | 0 | 0 | 0 | 0 | 0 | 0 | 0 | 0 | 0 | 0 | 0 | 0 | 0 | 0 | 0 | 0 | 0
F5_Commercial_OR - Miscellaneous_New_Space Heating_Natural Gas_Gas Boiler - Burner Control Optimization_A_Achievable Economic RVT Potential | F5 | Commercial | OR - Miscellaneous | New | Space Heating | Natural Gas | Gas Boiler - Burner Control Optimization | A | Incremental Summer Peak Savings (MW) | Achievable Economic RVT Potential | 0 | 0 | 0 | 0 | 0 | 0 | 0 | 0 | 0 | 0 | 0 | 0 | 0 | 0 | 0 | 0 | 0 | 0 | 0 | 0 | 0 | 0 | 0 | 0 | 0 | 0 | 0
F6_Commercial_OR - Miscellaneous_New_Space Heating_Natural Gas_Gas Boiler - Burner Control Optimization_A_Achievable Economic RVT Potential | F6 | Commercial | OR - Miscellaneous | New | Space Heating | Natural Gas | Gas Boiler - Burner Control Optimization | A | Incremental Winter Peak Savings (MW) | Achievable Economic RVT Potential | 0 | 0 | 0 | 0 | 0 | 0 | 0 | 0 | 0 | 0 | 0 | 0 | 0 | 0 | 0 | 0 | 0 | 0 | 0 | 0 | 0 | 0 | 0 | 0 | 0 | 0 | 0
F7_Commercial_OR - Miscellaneous_New_Space Heating_Natural Gas_Gas Boiler - Burner Control Optimization_A_Achievable Economic RVT Potential | F7 | Commercial | OR - Miscellaneous | New | Space Heating | Natural Gas | Gas Boiler - Burner Control Optimization | A | Cumulative Energy Savings (MWh or mTherms) | Achievable Economic RVT Potential | 0 | 0 | 0 | 0 | 0 | 0 | 0 | 0 | 0 | 0 | 0 | 0 | 0 | 0 | 0 | 0 | 0 | 0 | 0 | 0 | 0 | 0 | 0 | 0 | 0 | 0 | 0
F8_Commercial_OR - Miscellaneous_New_Space Heating_Natural Gas_Gas Boiler - Burner Control Optimization_A_Achievable Economic RVT Potential | F8 | Commercial | OR - Miscellaneous | New | Space Heating | Natural Gas | Gas Boiler - Burner Control Optimization | A | Cumulative Summer Peak Savings (MW) | Achievable Economic RVT Potential | 0 | 0 | 0 | 0 | 0 | 0 | 0 | 0 | 0 | 0 | 0 | 0 | 0 | 0 | 0 | 0 | 0 | 0 | 0 | 0 | 0 | 0 | 0 | 0 | 0 | 0 | 0
F9_Commercial_OR - Miscellaneous_New_Space Heating_Natural Gas_Gas Boiler - Burner Control Optimization_A_Achievable Economic RVT Potential | F9 | Commercial | OR - Miscellaneous | New | Space Heating | Natural Gas | Gas Boiler - Burner Control Optimization | A | Cumulative Winter Peak Savings (MW) | Achievable Economic RVT Potential | 0 | 0 | 0 | 0 | 0 | 0 | 0 | 0 | 0 | 0 | 0 | 0 | 0 | 0 | 0 | 0 | 0 | 0 | 0 | 0 | 0 | 0 | 0 | 0 | 0 | 0 | 0
F10_Commercial_OR - Miscellaneous_New_Space Heating_Natural Gas_Gas Boiler - Burner Control Optimization_A_Achievable Economic RVT Potential | F10 | Commercial | OR - Miscellaneous | New | Space Heating | Natural Gas | Gas Boiler - Burner Control Optimization | A | Purchases (Incremental) | Achievable Economic RVT Potential | 0 | 0 | 0 | 0 | 0 | 0 | 0 | 0 | 0 | 0 | 0 | 0 | 0 | 0 | 0 | 0 | 0 | 0 | 0 | 0 | 0 | 0 | 0 | 0 | 0 | 0 | 0
F11_Commercial_OR - Miscellaneous_New_Space Heating_Natural Gas_Gas Boiler - Burner Control Optimization_A_Achievable Economic RVT Potential | F11 | Commercial | OR - Miscellaneous | New | Space Heating | Natural Gas | Gas Boiler - Burner Control Optimization | A | Purchases (Cumulative) | Achievable Economic RVT Potential | 0 | 0 | 0 | 0 | 0 | 0 | 0 | 0 | 0 | 0 | 0 | 0 | 0 | 0 | 0 | 0 | 0 | 0 | 0 | 0 | 0 | 0 | 0 | 0 | 0 | 0 | 0
F1_Commercial_OR - Miscellaneous_New_Space Heating_Natural Gas_Gas Boiler - Stack Economizer_A_Achievable Economic RVT Potential | F1 | Commercial | OR - Miscellaneous | New | Space Heating | Natural Gas | Gas Boiler - Stack Economizer | A | Integrated Unit Energy Savings (kWh or therms) | Achievable Economic RVT Potential | 0 | 0 | 0 | 0 | 0 | 0 | 0 | 0 | 0 | 0 | 0 | 0 | 0 | 0 | 0 | 0 | 0 | 0 | 0 | 0 | 0 | 0 | 0 | 0 | 0 | 0 | 0
F2_Commercial_OR - Miscellaneous_New_Space Heating_Natural Gas_Gas Boiler - Stack Economizer_A_Achievable Economic RVT Potential | F2 | Commercial | OR - Miscellaneous | New | Space Heating | Natural Gas | Gas Boiler - Stack Economizer | A | Integrated Unit Summer Peak Savings (kW) | Achievable Economic RVT Potential | 0 | 0 | 0 | 0 | 0 | 0 | 0 | 0 | 0 | 0 | 0 | 0 | 0 | 0 | 0 | 0 | 0 | 0 | 0 | 0 | 0 | 0 | 0 | 0 | 0 | 0 | 0
F3_Commercial_OR - Miscellaneous_New_Space Heating_Natural Gas_Gas Boiler - Stack Economizer_A_Achievable Economic RVT Potential | F3 | Commercial | OR - Miscellaneous | New | Space Heating | Natural Gas | Gas Boiler - Stack Economizer | A | Integrated Unit Winter Peak Savings (kW) | Achievable Economic RVT Potential | 0 | 0 | 0 | 0 | 0 | 0 | 0 | 0 | 0 | 0 | 0 | 0 | 0 | 0 | 0 | 0 | 0 | 0 | 0 | 0 | 0 | 0 | 0 | 0 | 0 | 0 | 0
F4_Commercial_OR - Miscellaneous_New_Space Heating_Natural Gas_Gas Boiler - Stack Economizer_A_Achievable Economic RVT Potential | F4 | Commercial | OR - Miscellaneous | New | Space Heating | Natural Gas | Gas Boiler - Stack Economizer | A | Incremental Energy Savings (MWh or mTherms) | Achievable Economic RVT Potential | 0 | 0 | 0 | 0 | 0 | 0 | 0 | 0 | 0 | 0 | 0 | 0 | 0 | 0 | 0 | 0 | 0 | 0 | 0 | 0 | 0 | 0 | 0 | 0 | 0 | 0 | 0
F5_Commercial_OR - Miscellaneous_New_Space Heating_Natural Gas_Gas Boiler - Stack Economizer_A_Achievable Economic RVT Potential | F5 | Commercial | OR - Miscellaneous | New | Space Heating | Natural Gas | Gas Boiler - Stack Economizer | A | Incremental Summer Peak Savings (MW) | Achievable Economic RVT Potential | 0 | 0 | 0 | 0 | 0 | 0 | 0 | 0 | 0 | 0 | 0 | 0 | 0 | 0 | 0 | 0 | 0 | 0 | 0 | 0 | 0 | 0 | 0 | 0 | 0 | 0 | 0
F6_Commercial_OR - Miscellaneous_New_Space Heating_Natural Gas_Gas Boiler - Stack Economizer_A_Achievable Economic RVT Potential | F6 | Commercial | OR - Miscellaneous | New | Space Heating | Natural Gas | Gas Boiler - Stack Economizer | A | Incremental Winter Peak Savings (MW) | Achievable Economic RVT Potential | 0 | 0 | 0 | 0 | 0 | 0 | 0 | 0 | 0 | 0 | 0 | 0 | 0 | 0 | 0 | 0 | 0 | 0 | 0 | 0 | 0 | 0 | 0 | 0 | 0 | 0 | 0
F7_Commercial_OR - Miscellaneous_New_Space Heating_Natural Gas_Gas Boiler - Stack Economizer_A_Achievable Economic RVT Potential | F7 | Commercial | OR - Miscellaneous | New | Space Heating | Natural Gas | Gas Boiler - Stack Economizer | A | Cumulative Energy Savings (MWh or mTherms) | Achievable Economic RVT Potential | 0 | 0 | 0 | 0 | 0 | 0 | 0 | 0 | 0 | 0 | 0 | 0 | 0 | 0 | 0 | 0 | 0 | 0 | 0 | 0 | 0 | 0 | 0 | 0 | 0 | 0 | 0
F8_Commercial_OR - Miscellaneous_New_Space Heating_Natural Gas_Gas Boiler - Stack Economizer_A_Achievable Economic RVT Potential | F8 | Commercial | OR - Miscellaneous | New | Space Heating | Natural Gas | Gas Boiler - Stack Economizer | A | Cumulative Summer Peak Savings (MW) | Achievable Economic RVT Potential | 0 | 0 | 0 | 0 | 0 | 0 | 0 | 0 | 0 | 0 | 0 | 0 | 0 | 0 | 0 | 0 | 0 | 0 | 0 | 0 | 0 | 0 | 0 | 0 | 0 | 0 | 0
F9_Commercial_OR - Miscellaneous_New_Space Heating_Natural Gas_Gas Boiler - Stack Economizer_A_Achievable Economic RVT Potential | F9 | Commercial | OR - Miscellaneous | New | Space Heating | Natural Gas | Gas Boiler - Stack Economizer | A | Cumulative Winter Peak Savings (MW) | Achievable Economic RVT Potential | 0 | 0 | 0 | 0 | 0 | 0 | 0 | 0 | 0 | 0 | 0 | 0 | 0 | 0 | 0 | 0 | 0 | 0 | 0 | 0 | 0 | 0 | 0 | 0 | 0 | 0 | 0
F10_Commercial_OR - Miscellaneous_New_Space Heating_Natural Gas_Gas Boiler - Stack Economizer_A_Achievable Economic RVT Potential | F10 | Commercial | OR - Miscellaneous | New | Space Heating | Natural Gas | Gas Boiler - Stack Economizer | A | Purchases (Incremental) | Achievable Economic RVT Potential | 0 | 0 | 0 | 0 | 0 | 0 | 0 | 0 | 0 | 0 | 0 | 0 | 0 | 0 | 0 | 0 | 0 | 0 | 0 | 0 | 0 | 0 | 0 | 0 | 0 | 0 | 0
F11_Commercial_OR - Miscellaneous_New_Space Heating_Natural Gas_Gas Boiler - Stack Economizer_A_Achievable Economic RVT Potential | F11 | Commercial | OR - Miscellaneous | New | Space Heating | Natural Gas | Gas Boiler - Stack Economizer | A | Purchases (Cumulative) | Achievable Economic RVT Potential | 0 | 0 | 0 | 0 | 0 | 0 | 0 | 0 | 0 | 0 | 0 | 0 | 0 | 0 | 0 | 0 | 0 | 0 | 0 | 0 | 0 | 0 | 0 | 0 | 0 | 0 | 0
F1_Commercial_OR - Miscellaneous_New_Space Heating_Natural Gas_Gas Boiler - Thermostatic Radiator Valves_A_Achievable Economic RVT Potential | F1 | Commercial | OR - Miscellaneous | New | Space Heating | Natural Gas | Gas Boiler - Thermostatic Radiator Valves | A | Integrated Unit Energy Savings (kWh or therms) | Achievable Economic RVT Potential | 0 | 0 | 0 | 0 | 0 | 0 | 0 | 0 | 0 | 0 | 0 | 0 | 0 | 0 | 0 | 0 | 0 | 0 | 0 | 0 | 0 | 0 | 0 | 0 | 0 | 0 | 0
F2_Commercial_OR - Miscellaneous_New_Space Heating_Natural Gas_Gas Boiler - Thermostatic Radiator Valves_A_Achievable Economic RVT Potential | F2 | Commercial | OR - Miscellaneous | New | Space Heating | Natural Gas | Gas Boiler - Thermostatic Radiator Valves | A | Integrated Unit Summer Peak Savings (kW) | Achievable Economic RVT Potential | 0 | 0 | 0 | 0 | 0 | 0 | 0 | 0 | 0 | 0 | 0 | 0 | 0 | 0 | 0 | 0 | 0 | 0 | 0 | 0 | 0 | 0 | 0 | 0 | 0 | 0 | 0
F3_Commercial_OR - Miscellaneous_New_Space Heating_Natural Gas_Gas Boiler - Thermostatic Radiator Valves_A_Achievable Economic RVT Potential | F3 | Commercial | OR - Miscellaneous | New | Space Heating | Natural Gas | Gas Boiler - Thermostatic Radiator Valves | A | Integrated Unit Winter Peak Savings (kW) | Achievable Economic RVT Potential | 0 | 0 | 0 | 0 | 0 | 0 | 0 | 0 | 0 | 0 | 0 | 0 | 0 | 0 | 0 | 0 | 0 | 0 | 0 | 0 | 0 | 0 | 0 | 0 | 0 | 0 | 0
F4_Commercial_OR - Miscellaneous_New_Space Heating_Natural Gas_Gas Boiler - Thermostatic Radiator Valves_A_Achievable Economic RVT Potential | F4 | Commercial | OR - Miscellaneous | New | Space Heating | Natural Gas | Gas Boiler - Thermostatic Radiator Valves | A | Incremental Energy Savings (MWh or mTherms) | Achievable Economic RVT Potential | 0 | 0 | 0 | 0 | 0 | 0 | 0 | 0 | 0 | 0 | 0 | 0 | 0 | 0 | 0 | 0 | 0 | 0 | 0 | 0 | 0 | 0 | 0 | 0 | 0 | 0 | 0
F5_Commercial_OR - Miscellaneous_New_Space Heating_Natural Gas_Gas Boiler - Thermostatic Radiator Valves_A_Achievable Economic RVT Potential | F5 | Commercial | OR - Miscellaneous | New | Space Heating | Natural Gas | Gas Boiler - Thermostatic Radiator Valves | A | Incremental Summer Peak Savings (MW) | Achievable Economic RVT Potential | 0 | 0 | 0 | 0 | 0 | 0 | 0 | 0 | 0 | 0 | 0 | 0 | 0 | 0 | 0 | 0 | 0 | 0 | 0 | 0 | 0 | 0 | 0 | 0 | 0 | 0 | 0
F6_Commercial_OR - Miscellaneous_New_Space Heating_Natural Gas_Gas Boiler - Thermostatic Radiator Valves_A_Achievable Economic RVT Potential | F6 | Commercial | OR - Miscellaneous | New | Space Heating | Natural Gas | Gas Boiler - Thermostatic Radiator Valves | A | Incremental Winter Peak Savings (MW) | Achievable Economic RVT Potential | 0 | 0 | 0 | 0 | 0 | 0 | 0 | 0 | 0 | 0 | 0 | 0 | 0 | 0 | 0 | 0 | 0 | 0 | 0 | 0 | 0 | 0 | 0 | 0 | 0 | 0 | 0
F7_Commercial_OR - Miscellaneous_New_Space Heating_Natural Gas_Gas Boiler - Thermostatic Radiator Valves_A_Achievable Economic RVT Potential | F7 | Commercial | OR - Miscellaneous | New | Space Heating | Natural Gas | Gas Boiler - Thermostatic Radiator Valves | A | Cumulative Energy Savings (MWh or mTherms) | Achievable Economic RVT Potential | 0 | 0 | 0 | 0 | 0 | 0 | 0 | 0 | 0 | 0 | 0 | 0 | 0 | 0 | 0 | 0 | 0 | 0 | 0 | 0 | 0 | 0 | 0 | 0 | 0 | 0 | 0
F8_Commercial_OR - Miscellaneous_New_Space Heating_Natural Gas_Gas Boiler - Thermostatic Radiator Valves_A_Achievable Economic RVT Potential | F8 | Commercial | OR - Miscellaneous | New | Space Heating | Natural Gas | Gas Boiler - Thermostatic Radiator Valves | A | Cumulative Summer Peak Savings (MW) | Achievable Economic RVT Potential | 0 | 0 | 0 | 0 | 0 | 0 | 0 | 0 | 0 | 0 | 0 | 0 | 0 | 0 | 0 | 0 | 0 | 0 | 0 | 0 | 0 | 0 | 0 | 0 | 0 | 0 | 0
F9_Commercial_OR - Miscellaneous_New_Space Heating_Natural Gas_Gas Boiler - Thermostatic Radiator Valves_A_Achievable Economic RVT Potential | F9 | Commercial | OR - Miscellaneous | New | Space Heating | Natural Gas | Gas Boiler - Thermostatic Radiator Valves | A | Cumulative Winter Peak Savings (MW) | Achievable Economic RVT Potential | 0 | 0 | 0 | 0 | 0 | 0 | 0 | 0 | 0 | 0 | 0 | 0 | 0 | 0 | 0 | 0 | 0 | 0 | 0 | 0 | 0 | 0 | 0 | 0 | 0 | 0 | 0
F10_Commercial_OR - Miscellaneous_New_Space Heating_Natural Gas_Gas Boiler - Thermostatic Radiator Valves_A_Achievable Economic RVT Potential | F10 | Commercial | OR - Miscellaneous | New | Space Heating | Natural Gas | Gas Boiler - Thermostatic Radiator Valves | A | Purchases (Incremental) | Achievable Economic RVT Potential | 0 | 0 | 0 | 0 | 0 | 0 | 0 | 0 | 0 | 0 | 0 | 0 | 0 | 0 | 0 | 0 | 0 | 0 | 0 | 0 | 0 | 0 | 0 | 0 | 0 | 0 | 0
F11_Commercial_OR - Miscellaneous_New_Space Heating_Natural Gas_Gas Boiler - Thermostatic Radiator Valves_A_Achievable Economic RVT Potential | F11 | Commercial | OR - Miscellaneous | New | Space Heating | Natural Gas | Gas Boiler - Thermostatic Radiator Valves | A | Purchases (Cumulative) | Achievable Economic RVT Potential | 0 | 0 | 0 | 0 | 0 | 0 | 0 | 0 | 0 | 0 | 0 | 0 | 0 | 0 | 0 | 0 | 0 | 0 | 0 | 0 | 0 | 0 | 0 | 0 | 0 | 0 | 0
F1_Commercial_OR - Miscellaneous_New_Space Heating_Natural Gas_HVAC - Shut Off Damper_A_Achievable Economic RVT Potential | F1 | Commercial | OR - Miscellaneous | New | Space Heating | Natural Gas | HVAC - Shut Off Damper | A | Integrated Unit Energy Savings (kWh or therms) | Achievable Economic RVT Potential | 0 | 0 | 0 | 0 | 0 | 0 | 0 | 0 | 0 | 0 | 0 | 0 | 0 | 0 | 0 | 0 | 0 | 0 | 0 | 0 | 0 | 0 | 0 | 0 | 0 | 0 | 0
F2_Commercial_OR - Miscellaneous_New_Space Heating_Natural Gas_HVAC - Shut Off Damper_A_Achievable Economic RVT Potential | F2 | Commercial | OR - Miscellaneous | New | Space Heating | Natural Gas | HVAC - Shut Off Damper | A | Integrated Unit Summer Peak Savings (kW) | Achievable Economic RVT Potential | 0 | 0 | 0 | 0 | 0 | 0 | 0 | 0 | 0 | 0 | 0 | 0 | 0 | 0 | 0 | 0 | 0 | 0 | 0 | 0 | 0 | 0 | 0 | 0 | 0 | 0 | 0
F3_Commercial_OR - Miscellaneous_New_Space Heating_Natural Gas_HVAC - Shut Off Damper_A_Achievable Economic RVT Potential | F3 | Commercial | OR - Miscellaneous | New | Space Heating | Natural Gas | HVAC - Shut Off Damper | A | Integrated Unit Winter Peak Savings (kW) | Achievable Economic RVT Potential | 0 | 0 | 0 | 0 | 0 | 0 | 0 | 0 | 0 | 0 | 0 | 0 | 0 | 0 | 0 | 0 | 0 | 0 | 0 | 0 | 0 | 0 | 0 | 0 | 0 | 0 | 0
F4_Commercial_OR - Miscellaneous_New_Space Heating_Natural Gas_HVAC - Shut Off Damper_A_Achievable Economic RVT Potential | F4 | Commercial | OR - Miscellaneous | New | Space Heating | Natural Gas | HVAC - Shut Off Damper | A | Incremental Energy Savings (MWh or mTherms) | Achievable Economic RVT Potential | 0 | 0 | 0 | 0 | 0 | 0 | 0 | 0 | 0 | 0 | 0 | 0 | 0 | 0 | 0 | 0 | 0 | 0 | 0 | 0 | 0 | 0 | 0 | 0 | 0 | 0 | 0
F5_Commercial_OR - Miscellaneous_New_Space Heating_Natural Gas_HVAC - Shut Off Damper_A_Achievable Economic RVT Potential | F5 | Commercial | OR - Miscellaneous | New | Space Heating | Natural Gas | HVAC - Shut Off Damper | A | Incremental Summer Peak Savings (MW) | Achievable Economic RVT Potential | 0 | 0 | 0 | 0 | 0 | 0 | 0 | 0 | 0 | 0 | 0 | 0 | 0 | 0 | 0 | 0 | 0 | 0 | 0 | 0 | 0 | 0 | 0 | 0 | 0 | 0 | 0
F6_Commercial_OR - Miscellaneous_New_Space Heating_Natural Gas_HVAC - Shut Off Damper_A_Achievable Economic RVT Potential | F6 | Commercial | OR - Miscellaneous | New | Space Heating | Natural Gas | HVAC - Shut Off Damper | A | Incremental Winter Peak Savings (MW) | Achievable Economic RVT Potential | 0 | 0 | 0 | 0 | 0 | 0 | 0 | 0 | 0 | 0 | 0 | 0 | 0 | 0 | 0 | 0 | 0 | 0 | 0 | 0 | 0 | 0 | 0 | 0 | 0 | 0 | 0
F7_Commercial_OR - Miscellaneous_New_Space Heating_Natural Gas_HVAC - Shut Off Damper_A_Achievable Economic RVT Potential | F7 | Commercial | OR - Miscellaneous | New | Space Heating | Natural Gas | HVAC - Shut Off Damper | A | Cumulative Energy Savings (MWh or mTherms) | Achievable Economic RVT Potential | 0 | 0 | 0 | 0 | 0 | 0 | 0 | 0 | 0 | 0 | 0 | 0 | 0 | 0 | 0 | 0 | 0 | 0 | 0 | 0 | 0 | 0 | 0 | 0 | 0 | 0 | 0
F8_Commercial_OR - Miscellaneous_New_Space Heating_Natural Gas_HVAC - Shut Off Damper_A_Achievable Economic RVT Potential | F8 | Commercial | OR - Miscellaneous | New | Space Heating | Natural Gas | HVAC - Shut Off Damper | A | Cumulative Summer Peak Savings (MW) | Achievable Economic RVT Potential | 0 | 0 | 0 | 0 | 0 | 0 | 0 | 0 | 0 | 0 | 0 | 0 | 0 | 0 | 0 | 0 | 0 | 0 | 0 | 0 | 0 | 0 | 0 | 0 | 0 | 0 | 0
F9_Commercial_OR - Miscellaneous_New_Space Heating_Natural Gas_HVAC - Shut Off Damper_A_Achievable Economic RVT Potential | F9 | Commercial | OR - Miscellaneous | New | Space Heating | Natural Gas | HVAC - Shut Off Damper | A | Cumulative Winter Peak Savings (MW) | Achievable Economic RVT Potential | 0 | 0 | 0 | 0 | 0 | 0 | 0 | 0 | 0 | 0 | 0 | 0 | 0 | 0 | 0 | 0 | 0 | 0 | 0 | 0 | 0 | 0 | 0 | 0 | 0 | 0 | 0
F10_Commercial_OR - Miscellaneous_New_Space Heating_Natural Gas_HVAC - Shut Off Damper_A_Achievable Economic RVT Potential | F10 | Commercial | OR - Miscellaneous | New | Space Heating | Natural Gas | HVAC - Shut Off Damper | A | Purchases (Incremental) | Achievable Economic RVT Potential | 0 | 0 | 0 | 0 | 0 | 0 | 0 | 0 | 0 | 0 | 0 | 0 | 0 | 0 | 0 | 0 | 0 | 0 | 0 | 0 | 0 | 0 | 0 | 0 | 0 | 0 | 0
F11_Commercial_OR - Miscellaneous_New_Space Heating_Natural Gas_HVAC - Shut Off Damper_A_Achievable Economic RVT Potential | F11 | Commercial | OR - Miscellaneous | New | Space Heating | Natural Gas | HVAC - Shut Off Damper | A | Purchases (Cumulative) | Achievable Economic RVT Potential | 0 | 0 | 0 | 0 | 0 | 0 | 0 | 0 | 0 | 0 | 0 | 0 | 0 | 0 | 0 | 0 | 0 | 0 | 0 | 0 | 0 | 0 | 0 | 0 | 0 | 0 | 0
F1_Commercial_OR - Miscellaneous_New_Space Heating_Natural Gas_Gas Furnace - Tube Inserts_A_Achievable Economic RVT Potential | F1 | Commercial | OR - Miscellaneous | New | Space Heating | Natural Gas | Gas Furnace - Tube Inserts | A | Integrated Unit Energy Savings (kWh or therms) | Achievable Economic RVT Potential | 0 | 0 | 0 | 0 | 0 | 0 | 0 | 0 | 0 | 0 | 0 | 0 | 0 | 0 | 0 | 0 | 0 | 0 | 0 | 0 | 0 | 0 | 0 | 0 | 0 | 0 | 0
F2_Commercial_OR - Miscellaneous_New_Space Heating_Natural Gas_Gas Furnace - Tube Inserts_A_Achievable Economic RVT Potential | F2 | Commercial | OR - Miscellaneous | New | Space Heating | Natural Gas | Gas Furnace - Tube Inserts | A | Integrated Unit Summer Peak Savings (kW) | Achievable Economic RVT Potential | 0 | 0 | 0 | 0 | 0 | 0 | 0 | 0 | 0 | 0 | 0 | 0 | 0 | 0 | 0 | 0 | 0 | 0 | 0 | 0 | 0 | 0 | 0 | 0 | 0 | 0 | 0
F3_Commercial_OR - Miscellaneous_New_Space Heating_Natural Gas_Gas Furnace - Tube Inserts_A_Achievable Economic RVT Potential | F3 | Commercial | OR - Miscellaneous | New | Space Heating | Natural Gas | Gas Furnace - Tube Inserts | A | Integrated Unit Winter Peak Savings (kW) | Achievable Economic RVT Potential | 0 | 0 | 0 | 0 | 0 | 0 | 0 | 0 | 0 | 0 | 0 | 0 | 0 | 0 | 0 | 0 | 0 | 0 | 0 | 0 | 0 | 0 | 0 | 0 | 0 | 0 | 0
F4_Commercial_OR - Miscellaneous_New_Space Heating_Natural Gas_Gas Furnace - Tube Inserts_A_Achievable Economic RVT Potential | F4 | Commercial | OR - Miscellaneous | New | Space Heating | Natural Gas | Gas Furnace - Tube Inserts | A | Incremental Energy Savings (MWh or mTherms) | Achievable Economic RVT Potential | 0 | 0 | 0 | 0 | 0 | 0 | 0 | 0 | 0 | 0 | 0 | 0 | 0 | 0 | 0 | 0 | 0 | 0 | 0 | 0 | 0 | 0 | 0 | 0 | 0 | 0 | 0
F5_Commercial_OR - Miscellaneous_New_Space Heating_Natural Gas_Gas Furnace - Tube Inserts_A_Achievable Economic RVT Potential | F5 | Commercial | OR - Miscellaneous | New | Space Heating | Natural Gas | Gas Furnace - Tube Inserts | A | Incremental Summer Peak Savings (MW) | Achievable Economic RVT Potential | 0 | 0 | 0 | 0 | 0 | 0 | 0 | 0 | 0 | 0 | 0 | 0 | 0 | 0 | 0 | 0 | 0 | 0 | 0 | 0 | 0 | 0 | 0 | 0 | 0 | 0 | 0
F6_Commercial_OR - Miscellaneous_New_Space Heating_Natural Gas_Gas Furnace - Tube Inserts_A_Achievable Economic RVT Potential | F6 | Commercial | OR - Miscellaneous | New | Space Heating | Natural Gas | Gas Furnace - Tube Inserts | A | Incremental Winter Peak Savings (MW) | Achievable Economic RVT Potential | 0 | 0 | 0 | 0 | 0 | 0 | 0 | 0 | 0 | 0 | 0 | 0 | 0 | 0 | 0 | 0 | 0 | 0 | 0 | 0 | 0 | 0 | 0 | 0 | 0 | 0 | 0
F7_Commercial_OR - Miscellaneous_New_Space Heating_Natural Gas_Gas Furnace - Tube Inserts_A_Achievable Economic RVT Potential | F7 | Commercial | OR - Miscellaneous | New | Space Heating | Natural Gas | Gas Furnace - Tube Inserts | A | Cumulative Energy Savings (MWh or mTherms) | Achievable Economic RVT Potential | 0 | 0 | 0 | 0 | 0 | 0 | 0 | 0 | 0 | 0 | 0 | 0 | 0 | 0 | 0 | 0 | 0 | 0 | 0 | 0 | 0 | 0 | 0 | 0 | 0 | 0 | 0
F8_Commercial_OR - Miscellaneous_New_Space Heating_Natural Gas_Gas Furnace - Tube Inserts_A_Achievable Economic RVT Potential | F8 | Commercial | OR - Miscellaneous | New | Space Heating | Natural Gas | Gas Furnace - Tube Inserts | A | Cumulative Summer Peak Savings (MW) | Achievable Economic RVT Potential | 0 | 0 | 0 | 0 | 0 | 0 | 0 | 0 | 0 | 0 | 0 | 0 | 0 | 0 | 0 | 0 | 0 | 0 | 0 | 0 | 0 | 0 | 0 | 0 | 0 | 0 | 0
F9_Commercial_OR - Miscellaneous_New_Space Heating_Natural Gas_Gas Furnace - Tube Inserts_A_Achievable Economic RVT Potential | F9 | Commercial | OR - Miscellaneous | New | Space Heating | Natural Gas | Gas Furnace - Tube Inserts | A | Cumulative Winter Peak Savings (MW) | Achievable Economic RVT Potential | 0 | 0 | 0 | 0 | 0 | 0 | 0 | 0 | 0 | 0 | 0 | 0 | 0 | 0 | 0 | 0 | 0 | 0 | 0 | 0 | 0 | 0 | 0 | 0 | 0 | 0 | 0
F10_Commercial_OR - Miscellaneous_New_Space Heating_Natural Gas_Gas Furnace - Tube Inserts_A_Achievable Economic RVT Potential | F10 | Commercial | OR - Miscellaneous | New | Space Heating | Natural Gas | Gas Furnace - Tube Inserts | A | Purchases (Incremental) | Achievable Economic RVT Potential | 0 | 0 | 0 | 0 | 0 | 0 | 0 | 0 | 0 | 0 | 0 | 0 | 0 | 0 | 0 | 0 | 0 | 0 | 0 | 0 | 0 | 0 | 0 | 0 | 0 | 0 | 0
F11_Commercial_OR - Miscellaneous_New_Space Heating_Natural Gas_Gas Furnace - Tube Inserts_A_Achievable Economic RVT Potential | F11 | Commercial | OR - Miscellaneous | New | Space Heating | Natural Gas | Gas Furnace - Tube Inserts | A | Purchases (Cumulative) | Achievable Economic RVT Potential | 0 | 0 | 0 | 0 | 0 | 0 | 0 | 0 | 0 | 0 | 0 | 0 | 0 | 0 | 0 | 0 | 0 | 0 | 0 | 0 | 0 | 0 | 0 | 0 | 0 | 0 | 0
F1_Commercial_OR - Miscellaneous_New_Space Heating_Natural Gas_Gas Boiler - Insulate Steam Lines/Condensate Tank_A_Achievable Economic RVT Potential | F1 | Commercial | OR - Miscellaneous | New | Space Heating | Natural Gas | Gas Boiler - Insulate Steam Lines/Condensate Tank | A | Integrated Unit Energy Savings (kWh or therms) | Achievable Economic RVT Potential | 0 | 0 | 0 | 0 | 0 | 0 | 0 | 0 | 0 | 0 | 0 | 0 | 0 | 0 | 0 | 0 | 0 | 0 | 0 | 0 | 0 | 0 | 0 | 0 | 0 | 0 | 0
F2_Commercial_OR - Miscellaneous_New_Space Heating_Natural Gas_Gas Boiler - Insulate Steam Lines/Condensate Tank_A_Achievable Economic RVT Potential | F2 | Commercial | OR - Miscellaneous | New | Space Heating | Natural Gas | Gas Boiler - Insulate Steam Lines/Condensate Tank | A | Integrated Unit Summer Peak Savings (kW) | Achievable Economic RVT Potential | 0 | 0 | 0 | 0 | 0 | 0 | 0 | 0 | 0 | 0 | 0 | 0 | 0 | 0 | 0 | 0 | 0 | 0 | 0 | 0 | 0 | 0 | 0 | 0 | 0 | 0 | 0
F3_Commercial_OR - Miscellaneous_New_Space Heating_Natural Gas_Gas Boiler - Insulate Steam Lines/Condensate Tank_A_Achievable Economic RVT Potential | F3 | Commercial | OR - Miscellaneous | New | Space Heating | Natural Gas | Gas Boiler - Insulate Steam Lines/Condensate Tank | A | Integrated Unit Winter Peak Savings (kW) | Achievable Economic RVT Potential | 0 | 0 | 0 | 0 | 0 | 0 | 0 | 0 | 0 | 0 | 0 | 0 | 0 | 0 | 0 | 0 | 0 | 0 | 0 | 0 | 0 | 0 | 0 | 0 | 0 | 0 | 0
F4_Commercial_OR - Miscellaneous_New_Space Heating_Natural Gas_Gas Boiler - Insulate Steam Lines/Condensate Tank_A_Achievable Economic RVT Potential | F4 | Commercial | OR - Miscellaneous | New | Space Heating | Natural Gas | Gas Boiler - Insulate Steam Lines/Condensate Tank | A | Incremental Energy Savings (MWh or mTherms) | Achievable Economic RVT Potential | 0 | 0 | 0 | 0 | 0 | 0 | 0 | 0 | 0 | 0 | 0 | 0 | 0 | 0 | 0 | 0 | 0 | 0 | 0 | 0 | 0 | 0 | 0 | 0 | 0 | 0 | 0
F5_Commercial_OR - Miscellaneous_New_Space Heating_Natural Gas_Gas Boiler - Insulate Steam Lines/Condensate Tank_A_Achievable Economic RVT Potential | F5 | Commercial | OR - Miscellaneous | New | Space Heating | Natural Gas | Gas Boiler - Insulate Steam Lines/Condensate Tank | A | Incremental Summer Peak Savings (MW) | Achievable Economic RVT Potential | 0 | 0 | 0 | 0 | 0 | 0 | 0 | 0 | 0 | 0 | 0 | 0 | 0 | 0 | 0 | 0 | 0 | 0 | 0 | 0 | 0 | 0 | 0 | 0 | 0 | 0 | 0
F6_Commercial_OR - Miscellaneous_New_Space Heating_Natural Gas_Gas Boiler - Insulate Steam Lines/Condensate Tank_A_Achievable Economic RVT Potential | F6 | Commercial | OR - Miscellaneous | New | Space Heating | Natural Gas | Gas Boiler - Insulate Steam Lines/Condensate Tank | A | Incremental Winter Peak Savings (MW) | Achievable Economic RVT Potential | 0 | 0 | 0 | 0 | 0 | 0 | 0 | 0 | 0 | 0 | 0 | 0 | 0 | 0 | 0 | 0 | 0 | 0 | 0 | 0 | 0 | 0 | 0 | 0 | 0 | 0 | 0
F7_Commercial_OR - Miscellaneous_New_Space Heating_Natural Gas_Gas Boiler - Insulate Steam Lines/Condensate Tank_A_Achievable Economic RVT Potential | F7 | Commercial | OR - Miscellaneous | New | Space Heating | Natural Gas | Gas Boiler - Insulate Steam Lines/Condensate Tank | A | Cumulative Energy Savings (MWh or mTherms) | Achievable Economic RVT Potential | 0 | 0 | 0 | 0 | 0 | 0 | 0 | 0 | 0 | 0 | 0 | 0 | 0 | 0 | 0 | 0 | 0 | 0 | 0 | 0 | 0 | 0 | 0 | 0 | 0 | 0 | 0
F8_Commercial_OR - Miscellaneous_New_Space Heating_Natural Gas_Gas Boiler - Insulate Steam Lines/Condensate Tank_A_Achievable Economic RVT Potential | F8 | Commercial | OR - Miscellaneous | New | Space Heating | Natural Gas | Gas Boiler - Insulate Steam Lines/Condensate Tank | A | Cumulative Summer Peak Savings (MW) | Achievable Economic RVT Potential | 0 | 0 | 0 | 0 | 0 | 0 | 0 | 0 | 0 | 0 | 0 | 0 | 0 | 0 | 0 | 0 | 0 | 0 | 0 | 0 | 0 | 0 | 0 | 0 | 0 | 0 | 0
F9_Commercial_OR - Miscellaneous_New_Space Heating_Natural Gas_Gas Boiler - Insulate Steam Lines/Condensate Tank_A_Achievable Economic RVT Potential | F9 | Commercial | OR - Miscellaneous | New | Space Heating | Natural Gas | Gas Boiler - Insulate Steam Lines/Condensate Tank | A | Cumulative Winter Peak Savings (MW) | Achievable Economic RVT Potential | 0 | 0 | 0 | 0 | 0 | 0 | 0 | 0 | 0 | 0 | 0 | 0 | 0 | 0 | 0 | 0 | 0 | 0 | 0 | 0 | 0 | 0 | 0 | 0 | 0 | 0 | 0
F10_Commercial_OR - Miscellaneous_New_Space Heating_Natural Gas_Gas Boiler - Insulate Steam Lines/Condensate Tank_A_Achievable Economic RVT Potential | F10 | Commercial | OR - Miscellaneous | New | Space Heating | Natural Gas | Gas Boiler - Insulate Steam Lines/Condensate Tank | A | Purchases (Incremental) | Achievable Economic RVT Potential | 0 | 0 | 0 | 0 | 0 | 0 | 0 | 0 | 0 | 0 | 0 | 0 | 0 | 0 | 0 | 0 | 0 | 0 | 0 | 0 | 0 | 0 | 0 | 0 | 0 | 0 | 0
F11_Commercial_OR - Miscellaneous_New_Space Heating_Natural Gas_Gas Boiler - Insulate Steam Lines/Condensate Tank_A_Achievable Economic RVT Potential | F11 | Commercial | OR - Miscellaneous | New | Space Heating | Natural Gas | Gas Boiler - Insulate Steam Lines/Condensate Tank | A | Purchases (Cumulative) | Achievable Economic RVT Potential | 0 | 0 | 0 | 0 | 0 | 0 | 0 | 0 | 0 | 0 | 0 | 0 | 0 | 0 | 0 | 0 | 0 | 0 | 0 | 0 | 0 | 0 | 0 | 0 | 0 | 0 | 0
F1_Commercial_OR - Miscellaneous_New_Space Heating_Natural Gas_Gas Boiler - Insulate Hot Water Lines_A_Achievable Economic RVT Potential | F1 | Commercial | OR - Miscellaneous | New | Space Heating | Natural Gas | Gas Boiler - Insulate Hot Water Lines | A | Integrated Unit Energy Savings (kWh or therms) | Achievable Economic RVT Potential | 0 | 0 | 0 | 0 | 0 | 0 | 0 | 0 | 0 | 0 | 0 | 0 | 0 | 0 | 0 | 0 | 0 | 0 | 0 | 0 | 0 | 0 | 0 | 0 | 0 | 0 | 0
F2_Commercial_OR - Miscellaneous_New_Space Heating_Natural Gas_Gas Boiler - Insulate Hot Water Lines_A_Achievable Economic RVT Potential | F2 | Commercial | OR - Miscellaneous | New | Space Heating | Natural Gas | Gas Boiler - Insulate Hot Water Lines | A | Integrated Unit Summer Peak Savings (kW) | Achievable Economic RVT Potential | 0 | 0 | 0 | 0 | 0 | 0 | 0 | 0 | 0 | 0 | 0 | 0 | 0 | 0 | 0 | 0 | 0 | 0 | 0 | 0 | 0 | 0 | 0 | 0 | 0 | 0 | 0
F3_Commercial_OR - Miscellaneous_New_Space Heating_Natural Gas_Gas Boiler - Insulate Hot Water Lines_A_Achievable Economic RVT Potential | F3 | Commercial | OR - Miscellaneous | New | Space Heating | Natural Gas | Gas Boiler - Insulate Hot Water Lines | A | Integrated Unit Winter Peak Savings (kW) | Achievable Economic RVT Potential | 0 | 0 | 0 | 0 | 0 | 0 | 0 | 0 | 0 | 0 | 0 | 0 | 0 | 0 | 0 | 0 | 0 | 0 | 0 | 0 | 0 | 0 | 0 | 0 | 0 | 0 | 0
F4_Commercial_OR - Miscellaneous_New_Space Heating_Natural Gas_Gas Boiler - Insulate Hot Water Lines_A_Achievable Economic RVT Potential | F4 | Commercial | OR - Miscellaneous | New | Space Heating | Natural Gas | Gas Boiler - Insulate Hot Water Lines | A | Incremental Energy Savings (MWh or mTherms) | Achievable Economic RVT Potential | 0 | 0 | 0 | 0 | 0 | 0 | 0 | 0 | 0 | 0 | 0 | 0 | 0 | 0 | 0 | 0 | 0 | 0 | 0 | 0 | 0 | 0 | 0 | 0 | 0 | 0 | 0
F5_Commercial_OR - Miscellaneous_New_Space Heating_Natural Gas_Gas Boiler - Insulate Hot Water Lines_A_Achievable Economic RVT Potential | F5 | Commercial | OR - Miscellaneous | New | Space Heating | Natural Gas | Gas Boiler - Insulate Hot Water Lines | A | Incremental Summer Peak Savings (MW) | Achievable Economic RVT Potential | 0 | 0 | 0 | 0 | 0 | 0 | 0 | 0 | 0 | 0 | 0 | 0 | 0 | 0 | 0 | 0 | 0 | 0 | 0 | 0 | 0 | 0 | 0 | 0 | 0 | 0 | 0
F6_Commercial_OR - Miscellaneous_New_Space Heating_Natural Gas_Gas Boiler - Insulate Hot Water Lines_A_Achievable Economic RVT Potential | F6 | Commercial | OR - Miscellaneous | New | Space Heating | Natural Gas | Gas Boiler - Insulate Hot Water Lines | A | Incremental Winter Peak Savings (MW) | Achievable Economic RVT Potential | 0 | 0 | 0 | 0 | 0 | 0 | 0 | 0 | 0 | 0 | 0 | 0 | 0 | 0 | 0 | 0 | 0 | 0 | 0 | 0 | 0 | 0 | 0 | 0 | 0 | 0 | 0
F7_Commercial_OR - Miscellaneous_New_Space Heating_Natural Gas_Gas Boiler - Insulate Hot Water Lines_A_Achievable Economic RVT Potential | F7 | Commercial | OR - Miscellaneous | New | Space Heating | Natural Gas | Gas Boiler - Insulate Hot Water Lines | A | Cumulative Energy Savings (MWh or mTherms) | Achievable Economic RVT Potential | 0 | 0 | 0 | 0 | 0 | 0 | 0 | 0 | 0 | 0 | 0 | 0 | 0 | 0 | 0 | 0 | 0 | 0 | 0 | 0 | 0 | 0 | 0 | 0 | 0 | 0 | 0
F8_Commercial_OR - Miscellaneous_New_Space Heating_Natural Gas_Gas Boiler - Insulate Hot Water Lines_A_Achievable Economic RVT Potential | F8 | Commercial | OR - Miscellaneous | New | Space Heating | Natural Gas | Gas Boiler - Insulate Hot Water Lines | A | Cumulative Summer Peak Savings (MW) | Achievable Economic RVT Potential | 0 | 0 | 0 | 0 | 0 | 0 | 0 | 0 | 0 | 0 | 0 | 0 | 0 | 0 | 0 | 0 | 0 | 0 | 0 | 0 | 0 | 0 | 0 | 0 | 0 | 0 | 0
F9_Commercial_OR - Miscellaneous_New_Space Heating_Natural Gas_Gas Boiler - Insulate Hot Water Lines_A_Achievable Economic RVT Potential | F9 | Commercial | OR - Miscellaneous | New | Space Heating | Natural Gas | Gas Boiler - Insulate Hot Water Lines | A | Cumulative Winter Peak Savings (MW) | Achievable Economic RVT Potential | 0 | 0 | 0 | 0 | 0 | 0 | 0 | 0 | 0 | 0 | 0 | 0 | 0 | 0 | 0 | 0 | 0 | 0 | 0 | 0 | 0 | 0 | 0 | 0 | 0 | 0 | 0
F10_Commercial_OR - Miscellaneous_New_Space Heating_Natural Gas_Gas Boiler - Insulate Hot Water Lines_A_Achievable Economic RVT Potential | F10 | Commercial | OR - Miscellaneous | New | Space Heating | Natural Gas | Gas Boiler - Insulate Hot Water Lines | A | Purchases (Incremental) | Achievable Economic RVT Potential | 0 | 0 | 0 | 0 | 0 | 0 | 0 | 0 | 0 | 0 | 0 | 0 | 0 | 0 | 0 | 0 | 0 | 0 | 0 | 0 | 0 | 0 | 0 | 0 | 0 | 0 | 0
F11_Commercial_OR - Miscellaneous_New_Space Heating_Natural Gas_Gas Boiler - Insulate Hot Water Lines_A_Achievable Economic RVT Potential | F11 | Commercial | OR - Miscellaneous | New | Space Heating | Natural Gas | Gas Boiler - Insulate Hot Water Lines | A | Purchases (Cumulative) | Achievable Economic RVT Potential | 0 | 0 | 0 | 0 | 0 | 0 | 0 | 0 | 0 | 0 | 0 | 0 | 0 | 0 | 0 | 0 | 0 | 0 | 0 | 0 | 0 | 0 | 0 | 0 | 0 | 0 | 0
F1_Commercial_OR - Miscellaneous_New_Space Heating_Natural Gas_Condensing RTU_A_Achievable Economic RVT Potential | F1 | Commercial | OR - Miscellaneous | New | Space Heating | Natural Gas | Condensing RTU | A | Integrated Unit Energy Savings (kWh or therms) | Achievable Economic RVT Potential | 0 | 0 | 0 | 0 | 0 | 0 | 0 | 0 | 0 | 0 | 0 | 0 | 0 | 0 | 0 | 0 | 0 | 0 | 0 | 0 | 0 | 0 | 0 | 0 | 0 | 0 | 0
F2_Commercial_OR - Miscellaneous_New_Space Heating_Natural Gas_Condensing RTU_A_Achievable Economic RVT Potential | F2 | Commercial | OR - Miscellaneous | New | Space Heating | Natural Gas | Condensing RTU | A | Integrated Unit Summer Peak Savings (kW) | Achievable Economic RVT Potential | 0 | 0 | 0 | 0 | 0 | 0 | 0 | 0 | 0 | 0 | 0 | 0 | 0 | 0 | 0 | 0 | 0 | 0 | 0 | 0 | 0 | 0 | 0 | 0 | 0 | 0 | 0
F3_Commercial_OR - Miscellaneous_New_Space Heating_Natural Gas_Condensing RTU_A_Achievable Economic RVT Potential | F3 | Commercial | OR - Miscellaneous | New | Space Heating | Natural Gas | Condensing RTU | A | Integrated Unit Winter Peak Savings (kW) | Achievable Economic RVT Potential | 0 | 0 | 0 | 0 | 0 | 0 | 0 | 0 | 0 | 0 | 0 | 0 | 0 | 0 | 0 | 0 | 0 | 0 | 0 | 0 | 0 | 0 | 0 | 0 | 0 | 0 | 0
F4_Commercial_OR - Miscellaneous_New_Space Heating_Natural Gas_Condensing RTU_A_Achievable Economic RVT Potential | F4 | Commercial | OR - Miscellaneous | New | Space Heating | Natural Gas | Condensing RTU | A | Incremental Energy Savings (MWh or mTherms) | Achievable Economic RVT Potential | 0 | 0 | 0 | 0 | 0 | 0 | 0 | 0 | 0 | 0 | 0 | 0 | 0 | 0 | 0 | 0 | 0 | 0 | 0 | 0 | 0 | 0 | 0 | 0 | 0 | 0 | 0
F5_Commercial_OR - Miscellaneous_New_Space Heating_Natural Gas_Condensing RTU_A_Achievable Economic RVT Potential | F5 | Commercial | OR - Miscellaneous | New | Space Heating | Natural Gas | Condensing RTU | A | Incremental Summer Peak Savings (MW) | Achievable Economic RVT Potential | 0 | 0 | 0 | 0 | 0 | 0 | 0 | 0 | 0 | 0 | 0 | 0 | 0 | 0 | 0 | 0 | 0 | 0 | 0 | 0 | 0 | 0 | 0 | 0 | 0 | 0 | 0
F6_Commercial_OR - Miscellaneous_New_Space Heating_Natural Gas_Condensing RTU_A_Achievable Economic RVT Potential | F6 | Commercial | OR - Miscellaneous | New | Space Heating | Natural Gas | Condensing RTU | A | Incremental Winter Peak Savings (MW) | Achievable Economic RVT Potential | 0 | 0 | 0 | 0 | 0 | 0 | 0 | 0 | 0 | 0 | 0 | 0 | 0 | 0 | 0 | 0 | 0 | 0 | 0 | 0 | 0 | 0 | 0 | 0 | 0 | 0 | 0
F7_Commercial_OR - Miscellaneous_New_Space Heating_Natural Gas_Condensing RTU_A_Achievable Economic RVT Potential | F7 | Commercial | OR - Miscellaneous | New | Space Heating | Natural Gas | Condensing RTU | A | Cumulative Energy Savings (MWh or mTherms) | Achievable Economic RVT Potential | 0 | 0 | 0 | 0 | 0 | 0 | 0 | 0 | 0 | 0 | 0 | 0 | 0 | 0 | 0 | 0 | 0 | 0 | 0 | 0 | 0 | 0 | 0 | 0 | 0 | 0 | 0
F8_Commercial_OR - Miscellaneous_New_Space Heating_Natural Gas_Condensing RTU_A_Achievable Economic RVT Potential | F8 | Commercial | OR - Miscellaneous | New | Space Heating | Natural Gas | Condensing RTU | A | Cumulative Summer Peak Savings (MW) | Achievable Economic RVT Potential | 0 | 0 | 0 | 0 | 0 | 0 | 0 | 0 | 0 | 0 | 0 | 0 | 0 | 0 | 0 | 0 | 0 | 0 | 0 | 0 | 0 | 0 | 0 | 0 | 0 | 0 | 0
F9_Commercial_OR - Miscellaneous_New_Space Heating_Natural Gas_Condensing RTU_A_Achievable Economic RVT Potential | F9 | Commercial | OR - Miscellaneous | New | Space Heating | Natural Gas | Condensing RTU | A | Cumulative Winter Peak Savings (MW) | Achievable Economic RVT Potential | 0 | 0 | 0 | 0 | 0 | 0 | 0 | 0 | 0 | 0 | 0 | 0 | 0 | 0 | 0 | 0 | 0 | 0 | 0 | 0 | 0 | 0 | 0 | 0 | 0 | 0 | 0
F10_Commercial_OR - Miscellaneous_New_Space Heating_Natural Gas_Condensing RTU_A_Achievable Economic RVT Potential | F10 | Commercial | OR - Miscellaneous | New | Space Heating | Natural Gas | Condensing RTU | A | Purchases (Incremental) | Achievable Economic RVT Potential | 0 | 0 | 0 | 0 | 0 | 0 | 0 | 0 | 0 | 0 | 0 | 0 | 0 | 0 | 0 | 0 | 0 | 0 | 0 | 0 | 0 | 0 | 0 | 0 | 0 | 0 | 0
F11_Commercial_OR - Miscellaneous_New_Space Heating_Natural Gas_Condensing RTU_A_Achievable Economic RVT Potential | F11 | Commercial | OR - Miscellaneous | New | Space Heating | Natural Gas | Condensing RTU | A | Purchases (Cumulative) | Achievable Economic RVT Potential | 0 | 0 | 0 | 0 | 0 | 0 | 0 | 0 | 0 | 0 | 0 | 0 | 0 | 0 | 0 | 0 | 0 | 0 | 0 | 0 | 0 | 0 | 0 | 0 | 0 | 0 | 0
F1_Commercial_OR - Miscellaneous_New_Space Heating_Natural Gas_Hydronic Heating Radiator Replacement_A_Achievable Economic RVT Potential | F1 | Commercial | OR - Miscellaneous | New | Space Heating | Natural Gas | Hydronic Heating Radiator Replacement | A | Integrated Unit Energy Savings (kWh or therms) | Achievable Economic RVT Potential | 0 | 0 | 0 | 0 | 0 | 0 | 0 | 0 | 0 | 0 | 0 | 0 | 0 | 0 | 0 | 0 | 0 | 0 | 0 | 0 | 0 | 0 | 0 | 0 | 0 | 0 | 0
F2_Commercial_OR - Miscellaneous_New_Space Heating_Natural Gas_Hydronic Heating Radiator Replacement_A_Achievable Economic RVT Potential | F2 | Commercial | OR - Miscellaneous | New | Space Heating | Natural Gas | Hydronic Heating Radiator Replacement | A | Integrated Unit Summer Peak Savings (kW) | Achievable Economic RVT Potential | 0 | 0 | 0 | 0 | 0 | 0 | 0 | 0 | 0 | 0 | 0 | 0 | 0 | 0 | 0 | 0 | 0 | 0 | 0 | 0 | 0 | 0 | 0 | 0 | 0 | 0 | 0
F3_Commercial_OR - Miscellaneous_New_Space Heating_Natural Gas_Hydronic Heating Radiator Replacement_A_Achievable Economic RVT Potential | F3 | Commercial | OR - Miscellaneous | New | Space Heating | Natural Gas | Hydronic Heating Radiator Replacement | A | Integrated Unit Winter Peak Savings (kW) | Achievable Economic RVT Potential | 0 | 0 | 0 | 0 | 0 | 0 | 0 | 0 | 0 | 0 | 0 | 0 | 0 | 0 | 0 | 0 | 0 | 0 | 0 | 0 | 0 | 0 | 0 | 0 | 0 | 0 | 0
F4_Commercial_OR - Miscellaneous_New_Space Heating_Natural Gas_Hydronic Heating Radiator Replacement_A_Achievable Economic RVT Potential | F4 | Commercial | OR - Miscellaneous | New | Space Heating | Natural Gas | Hydronic Heating Radiator Replacement | A | Incremental Energy Savings (MWh or mTherms) | Achievable Economic RVT Potential | 0 | 0 | 0 | 0 | 0 | 0 | 0 | 0 | 0 | 0 | 0 | 0 | 0 | 0 | 0 | 0 | 0 | 0 | 0 | 0 | 0 | 0 | 0 | 0 | 0 | 0 | 0
F5_Commercial_OR - Miscellaneous_New_Space Heating_Natural Gas_Hydronic Heating Radiator Replacement_A_Achievable Economic RVT Potential | F5 | Commercial | OR - Miscellaneous | New | Space Heating | Natural Gas | Hydronic Heating Radiator Replacement | A | Incremental Summer Peak Savings (MW) | Achievable Economic RVT Potential | 0 | 0 | 0 | 0 | 0 | 0 | 0 | 0 | 0 | 0 | 0 | 0 | 0 | 0 | 0 | 0 | 0 | 0 | 0 | 0 | 0 | 0 | 0 | 0 | 0 | 0 | 0
F6_Commercial_OR - Miscellaneous_New_Space Heating_Natural Gas_Hydronic Heating Radiator Replacement_A_Achievable Economic RVT Potential | F6 | Commercial | OR - Miscellaneous | New | Space Heating | Natural Gas | Hydronic Heating Radiator Replacement | A | Incremental Winter Peak Savings (MW) | Achievable Economic RVT Potential | 0 | 0 | 0 | 0 | 0 | 0 | 0 | 0 | 0 | 0 | 0 | 0 | 0 | 0 | 0 | 0 | 0 | 0 | 0 | 0 | 0 | 0 | 0 | 0 | 0 | 0 | 0
F7_Commercial_OR - Miscellaneous_New_Space Heating_Natural Gas_Hydronic Heating Radiator Replacement_A_Achievable Economic RVT Potential | F7 | Commercial | OR - Miscellaneous | New | Space Heating | Natural Gas | Hydronic Heating Radiator Replacement | A | Cumulative Energy Savings (MWh or mTherms) | Achievable Economic RVT Potential | 0 | 0 | 0 | 0 | 0 | 0 | 0 | 0 | 0 | 0 | 0 | 0 | 0 | 0 | 0 | 0 | 0 | 0 | 0 | 0 | 0 | 0 | 0 | 0 | 0 | 0 | 0
F8_Commercial_OR - Miscellaneous_New_Space Heating_Natural Gas_Hydronic Heating Radiator Replacement_A_Achievable Economic RVT Potential | F8 | Commercial | OR - Miscellaneous | New | Space Heating | Natural Gas | Hydronic Heating Radiator Replacement | A | Cumulative Summer Peak Savings (MW) | Achievable Economic RVT Potential | 0 | 0 | 0 | 0 | 0 | 0 | 0 | 0 | 0 | 0 | 0 | 0 | 0 | 0 | 0 | 0 | 0 | 0 | 0 | 0 | 0 | 0 | 0 | 0 | 0 | 0 | 0
F9_Commercial_OR - Miscellaneous_New_Space Heating_Natural Gas_Hydronic Heating Radiator Replacement_A_Achievable Economic RVT Potential | F9 | Commercial | OR - Miscellaneous | New | Space Heating | Natural Gas | Hydronic Heating Radiator Replacement | A | Cumulative Winter Peak Savings (MW) | Achievable Economic RVT Potential | 0 | 0 | 0 | 0 | 0 | 0 | 0 | 0 | 0 | 0 | 0 | 0 | 0 | 0 | 0 | 0 | 0 | 0 | 0 | 0 | 0 | 0 | 0 | 0 | 0 | 0 | 0
F10_Commercial_OR - Miscellaneous_New_Space Heating_Natural Gas_Hydronic Heating Radiator Replacement_A_Achievable Economic RVT Potential | F10 | Commercial | OR - Miscellaneous | New | Space Heating | Natural Gas | Hydronic Heating Radiator Replacement | A | Purchases (Incremental) | Achievable Economic RVT Potential | 0 | 0 | 0 | 0 | 0 | 0 | 0 | 0 | 0 | 0 | 0 | 0 | 0 | 0 | 0 | 0 | 0 | 0 | 0 | 0 | 0 | 0 | 0 | 0 | 0 | 0 | 0
F11_Commercial_OR - Miscellaneous_New_Space Heating_Natural Gas_Hydronic Heating Radiator Replacement_A_Achievable Economic RVT Potential | F11 | Commercial | OR - Miscellaneous | New | Space Heating | Natural Gas | Hydronic Heating Radiator Replacement | A | Purchases (Cumulative) | Achievable Economic RVT Potential | 0 | 0 | 0 | 0 | 0 | 0 | 0 | 0 | 0 | 0 | 0 | 0 | 0 | 0 | 0 | 0 | 0 | 0 | 0 | 0 | 0 | 0 | 0 | 0 | 0 | 0 | 0
F1_Commercial_OR - Miscellaneous_New_Space Heating_Natural Gas_Thermostat - Connected_A_Achievable Economic RVT Potential | F1 | Commercial | OR - Miscellaneous | New | Space Heating | Natural Gas | Thermostat - Connected | A | Integrated Unit Energy Savings (kWh or therms) | Achievable Economic RVT Potential | 0 | 0 | 0 | 0 | 0 | 0 | 0 | 0 | 0 | 0 | 0 | 0 | 0 | 0 | 0 | 0 | 0 | 0 | 0 | 0 | 0 | 0 | 0 | 0 | 0 | 0 | 0
F2_Commercial_OR - Miscellaneous_New_Space Heating_Natural Gas_Thermostat - Connected_A_Achievable Economic RVT Potential | F2 | Commercial | OR - Miscellaneous | New | Space Heating | Natural Gas | Thermostat - Connected | A | Integrated Unit Summer Peak Savings (kW) | Achievable Economic RVT Potential | 0 | 0 | 0 | 0 | 0 | 0 | 0 | 0 | 0 | 0 | 0 | 0 | 0 | 0 | 0 | 0 | 0 | 0 | 0 | 0 | 0 | 0 | 0 | 0 | 0 | 0 | 0
F3_Commercial_OR - Miscellaneous_New_Space Heating_Natural Gas_Thermostat - Connected_A_Achievable Economic RVT Potential | F3 | Commercial | OR - Miscellaneous | New | Space Heating | Natural Gas | Thermostat - Connected | A | Integrated Unit Winter Peak Savings (kW) | Achievable Economic RVT Potential | 0 | 0 | 0 | 0 | 0 | 0 | 0 | 0 | 0 | 0 | 0 | 0 | 0 | 0 | 0 | 0 | 0 | 0 | 0 | 0 | 0 | 0 | 0 | 0 | 0 | 0 | 0
F4_Commercial_OR - Miscellaneous_New_Space Heating_Natural Gas_Thermostat - Connected_A_Achievable Economic RVT Potential | F4 | Commercial | OR - Miscellaneous | New | Space Heating | Natural Gas | Thermostat - Connected | A | Incremental Energy Savings (MWh or mTherms) | Achievable Economic RVT Potential | 0 | 0 | 0 | 0 | 0 | 0 | 0 | 0 | 0 | 0 | 0 | 0 | 0 | 0 | 0 | 0 | 0 | 0 | 0 | 0 | 0 | 0 | 0 | 0 | 0 | 0 | 0
F5_Commercial_OR - Miscellaneous_New_Space Heating_Natural Gas_Thermostat - Connected_A_Achievable Economic RVT Potential | F5 | Commercial | OR - Miscellaneous | New | Space Heating | Natural Gas | Thermostat - Connected | A | Incremental Summer Peak Savings (MW) | Achievable Economic RVT Potential | 0 | 0 | 0 | 0 | 0 | 0 | 0 | 0 | 0 | 0 | 0 | 0 | 0 | 0 | 0 | 0 | 0 | 0 | 0 | 0 | 0 | 0 | 0 | 0 | 0 | 0 | 0
F6_Commercial_OR - Miscellaneous_New_Space Heating_Natural Gas_Thermostat - Connected_A_Achievable Economic RVT Potential | F6 | Commercial | OR - Miscellaneous | New | Space Heating | Natural Gas | Thermostat - Connected | A | Incremental Winter Peak Savings (MW) | Achievable Economic RVT Potential | 0 | 0 | 0 | 0 | 0 | 0 | 0 | 0 | 0 | 0 | 0 | 0 | 0 | 0 | 0 | 0 | 0 | 0 | 0 | 0 | 0 | 0 | 0 | 0 | 0 | 0 | 0
F7_Commercial_OR - Miscellaneous_New_Space Heating_Natural Gas_Thermostat - Connected_A_Achievable Economic RVT Potential | F7 | Commercial | OR - Miscellaneous | New | Space Heating | Natural Gas | Thermostat - Connected | A | Cumulative Energy Savings (MWh or mTherms) | Achievable Economic RVT Potential | 0 | 0 | 0 | 0 | 0 | 0 | 0 | 0 | 0 | 0 | 0 | 0 | 0 | 0 | 0 | 0 | 0 | 0 | 0 | 0 | 0 | 0 | 0 | 0 | 0 | 0 | 0
F8_Commercial_OR - Miscellaneous_New_Space Heating_Natural Gas_Thermostat - Connected_A_Achievable Economic RVT Potential | F8 | Commercial | OR - Miscellaneous | New | Space Heating | Natural Gas | Thermostat - Connected | A | Cumulative Summer Peak Savings (MW) | Achievable Economic RVT Potential | 0 | 0 | 0 | 0 | 0 | 0 | 0 | 0 | 0 | 0 | 0 | 0 | 0 | 0 | 0 | 0 | 0 | 0 | 0 | 0 | 0 | 0 | 0 | 0 | 0 | 0 | 0
F9_Commercial_OR - Miscellaneous_New_Space Heating_Natural Gas_Thermostat - Connected_A_Achievable Economic RVT Potential | F9 | Commercial | OR - Miscellaneous | New | Space Heating | Natural Gas | Thermostat - Connected | A | Cumulative Winter Peak Savings (MW) | Achievable Economic RVT Potential | 0 | 0 | 0 | 0 | 0 | 0 | 0 | 0 | 0 | 0 | 0 | 0 | 0 | 0 | 0 | 0 | 0 | 0 | 0 | 0 | 0 | 0 | 0 | 0 | 0 | 0 | 0
F10_Commercial_OR - Miscellaneous_New_Space Heating_Natural Gas_Thermostat - Connected_A_Achievable Economic RVT Potential | F10 | Commercial | OR - Miscellaneous | New | Space Heating | Natural Gas | Thermostat - Connected | A | Purchases (Incremental) | Achievable Economic RVT Potential | 0 | 0 | 0 | 0 | 0 | 0 | 0 | 0 | 0 | 0 | 0 | 0 | 0 | 0 | 0 | 0 | 0 | 0 | 0 | 0 | 0 | 0 | 0 | 0 | 0 | 0 | 0
F11_Commercial_OR - Miscellaneous_New_Space Heating_Natural Gas_Thermostat - Connected_A_Achievable Economic RVT Potential | F11 | Commercial | OR - Miscellaneous | New | Space Heating | Natural Gas | Thermostat - Connected | A | Purchases (Cumulative) | Achievable Economic RVT Potential | 0 | 0 | 0 | 0 | 0 | 0 | 0 | 0 | 0 | 0 | 0 | 0 | 0 | 0 | 0 | 0 | 0 | 0 | 0 | 0 | 0 | 0 | 0 | 0 | 0 | 0 | 0
F1_Commercial_OR - Miscellaneous_New_Water Heating_Natural Gas_Water Heater - Thermostatic Shower Restriction Valve_A_Achievable Economic RVT Potential | F1 | Commercial | OR - Miscellaneous | New | Water Heating | Natural Gas | Water Heater - Thermostatic Shower Restriction Valve | A | Integrated Unit Energy Savings (kWh or therms) | Achievable Economic RVT Potential | 0 | 0 | 0 | 0 | 0 | 0 | 0 | 0 | 0 | 0 | 0 | 0 | 0 | 0 | 0 | 0 | 0 | 0 | 0 | 0 | 0 | 0 | 0 | 0 | 0 | 0 | 0
F2_Commercial_OR - Miscellaneous_New_Water Heating_Natural Gas_Water Heater - Thermostatic Shower Restriction Valve_A_Achievable Economic RVT Potential | F2 | Commercial | OR - Miscellaneous | New | Water Heating | Natural Gas | Water Heater - Thermostatic Shower Restriction Valve | A | Integrated Unit Summer Peak Savings (kW) | Achievable Economic RVT Potential | 0 | 0 | 0 | 0 | 0 | 0 | 0 | 0 | 0 | 0 | 0 | 0 | 0 | 0 | 0 | 0 | 0 | 0 | 0 | 0 | 0 | 0 | 0 | 0 | 0 | 0 | 0
F3_Commercial_OR - Miscellaneous_New_Water Heating_Natural Gas_Water Heater - Thermostatic Shower Restriction Valve_A_Achievable Economic RVT Potential | F3 | Commercial | OR - Miscellaneous | New | Water Heating | Natural Gas | Water Heater - Thermostatic Shower Restriction Valve | A | Integrated Unit Winter Peak Savings (kW) | Achievable Economic RVT Potential | 0 | 0 | 0 | 0 | 0 | 0 | 0 | 0 | 0 | 0 | 0 | 0 | 0 | 0 | 0 | 0 | 0 | 0 | 0 | 0 | 0 | 0 | 0 | 0 | 0 | 0 | 0
F4_Commercial_OR - Miscellaneous_New_Water Heating_Natural Gas_Water Heater - Thermostatic Shower Restriction Valve_A_Achievable Economic RVT Potential | F4 | Commercial | OR - Miscellaneous | New | Water Heating | Natural Gas | Water Heater - Thermostatic Shower Restriction Valve | A | Incremental Energy Savings (MWh or mTherms) | Achievable Economic RVT Potential | 0 | 0 | 0 | 0 | 0 | 0 | 0 | 0 | 0 | 0 | 0 | 0 | 0 | 0 | 0 | 0 | 0 | 0 | 0 | 0 | 0 | 0 | 0 | 0 | 0 | 0 | 0
F5_Commercial_OR - Miscellaneous_New_Water Heating_Natural Gas_Water Heater - Thermostatic Shower Restriction Valve_A_Achievable Economic RVT Potential | F5 | Commercial | OR - Miscellaneous | New | Water Heating | Natural Gas | Water Heater - Thermostatic Shower Restriction Valve | A | Incremental Summer Peak Savings (MW) | Achievable Economic RVT Potential | 0 | 0 | 0 | 0 | 0 | 0 | 0 | 0 | 0 | 0 | 0 | 0 | 0 | 0 | 0 | 0 | 0 | 0 | 0 | 0 | 0 | 0 | 0 | 0 | 0 | 0 | 0
F6_Commercial_OR - Miscellaneous_New_Water Heating_Natural Gas_Water Heater - Thermostatic Shower Restriction Valve_A_Achievable Economic RVT Potential | F6 | Commercial | OR - Miscellaneous | New | Water Heating | Natural Gas | Water Heater - Thermostatic Shower Restriction Valve | A | Incremental Winter Peak Savings (MW) | Achievable Economic RVT Potential | 0 | 0 | 0 | 0 | 0 | 0 | 0 | 0 | 0 | 0 | 0 | 0 | 0 | 0 | 0 | 0 | 0 | 0 | 0 | 0 | 0 | 0 | 0 | 0 | 0 | 0 | 0
F7_Commercial_OR - Miscellaneous_New_Water Heating_Natural Gas_Water Heater - Thermostatic Shower Restriction Valve_A_Achievable Economic RVT Potential | F7 | Commercial | OR - Miscellaneous | New | Water Heating | Natural Gas | Water Heater - Thermostatic Shower Restriction Valve | A | Cumulative Energy Savings (MWh or mTherms) | Achievable Economic RVT Potential | 0 | 0 | 0 | 0 | 0 | 0 | 0 | 0 | 0 | 0 | 0 | 0 | 0 | 0 | 0 | 0 | 0 | 0 | 0 | 0 | 0 | 0 | 0 | 0 | 0 | 0 | 0
F8_Commercial_OR - Miscellaneous_New_Water Heating_Natural Gas_Water Heater - Thermostatic Shower Restriction Valve_A_Achievable Economic RVT Potential | F8 | Commercial | OR - Miscellaneous | New | Water Heating | Natural Gas | Water Heater - Thermostatic Shower Restriction Valve | A | Cumulative Summer Peak Savings (MW) | Achievable Economic RVT Potential | 0 | 0 | 0 | 0 | 0 | 0 | 0 | 0 | 0 | 0 | 0 | 0 | 0 | 0 | 0 | 0 | 0 | 0 | 0 | 0 | 0 | 0 | 0 | 0 | 0 | 0 | 0
F9_Commercial_OR - Miscellaneous_New_Water Heating_Natural Gas_Water Heater - Thermostatic Shower Restriction Valve_A_Achievable Economic RVT Potential | F9 | Commercial | OR - Miscellaneous | New | Water Heating | Natural Gas | Water Heater - Thermostatic Shower Restriction Valve | A | Cumulative Winter Peak Savings (MW) | Achievable Economic RVT Potential | 0 | 0 | 0 | 0 | 0 | 0 | 0 | 0 | 0 | 0 | 0 | 0 | 0 | 0 | 0 | 0 | 0 | 0 | 0 | 0 | 0 | 0 | 0 | 0 | 0 | 0 | 0
F10_Commercial_OR - Miscellaneous_New_Water Heating_Natural Gas_Water Heater - Thermostatic Shower Restriction Valve_A_Achievable Economic RVT Potential | F10 | Commercial | OR - Miscellaneous | New | Water Heating | Natural Gas | Water Heater - Thermostatic Shower Restriction Valve | A | Purchases (Incremental) | Achievable Economic RVT Potential | 0 | 0 | 0 | 0 | 0 | 0 | 0 | 0 | 0 | 0 | 0 | 0 | 0 | 0 | 0 | 0 | 0 | 0 | 0 | 0 | 0 | 0 | 0 | 0 | 0 | 0 | 0
F11_Commercial_OR - Miscellaneous_New_Water Heating_Natural Gas_Water Heater - Thermostatic Shower Restriction Valve_A_Achievable Economic RVT Potential | F11 | Commercial | OR - Miscellaneous | New | Water Heating | Natural Gas | Water Heater - Thermostatic Shower Restriction Valve | A | Purchases (Cumulative) | Achievable Economic RVT Potential | 0 | 0 | 0 | 0 | 0 | 0 | 0 | 0 | 0 | 0 | 0 | 0 | 0 | 0 | 0 | 0 | 0 | 0 | 0 | 0 | 0 | 0 | 0 | 0 | 0 | 0 | 0
F1_Commercial_OR - Miscellaneous_New_Water Heating_Natural Gas_Water Heater - Pre-Rinse Spray Valve_A_Achievable Economic RVT Potential | F1 | Commercial | OR - Miscellaneous | New | Water Heating | Natural Gas | Water Heater - Pre-Rinse Spray Valve | A | Integrated Unit Energy Savings (kWh or therms) | Achievable Economic RVT Potential | 0 | 0 | 0 | 0 | 0 | 0 | 0 | 0 | 0 | 0 | 0 | 0 | 0 | 0 | 0 | 0 | 0 | 0 | 0 | 0 | 0 | 0 | 0 | 0 | 0 | 0 | 0
F2_Commercial_OR - Miscellaneous_New_Water Heating_Natural Gas_Water Heater - Pre-Rinse Spray Valve_A_Achievable Economic RVT Potential | F2 | Commercial | OR - Miscellaneous | New | Water Heating | Natural Gas | Water Heater - Pre-Rinse Spray Valve | A | Integrated Unit Summer Peak Savings (kW) | Achievable Economic RVT Potential | 0 | 0 | 0 | 0 | 0 | 0 | 0 | 0 | 0 | 0 | 0 | 0 | 0 | 0 | 0 | 0 | 0 | 0 | 0 | 0 | 0 | 0 | 0 | 0 | 0 | 0 | 0
F3_Commercial_OR - Miscellaneous_New_Water Heating_Natural Gas_Water Heater - Pre-Rinse Spray Valve_A_Achievable Economic RVT Potential | F3 | Commercial | OR - Miscellaneous | New | Water Heating | Natural Gas | Water Heater - Pre-Rinse Spray Valve | A | Integrated Unit Winter Peak Savings (kW) | Achievable Economic RVT Potential | 0 | 0 | 0 | 0 | 0 | 0 | 0 | 0 | 0 | 0 | 0 | 0 | 0 | 0 | 0 | 0 | 0 | 0 | 0 | 0 | 0 | 0 | 0 | 0 | 0 | 0 | 0
F4_Commercial_OR - Miscellaneous_New_Water Heating_Natural Gas_Water Heater - Pre-Rinse Spray Valve_A_Achievable Economic RVT Potential | F4 | Commercial | OR - Miscellaneous | New | Water Heating | Natural Gas | Water Heater - Pre-Rinse Spray Valve | A | Incremental Energy Savings (MWh or mTherms) | Achievable Economic RVT Potential | 0 | 0 | 0 | 0 | 0 | 0 | 0 | 0 | 0 | 0 | 0 | 0 | 0 | 0 | 0 | 0 | 0 | 0 | 0 | 0 | 0 | 0 | 0 | 0 | 0 | 0 | 0
F5_Commercial_OR - Miscellaneous_New_Water Heating_Natural Gas_Water Heater - Pre-Rinse Spray Valve_A_Achievable Economic RVT Potential | F5 | Commercial | OR - Miscellaneous | New | Water Heating | Natural Gas | Water Heater - Pre-Rinse Spray Valve | A | Incremental Summer Peak Savings (MW) | Achievable Economic RVT Potential | 0 | 0 | 0 | 0 | 0 | 0 | 0 | 0 | 0 | 0 | 0 | 0 | 0 | 0 | 0 | 0 | 0 | 0 | 0 | 0 | 0 | 0 | 0 | 0 | 0 | 0 | 0
F6_Commercial_OR - Miscellaneous_New_Water Heating_Natural Gas_Water Heater - Pre-Rinse Spray Valve_A_Achievable Economic RVT Potential | F6 | Commercial | OR - Miscellaneous | New | Water Heating | Natural Gas | Water Heater - Pre-Rinse Spray Valve | A | Incremental Winter Peak Savings (MW) | Achievable Economic RVT Potential | 0 | 0 | 0 | 0 | 0 | 0 | 0 | 0 | 0 | 0 | 0 | 0 | 0 | 0 | 0 | 0 | 0 | 0 | 0 | 0 | 0 | 0 | 0 | 0 | 0 | 0 | 0
F7_Commercial_OR - Miscellaneous_New_Water Heating_Natural Gas_Water Heater - Pre-Rinse Spray Valve_A_Achievable Economic RVT Potential | F7 | Commercial | OR - Miscellaneous | New | Water Heating | Natural Gas | Water Heater - Pre-Rinse Spray Valve | A | Cumulative Energy Savings (MWh or mTherms) | Achievable Economic RVT Potential | 0 | 0 | 0 | 0 | 0 | 0 | 0 | 0 | 0 | 0 | 0 | 0 | 0 | 0 | 0 | 0 | 0 | 0 | 0 | 0 | 0 | 0 | 0 | 0 | 0 | 0 | 0
F8_Commercial_OR - Miscellaneous_New_Water Heating_Natural Gas_Water Heater - Pre-Rinse Spray Valve_A_Achievable Economic RVT Potential | F8 | Commercial | OR - Miscellaneous | New | Water Heating | Natural Gas | Water Heater - Pre-Rinse Spray Valve | A | Cumulative Summer Peak Savings (MW) | Achievable Economic RVT Potential | 0 | 0 | 0 | 0 | 0 | 0 | 0 | 0 | 0 | 0 | 0 | 0 | 0 | 0 | 0 | 0 | 0 | 0 | 0 | 0 | 0 | 0 | 0 | 0 | 0 | 0 | 0
F9_Commercial_OR - Miscellaneous_New_Water Heating_Natural Gas_Water Heater - Pre-Rinse Spray Valve_A_Achievable Economic RVT Potential | F9 | Commercial | OR - Miscellaneous | New | Water Heating | Natural Gas | Water Heater - Pre-Rinse Spray Valve | A | Cumulative Winter Peak Savings (MW) | Achievable Economic RVT Potential | 0 | 0 | 0 | 0 | 0 | 0 | 0 | 0 | 0 | 0 | 0 | 0 | 0 | 0 | 0 | 0 | 0 | 0 | 0 | 0 | 0 | 0 | 0 | 0 | 0 | 0 | 0
F10_Commercial_OR - Miscellaneous_New_Water Heating_Natural Gas_Water Heater - Pre-Rinse Spray Valve_A_Achievable Economic RVT Potential | F10 | Commercial | OR - Miscellaneous | New | Water Heating | Natural Gas | Water Heater - Pre-Rinse Spray Valve | A | Purchases (Incremental) | Achievable Economic RVT Potential | 0 | 0 | 0 | 0 | 0 | 0 | 0 | 0 | 0 | 0 | 0 | 0 | 0 | 0 | 0 | 0 | 0 | 0 | 0 | 0 | 0 | 0 | 0 | 0 | 0 | 0 | 0
F11_Commercial_OR - Miscellaneous_New_Water Heating_Natural Gas_Water Heater - Pre-Rinse Spray Valve_A_Achievable Economic RVT Potential | F11 | Commercial | OR - Miscellaneous | New | Water Heating | Natural Gas | Water Heater - Pre-Rinse Spray Valve | A | Purchases (Cumulative) | Achievable Economic RVT Potential | 0 | 0 | 0 | 0 | 0 | 0 | 0 | 0 | 0 | 0 | 0 | 0 | 0 | 0 | 0 | 0 | 0 | 0 | 0 | 0 | 0 | 0 | 0 | 0 | 0 | 0 | 0
F1_Commercial_OR - Miscellaneous_New_Water Heating_Natural Gas_Water Heater - Temperature Setback_A_Achievable Economic RVT Potential | F1 | Commercial | OR - Miscellaneous | New | Water Heating | Natural Gas | Water Heater - Temperature Setback | A | Integrated Unit Energy Savings (kWh or therms) | Achievable Economic RVT Potential | 0 | 0 | 0 | 0 | 0 | 0 | 0 | 0 | 0 | 0 | 0 | 0 | 0 | 0 | 0 | 0 | 0 | 0 | 0 | 0 | 0 | 0 | 0 | 0 | 0 | 0 | 0
F2_Commercial_OR - Miscellaneous_New_Water Heating_Natural Gas_Water Heater - Temperature Setback_A_Achievable Economic RVT Potential | F2 | Commercial | OR - Miscellaneous | New | Water Heating | Natural Gas | Water Heater - Temperature Setback | A | Integrated Unit Summer Peak Savings (kW) | Achievable Economic RVT Potential | 0 | 0 | 0 | 0 | 0 | 0 | 0 | 0 | 0 | 0 | 0 | 0 | 0 | 0 | 0 | 0 | 0 | 0 | 0 | 0 | 0 | 0 | 0 | 0 | 0 | 0 | 0
F3_Commercial_OR - Miscellaneous_New_Water Heating_Natural Gas_Water Heater - Temperature Setback_A_Achievable Economic RVT Potential | F3 | Commercial | OR - Miscellaneous | New | Water Heating | Natural Gas | Water Heater - Temperature Setback | A | Integrated Unit Winter Peak Savings (kW) | Achievable Economic RVT Potential | 0 | 0 | 0 | 0 | 0 | 0 | 0 | 0 | 0 | 0 | 0 | 0 | 0 | 0 | 0 | 0 | 0 | 0 | 0 | 0 | 0 | 0 | 0 | 0 | 0 | 0 | 0
F4_Commercial_OR - Miscellaneous_New_Water Heating_Natural Gas_Water Heater - Temperature Setback_A_Achievable Economic RVT Potential | F4 | Commercial | OR - Miscellaneous | New | Water Heating | Natural Gas | Water Heater - Temperature Setback | A | Incremental Energy Savings (MWh or mTherms) | Achievable Economic RVT Potential | 0 | 0 | 0 | 0 | 0 | 0 | 0 | 0 | 0 | 0 | 0 | 0 | 0 | 0 | 0 | 0 | 0 | 0 | 0 | 0 | 0 | 0 | 0 | 0 | 0 | 0 | 0
F5_Commercial_OR - Miscellaneous_New_Water Heating_Natural Gas_Water Heater - Temperature Setback_A_Achievable Economic RVT Potential | F5 | Commercial | OR - Miscellaneous | New | Water Heating | Natural Gas | Water Heater - Temperature Setback | A | Incremental Summer Peak Savings (MW) | Achievable Economic RVT Potential | 0 | 0 | 0 | 0 | 0 | 0 | 0 | 0 | 0 | 0 | 0 | 0 | 0 | 0 | 0 | 0 | 0 | 0 | 0 | 0 | 0 | 0 | 0 | 0 | 0 | 0 | 0
F6_Commercial_OR - Miscellaneous_New_Water Heating_Natural Gas_Water Heater - Temperature Setback_A_Achievable Economic RVT Potential | F6 | Commercial | OR - Miscellaneous | New | Water Heating | Natural Gas | Water Heater - Temperature Setback | A | Incremental Winter Peak Savings (MW) | Achievable Economic RVT Potential | 0 | 0 | 0 | 0 | 0 | 0 | 0 | 0 | 0 | 0 | 0 | 0 | 0 | 0 | 0 | 0 | 0 | 0 | 0 | 0 | 0 | 0 | 0 | 0 | 0 | 0 | 0
F7_Commercial_OR - Miscellaneous_New_Water Heating_Natural Gas_Water Heater - Temperature Setback_A_Achievable Economic RVT Potential | F7 | Commercial | OR - Miscellaneous | New | Water Heating | Natural Gas | Water Heater - Temperature Setback | A | Cumulative Energy Savings (MWh or mTherms) | Achievable Economic RVT Potential | 0 | 0 | 0 | 0 | 0 | 0 | 0 | 0 | 0 | 0 | 0 | 0 | 0 | 0 | 0 | 0 | 0 | 0 | 0 | 0 | 0 | 0 | 0 | 0 | 0 | 0 | 0
F8_Commercial_OR - Miscellaneous_New_Water Heating_Natural Gas_Water Heater - Temperature Setback_A_Achievable Economic RVT Potential | F8 | Commercial | OR - Miscellaneous | New | Water Heating | Natural Gas | Water Heater - Temperature Setback | A | Cumulative Summer Peak Savings (MW) | Achievable Economic RVT Potential | 0 | 0 | 0 | 0 | 0 | 0 | 0 | 0 | 0 | 0 | 0 | 0 | 0 | 0 | 0 | 0 | 0 | 0 | 0 | 0 | 0 | 0 | 0 | 0 | 0 | 0 | 0
F9_Commercial_OR - Miscellaneous_New_Water Heating_Natural Gas_Water Heater - Temperature Setback_A_Achievable Economic RVT Potential | F9 | Commercial | OR - Miscellaneous | New | Water Heating | Natural Gas | Water Heater - Temperature Setback | A | Cumulative Winter Peak Savings (MW) | Achievable Economic RVT Potential | 0 | 0 | 0 | 0 | 0 | 0 | 0 | 0 | 0 | 0 | 0 | 0 | 0 | 0 | 0 | 0 | 0 | 0 | 0 | 0 | 0 | 0 | 0 | 0 | 0 | 0 | 0
F10_Commercial_OR - Miscellaneous_New_Water Heating_Natural Gas_Water Heater - Temperature Setback_A_Achievable Economic RVT Potential | F10 | Commercial | OR - Miscellaneous | New | Water Heating | Natural Gas | Water Heater - Temperature Setback | A | Purchases (Incremental) | Achievable Economic RVT Potential | 0 | 0 | 0 | 0 | 0 | 0 | 0 | 0 | 0 | 0 | 0 | 0 | 0 | 0 | 0 | 0 | 0 | 0 | 0 | 0 | 0 | 0 | 0 | 0 | 0 | 0 | 0
F11_Commercial_OR - Miscellaneous_New_Water Heating_Natural Gas_Water Heater - Temperature Setback_A_Achievable Economic RVT Potential | F11 | Commercial | OR - Miscellaneous | New | Water Heating | Natural Gas | Water Heater - Temperature Setback | A | Purchases (Cumulative) | Achievable Economic RVT Potential | 0 | 0 | 0 | 0 | 0 | 0 | 0 | 0 | 0 | 0 | 0 | 0 | 0 | 0 | 0 | 0 | 0 | 0 | 0 | 0 | 0 | 0 | 0 | 0 | 0 | 0 | 0
F1_Commercial_OR - Miscellaneous_New_Water Heating_Natural Gas_Water Heater - Faucet Aerators_A_Achievable Economic RVT Potential | F1 | Commercial | OR - Miscellaneous | New | Water Heating | Natural Gas | Water Heater - Faucet Aerators | A | Integrated Unit Energy Savings (kWh or therms) | Achievable Economic RVT Potential | 0 | 0 | 0 | 0 | 0 | 0 | 0 | 0 | 0 | 0 | 0 | 0 | 0 | 0 | 0 | 0 | 0 | 0 | 0 | 0 | 0 | 0 | 0 | 0 | 0 | 0 | 0
F2_Commercial_OR - Miscellaneous_New_Water Heating_Natural Gas_Water Heater - Faucet Aerators_A_Achievable Economic RVT Potential | F2 | Commercial | OR - Miscellaneous | New | Water Heating | Natural Gas | Water Heater - Faucet Aerators | A | Integrated Unit Summer Peak Savings (kW) | Achievable Economic RVT Potential | 0 | 0 | 0 | 0 | 0 | 0 | 0 | 0 | 0 | 0 | 0 | 0 | 0 | 0 | 0 | 0 | 0 | 0 | 0 | 0 | 0 | 0 | 0 | 0 | 0 | 0 | 0
F3_Commercial_OR - Miscellaneous_New_Water Heating_Natural Gas_Water Heater - Faucet Aerators_A_Achievable Economic RVT Potential | F3 | Commercial | OR - Miscellaneous | New | Water Heating | Natural Gas | Water Heater - Faucet Aerators | A | Integrated Unit Winter Peak Savings (kW) | Achievable Economic RVT Potential | 0 | 0 | 0 | 0 | 0 | 0 | 0 | 0 | 0 | 0 | 0 | 0 | 0 | 0 | 0 | 0 | 0 | 0 | 0 | 0 | 0 | 0 | 0 | 0 | 0 | 0 | 0
F4_Commercial_OR - Miscellaneous_New_Water Heating_Natural Gas_Water Heater - Faucet Aerators_A_Achievable Economic RVT Potential | F4 | Commercial | OR - Miscellaneous | New | Water Heating | Natural Gas | Water Heater - Faucet Aerators | A | Incremental Energy Savings (MWh or mTherms) | Achievable Economic RVT Potential | 0 | 0 | 0 | 0 | 0 | 0 | 0 | 0 | 0 | 0 | 0 | 0 | 0 | 0 | 0 | 0 | 0 | 0 | 0 | 0 | 0 | 0 | 0 | 0 | 0 | 0 | 0
F5_Commercial_OR - Miscellaneous_New_Water Heating_Natural Gas_Water Heater - Faucet Aerators_A_Achievable Economic RVT Potential | F5 | Commercial | OR - Miscellaneous | New | Water Heating | Natural Gas | Water Heater - Faucet Aerators | A | Incremental Summer Peak Savings (MW) | Achievable Economic RVT Potential | 0 | 0 | 0 | 0 | 0 | 0 | 0 | 0 | 0 | 0 | 0 | 0 | 0 | 0 | 0 | 0 | 0 | 0 | 0 | 0 | 0 | 0 | 0 | 0 | 0 | 0 | 0
F6_Commercial_OR - Miscellaneous_New_Water Heating_Natural Gas_Water Heater - Faucet Aerators_A_Achievable Economic RVT Potential | F6 | Commercial | OR - Miscellaneous | New | Water Heating | Natural Gas | Water Heater - Faucet Aerators | A | Incremental Winter Peak Savings (MW) | Achievable Economic RVT Potential | 0 | 0 | 0 | 0 | 0 | 0 | 0 | 0 | 0 | 0 | 0 | 0 | 0 | 0 | 0 | 0 | 0 | 0 | 0 | 0 | 0 | 0 | 0 | 0 | 0 | 0 | 0
F7_Commercial_OR - Miscellaneous_New_Water Heating_Natural Gas_Water Heater - Faucet Aerators_A_Achievable Economic RVT Potential | F7 | Commercial | OR - Miscellaneous | New | Water Heating | Natural Gas | Water Heater - Faucet Aerators | A | Cumulative Energy Savings (MWh or mTherms) | Achievable Economic RVT Potential | 0 | 0 | 0 | 0 | 0 | 0 | 0 | 0 | 0 | 0 | 0 | 0 | 0 | 0 | 0 | 0 | 0 | 0 | 0 | 0 | 0 | 0 | 0 | 0 | 0 | 0 | 0
F8_Commercial_OR - Miscellaneous_New_Water Heating_Natural Gas_Water Heater - Faucet Aerators_A_Achievable Economic RVT Potential | F8 | Commercial | OR - Miscellaneous | New | Water Heating | Natural Gas | Water Heater - Faucet Aerators | A | Cumulative Summer Peak Savings (MW) | Achievable Economic RVT Potential | 0 | 0 | 0 | 0 | 0 | 0 | 0 | 0 | 0 | 0 | 0 | 0 | 0 | 0 | 0 | 0 | 0 | 0 | 0 | 0 | 0 | 0 | 0 | 0 | 0 | 0 | 0
F9_Commercial_OR - Miscellaneous_New_Water Heating_Natural Gas_Water Heater - Faucet Aerators_A_Achievable Economic RVT Potential | F9 | Commercial | OR - Miscellaneous | New | Water Heating | Natural Gas | Water Heater - Faucet Aerators | A | Cumulative Winter Peak Savings (MW) | Achievable Economic RVT Potential | 0 | 0 | 0 | 0 | 0 | 0 | 0 | 0 | 0 | 0 | 0 | 0 | 0 | 0 | 0 | 0 | 0 | 0 | 0 | 0 | 0 | 0 | 0 | 0 | 0 | 0 | 0
F10_Commercial_OR - Miscellaneous_New_Water Heating_Natural Gas_Water Heater - Faucet Aerators_A_Achievable Economic RVT Potential | F10 | Commercial | OR - Miscellaneous | New | Water Heating | Natural Gas | Water Heater - Faucet Aerators | A | Purchases (Incremental) | Achievable Economic RVT Potential | 0 | 0 | 0 | 0 | 0 | 0 | 0 | 0 | 0 | 0 | 0 | 0 | 0 | 0 | 0 | 0 | 0 | 0 | 0 | 0 | 0 | 0 | 0 | 0 | 0 | 0 | 0
F11_Commercial_OR - Miscellaneous_New_Water Heating_Natural Gas_Water Heater - Faucet Aerators_A_Achievable Economic RVT Potential | F11 | Commercial | OR - Miscellaneous | New | Water Heating | Natural Gas | Water Heater - Faucet Aerators | A | Purchases (Cumulative) | Achievable Economic RVT Potential | 0 | 0 | 0 | 0 | 0 | 0 | 0 | 0 | 0 | 0 | 0 | 0 | 0 | 0 | 0 | 0 | 0 | 0 | 0 | 0 | 0 | 0 | 0 | 0 | 0 | 0 | 0
F1_Commercial_OR - Miscellaneous_New_Water Heating_Natural Gas_Water Heater - Low-Flow Showerheads_A_Achievable Economic RVT Potential | F1 | Commercial | OR - Miscellaneous | New | Water Heating | Natural Gas | Water Heater - Low-Flow Showerheads | A | Integrated Unit Energy Savings (kWh or therms) | Achievable Economic RVT Potential | 0 | 0 | 0 | 0 | 0 | 0 | 0 | 0 | 0 | 0 | 0 | 0 | 0 | 0 | 0 | 0 | 0 | 0 | 0 | 0 | 0 | 0 | 0 | 0 | 0 | 0 | 0
F2_Commercial_OR - Miscellaneous_New_Water Heating_Natural Gas_Water Heater - Low-Flow Showerheads_A_Achievable Economic RVT Potential | F2 | Commercial | OR - Miscellaneous | New | Water Heating | Natural Gas | Water Heater - Low-Flow Showerheads | A | Integrated Unit Summer Peak Savings (kW) | Achievable Economic RVT Potential | 0 | 0 | 0 | 0 | 0 | 0 | 0 | 0 | 0 | 0 | 0 | 0 | 0 | 0 | 0 | 0 | 0 | 0 | 0 | 0 | 0 | 0 | 0 | 0 | 0 | 0 | 0
F3_Commercial_OR - Miscellaneous_New_Water Heating_Natural Gas_Water Heater - Low-Flow Showerheads_A_Achievable Economic RVT Potential | F3 | Commercial | OR - Miscellaneous | New | Water Heating | Natural Gas | Water Heater - Low-Flow Showerheads | A | Integrated Unit Winter Peak Savings (kW) | Achievable Economic RVT Potential | 0 | 0 | 0 | 0 | 0 | 0 | 0 | 0 | 0 | 0 | 0 | 0 | 0 | 0 | 0 | 0 | 0 | 0 | 0 | 0 | 0 | 0 | 0 | 0 | 0 | 0 | 0
F4_Commercial_OR - Miscellaneous_New_Water Heating_Natural Gas_Water Heater - Low-Flow Showerheads_A_Achievable Economic RVT Potential | F4 | Commercial | OR - Miscellaneous | New | Water Heating | Natural Gas | Water Heater - Low-Flow Showerheads | A | Incremental Energy Savings (MWh or mTherms) | Achievable Economic RVT Potential | 0 | 0 | 0 | 0 | 0 | 0 | 0 | 0 | 0 | 0 | 0 | 0 | 0 | 0 | 0 | 0 | 0 | 0 | 0 | 0 | 0 | 0 | 0 | 0 | 0 | 0 | 0
F5_Commercial_OR - Miscellaneous_New_Water Heating_Natural Gas_Water Heater - Low-Flow Showerheads_A_Achievable Economic RVT Potential | F5 | Commercial | OR - Miscellaneous | New | Water Heating | Natural Gas | Water Heater - Low-Flow Showerheads | A | Incremental Summer Peak Savings (MW) | Achievable Economic RVT Potential | 0 | 0 | 0 | 0 | 0 | 0 | 0 | 0 | 0 | 0 | 0 | 0 | 0 | 0 | 0 | 0 | 0 | 0 | 0 | 0 | 0 | 0 | 0 | 0 | 0 | 0 | 0
F6_Commercial_OR - Miscellaneous_New_Water Heating_Natural Gas_Water Heater - Low-Flow Showerheads_A_Achievable Economic RVT Potential | F6 | Commercial | OR - Miscellaneous | New | Water Heating | Natural Gas | Water Heater - Low-Flow Showerheads | A | Incremental Winter Peak Savings (MW) | Achievable Economic RVT Potential | 0 | 0 | 0 | 0 | 0 | 0 | 0 | 0 | 0 | 0 | 0 | 0 | 0 | 0 | 0 | 0 | 0 | 0 | 0 | 0 | 0 | 0 | 0 | 0 | 0 | 0 | 0
F7_Commercial_OR - Miscellaneous_New_Water Heating_Natural Gas_Water Heater - Low-Flow Showerheads_A_Achievable Economic RVT Potential | F7 | Commercial | OR - Miscellaneous | New | Water Heating | Natural Gas | Water Heater - Low-Flow Showerheads | A | Cumulative Energy Savings (MWh or mTherms) | Achievable Economic RVT Potential | 0 | 0 | 0 | 0 | 0 | 0 | 0 | 0 | 0 | 0 | 0 | 0 | 0 | 0 | 0 | 0 | 0 | 0 | 0 | 0 | 0 | 0 | 0 | 0 | 0 | 0 | 0
F8_Commercial_OR - Miscellaneous_New_Water Heating_Natural Gas_Water Heater - Low-Flow Showerheads_A_Achievable Economic RVT Potential | F8 | Commercial | OR - Miscellaneous | New | Water Heating | Natural Gas | Water Heater - Low-Flow Showerheads | A | Cumulative Summer Peak Savings (MW) | Achievable Economic RVT Potential | 0 | 0 | 0 | 0 | 0 | 0 | 0 | 0 | 0 | 0 | 0 | 0 | 0 | 0 | 0 | 0 | 0 | 0 | 0 | 0 | 0 | 0 | 0 | 0 | 0 | 0 | 0
F9_Commercial_OR - Miscellaneous_New_Water Heating_Natural Gas_Water Heater - Low-Flow Showerheads_A_Achievable Economic RVT Potential | F9 | Commercial | OR - Miscellaneous | New | Water Heating | Natural Gas | Water Heater - Low-Flow Showerheads | A | Cumulative Winter Peak Savings (MW) | Achievable Economic RVT Potential | 0 | 0 | 0 | 0 | 0 | 0 | 0 | 0 | 0 | 0 | 0 | 0 | 0 | 0 | 0 | 0 | 0 | 0 | 0 | 0 | 0 | 0 | 0 | 0 | 0 | 0 | 0
F10_Commercial_OR - Miscellaneous_New_Water Heating_Natural Gas_Water Heater - Low-Flow Showerheads_A_Achievable Economic RVT Potential | F10 | Commercial | OR - Miscellaneous | New | Water Heating | Natural Gas | Water Heater - Low-Flow Showerheads | A | Purchases (Incremental) | Achievable Economic RVT Potential | 0 | 0 | 0 | 0 | 0 | 0 | 0 | 0 | 0 | 0 | 0 | 0 | 0 | 0 | 0 | 0 | 0 | 0 | 0 | 0 | 0 | 0 | 0 | 0 | 0 | 0 | 0
F11_Commercial_OR - Miscellaneous_New_Water Heating_Natural Gas_Water Heater - Low-Flow Showerheads_A_Achievable Economic RVT Potential | F11 | Commercial | OR - Miscellaneous | New | Water Heating | Natural Gas | Water Heater - Low-Flow Showerheads | A | Purchases (Cumulative) | Achievable Economic RVT Potential | 0 | 0 | 0 | 0 | 0 | 0 | 0 | 0 | 0 | 0 | 0 | 0 | 0 | 0 | 0 | 0 | 0 | 0 | 0 | 0 | 0 | 0 | 0 | 0 | 0 | 0 | 0
F1_Commercial_OR - Miscellaneous_New_Water Heating_Natural Gas_Water Heater - Tank Blanket/Insulation_A_Achievable Economic RVT Potential | F1 | Commercial | OR - Miscellaneous | New | Water Heating | Natural Gas | Water Heater - Tank Blanket/Insulation | A | Integrated Unit Energy Savings (kWh or therms) | Achievable Economic RVT Potential | 0 | 0 | 0 | 0 | 0 | 0 | 0 | 0 | 0 | 0 | 0 | 0 | 0 | 0 | 0 | 0 | 0 | 0 | 0 | 0 | 0 | 0 | 0 | 0 | 0 | 0 | 0
F2_Commercial_OR - Miscellaneous_New_Water Heating_Natural Gas_Water Heater - Tank Blanket/Insulation_A_Achievable Economic RVT Potential | F2 | Commercial | OR - Miscellaneous | New | Water Heating | Natural Gas | Water Heater - Tank Blanket/Insulation | A | Integrated Unit Summer Peak Savings (kW) | Achievable Economic RVT Potential | 0 | 0 | 0 | 0 | 0 | 0 | 0 | 0 | 0 | 0 | 0 | 0 | 0 | 0 | 0 | 0 | 0 | 0 | 0 | 0 | 0 | 0 | 0 | 0 | 0 | 0 | 0
F3_Commercial_OR - Miscellaneous_New_Water Heating_Natural Gas_Water Heater - Tank Blanket/Insulation_A_Achievable Economic RVT Potential | F3 | Commercial | OR - Miscellaneous | New | Water Heating | Natural Gas | Water Heater - Tank Blanket/Insulation | A | Integrated Unit Winter Peak Savings (kW) | Achievable Economic RVT Potential | 0 | 0 | 0 | 0 | 0 | 0 | 0 | 0 | 0 | 0 | 0 | 0 | 0 | 0 | 0 | 0 | 0 | 0 | 0 | 0 | 0 | 0 | 0 | 0 | 0 | 0 | 0
F4_Commercial_OR - Miscellaneous_New_Water Heating_Natural Gas_Water Heater - Tank Blanket/Insulation_A_Achievable Economic RVT Potential | F4 | Commercial | OR - Miscellaneous | New | Water Heating | Natural Gas | Water Heater - Tank Blanket/Insulation | A | Incremental Energy Savings (MWh or mTherms) | Achievable Economic RVT Potential | 0 | 0 | 0 | 0 | 0 | 0 | 0 | 0 | 0 | 0 | 0 | 0 | 0 | 0 | 0 | 0 | 0 | 0 | 0 | 0 | 0 | 0 | 0 | 0 | 0 | 0 | 0
F5_Commercial_OR - Miscellaneous_New_Water Heating_Natural Gas_Water Heater - Tank Blanket/Insulation_A_Achievable Economic RVT Potential | F5 | Commercial | OR - Miscellaneous | New | Water Heating | Natural Gas | Water Heater - Tank Blanket/Insulation | A | Incremental Summer Peak Savings (MW) | Achievable Economic RVT Potential | 0 | 0 | 0 | 0 | 0 | 0 | 0 | 0 | 0 | 0 | 0 | 0 | 0 | 0 | 0 | 0 | 0 | 0 | 0 | 0 | 0 | 0 | 0 | 0 | 0 | 0 | 0
F6_Commercial_OR - Miscellaneous_New_Water Heating_Natural Gas_Water Heater - Tank Blanket/Insulation_A_Achievable Economic RVT Potential | F6 | Commercial | OR - Miscellaneous | New | Water Heating | Natural Gas | Water Heater - Tank Blanket/Insulation | A | Incremental Winter Peak Savings (MW) | Achievable Economic RVT Potential | 0 | 0 | 0 | 0 | 0 | 0 | 0 | 0 | 0 | 0 | 0 | 0 | 0 | 0 | 0 | 0 | 0 | 0 | 0 | 0 | 0 | 0 | 0 | 0 | 0 | 0 | 0
F7_Commercial_OR - Miscellaneous_New_Water Heating_Natural Gas_Water Heater - Tank Blanket/Insulation_A_Achievable Economic RVT Potential | F7 | Commercial | OR - Miscellaneous | New | Water Heating | Natural Gas | Water Heater - Tank Blanket/Insulation | A | Cumulative Energy Savings (MWh or mTherms) | Achievable Economic RVT Potential | 0 | 0 | 0 | 0 | 0 | 0 | 0 | 0 | 0 | 0 | 0 | 0 | 0 | 0 | 0 | 0 | 0 | 0 | 0 | 0 | 0 | 0 | 0 | 0 | 0 | 0 | 0
F8_Commercial_OR - Miscellaneous_New_Water Heating_Natural Gas_Water Heater - Tank Blanket/Insulation_A_Achievable Economic RVT Potential | F8 | Commercial | OR - Miscellaneous | New | Water Heating | Natural Gas | Water Heater - Tank Blanket/Insulation | A | Cumulative Summer Peak Savings (MW) | Achievable Economic RVT Potential | 0 | 0 | 0 | 0 | 0 | 0 | 0 | 0 | 0 | 0 | 0 | 0 | 0 | 0 | 0 | 0 | 0 | 0 | 0 | 0 | 0 | 0 | 0 | 0 | 0 | 0 | 0
F9_Commercial_OR - Miscellaneous_New_Water Heating_Natural Gas_Water Heater - Tank Blanket/Insulation_A_Achievable Economic RVT Potential | F9 | Commercial | OR - Miscellaneous | New | Water Heating | Natural Gas | Water Heater - Tank Blanket/Insulation | A | Cumulative Winter Peak Savings (MW) | Achievable Economic RVT Potential | 0 | 0 | 0 | 0 | 0 | 0 | 0 | 0 | 0 | 0 | 0 | 0 | 0 | 0 | 0 | 0 | 0 | 0 | 0 | 0 | 0 | 0 | 0 | 0 | 0 | 0 | 0
F10_Commercial_OR - Miscellaneous_New_Water Heating_Natural Gas_Water Heater - Tank Blanket/Insulation_A_Achievable Economic RVT Potential | F10 | Commercial | OR - Miscellaneous | New | Water Heating | Natural Gas | Water Heater - Tank Blanket/Insulation | A | Purchases (Incremental) | Achievable Economic RVT Potential | 0 | 0 | 0 | 0 | 0 | 0 | 0 | 0 | 0 | 0 | 0 | 0 | 0 | 0 | 0 | 0 | 0 | 0 | 0 | 0 | 0 | 0 | 0 | 0 | 0 | 0 | 0
F11_Commercial_OR - Miscellaneous_New_Water Heating_Natural Gas_Water Heater - Tank Blanket/Insulation_A_Achievable Economic RVT Potential | F11 | Commercial | OR - Miscellaneous | New | Water Heating | Natural Gas | Water Heater - Tank Blanket/Insulation | A | Purchases (Cumulative) | Achievable Economic RVT Potential | 0 | 0 | 0 | 0 | 0 | 0 | 0 | 0 | 0 | 0 | 0 | 0 | 0 | 0 | 0 | 0 | 0 | 0 | 0 | 0 | 0 | 0 | 0 | 0 | 0 | 0 | 0
F1_Commercial_OR - Miscellaneous_New_Water Heating_Natural Gas_Water Heater - Drainwater Heat Recovery_A_Achievable Economic RVT Potential | F1 | Commercial | OR - Miscellaneous | New | Water Heating | Natural Gas | Water Heater - Drainwater Heat Recovery | A | Integrated Unit Energy Savings (kWh or therms) | Achievable Economic RVT Potential | 0 | 0 | 0 | 0 | 0 | 0 | 0 | 0 | 0 | 0 | 0 | 0 | 0 | 0 | 0 | 0 | 0 | 0 | 0 | 0 | 0 | 0 | 0 | 0 | 0 | 0 | 0
F2_Commercial_OR - Miscellaneous_New_Water Heating_Natural Gas_Water Heater - Drainwater Heat Recovery_A_Achievable Economic RVT Potential | F2 | Commercial | OR - Miscellaneous | New | Water Heating | Natural Gas | Water Heater - Drainwater Heat Recovery | A | Integrated Unit Summer Peak Savings (kW) | Achievable Economic RVT Potential | 0 | 0 | 0 | 0 | 0 | 0 | 0 | 0 | 0 | 0 | 0 | 0 | 0 | 0 | 0 | 0 | 0 | 0 | 0 | 0 | 0 | 0 | 0 | 0 | 0 | 0 | 0
F3_Commercial_OR - Miscellaneous_New_Water Heating_Natural Gas_Water Heater - Drainwater Heat Recovery_A_Achievable Economic RVT Potential | F3 | Commercial | OR - Miscellaneous | New | Water Heating | Natural Gas | Water Heater - Drainwater Heat Recovery | A | Integrated Unit Winter Peak Savings (kW) | Achievable Economic RVT Potential | 0 | 0 | 0 | 0 | 0 | 0 | 0 | 0 | 0 | 0 | 0 | 0 | 0 | 0 | 0 | 0 | 0 | 0 | 0 | 0 | 0 | 0 | 0 | 0 | 0 | 0 | 0
F4_Commercial_OR - Miscellaneous_New_Water Heating_Natural Gas_Water Heater - Drainwater Heat Recovery_A_Achievable Economic RVT Potential | F4 | Commercial | OR - Miscellaneous | New | Water Heating | Natural Gas | Water Heater - Drainwater Heat Recovery | A | Incremental Energy Savings (MWh or mTherms) | Achievable Economic RVT Potential | 0 | 0 | 0 | 0 | 0 | 0 | 0 | 0 | 0 | 0 | 0 | 0 | 0 | 0 | 0 | 0 | 0 | 0 | 0 | 0 | 0 | 0 | 0 | 0 | 0 | 0 | 0
F5_Commercial_OR - Miscellaneous_New_Water Heating_Natural Gas_Water Heater - Drainwater Heat Recovery_A_Achievable Economic RVT Potential | F5 | Commercial | OR - Miscellaneous | New | Water Heating | Natural Gas | Water Heater - Drainwater Heat Recovery | A | Incremental Summer Peak Savings (MW) | Achievable Economic RVT Potential | 0 | 0 | 0 | 0 | 0 | 0 | 0 | 0 | 0 | 0 | 0 | 0 | 0 | 0 | 0 | 0 | 0 | 0 | 0 | 0 | 0 | 0 | 0 | 0 | 0 | 0 | 0
F6_Commercial_OR - Miscellaneous_New_Water Heating_Natural Gas_Water Heater - Drainwater Heat Recovery_A_Achievable Economic RVT Potential | F6 | Commercial | OR - Miscellaneous | New | Water Heating | Natural Gas | Water Heater - Drainwater Heat Recovery | A | Incremental Winter Peak Savings (MW) | Achievable Economic RVT Potential | 0 | 0 | 0 | 0 | 0 | 0 | 0 | 0 | 0 | 0 | 0 | 0 | 0 | 0 | 0 | 0 | 0 | 0 | 0 | 0 | 0 | 0 | 0 | 0 | 0 | 0 | 0
F7_Commercial_OR - Miscellaneous_New_Water Heating_Natural Gas_Water Heater - Drainwater Heat Recovery_A_Achievable Economic RVT Potential | F7 | Commercial | OR - Miscellaneous | New | Water Heating | Natural Gas | Water Heater - Drainwater Heat Recovery | A | Cumulative Energy Savings (MWh or mTherms) | Achievable Economic RVT Potential | 0 | 0 | 0 | 0 | 0 | 0 | 0 | 0 | 0 | 0 | 0 | 0 | 0 | 0 | 0 | 0 | 0 | 0 | 0 | 0 | 0 | 0 | 0 | 0 | 0 | 0 | 0
F8_Commercial_OR - Miscellaneous_New_Water Heating_Natural Gas_Water Heater - Drainwater Heat Recovery_A_Achievable Economic RVT Potential | F8 | Commercial | OR - Miscellaneous | New | Water Heating | Natural Gas | Water Heater - Drainwater Heat Recovery | A | Cumulative Summer Peak Savings (MW) | Achievable Economic RVT Potential | 0 | 0 | 0 | 0 | 0 | 0 | 0 | 0 | 0 | 0 | 0 | 0 | 0 | 0 | 0 | 0 | 0 | 0 | 0 | 0 | 0 | 0 | 0 | 0 | 0 | 0 | 0
F9_Commercial_OR - Miscellaneous_New_Water Heating_Natural Gas_Water Heater - Drainwater Heat Recovery_A_Achievable Economic RVT Potential | F9 | Commercial | OR - Miscellaneous | New | Water Heating | Natural Gas | Water Heater - Drainwater Heat Recovery | A | Cumulative Winter Peak Savings (MW) | Achievable Economic RVT Potential | 0 | 0 | 0 | 0 | 0 | 0 | 0 | 0 | 0 | 0 | 0 | 0 | 0 | 0 | 0 | 0 | 0 | 0 | 0 | 0 | 0 | 0 | 0 | 0 | 0 | 0 | 0
F10_Commercial_OR - Miscellaneous_New_Water Heating_Natural Gas_Water Heater - Drainwater Heat Recovery_A_Achievable Economic RVT Potential | F10 | Commercial | OR - Miscellaneous | New | Water Heating | Natural Gas | Water Heater - Drainwater Heat Recovery | A | Purchases (Incremental) | Achievable Economic RVT Potential | 0 | 0 | 0 | 0 | 0 | 0 | 0 | 0 | 0 | 0 | 0 | 0 | 0 | 0 | 0 | 0 | 0 | 0 | 0 | 0 | 0 | 0 | 0 | 0 | 0 | 0 | 0
F11_Commercial_OR - Miscellaneous_New_Water Heating_Natural Gas_Water Heater - Drainwater Heat Recovery_A_Achievable Economic RVT Potential | F11 | Commercial | OR - Miscellaneous | New | Water Heating | Natural Gas | Water Heater - Drainwater Heat Recovery | A | Purchases (Cumulative) | Achievable Economic RVT Potential | 0 | 0 | 0 | 0 | 0 | 0 | 0 | 0 | 0 | 0 | 0 | 0 | 0 | 0 | 0 | 0 | 0 | 0 | 0 | 0 | 0 | 0 | 0 | 0 | 0 | 0 | 0
F1_Commercial_OR - Miscellaneous_New_Water Heating_Natural Gas_Water Heater - Circulation Pump Controls_A_Achievable Economic RVT Potential | F1 | Commercial | OR - Miscellaneous | New | Water Heating | Natural Gas | Water Heater - Circulation Pump Controls | A | Integrated Unit Energy Savings (kWh or therms) | Achievable Economic RVT Potential | 0 | 0 | 0 | 0 | 0 | 0 | 0 | 0 | 0 | 0 | 0 | 0 | 0 | 0 | 0 | 0 | 0 | 0 | 0 | 0 | 0 | 0 | 0 | 0 | 0 | 0 | 0
F2_Commercial_OR - Miscellaneous_New_Water Heating_Natural Gas_Water Heater - Circulation Pump Controls_A_Achievable Economic RVT Potential | F2 | Commercial | OR - Miscellaneous | New | Water Heating | Natural Gas | Water Heater - Circulation Pump Controls | A | Integrated Unit Summer Peak Savings (kW) | Achievable Economic RVT Potential | 0 | 0 | 0 | 0 | 0 | 0 | 0 | 0 | 0 | 0 | 0 | 0 | 0 | 0 | 0 | 0 | 0 | 0 | 0 | 0 | 0 | 0 | 0 | 0 | 0 | 0 | 0
F3_Commercial_OR - Miscellaneous_New_Water Heating_Natural Gas_Water Heater - Circulation Pump Controls_A_Achievable Economic RVT Potential | F3 | Commercial | OR - Miscellaneous | New | Water Heating | Natural Gas | Water Heater - Circulation Pump Controls | A | Integrated Unit Winter Peak Savings (kW) | Achievable Economic RVT Potential | 0 | 0 | 0 | 0 | 0 | 0 | 0 | 0 | 0 | 0 | 0 | 0 | 0 | 0 | 0 | 0 | 0 | 0 | 0 | 0 | 0 | 0 | 0 | 0 | 0 | 0 | 0
F4_Commercial_OR - Miscellaneous_New_Water Heating_Natural Gas_Water Heater - Circulation Pump Controls_A_Achievable Economic RVT Potential | F4 | Commercial | OR - Miscellaneous | New | Water Heating | Natural Gas | Water Heater - Circulation Pump Controls | A | Incremental Energy Savings (MWh or mTherms) | Achievable Economic RVT Potential | 0 | 0 | 0 | 0 | 0 | 0 | 0 | 0 | 0 | 0 | 0 | 0 | 0 | 0 | 0 | 0 | 0 | 0 | 0 | 0 | 0 | 0 | 0 | 0 | 0 | 0 | 0
F5_Commercial_OR - Miscellaneous_New_Water Heating_Natural Gas_Water Heater - Circulation Pump Controls_A_Achievable Economic RVT Potential | F5 | Commercial | OR - Miscellaneous | New | Water Heating | Natural Gas | Water Heater - Circulation Pump Controls | A | Incremental Summer Peak Savings (MW) | Achievable Economic RVT Potential | 0 | 0 | 0 | 0 | 0 | 0 | 0 | 0 | 0 | 0 | 0 | 0 | 0 | 0 | 0 | 0 | 0 | 0 | 0 | 0 | 0 | 0 | 0 | 0 | 0 | 0 | 0
F6_Commercial_OR - Miscellaneous_New_Water Heating_Natural Gas_Water Heater - Circulation Pump Controls_A_Achievable Economic RVT Potential | F6 | Commercial | OR - Miscellaneous | New | Water Heating | Natural Gas | Water Heater - Circulation Pump Controls | A | Incremental Winter Peak Savings (MW) | Achievable Economic RVT Potential | 0 | 0 | 0 | 0 | 0 | 0 | 0 | 0 | 0 | 0 | 0 | 0 | 0 | 0 | 0 | 0 | 0 | 0 | 0 | 0 | 0 | 0 | 0 | 0 | 0 | 0 | 0
F7_Commercial_OR - Miscellaneous_New_Water Heating_Natural Gas_Water Heater - Circulation Pump Controls_A_Achievable Economic RVT Potential | F7 | Commercial | OR - Miscellaneous | New | Water Heating | Natural Gas | Water Heater - Circulation Pump Controls | A | Cumulative Energy Savings (MWh or mTherms) | Achievable Economic RVT Potential | 0 | 0 | 0 | 0 | 0 | 0 | 0 | 0 | 0 | 0 | 0 | 0 | 0 | 0 | 0 | 0 | 0 | 0 | 0 | 0 | 0 | 0 | 0 | 0 | 0 | 0 | 0
F8_Commercial_OR - Miscellaneous_New_Water Heating_Natural Gas_Water Heater - Circulation Pump Controls_A_Achievable Economic RVT Potential | F8 | Commercial | OR - Miscellaneous | New | Water Heating | Natural Gas | Water Heater - Circulation Pump Controls | A | Cumulative Summer Peak Savings (MW) | Achievable Economic RVT Potential | 0 | 0 | 0 | 0 | 0 | 0 | 0 | 0 | 0 | 0 | 0 | 0 | 0 | 0 | 0 | 0 | 0 | 0 | 0 | 0 | 0 | 0 | 0 | 0 | 0 | 0 | 0
F9_Commercial_OR - Miscellaneous_New_Water Heating_Natural Gas_Water Heater - Circulation Pump Controls_A_Achievable Economic RVT Potential | F9 | Commercial | OR - Miscellaneous | New | Water Heating | Natural Gas | Water Heater - Circulation Pump Controls | A | Cumulative Winter Peak Savings (MW) | Achievable Economic RVT Potential | 0 | 0 | 0 | 0 | 0 | 0 | 0 | 0 | 0 | 0 | 0 | 0 | 0 | 0 | 0 | 0 | 0 | 0 | 0 | 0 | 0 | 0 | 0 | 0 | 0 | 0 | 0
F10_Commercial_OR - Miscellaneous_New_Water Heating_Natural Gas_Water Heater - Circulation Pump Controls_A_Achievable Economic RVT Potential | F10 | Commercial | OR - Miscellaneous | New | Water Heating | Natural Gas | Water Heater - Circulation Pump Controls | A | Purchases (Incremental) | Achievable Economic RVT Potential | 0 | 0 | 0 | 0 | 0 | 0 | 0 | 0 | 0 | 0 | 0 | 0 | 0 | 0 | 0 | 0 | 0 | 0 | 0 | 0 | 0 | 0 | 0 | 0 | 0 | 0 | 0
F11_Commercial_OR - Miscellaneous_New_Water Heating_Natural Gas_Water Heater - Circulation Pump Controls_A_Achievable Economic RVT Potential | F11 | Commercial | OR - Miscellaneous | New | Water Heating | Natural Gas | Water Heater - Circulation Pump Controls | A | Purchases (Cumulative) | Achievable Economic RVT Potential | 0 | 0 | 0 | 0 | 0 | 0 | 0 | 0 | 0 | 0 | 0 | 0 | 0 | 0 | 0 | 0 | 0 | 0 | 0 | 0 | 0 | 0 | 0 | 0 | 0 | 0 | 0
F1_Commercial_OR - Miscellaneous_New_Water Heating_Natural Gas_Water Heater - Pipe Insulation_A_Achievable Economic RVT Potential | F1 | Commercial | OR - Miscellaneous | New | Water Heating | Natural Gas | Water Heater - Pipe Insulation | A | Integrated Unit Energy Savings (kWh or therms) | Achievable Economic RVT Potential | 0 | 0 | 0 | 0 | 0 | 0 | 0 | 0 | 0 | 0 | 0 | 0 | 0 | 0 | 0 | 0 | 0 | 0 | 0 | 0 | 0 | 0 | 0 | 0 | 0 | 0 | 0
F2_Commercial_OR - Miscellaneous_New_Water Heating_Natural Gas_Water Heater - Pipe Insulation_A_Achievable Economic RVT Potential | F2 | Commercial | OR - Miscellaneous | New | Water Heating | Natural Gas | Water Heater - Pipe Insulation | A | Integrated Unit Summer Peak Savings (kW) | Achievable Economic RVT Potential | 0 | 0 | 0 | 0 | 0 | 0 | 0 | 0 | 0 | 0 | 0 | 0 | 0 | 0 | 0 | 0 | 0 | 0 | 0 | 0 | 0 | 0 | 0 | 0 | 0 | 0 | 0
F3_Commercial_OR - Miscellaneous_New_Water Heating_Natural Gas_Water Heater - Pipe Insulation_A_Achievable Economic RVT Potential | F3 | Commercial | OR - Miscellaneous | New | Water Heating | Natural Gas | Water Heater - Pipe Insulation | A | Integrated Unit Winter Peak Savings (kW) | Achievable Economic RVT Potential | 0 | 0 | 0 | 0 | 0 | 0 | 0 | 0 | 0 | 0 | 0 | 0 | 0 | 0 | 0 | 0 | 0 | 0 | 0 | 0 | 0 | 0 | 0 | 0 | 0 | 0 | 0
F4_Commercial_OR - Miscellaneous_New_Water Heating_Natural Gas_Water Heater - Pipe Insulation_A_Achievable Economic RVT Potential | F4 | Commercial | OR - Miscellaneous | New | Water Heating | Natural Gas | Water Heater - Pipe Insulation | A | Incremental Energy Savings (MWh or mTherms) | Achievable Economic RVT Potential | 0 | 0 | 0 | 0 | 0 | 0 | 0 | 0 | 0 | 0 | 0 | 0 | 0 | 0 | 0 | 0 | 0 | 0 | 0 | 0 | 0 | 0 | 0 | 0 | 0 | 0 | 0
F5_Commercial_OR - Miscellaneous_New_Water Heating_Natural Gas_Water Heater - Pipe Insulation_A_Achievable Economic RVT Potential | F5 | Commercial | OR - Miscellaneous | New | Water Heating | Natural Gas | Water Heater - Pipe Insulation | A | Incremental Summer Peak Savings (MW) | Achievable Economic RVT Potential | 0 | 0 | 0 | 0 | 0 | 0 | 0 | 0 | 0 | 0 | 0 | 0 | 0 | 0 | 0 | 0 | 0 | 0 | 0 | 0 | 0 | 0 | 0 | 0 | 0 | 0 | 0
F6_Commercial_OR - Miscellaneous_New_Water Heating_Natural Gas_Water Heater - Pipe Insulation_A_Achievable Economic RVT Potential | F6 | Commercial | OR - Miscellaneous | New | Water Heating | Natural Gas | Water Heater - Pipe Insulation | A | Incremental Winter Peak Savings (MW) | Achievable Economic RVT Potential | 0 | 0 | 0 | 0 | 0 | 0 | 0 | 0 | 0 | 0 | 0 | 0 | 0 | 0 | 0 | 0 | 0 | 0 | 0 | 0 | 0 | 0 | 0 | 0 | 0 | 0 | 0
F7_Commercial_OR - Miscellaneous_New_Water Heating_Natural Gas_Water Heater - Pipe Insulation_A_Achievable Economic RVT Potential | F7 | Commercial | OR - Miscellaneous | New | Water Heating | Natural Gas | Water Heater - Pipe Insulation | A | Cumulative Energy Savings (MWh or mTherms) | Achievable Economic RVT Potential | 0 | 0 | 0 | 0 | 0 | 0 | 0 | 0 | 0 | 0 | 0 | 0 | 0 | 0 | 0 | 0 | 0 | 0 | 0 | 0 | 0 | 0 | 0 | 0 | 0 | 0 | 0
F8_Commercial_OR - Miscellaneous_New_Water Heating_Natural Gas_Water Heater - Pipe Insulation_A_Achievable Economic RVT Potential | F8 | Commercial | OR - Miscellaneous | New | Water Heating | Natural Gas | Water Heater - Pipe Insulation | A | Cumulative Summer Peak Savings (MW) | Achievable Economic RVT Potential | 0 | 0 | 0 | 0 | 0 | 0 | 0 | 0 | 0 | 0 | 0 | 0 | 0 | 0 | 0 | 0 | 0 | 0 | 0 | 0 | 0 | 0 | 0 | 0 | 0 | 0 | 0
F9_Commercial_OR - Miscellaneous_New_Water Heating_Natural Gas_Water Heater - Pipe Insulation_A_Achievable Economic RVT Potential | F9 | Commercial | OR - Miscellaneous | New | Water Heating | Natural Gas | Water Heater - Pipe Insulation | A | Cumulative Winter Peak Savings (MW) | Achievable Economic RVT Potential | 0 | 0 | 0 | 0 | 0 | 0 | 0 | 0 | 0 | 0 | 0 | 0 | 0 | 0 | 0 | 0 | 0 | 0 | 0 | 0 | 0 | 0 | 0 | 0 | 0 | 0 | 0
F10_Commercial_OR - Miscellaneous_New_Water Heating_Natural Gas_Water Heater - Pipe Insulation_A_Achievable Economic RVT Potential | F10 | Commercial | OR - Miscellaneous | New | Water Heating | Natural Gas | Water Heater - Pipe Insulation | A | Purchases (Incremental) | Achievable Economic RVT Potential | 0 | 0 | 0 | 0 | 0 | 0 | 0 | 0 | 0 | 0 | 0 | 0 | 0 | 0 | 0 | 0 | 0 | 0 | 0 | 0 | 0 | 0 | 0 | 0 | 0 | 0 | 0
F11_Commercial_OR - Miscellaneous_New_Water Heating_Natural Gas_Water Heater - Pipe Insulation_A_Achievable Economic RVT Potential | F11 | Commercial | OR - Miscellaneous | New | Water Heating | Natural Gas | Water Heater - Pipe Insulation | A | Purchases (Cumulative) | Achievable Economic RVT Potential | 0 | 0 | 0 | 0 | 0 | 0 | 0 | 0 | 0 | 0 | 0 | 0 | 0 | 0 | 0 | 0 | 0 | 0 | 0 | 0 | 0 | 0 | 0 | 0 | 0 | 0 | 0
F1_Commercial_OR - Miscellaneous_New_Water Heating_Natural Gas_Water Heater - Motion Control Faucet_A_Achievable Economic RVT Potential | F1 | Commercial | OR - Miscellaneous | New | Water Heating | Natural Gas | Water Heater - Motion Control Faucet | A | Integrated Unit Energy Savings (kWh or therms) | Achievable Economic RVT Potential | 0 | 0 | 0 | 0 | 0 | 0 | 0 | 0 | 0 | 0 | 0 | 0 | 0 | 0 | 0 | 0 | 0 | 0 | 0 | 0 | 0 | 0 | 0 | 0 | 0 | 0 | 0
F2_Commercial_OR - Miscellaneous_New_Water Heating_Natural Gas_Water Heater - Motion Control Faucet_A_Achievable Economic RVT Potential | F2 | Commercial | OR - Miscellaneous | New | Water Heating | Natural Gas | Water Heater - Motion Control Faucet | A | Integrated Unit Summer Peak Savings (kW) | Achievable Economic RVT Potential | 0 | 0 | 0 | 0 | 0 | 0 | 0 | 0 | 0 | 0 | 0 | 0 | 0 | 0 | 0 | 0 | 0 | 0 | 0 | 0 | 0 | 0 | 0 | 0 | 0 | 0 | 0
F3_Commercial_OR - Miscellaneous_New_Water Heating_Natural Gas_Water Heater - Motion Control Faucet_A_Achievable Economic RVT Potential | F3 | Commercial | OR - Miscellaneous | New | Water Heating | Natural Gas | Water Heater - Motion Control Faucet | A | Integrated Unit Winter Peak Savings (kW) | Achievable Economic RVT Potential | 0 | 0 | 0 | 0 | 0 | 0 | 0 | 0 | 0 | 0 | 0 | 0 | 0 | 0 | 0 | 0 | 0 | 0 | 0 | 0 | 0 | 0 | 0 | 0 | 0 | 0 | 0
F4_Commercial_OR - Miscellaneous_New_Water Heating_Natural Gas_Water Heater - Motion Control Faucet_A_Achievable Economic RVT Potential | F4 | Commercial | OR - Miscellaneous | New | Water Heating | Natural Gas | Water Heater - Motion Control Faucet | A | Incremental Energy Savings (MWh or mTherms) | Achievable Economic RVT Potential | 0 | 0 | 0 | 0 | 0 | 0 | 0 | 0 | 0 | 0 | 0 | 0 | 0 | 0 | 0 | 0 | 0 | 0 | 0 | 0 | 0 | 0 | 0 | 0 | 0 | 0 | 0
F5_Commercial_OR - Miscellaneous_New_Water Heating_Natural Gas_Water Heater - Motion Control Faucet_A_Achievable Economic RVT Potential | F5 | Commercial | OR - Miscellaneous | New | Water Heating | Natural Gas | Water Heater - Motion Control Faucet | A | Incremental Summer Peak Savings (MW) | Achievable Economic RVT Potential | 0 | 0 | 0 | 0 | 0 | 0 | 0 | 0 | 0 | 0 | 0 | 0 | 0 | 0 | 0 | 0 | 0 | 0 | 0 | 0 | 0 | 0 | 0 | 0 | 0 | 0 | 0
F6_Commercial_OR - Miscellaneous_New_Water Heating_Natural Gas_Water Heater - Motion Control Faucet_A_Achievable Economic RVT Potential | F6 | Commercial | OR - Miscellaneous | New | Water Heating | Natural Gas | Water Heater - Motion Control Faucet | A | Incremental Winter Peak Savings (MW) | Achievable Economic RVT Potential | 0 | 0 | 0 | 0 | 0 | 0 | 0 | 0 | 0 | 0 | 0 | 0 | 0 | 0 | 0 | 0 | 0 | 0 | 0 | 0 | 0 | 0 | 0 | 0 | 0 | 0 | 0
F7_Commercial_OR - Miscellaneous_New_Water Heating_Natural Gas_Water Heater - Motion Control Faucet_A_Achievable Economic RVT Potential | F7 | Commercial | OR - Miscellaneous | New | Water Heating | Natural Gas | Water Heater - Motion Control Faucet | A | Cumulative Energy Savings (MWh or mTherms) | Achievable Economic RVT Potential | 0 | 0 | 0 | 0 | 0 | 0 | 0 | 0 | 0 | 0 | 0 | 0 | 0 | 0 | 0 | 0 | 0 | 0 | 0 | 0 | 0 | 0 | 0 | 0 | 0 | 0 | 0
F8_Commercial_OR - Miscellaneous_New_Water Heating_Natural Gas_Water Heater - Motion Control Faucet_A_Achievable Economic RVT Potential | F8 | Commercial | OR - Miscellaneous | New | Water Heating | Natural Gas | Water Heater - Motion Control Faucet | A | Cumulative Summer Peak Savings (MW) | Achievable Economic RVT Potential | 0 | 0 | 0 | 0 | 0 | 0 | 0 | 0 | 0 | 0 | 0 | 0 | 0 | 0 | 0 | 0 | 0 | 0 | 0 | 0 | 0 | 0 | 0 | 0 | 0 | 0 | 0
F9_Commercial_OR - Miscellaneous_New_Water Heating_Natural Gas_Water Heater - Motion Control Faucet_A_Achievable Economic RVT Potential | F9 | Commercial | OR - Miscellaneous | New | Water Heating | Natural Gas | Water Heater - Motion Control Faucet | A | Cumulative Winter Peak Savings (MW) | Achievable Economic RVT Potential | 0 | 0 | 0 | 0 | 0 | 0 | 0 | 0 | 0 | 0 | 0 | 0 | 0 | 0 | 0 | 0 | 0 | 0 | 0 | 0 | 0 | 0 | 0 | 0 | 0 | 0 | 0
F10_Commercial_OR - Miscellaneous_New_Water Heating_Natural Gas_Water Heater - Motion Control Faucet_A_Achievable Economic RVT Potential | F10 | Commercial | OR - Miscellaneous | New | Water Heating | Natural Gas | Water Heater - Motion Control Faucet | A | Purchases (Incremental) | Achievable Economic RVT Potential | 0 | 0 | 0 | 0 | 0 | 0 | 0 | 0 | 0 | 0 | 0 | 0 | 0 | 0 | 0 | 0 | 0 | 0 | 0 | 0 | 0 | 0 | 0 | 0 | 0 | 0 | 0
F11_Commercial_OR - Miscellaneous_New_Water Heating_Natural Gas_Water Heater - Motion Control Faucet_A_Achievable Economic RVT Potential | F11 | Commercial | OR - Miscellaneous | New | Water Heating | Natural Gas | Water Heater - Motion Control Faucet | A | Purchases (Cumulative) | Achievable Economic RVT Potential | 0 | 0 | 0 | 0 | 0 | 0 | 0 | 0 | 0 | 0 | 0 | 0 | 0 | 0 | 0 | 0 | 0 | 0 | 0 | 0 | 0 | 0 | 0 | 0 | 0 | 0 | 0
F1_Commercial_OR - Miscellaneous_New_Water Heating_Natural Gas_Water Heater - Solar System_A_Achievable Economic RVT Potential | F1 | Commercial | OR - Miscellaneous | New | Water Heating | Natural Gas | Water Heater - Solar System | A | Integrated Unit Energy Savings (kWh or therms) | Achievable Economic RVT Potential | 0 | 0 | 0 | 0 | 0 | 0 | 0 | 0 | 0 | 0 | 0 | 0 | 0 | 0 | 0 | 0 | 0 | 0 | 0 | 0 | 0 | 0 | 0 | 0 | 0 | 0 | 0
F2_Commercial_OR - Miscellaneous_New_Water Heating_Natural Gas_Water Heater - Solar System_A_Achievable Economic RVT Potential | F2 | Commercial | OR - Miscellaneous | New | Water Heating | Natural Gas | Water Heater - Solar System | A | Integrated Unit Summer Peak Savings (kW) | Achievable Economic RVT Potential | 0 | 0 | 0 | 0 | 0 | 0 | 0 | 0 | 0 | 0 | 0 | 0 | 0 | 0 | 0 | 0 | 0 | 0 | 0 | 0 | 0 | 0 | 0 | 0 | 0 | 0 | 0
F3_Commercial_OR - Miscellaneous_New_Water Heating_Natural Gas_Water Heater - Solar System_A_Achievable Economic RVT Potential | F3 | Commercial | OR - Miscellaneous | New | Water Heating | Natural Gas | Water Heater - Solar System | A | Integrated Unit Winter Peak Savings (kW) | Achievable Economic RVT Potential | 0 | 0 | 0 | 0 | 0 | 0 | 0 | 0 | 0 | 0 | 0 | 0 | 0 | 0 | 0 | 0 | 0 | 0 | 0 | 0 | 0 | 0 | 0 | 0 | 0 | 0 | 0
F4_Commercial_OR - Miscellaneous_New_Water Heating_Natural Gas_Water Heater - Solar System_A_Achievable Economic RVT Potential | F4 | Commercial | OR - Miscellaneous | New | Water Heating | Natural Gas | Water Heater - Solar System | A | Incremental Energy Savings (MWh or mTherms) | Achievable Economic RVT Potential | 0 | 0 | 0 | 0 | 0 | 0 | 0 | 0 | 0 | 0 | 0 | 0 | 0 | 0 | 0 | 0 | 0 | 0 | 0 | 0 | 0 | 0 | 0 | 0 | 0 | 0 | 0
F5_Commercial_OR - Miscellaneous_New_Water Heating_Natural Gas_Water Heater - Solar System_A_Achievable Economic RVT Potential | F5 | Commercial | OR - Miscellaneous | New | Water Heating | Natural Gas | Water Heater - Solar System | A | Incremental Summer Peak Savings (MW) | Achievable Economic RVT Potential | 0 | 0 | 0 | 0 | 0 | 0 | 0 | 0 | 0 | 0 | 0 | 0 | 0 | 0 | 0 | 0 | 0 | 0 | 0 | 0 | 0 | 0 | 0 | 0 | 0 | 0 | 0
F6_Commercial_OR - Miscellaneous_New_Water Heating_Natural Gas_Water Heater - Solar System_A_Achievable Economic RVT Potential | F6 | Commercial | OR - Miscellaneous | New | Water Heating | Natural Gas | Water Heater - Solar System | A | Incremental Winter Peak Savings (MW) | Achievable Economic RVT Potential | 0 | 0 | 0 | 0 | 0 | 0 | 0 | 0 | 0 | 0 | 0 | 0 | 0 | 0 | 0 | 0 | 0 | 0 | 0 | 0 | 0 | 0 | 0 | 0 | 0 | 0 | 0
F7_Commercial_OR - Miscellaneous_New_Water Heating_Natural Gas_Water Heater - Solar System_A_Achievable Economic RVT Potential | F7 | Commercial | OR - Miscellaneous | New | Water Heating | Natural Gas | Water Heater - Solar System | A | Cumulative Energy Savings (MWh or mTherms) | Achievable Economic RVT Potential | 0 | 0 | 0 | 0 | 0 | 0 | 0 | 0 | 0 | 0 | 0 | 0 | 0 | 0 | 0 | 0 | 0 | 0 | 0 | 0 | 0 | 0 | 0 | 0 | 0 | 0 | 0
F8_Commercial_OR - Miscellaneous_New_Water Heating_Natural Gas_Water Heater - Solar System_A_Achievable Economic RVT Potential | F8 | Commercial | OR - Miscellaneous | New | Water Heating | Natural Gas | Water Heater - Solar System | A | Cumulative Summer Peak Savings (MW) | Achievable Economic RVT Potential | 0 | 0 | 0 | 0 | 0 | 0 | 0 | 0 | 0 | 0 | 0 | 0 | 0 | 0 | 0 | 0 | 0 | 0 | 0 | 0 | 0 | 0 | 0 | 0 | 0 | 0 | 0
F9_Commercial_OR - Miscellaneous_New_Water Heating_Natural Gas_Water Heater - Solar System_A_Achievable Economic RVT Potential | F9 | Commercial | OR - Miscellaneous | New | Water Heating | Natural Gas | Water Heater - Solar System | A | Cumulative Winter Peak Savings (MW) | Achievable Economic RVT Potential | 0 | 0 | 0 | 0 | 0 | 0 | 0 | 0 | 0 | 0 | 0 | 0 | 0 | 0 | 0 | 0 | 0 | 0 | 0 | 0 | 0 | 0 | 0 | 0 | 0 | 0 | 0
F10_Commercial_OR - Miscellaneous_New_Water Heating_Natural Gas_Water Heater - Solar System_A_Achievable Economic RVT Potential | F10 | Commercial | OR - Miscellaneous | New | Water Heating | Natural Gas | Water Heater - Solar System | A | Purchases (Incremental) | Achievable Economic RVT Potential | 0 | 0 | 0 | 0 | 0 | 0 | 0 | 0 | 0 | 0 | 0 | 0 | 0 | 0 | 0 | 0 | 0 | 0 | 0 | 0 | 0 | 0 | 0 | 0 | 0 | 0 | 0
F11_Commercial_OR - Miscellaneous_New_Water Heating_Natural Gas_Water Heater - Solar System_A_Achievable Economic RVT Potential | F11 | Commercial | OR - Miscellaneous | New | Water Heating | Natural Gas | Water Heater - Solar System | A | Purchases (Cumulative) | Achievable Economic RVT Potential | 0 | 0 | 0 | 0 | 0 | 0 | 0 | 0 | 0 | 0 | 0 | 0 | 0 | 0 | 0 | 0 | 0 | 0 | 0 | 0 | 0 | 0 | 0 | 0 | 0 | 0 | 0
F1_Commercial_OR - Miscellaneous_New_Water Heating_Natural Gas_Commercial Laundry - Ozone Treatment_A_Achievable Economic RVT Potential | F1 | Commercial | OR - Miscellaneous | New | Water Heating | Natural Gas | Commercial Laundry - Ozone Treatment | A | Integrated Unit Energy Savings (kWh or therms) | Achievable Economic RVT Potential | 0 | 0 | 0 | 0 | 0 | 0 | 0 | 0 | 0 | 0 | 0 | 0 | 0 | 0 | 0 | 0 | 0 | 0 | 0 | 0 | 0 | 0 | 0 | 0 | 0 | 0 | 0
F2_Commercial_OR - Miscellaneous_New_Water Heating_Natural Gas_Commercial Laundry - Ozone Treatment_A_Achievable Economic RVT Potential | F2 | Commercial | OR - Miscellaneous | New | Water Heating | Natural Gas | Commercial Laundry - Ozone Treatment | A | Integrated Unit Summer Peak Savings (kW) | Achievable Economic RVT Potential | 0 | 0 | 0 | 0 | 0 | 0 | 0 | 0 | 0 | 0 | 0 | 0 | 0 | 0 | 0 | 0 | 0 | 0 | 0 | 0 | 0 | 0 | 0 | 0 | 0 | 0 | 0
F3_Commercial_OR - Miscellaneous_New_Water Heating_Natural Gas_Commercial Laundry - Ozone Treatment_A_Achievable Economic RVT Potential | F3 | Commercial | OR - Miscellaneous | New | Water Heating | Natural Gas | Commercial Laundry - Ozone Treatment | A | Integrated Unit Winter Peak Savings (kW) | Achievable Economic RVT Potential | 0 | 0 | 0 | 0 | 0 | 0 | 0 | 0 | 0 | 0 | 0 | 0 | 0 | 0 | 0 | 0 | 0 | 0 | 0 | 0 | 0 | 0 | 0 | 0 | 0 | 0 | 0
F4_Commercial_OR - Miscellaneous_New_Water Heating_Natural Gas_Commercial Laundry - Ozone Treatment_A_Achievable Economic RVT Potential | F4 | Commercial | OR - Miscellaneous | New | Water Heating | Natural Gas | Commercial Laundry - Ozone Treatment | A | Incremental Energy Savings (MWh or mTherms) | Achievable Economic RVT Potential | 0 | 0 | 0 | 0 | 0 | 0 | 0 | 0 | 0 | 0 | 0 | 0 | 0 | 0 | 0 | 0 | 0 | 0 | 0 | 0 | 0 | 0 | 0 | 0 | 0 | 0 | 0
F5_Commercial_OR - Miscellaneous_New_Water Heating_Natural Gas_Commercial Laundry - Ozone Treatment_A_Achievable Economic RVT Potential | F5 | Commercial | OR - Miscellaneous | New | Water Heating | Natural Gas | Commercial Laundry - Ozone Treatment | A | Incremental Summer Peak Savings (MW) | Achievable Economic RVT Potential | 0 | 0 | 0 | 0 | 0 | 0 | 0 | 0 | 0 | 0 | 0 | 0 | 0 | 0 | 0 | 0 | 0 | 0 | 0 | 0 | 0 | 0 | 0 | 0 | 0 | 0 | 0
F6_Commercial_OR - Miscellaneous_New_Water Heating_Natural Gas_Commercial Laundry - Ozone Treatment_A_Achievable Economic RVT Potential | F6 | Commercial | OR - Miscellaneous | New | Water Heating | Natural Gas | Commercial Laundry - Ozone Treatment | A | Incremental Winter Peak Savings (MW) | Achievable Economic RVT Potential | 0 | 0 | 0 | 0 | 0 | 0 | 0 | 0 | 0 | 0 | 0 | 0 | 0 | 0 | 0 | 0 | 0 | 0 | 0 | 0 | 0 | 0 | 0 | 0 | 0 | 0 | 0
F7_Commercial_OR - Miscellaneous_New_Water Heating_Natural Gas_Commercial Laundry - Ozone Treatment_A_Achievable Economic RVT Potential | F7 | Commercial | OR - Miscellaneous | New | Water Heating | Natural Gas | Commercial Laundry - Ozone Treatment | A | Cumulative Energy Savings (MWh or mTherms) | Achievable Economic RVT Potential | 0 | 0 | 0 | 0 | 0 | 0 | 0 | 0 | 0 | 0 | 0 | 0 | 0 | 0 | 0 | 0 | 0 | 0 | 0 | 0 | 0 | 0 | 0 | 0 | 0 | 0 | 0
F8_Commercial_OR - Miscellaneous_New_Water Heating_Natural Gas_Commercial Laundry - Ozone Treatment_A_Achievable Economic RVT Potential | F8 | Commercial | OR - Miscellaneous | New | Water Heating | Natural Gas | Commercial Laundry - Ozone Treatment | A | Cumulative Summer Peak Savings (MW) | Achievable Economic RVT Potential | 0 | 0 | 0 | 0 | 0 | 0 | 0 | 0 | 0 | 0 | 0 | 0 | 0 | 0 | 0 | 0 | 0 | 0 | 0 | 0 | 0 | 0 | 0 | 0 | 0 | 0 | 0
F9_Commercial_OR - Miscellaneous_New_Water Heating_Natural Gas_Commercial Laundry - Ozone Treatment_A_Achievable Economic RVT Potential | F9 | Commercial | OR - Miscellaneous | New | Water Heating | Natural Gas | Commercial Laundry - Ozone Treatment | A | Cumulative Winter Peak Savings (MW) | Achievable Economic RVT Potential | 0 | 0 | 0 | 0 | 0 | 0 | 0 | 0 | 0 | 0 | 0 | 0 | 0 | 0 | 0 | 0 | 0 | 0 | 0 | 0 | 0 | 0 | 0 | 0 | 0 | 0 | 0
F10_Commercial_OR - Miscellaneous_New_Water Heating_Natural Gas_Commercial Laundry - Ozone Treatment_A_Achievable Economic RVT Potential | F10 | Commercial | OR - Miscellaneous | New | Water Heating | Natural Gas | Commercial Laundry - Ozone Treatment | A | Purchases (Incremental) | Achievable Economic RVT Potential | 0 | 0 | 0 | 0 | 0 | 0 | 0 | 0 | 0 | 0 | 0 | 0 | 0 | 0 | 0 | 0 | 0 | 0 | 0 | 0 | 0 | 0 | 0 | 0 | 0 | 0 | 0
F11_Commercial_OR - Miscellaneous_New_Water Heating_Natural Gas_Commercial Laundry - Ozone Treatment_A_Achievable Economic RVT Potential | F11 | Commercial | OR - Miscellaneous | New | Water Heating | Natural Gas | Commercial Laundry - Ozone Treatment | A | Purchases (Cumulative) | Achievable Economic RVT Potential | 0 | 0 | 0 | 0 | 0 | 0 | 0 | 0 | 0 | 0 | 0 | 0 | 0 | 0 | 0 | 0 | 0 | 0 | 0 | 0 | 0 | 0 | 0 | 0 | 0 | 0 | 0
F1_Commercial_OR - Miscellaneous_New_Water Heating_Natural Gas_Commercial Laundry - ENERGY STAR Washer_A_Achievable Economic RVT Potential | F1 | Commercial | OR - Miscellaneous | New | Water Heating | Natural Gas | Commercial Laundry - ENERGY STAR Washer | A | Integrated Unit Energy Savings (kWh or therms) | Achievable Economic RVT Potential | 0 | 0 | 0 | 0 | 0 | 0 | 0 | 0 | 0 | 0 | 0 | 0 | 0 | 0 | 0 | 0 | 0 | 0 | 0 | 0 | 0 | 0 | 0 | 0 | 0 | 0 | 0
F2_Commercial_OR - Miscellaneous_New_Water Heating_Natural Gas_Commercial Laundry - ENERGY STAR Washer_A_Achievable Economic RVT Potential | F2 | Commercial | OR - Miscellaneous | New | Water Heating | Natural Gas | Commercial Laundry - ENERGY STAR Washer | A | Integrated Unit Summer Peak Savings (kW) | Achievable Economic RVT Potential | 0 | 0 | 0 | 0 | 0 | 0 | 0 | 0 | 0 | 0 | 0 | 0 | 0 | 0 | 0 | 0 | 0 | 0 | 0 | 0 | 0 | 0 | 0 | 0 | 0 | 0 | 0
F3_Commercial_OR - Miscellaneous_New_Water Heating_Natural Gas_Commercial Laundry - ENERGY STAR Washer_A_Achievable Economic RVT Potential | F3 | Commercial | OR - Miscellaneous | New | Water Heating | Natural Gas | Commercial Laundry - ENERGY STAR Washer | A | Integrated Unit Winter Peak Savings (kW) | Achievable Economic RVT Potential | 0 | 0 | 0 | 0 | 0 | 0 | 0 | 0 | 0 | 0 | 0 | 0 | 0 | 0 | 0 | 0 | 0 | 0 | 0 | 0 | 0 | 0 | 0 | 0 | 0 | 0 | 0
F4_Commercial_OR - Miscellaneous_New_Water Heating_Natural Gas_Commercial Laundry - ENERGY STAR Washer_A_Achievable Economic RVT Potential | F4 | Commercial | OR - Miscellaneous | New | Water Heating | Natural Gas | Commercial Laundry - ENERGY STAR Washer | A | Incremental Energy Savings (MWh or mTherms) | Achievable Economic RVT Potential | 0 | 0 | 0 | 0 | 0 | 0 | 0 | 0 | 0 | 0 | 0 | 0 | 0 | 0 | 0 | 0 | 0 | 0 | 0 | 0 | 0 | 0 | 0 | 0 | 0 | 0 | 0
F5_Commercial_OR - Miscellaneous_New_Water Heating_Natural Gas_Commercial Laundry - ENERGY STAR Washer_A_Achievable Economic RVT Potential | F5 | Commercial | OR - Miscellaneous | New | Water Heating | Natural Gas | Commercial Laundry - ENERGY STAR Washer | A | Incremental Summer Peak Savings (MW) | Achievable Economic RVT Potential | 0 | 0 | 0 | 0 | 0 | 0 | 0 | 0 | 0 | 0 | 0 | 0 | 0 | 0 | 0 | 0 | 0 | 0 | 0 | 0 | 0 | 0 | 0 | 0 | 0 | 0 | 0
F6_Commercial_OR - Miscellaneous_New_Water Heating_Natural Gas_Commercial Laundry - ENERGY STAR Washer_A_Achievable Economic RVT Potential | F6 | Commercial | OR - Miscellaneous | New | Water Heating | Natural Gas | Commercial Laundry - ENERGY STAR Washer | A | Incremental Winter Peak Savings (MW) | Achievable Economic RVT Potential | 0 | 0 | 0 | 0 | 0 | 0 | 0 | 0 | 0 | 0 | 0 | 0 | 0 | 0 | 0 | 0 | 0 | 0 | 0 | 0 | 0 | 0 | 0 | 0 | 0 | 0 | 0
F7_Commercial_OR - Miscellaneous_New_Water Heating_Natural Gas_Commercial Laundry - ENERGY STAR Washer_A_Achievable Economic RVT Potential | F7 | Commercial | OR - Miscellaneous | New | Water Heating | Natural Gas | Commercial Laundry - ENERGY STAR Washer | A | Cumulative Energy Savings (MWh or mTherms) | Achievable Economic RVT Potential | 0 | 0 | 0 | 0 | 0 | 0 | 0 | 0 | 0 | 0 | 0 | 0 | 0 | 0 | 0 | 0 | 0 | 0 | 0 | 0 | 0 | 0 | 0 | 0 | 0 | 0 | 0
F8_Commercial_OR - Miscellaneous_New_Water Heating_Natural Gas_Commercial Laundry - ENERGY STAR Washer_A_Achievable Economic RVT Potential | F8 | Commercial | OR - Miscellaneous | New | Water Heating | Natural Gas | Commercial Laundry - ENERGY STAR Washer | A | Cumulative Summer Peak Savings (MW) | Achievable Economic RVT Potential | 0 | 0 | 0 | 0 | 0 | 0 | 0 | 0 | 0 | 0 | 0 | 0 | 0 | 0 | 0 | 0 | 0 | 0 | 0 | 0 | 0 | 0 | 0 | 0 | 0 | 0 | 0
F9_Commercial_OR - Miscellaneous_New_Water Heating_Natural Gas_Commercial Laundry - ENERGY STAR Washer_A_Achievable Economic RVT Potential | F9 | Commercial | OR - Miscellaneous | New | Water Heating | Natural Gas | Commercial Laundry - ENERGY STAR Washer | A | Cumulative Winter Peak Savings (MW) | Achievable Economic RVT Potential | 0 | 0 | 0 | 0 | 0 | 0 | 0 | 0 | 0 | 0 | 0 | 0 | 0 | 0 | 0 | 0 | 0 | 0 | 0 | 0 | 0 | 0 | 0 | 0 | 0 | 0 | 0
F10_Commercial_OR - Miscellaneous_New_Water Heating_Natural Gas_Commercial Laundry - ENERGY STAR Washer_A_Achievable Economic RVT Potential | F10 | Commercial | OR - Miscellaneous | New | Water Heating | Natural Gas | Commercial Laundry - ENERGY STAR Washer | A | Purchases (Incremental) | Achievable Economic RVT Potential | 0 | 0 | 0 | 0 | 0 | 0 | 0 | 0 | 0 | 0 | 0 | 0 | 0 | 0 | 0 | 0 | 0 | 0 | 0 | 0 | 0 | 0 | 0 | 0 | 0 | 0 | 0
F11_Commercial_OR - Miscellaneous_New_Water Heating_Natural Gas_Commercial Laundry - ENERGY STAR Washer_A_Achievable Economic RVT Potential | F11 | Commercial | OR - Miscellaneous | New | Water Heating | Natural Gas | Commercial Laundry - ENERGY STAR Washer | A | Purchases (Cumulative) | Achievable Economic RVT Potential | 0 | 0 | 0 | 0 | 0 | 0 | 0 | 0 | 0 | 0 | 0 | 0 | 0 | 0 | 0 | 0 | 0 | 0 | 0 | 0 | 0 | 0 | 0 | 0 | 0 | 0 | 0
F1_Commercial_OR - Miscellaneous_New_Water Heating_Natural Gas_Water Heater - Efficient Dishwasher_A_Achievable Economic RVT Potential | F1 | Commercial | OR - Miscellaneous | New | Water Heating | Natural Gas | Water Heater - Efficient Dishwasher | A | Integrated Unit Energy Savings (kWh or therms) | Achievable Economic RVT Potential | 0 | 0 | 0 | 0 | 0 | 0 | 0 | 0 | 0 | 0 | 0 | 0 | 0 | 0 | 0 | 0 | 0 | 0 | 0 | 0 | 0 | 0 | 0 | 0 | 0 | 0 | 0
F2_Commercial_OR - Miscellaneous_New_Water Heating_Natural Gas_Water Heater - Efficient Dishwasher_A_Achievable Economic RVT Potential | F2 | Commercial | OR - Miscellaneous | New | Water Heating | Natural Gas | Water Heater - Efficient Dishwasher | A | Integrated Unit Summer Peak Savings (kW) | Achievable Economic RVT Potential | 0 | 0 | 0 | 0 | 0 | 0 | 0 | 0 | 0 | 0 | 0 | 0 | 0 | 0 | 0 | 0 | 0 | 0 | 0 | 0 | 0 | 0 | 0 | 0 | 0 | 0 | 0
F3_Commercial_OR - Miscellaneous_New_Water Heating_Natural Gas_Water Heater - Efficient Dishwasher_A_Achievable Economic RVT Potential | F3 | Commercial | OR - Miscellaneous | New | Water Heating | Natural Gas | Water Heater - Efficient Dishwasher | A | Integrated Unit Winter Peak Savings (kW) | Achievable Economic RVT Potential | 0 | 0 | 0 | 0 | 0 | 0 | 0 | 0 | 0 | 0 | 0 | 0 | 0 | 0 | 0 | 0 | 0 | 0 | 0 | 0 | 0 | 0 | 0 | 0 | 0 | 0 | 0
F4_Commercial_OR - Miscellaneous_New_Water Heating_Natural Gas_Water Heater - Efficient Dishwasher_A_Achievable Economic RVT Potential | F4 | Commercial | OR - Miscellaneous | New | Water Heating | Natural Gas | Water Heater - Efficient Dishwasher | A | Incremental Energy Savings (MWh or mTherms) | Achievable Economic RVT Potential | 0 | 0 | 0 | 0 | 0 | 0 | 0 | 0 | 0 | 0 | 0 | 0 | 0 | 0 | 0 | 0 | 0 | 0 | 0 | 0 | 0 | 0 | 0 | 0 | 0 | 0 | 0
F5_Commercial_OR - Miscellaneous_New_Water Heating_Natural Gas_Water Heater - Efficient Dishwasher_A_Achievable Economic RVT Potential | F5 | Commercial | OR - Miscellaneous | New | Water Heating | Natural Gas | Water Heater - Efficient Dishwasher | A | Incremental Summer Peak Savings (MW) | Achievable Economic RVT Potential | 0 | 0 | 0 | 0 | 0 | 0 | 0 | 0 | 0 | 0 | 0 | 0 | 0 | 0 | 0 | 0 | 0 | 0 | 0 | 0 | 0 | 0 | 0 | 0 | 0 | 0 | 0
F6_Commercial_OR - Miscellaneous_New_Water Heating_Natural Gas_Water Heater - Efficient Dishwasher_A_Achievable Economic RVT Potential | F6 | Commercial | OR - Miscellaneous | New | Water Heating | Natural Gas | Water Heater - Efficient Dishwasher | A | Incremental Winter Peak Savings (MW) | Achievable Economic RVT Potential | 0 | 0 | 0 | 0 | 0 | 0 | 0 | 0 | 0 | 0 | 0 | 0 | 0 | 0 | 0 | 0 | 0 | 0 | 0 | 0 | 0 | 0 | 0 | 0 | 0 | 0 | 0
F7_Commercial_OR - Miscellaneous_New_Water Heating_Natural Gas_Water Heater - Efficient Dishwasher_A_Achievable Economic RVT Potential | F7 | Commercial | OR - Miscellaneous | New | Water Heating | Natural Gas | Water Heater - Efficient Dishwasher | A | Cumulative Energy Savings (MWh or mTherms) | Achievable Economic RVT Potential | 0 | 0 | 0 | 0 | 0 | 0 | 0 | 0 | 0 | 0 | 0 | 0 | 0 | 0 | 0 | 0 | 0 | 0 | 0 | 0 | 0 | 0 | 0 | 0 | 0 | 0 | 0
F8_Commercial_OR - Miscellaneous_New_Water Heating_Natural Gas_Water Heater - Efficient Dishwasher_A_Achievable Economic RVT Potential | F8 | Commercial | OR - Miscellaneous | New | Water Heating | Natural Gas | Water Heater - Efficient Dishwasher | A | Cumulative Summer Peak Savings (MW) | Achievable Economic RVT Potential | 0 | 0 | 0 | 0 | 0 | 0 | 0 | 0 | 0 | 0 | 0 | 0 | 0 | 0 | 0 | 0 | 0 | 0 | 0 | 0 | 0 | 0 | 0 | 0 | 0 | 0 | 0
F9_Commercial_OR - Miscellaneous_New_Water Heating_Natural Gas_Water Heater - Efficient Dishwasher_A_Achievable Economic RVT Potential | F9 | Commercial | OR - Miscellaneous | New | Water Heating | Natural Gas | Water Heater - Efficient Dishwasher | A | Cumulative Winter Peak Savings (MW) | Achievable Economic RVT Potential | 0 | 0 | 0 | 0 | 0 | 0 | 0 | 0 | 0 | 0 | 0 | 0 | 0 | 0 | 0 | 0 | 0 | 0 | 0 | 0 | 0 | 0 | 0 | 0 | 0 | 0 | 0
F10_Commercial_OR - Miscellaneous_New_Water Heating_Natural Gas_Water Heater - Efficient Dishwasher_A_Achievable Economic RVT Potential | F10 | Commercial | OR - Miscellaneous | New | Water Heating | Natural Gas | Water Heater - Efficient Dishwasher | A | Purchases (Incremental) | Achievable Economic RVT Potential | 0 | 0 | 0 | 0 | 0 | 0 | 0 | 0 | 0 | 0 | 0 | 0 | 0 | 0 | 0 | 0 | 0 | 0 | 0 | 0 | 0 | 0 | 0 | 0 | 0 | 0 | 0
F11_Commercial_OR - Miscellaneous_New_Water Heating_Natural Gas_Water Heater - Efficient Dishwasher_A_Achievable Economic RVT Potential | F11 | Commercial | OR - Miscellaneous | New | Water Heating | Natural Gas | Water Heater - Efficient Dishwasher | A | Purchases (Cumulative) | Achievable Economic RVT Potential | 0 | 0 | 0 | 0 | 0 | 0 | 0 | 0 | 0 | 0 | 0 | 0 | 0 | 0 | 0 | 0 | 0 | 0 | 0 | 0 | 0 | 0 | 0 | 0 | 0 | 0 | 0
F1_Commercial_OR - Miscellaneous_New_Water Heating_Natural Gas_Commercial Laundry - Alternative Dry-Cleaning Methods_A_Achievable Economic RVT Potential | F1 | Commercial | OR - Miscellaneous | New | Water Heating | Natural Gas | Commercial Laundry - Alternative Dry-Cleaning Methods | A | Integrated Unit Energy Savings (kWh or therms) | Achievable Economic RVT Potential | 0 | 0 | 0 | 0 | 0 | 0 | 0 | 0 | 0 | 0 | 0 | 0 | 0 | 0 | 0 | 0 | 0 | 0 | 0 | 0 | 0 | 0 | 0 | 0 | 0 | 0 | 0
F2_Commercial_OR - Miscellaneous_New_Water Heating_Natural Gas_Commercial Laundry - Alternative Dry-Cleaning Methods_A_Achievable Economic RVT Potential | F2 | Commercial | OR - Miscellaneous | New | Water Heating | Natural Gas | Commercial Laundry - Alternative Dry-Cleaning Methods | A | Integrated Unit Summer Peak Savings (kW) | Achievable Economic RVT Potential | 0 | 0 | 0 | 0 | 0 | 0 | 0 | 0 | 0 | 0 | 0 | 0 | 0 | 0 | 0 | 0 | 0 | 0 | 0 | 0 | 0 | 0 | 0 | 0 | 0 | 0 | 0
F3_Commercial_OR - Miscellaneous_New_Water Heating_Natural Gas_Commercial Laundry - Alternative Dry-Cleaning Methods_A_Achievable Economic RVT Potential | F3 | Commercial | OR - Miscellaneous | New | Water Heating | Natural Gas | Commercial Laundry - Alternative Dry-Cleaning Methods | A | Integrated Unit Winter Peak Savings (kW) | Achievable Economic RVT Potential | 0 | 0 | 0 | 0 | 0 | 0 | 0 | 0 | 0 | 0 | 0 | 0 | 0 | 0 | 0 | 0 | 0 | 0 | 0 | 0 | 0 | 0 | 0 | 0 | 0 | 0 | 0
F4_Commercial_OR - Miscellaneous_New_Water Heating_Natural Gas_Commercial Laundry - Alternative Dry-Cleaning Methods_A_Achievable Economic RVT Potential | F4 | Commercial | OR - Miscellaneous | New | Water Heating | Natural Gas | Commercial Laundry - Alternative Dry-Cleaning Methods | A | Incremental Energy Savings (MWh or mTherms) | Achievable Economic RVT Potential | 0 | 0 | 0 | 0 | 0 | 0 | 0 | 0 | 0 | 0 | 0 | 0 | 0 | 0 | 0 | 0 | 0 | 0 | 0 | 0 | 0 | 0 | 0 | 0 | 0 | 0 | 0
F5_Commercial_OR - Miscellaneous_New_Water Heating_Natural Gas_Commercial Laundry - Alternative Dry-Cleaning Methods_A_Achievable Economic RVT Potential | F5 | Commercial | OR - Miscellaneous | New | Water Heating | Natural Gas | Commercial Laundry - Alternative Dry-Cleaning Methods | A | Incremental Summer Peak Savings (MW) | Achievable Economic RVT Potential | 0 | 0 | 0 | 0 | 0 | 0 | 0 | 0 | 0 | 0 | 0 | 0 | 0 | 0 | 0 | 0 | 0 | 0 | 0 | 0 | 0 | 0 | 0 | 0 | 0 | 0 | 0
F6_Commercial_OR - Miscellaneous_New_Water Heating_Natural Gas_Commercial Laundry - Alternative Dry-Cleaning Methods_A_Achievable Economic RVT Potential | F6 | Commercial | OR - Miscellaneous | New | Water Heating | Natural Gas | Commercial Laundry - Alternative Dry-Cleaning Methods | A | Incremental Winter Peak Savings (MW) | Achievable Economic RVT Potential | 0 | 0 | 0 | 0 | 0 | 0 | 0 | 0 | 0 | 0 | 0 | 0 | 0 | 0 | 0 | 0 | 0 | 0 | 0 | 0 | 0 | 0 | 0 | 0 | 0 | 0 | 0
F7_Commercial_OR - Miscellaneous_New_Water Heating_Natural Gas_Commercial Laundry - Alternative Dry-Cleaning Methods_A_Achievable Economic RVT Potential | F7 | Commercial | OR - Miscellaneous | New | Water Heating | Natural Gas | Commercial Laundry - Alternative Dry-Cleaning Methods | A | Cumulative Energy Savings (MWh or mTherms) | Achievable Economic RVT Potential | 0 | 0 | 0 | 0 | 0 | 0 | 0 | 0 | 0 | 0 | 0 | 0 | 0 | 0 | 0 | 0 | 0 | 0 | 0 | 0 | 0 | 0 | 0 | 0 | 0 | 0 | 0
F8_Commercial_OR - Miscellaneous_New_Water Heating_Natural Gas_Commercial Laundry - Alternative Dry-Cleaning Methods_A_Achievable Economic RVT Potential | F8 | Commercial | OR - Miscellaneous | New | Water Heating | Natural Gas | Commercial Laundry - Alternative Dry-Cleaning Methods | A | Cumulative Summer Peak Savings (MW) | Achievable Economic RVT Potential | 0 | 0 | 0 | 0 | 0 | 0 | 0 | 0 | 0 | 0 | 0 | 0 | 0 | 0 | 0 | 0 | 0 | 0 | 0 | 0 | 0 | 0 | 0 | 0 | 0 | 0 | 0
F9_Commercial_OR - Miscellaneous_New_Water Heating_Natural Gas_Commercial Laundry - Alternative Dry-Cleaning Methods_A_Achievable Economic RVT Potential | F9 | Commercial | OR - Miscellaneous | New | Water Heating | Natural Gas | Commercial Laundry - Alternative Dry-Cleaning Methods | A | Cumulative Winter Peak Savings (MW) | Achievable Economic RVT Potential | 0 | 0 | 0 | 0 | 0 | 0 | 0 | 0 | 0 | 0 | 0 | 0 | 0 | 0 | 0 | 0 | 0 | 0 | 0 | 0 | 0 | 0 | 0 | 0 | 0 | 0 | 0
F10_Commercial_OR - Miscellaneous_New_Water Heating_Natural Gas_Commercial Laundry - Alternative Dry-Cleaning Methods_A_Achievable Economic RVT Potential | F10 | Commercial | OR - Miscellaneous | New | Water Heating | Natural Gas | Commercial Laundry - Alternative Dry-Cleaning Methods | A | Purchases (Incremental) | Achievable Economic RVT Potential | 0 | 0 | 0 | 0 | 0 | 0 | 0 | 0 | 0 | 0 | 0 | 0 | 0 | 0 | 0 | 0 | 0 | 0 | 0 | 0 | 0 | 0 | 0 | 0 | 0 | 0 | 0
F11_Commercial_OR - Miscellaneous_New_Water Heating_Natural Gas_Commercial Laundry - Alternative Dry-Cleaning Methods_A_Achievable Economic RVT Potential | F11 | Commercial | OR - Miscellaneous | New | Water Heating | Natural Gas | Commercial Laundry - Alternative Dry-Cleaning Methods | A | Purchases (Cumulative) | Achievable Economic RVT Potential | 0 | 0 | 0 | 0 | 0 | 0 | 0 | 0 | 0 | 0 | 0 | 0 | 0 | 0 | 0 | 0 | 0 | 0 | 0 | 0 | 0 | 0 | 0 | 0 | 0 | 0 | 0
F1_Commercial_OR - Miscellaneous_New_Space Heating_Natural Gas_Advanced Kitchen Ventilation Controls_A_Achievable Economic RVT Potential | F1 | Commercial | OR - Miscellaneous | New | Space Heating | Natural Gas | Advanced Kitchen Ventilation Controls | A | Integrated Unit Energy Savings (kWh or therms) | Achievable Economic RVT Potential | 0 | 0 | 0 | 0 | 0 | 0 | 0 | 0 | 0 | 0 | 0 | 0 | 0 | 0 | 0 | 0 | 0 | 0 | 0 | 0 | 0 | 0 | 0 | 0 | 0 | 0 | 0
F2_Commercial_OR - Miscellaneous_New_Space Heating_Natural Gas_Advanced Kitchen Ventilation Controls_A_Achievable Economic RVT Potential | F2 | Commercial | OR - Miscellaneous | New | Space Heating | Natural Gas | Advanced Kitchen Ventilation Controls | A | Integrated Unit Summer Peak Savings (kW) | Achievable Economic RVT Potential | 0 | 0 | 0 | 0 | 0 | 0 | 0 | 0 | 0 | 0 | 0 | 0 | 0 | 0 | 0 | 0 | 0 | 0 | 0 | 0 | 0 | 0 | 0 | 0 | 0 | 0 | 0
F3_Commercial_OR - Miscellaneous_New_Space Heating_Natural Gas_Advanced Kitchen Ventilation Controls_A_Achievable Economic RVT Potential | F3 | Commercial | OR - Miscellaneous | New | Space Heating | Natural Gas | Advanced Kitchen Ventilation Controls | A | Integrated Unit Winter Peak Savings (kW) | Achievable Economic RVT Potential | 0 | 0 | 0 | 0 | 0 | 0 | 0 | 0 | 0 | 0 | 0 | 0 | 0 | 0 | 0 | 0 | 0 | 0 | 0 | 0 | 0 | 0 | 0 | 0 | 0 | 0 | 0
F4_Commercial_OR - Miscellaneous_New_Space Heating_Natural Gas_Advanced Kitchen Ventilation Controls_A_Achievable Economic RVT Potential | F4 | Commercial | OR - Miscellaneous | New | Space Heating | Natural Gas | Advanced Kitchen Ventilation Controls | A | Incremental Energy Savings (MWh or mTherms) | Achievable Economic RVT Potential | 0 | 0 | 0 | 0 | 0 | 0 | 0 | 0 | 0 | 0 | 0 | 0 | 0 | 0 | 0 | 0 | 0 | 0 | 0 | 0 | 0 | 0 | 0 | 0 | 0 | 0 | 0
F5_Commercial_OR - Miscellaneous_New_Space Heating_Natural Gas_Advanced Kitchen Ventilation Controls_A_Achievable Economic RVT Potential | F5 | Commercial | OR - Miscellaneous | New | Space Heating | Natural Gas | Advanced Kitchen Ventilation Controls | A | Incremental Summer Peak Savings (MW) | Achievable Economic RVT Potential | 0 | 0 | 0 | 0 | 0 | 0 | 0 | 0 | 0 | 0 | 0 | 0 | 0 | 0 | 0 | 0 | 0 | 0 | 0 | 0 | 0 | 0 | 0 | 0 | 0 | 0 | 0
F6_Commercial_OR - Miscellaneous_New_Space Heating_Natural Gas_Advanced Kitchen Ventilation Controls_A_Achievable Economic RVT Potential | F6 | Commercial | OR - Miscellaneous | New | Space Heating | Natural Gas | Advanced Kitchen Ventilation Controls | A | Incremental Winter Peak Savings (MW) | Achievable Economic RVT Potential | 0 | 0 | 0 | 0 | 0 | 0 | 0 | 0 | 0 | 0 | 0 | 0 | 0 | 0 | 0 | 0 | 0 | 0 | 0 | 0 | 0 | 0 | 0 | 0 | 0 | 0 | 0
F7_Commercial_OR - Miscellaneous_New_Space Heating_Natural Gas_Advanced Kitchen Ventilation Controls_A_Achievable Economic RVT Potential | F7 | Commercial | OR - Miscellaneous | New | Space Heating | Natural Gas | Advanced Kitchen Ventilation Controls | A | Cumulative Energy Savings (MWh or mTherms) | Achievable Economic RVT Potential | 0 | 0 | 0 | 0 | 0 | 0 | 0 | 0 | 0 | 0 | 0 | 0 | 0 | 0 | 0 | 0 | 0 | 0 | 0 | 0 | 0 | 0 | 0 | 0 | 0 | 0 | 0
F8_Commercial_OR - Miscellaneous_New_Space Heating_Natural Gas_Advanced Kitchen Ventilation Controls_A_Achievable Economic RVT Potential | F8 | Commercial | OR - Miscellaneous | New | Space Heating | Natural Gas | Advanced Kitchen Ventilation Controls | A | Cumulative Summer Peak Savings (MW) | Achievable Economic RVT Potential | 0 | 0 | 0 | 0 | 0 | 0 | 0 | 0 | 0 | 0 | 0 | 0 | 0 | 0 | 0 | 0 | 0 | 0 | 0 | 0 | 0 | 0 | 0 | 0 | 0 | 0 | 0
F9_Commercial_OR - Miscellaneous_New_Space Heating_Natural Gas_Advanced Kitchen Ventilation Controls_A_Achievable Economic RVT Potential | F9 | Commercial | OR - Miscellaneous | New | Space Heating | Natural Gas | Advanced Kitchen Ventilation Controls | A | Cumulative Winter Peak Savings (MW) | Achievable Economic RVT Potential | 0 | 0 | 0 | 0 | 0 | 0 | 0 | 0 | 0 | 0 | 0 | 0 | 0 | 0 | 0 | 0 | 0 | 0 | 0 | 0 | 0 | 0 | 0 | 0 | 0 | 0 | 0
F10_Commercial_OR - Miscellaneous_New_Space Heating_Natural Gas_Advanced Kitchen Ventilation Controls_A_Achievable Economic RVT Potential | F10 | Commercial | OR - Miscellaneous | New | Space Heating | Natural Gas | Advanced Kitchen Ventilation Controls | A | Purchases (Incremental) | Achievable Economic RVT Potential | 0 | 0 | 0 | 0 | 0 | 0 | 0 | 0 | 0 | 0 | 0 | 0 | 0 | 0 | 0 | 0 | 0 | 0 | 0 | 0 | 0 | 0 | 0 | 0 | 0 | 0 | 0
F11_Commercial_OR - Miscellaneous_New_Space Heating_Natural Gas_Advanced Kitchen Ventilation Controls_A_Achievable Economic RVT Potential | F11 | Commercial | OR - Miscellaneous | New | Space Heating | Natural Gas | Advanced Kitchen Ventilation Controls | A | Purchases (Cumulative) | Achievable Economic RVT Potential | 0 | 0 | 0 | 0 | 0 | 0 | 0 | 0 | 0 | 0 | 0 | 0 | 0 | 0 | 0 | 0 | 0 | 0 | 0 | 0 | 0 | 0 | 0 | 0 | 0 | 0 | 0
F1_Commercial_OR - Miscellaneous_New_Space Heating_Natural Gas_Infiltration Control - Loading Dock Sealing_A_Achievable Economic RVT Potential | F1 | Commercial | OR - Miscellaneous | New | Space Heating | Natural Gas | Infiltration Control - Loading Dock Sealing | A | Integrated Unit Energy Savings (kWh or therms) | Achievable Economic RVT Potential | 0 | 0 | 0 | 0 | 0 | 0 | 0 | 0 | 0 | 0 | 0 | 0 | 0 | 0 | 0 | 0 | 0 | 0 | 0 | 0 | 0 | 0 | 0 | 0 | 0 | 0 | 0
F2_Commercial_OR - Miscellaneous_New_Space Heating_Natural Gas_Infiltration Control - Loading Dock Sealing_A_Achievable Economic RVT Potential | F2 | Commercial | OR - Miscellaneous | New | Space Heating | Natural Gas | Infiltration Control - Loading Dock Sealing | A | Integrated Unit Summer Peak Savings (kW) | Achievable Economic RVT Potential | 0 | 0 | 0 | 0 | 0 | 0 | 0 | 0 | 0 | 0 | 0 | 0 | 0 | 0 | 0 | 0 | 0 | 0 | 0 | 0 | 0 | 0 | 0 | 0 | 0 | 0 | 0
F3_Commercial_OR - Miscellaneous_New_Space Heating_Natural Gas_Infiltration Control - Loading Dock Sealing_A_Achievable Economic RVT Potential | F3 | Commercial | OR - Miscellaneous | New | Space Heating | Natural Gas | Infiltration Control - Loading Dock Sealing | A | Integrated Unit Winter Peak Savings (kW) | Achievable Economic RVT Potential | 0 | 0 | 0 | 0 | 0 | 0 | 0 | 0 | 0 | 0 | 0 | 0 | 0 | 0 | 0 | 0 | 0 | 0 | 0 | 0 | 0 | 0 | 0 | 0 | 0 | 0 | 0
F4_Commercial_OR - Miscellaneous_New_Space Heating_Natural Gas_Infiltration Control - Loading Dock Sealing_A_Achievable Economic RVT Potential | F4 | Commercial | OR - Miscellaneous | New | Space Heating | Natural Gas | Infiltration Control - Loading Dock Sealing | A | Incremental Energy Savings (MWh or mTherms) | Achievable Economic RVT Potential | 0 | 0 | 0 | 0 | 0 | 0 | 0 | 0 | 0 | 0 | 0 | 0 | 0 | 0 | 0 | 0 | 0 | 0 | 0 | 0 | 0 | 0 | 0 | 0 | 0 | 0 | 0
F5_Commercial_OR - Miscellaneous_New_Space Heating_Natural Gas_Infiltration Control - Loading Dock Sealing_A_Achievable Economic RVT Potential | F5 | Commercial | OR - Miscellaneous | New | Space Heating | Natural Gas | Infiltration Control - Loading Dock Sealing | A | Incremental Summer Peak Savings (MW) | Achievable Economic RVT Potential | 0 | 0 | 0 | 0 | 0 | 0 | 0 | 0 | 0 | 0 | 0 | 0 | 0 | 0 | 0 | 0 | 0 | 0 | 0 | 0 | 0 | 0 | 0 | 0 | 0 | 0 | 0
F6_Commercial_OR - Miscellaneous_New_Space Heating_Natural Gas_Infiltration Control - Loading Dock Sealing_A_Achievable Economic RVT Potential | F6 | Commercial | OR - Miscellaneous | New | Space Heating | Natural Gas | Infiltration Control - Loading Dock Sealing | A | Incremental Winter Peak Savings (MW) | Achievable Economic RVT Potential | 0 | 0 | 0 | 0 | 0 | 0 | 0 | 0 | 0 | 0 | 0 | 0 | 0 | 0 | 0 | 0 | 0 | 0 | 0 | 0 | 0 | 0 | 0 | 0 | 0 | 0 | 0
F7_Commercial_OR - Miscellaneous_New_Space Heating_Natural Gas_Infiltration Control - Loading Dock Sealing_A_Achievable Economic RVT Potential | F7 | Commercial | OR - Miscellaneous | New | Space Heating | Natural Gas | Infiltration Control - Loading Dock Sealing | A | Cumulative Energy Savings (MWh or mTherms) | Achievable Economic RVT Potential | 0 | 0 | 0 | 0 | 0 | 0 | 0 | 0 | 0 | 0 | 0 | 0 | 0 | 0 | 0 | 0 | 0 | 0 | 0 | 0 | 0 | 0 | 0 | 0 | 0 | 0 | 0
F8_Commercial_OR - Miscellaneous_New_Space Heating_Natural Gas_Infiltration Control - Loading Dock Sealing_A_Achievable Economic RVT Potential | F8 | Commercial | OR - Miscellaneous | New | Space Heating | Natural Gas | Infiltration Control - Loading Dock Sealing | A | Cumulative Summer Peak Savings (MW) | Achievable Economic RVT Potential | 0 | 0 | 0 | 0 | 0 | 0 | 0 | 0 | 0 | 0 | 0 | 0 | 0 | 0 | 0 | 0 | 0 | 0 | 0 | 0 | 0 | 0 | 0 | 0 | 0 | 0 | 0
F9_Commercial_OR - Miscellaneous_New_Space Heating_Natural Gas_Infiltration Control - Loading Dock Sealing_A_Achievable Economic RVT Potential | F9 | Commercial | OR - Miscellaneous | New | Space Heating | Natural Gas | Infiltration Control - Loading Dock Sealing | A | Cumulative Winter Peak Savings (MW) | Achievable Economic RVT Potential | 0 | 0 | 0 | 0 | 0 | 0 | 0 | 0 | 0 | 0 | 0 | 0 | 0 | 0 | 0 | 0 | 0 | 0 | 0 | 0 | 0 | 0 | 0 | 0 | 0 | 0 | 0
F10_Commercial_OR - Miscellaneous_New_Space Heating_Natural Gas_Infiltration Control - Loading Dock Sealing_A_Achievable Economic RVT Potential | F10 | Commercial | OR - Miscellaneous | New | Space Heating | Natural Gas | Infiltration Control - Loading Dock Sealing | A | Purchases (Incremental) | Achievable Economic RVT Potential | 0 | 0 | 0 | 0 | 0 | 0 | 0 | 0 | 0 | 0 | 0 | 0 | 0 | 0 | 0 | 0 | 0 | 0 | 0 | 0 | 0 | 0 | 0 | 0 | 0 | 0 | 0
F11_Commercial_OR - Miscellaneous_New_Space Heating_Natural Gas_Infiltration Control - Loading Dock Sealing_A_Achievable Economic RVT Potential | F11 | Commercial | OR - Miscellaneous | New | Space Heating | Natural Gas | Infiltration Control - Loading Dock Sealing | A | Purchases (Cumulative) | Achievable Economic RVT Potential | 0 | 0 | 0 | 0 | 0 | 0 | 0 | 0 | 0 | 0 | 0 | 0 | 0 | 0 | 0 | 0 | 0 | 0 | 0 | 0 | 0 | 0 | 0 | 0 | 0 | 0 | 0
F1_Commercial_OR - Miscellaneous_New_Space Heating_Natural Gas_Greenhouse Heat Curtain_A_Achievable Economic RVT Potential | F1 | Commercial | OR - Miscellaneous | New | Space Heating | Natural Gas | Greenhouse Heat Curtain | A | Integrated Unit Energy Savings (kWh or therms) | Achievable Economic RVT Potential | 0 | 0 | 0 | 0 | 0 | 0 | 0 | 0 | 0 | 0 | 0 | 0 | 0 | 0 | 0 | 0 | 0 | 0 | 0 | 0 | 0 | 0 | 0 | 0 | 0 | 0 | 0
F2_Commercial_OR - Miscellaneous_New_Space Heating_Natural Gas_Greenhouse Heat Curtain_A_Achievable Economic RVT Potential | F2 | Commercial | OR - Miscellaneous | New | Space Heating | Natural Gas | Greenhouse Heat Curtain | A | Integrated Unit Summer Peak Savings (kW) | Achievable Economic RVT Potential | 0 | 0 | 0 | 0 | 0 | 0 | 0 | 0 | 0 | 0 | 0 | 0 | 0 | 0 | 0 | 0 | 0 | 0 | 0 | 0 | 0 | 0 | 0 | 0 | 0 | 0 | 0
F3_Commercial_OR - Miscellaneous_New_Space Heating_Natural Gas_Greenhouse Heat Curtain_A_Achievable Economic RVT Potential | F3 | Commercial | OR - Miscellaneous | New | Space Heating | Natural Gas | Greenhouse Heat Curtain | A | Integrated Unit Winter Peak Savings (kW) | Achievable Economic RVT Potential | 0 | 0 | 0 | 0 | 0 | 0 | 0 | 0 | 0 | 0 | 0 | 0 | 0 | 0 | 0 | 0 | 0 | 0 | 0 | 0 | 0 | 0 | 0 | 0 | 0 | 0 | 0
F4_Commercial_OR - Miscellaneous_New_Space Heating_Natural Gas_Greenhouse Heat Curtain_A_Achievable Economic RVT Potential | F4 | Commercial | OR - Miscellaneous | New | Space Heating | Natural Gas | Greenhouse Heat Curtain | A | Incremental Energy Savings (MWh or mTherms) | Achievable Economic RVT Potential | 0 | 0 | 0 | 0 | 0 | 0 | 0 | 0 | 0 | 0 | 0 | 0 | 0 | 0 | 0 | 0 | 0 | 0 | 0 | 0 | 0 | 0 | 0 | 0 | 0 | 0 | 0
F5_Commercial_OR - Miscellaneous_New_Space Heating_Natural Gas_Greenhouse Heat Curtain_A_Achievable Economic RVT Potential | F5 | Commercial | OR - Miscellaneous | New | Space Heating | Natural Gas | Greenhouse Heat Curtain | A | Incremental Summer Peak Savings (MW) | Achievable Economic RVT Potential | 0 | 0 | 0 | 0 | 0 | 0 | 0 | 0 | 0 | 0 | 0 | 0 | 0 | 0 | 0 | 0 | 0 | 0 | 0 | 0 | 0 | 0 | 0 | 0 | 0 | 0 | 0
F6_Commercial_OR - Miscellaneous_New_Space Heating_Natural Gas_Greenhouse Heat Curtain_A_Achievable Economic RVT Potential | F6 | Commercial | OR - Miscellaneous | New | Space Heating | Natural Gas | Greenhouse Heat Curtain | A | Incremental Winter Peak Savings (MW) | Achievable Economic RVT Potential | 0 | 0 | 0 | 0 | 0 | 0 | 0 | 0 | 0 | 0 | 0 | 0 | 0 | 0 | 0 | 0 | 0 | 0 | 0 | 0 | 0 | 0 | 0 | 0 | 0 | 0 | 0
F7_Commercial_OR - Miscellaneous_New_Space Heating_Natural Gas_Greenhouse Heat Curtain_A_Achievable Economic RVT Potential | F7 | Commercial | OR - Miscellaneous | New | Space Heating | Natural Gas | Greenhouse Heat Curtain | A | Cumulative Energy Savings (MWh or mTherms) | Achievable Economic RVT Potential | 0 | 0 | 0 | 0 | 0 | 0 | 0 | 0 | 0 | 0 | 0 | 0 | 0 | 0 | 0 | 0 | 0 | 0 | 0 | 0 | 0 | 0 | 0 | 0 | 0 | 0 | 0
F8_Commercial_OR - Miscellaneous_New_Space Heating_Natural Gas_Greenhouse Heat Curtain_A_Achievable Economic RVT Potential | F8 | Commercial | OR - Miscellaneous | New | Space Heating | Natural Gas | Greenhouse Heat Curtain | A | Cumulative Summer Peak Savings (MW) | Achievable Economic RVT Potential | 0 | 0 | 0 | 0 | 0 | 0 | 0 | 0 | 0 | 0 | 0 | 0 | 0 | 0 | 0 | 0 | 0 | 0 | 0 | 0 | 0 | 0 | 0 | 0 | 0 | 0 | 0
F9_Commercial_OR - Miscellaneous_New_Space Heating_Natural Gas_Greenhouse Heat Curtain_A_Achievable Economic RVT Potential | F9 | Commercial | OR - Miscellaneous | New | Space Heating | Natural Gas | Greenhouse Heat Curtain | A | Cumulative Winter Peak Savings (MW) | Achievable Economic RVT Potential | 0 | 0 | 0 | 0 | 0 | 0 | 0 | 0 | 0 | 0 | 0 | 0 | 0 | 0 | 0 | 0 | 0 | 0 | 0 | 0 | 0 | 0 | 0 | 0 | 0 | 0 | 0
F10_Commercial_OR - Miscellaneous_New_Space Heating_Natural Gas_Greenhouse Heat Curtain_A_Achievable Economic RVT Potential | F10 | Commercial | OR - Miscellaneous | New | Space Heating | Natural Gas | Greenhouse Heat Curtain | A | Purchases (Incremental) | Achievable Economic RVT Potential | 0 | 0 | 0 | 0 | 0 | 0 | 0 | 0 | 0 | 0 | 0 | 0 | 0 | 0 | 0 | 0 | 0 | 0 | 0 | 0 | 0 | 0 | 0 | 0 | 0 | 0 | 0
F11_Commercial_OR - Miscellaneous_New_Space Heating_Natural Gas_Greenhouse Heat Curtain_A_Achievable Economic RVT Potential | F11 | Commercial | OR - Miscellaneous | New | Space Heating | Natural Gas | Greenhouse Heat Curtain | A | Purchases (Cumulative) | Achievable Economic RVT Potential | 0 | 0 | 0 | 0 | 0 | 0 | 0 | 0 | 0 | 0 | 0 | 0 | 0 | 0 | 0 | 0 | 0 | 0 | 0 | 0 | 0 | 0 | 0 | 0 | 0 | 0 | 0
F1_Commercial_OR - Miscellaneous_New_Space Heating_Natural Gas_Ventilation - Parking Garages, Demand Controlled_A_Achievable Economic RVT Potential | F1 | Commercial | OR - Miscellaneous | New | Space Heating | Natural Gas | Ventilation - Parking Garages, Demand Controlled | A | Integrated Unit Energy Savings (kWh or therms) | Achievable Economic RVT Potential | 0 | 0 | 0 | 0 | 0 | 0 | 0 | 0 | 0 | 0 | 0 | 0 | 0 | 0 | 0 | 0 | 0 | 0 | 0 | 0 | 0 | 0 | 0 | 0 | 0 | 0 | 0
F2_Commercial_OR - Miscellaneous_New_Space Heating_Natural Gas_Ventilation - Parking Garages, Demand Controlled_A_Achievable Economic RVT Potential | F2 | Commercial | OR - Miscellaneous | New | Space Heating | Natural Gas | Ventilation - Parking Garages, Demand Controlled | A | Integrated Unit Summer Peak Savings (kW) | Achievable Economic RVT Potential | 0 | 0 | 0 | 0 | 0 | 0 | 0 | 0 | 0 | 0 | 0 | 0 | 0 | 0 | 0 | 0 | 0 | 0 | 0 | 0 | 0 | 0 | 0 | 0 | 0 | 0 | 0
F3_Commercial_OR - Miscellaneous_New_Space Heating_Natural Gas_Ventilation - Parking Garages, Demand Controlled_A_Achievable Economic RVT Potential | F3 | Commercial | OR - Miscellaneous | New | Space Heating | Natural Gas | Ventilation - Parking Garages, Demand Controlled | A | Integrated Unit Winter Peak Savings (kW) | Achievable Economic RVT Potential | 0 | 0 | 0 | 0 | 0 | 0 | 0 | 0 | 0 | 0 | 0 | 0 | 0 | 0 | 0 | 0 | 0 | 0 | 0 | 0 | 0 | 0 | 0 | 0 | 0 | 0 | 0
F4_Commercial_OR - Miscellaneous_New_Space Heating_Natural Gas_Ventilation - Parking Garages, Demand Controlled_A_Achievable Economic RVT Potential | F4 | Commercial | OR - Miscellaneous | New | Space Heating | Natural Gas | Ventilation - Parking Garages, Demand Controlled | A | Incremental Energy Savings (MWh or mTherms) | Achievable Economic RVT Potential | 0 | 0 | 0 | 0 | 0 | 0 | 0 | 0 | 0 | 0 | 0 | 0 | 0 | 0 | 0 | 0 | 0 | 0 | 0 | 0 | 0 | 0 | 0 | 0 | 0 | 0 | 0
F5_Commercial_OR - Miscellaneous_New_Space Heating_Natural Gas_Ventilation - Parking Garages, Demand Controlled_A_Achievable Economic RVT Potential | F5 | Commercial | OR - Miscellaneous | New | Space Heating | Natural Gas | Ventilation - Parking Garages, Demand Controlled | A | Incremental Summer Peak Savings (MW) | Achievable Economic RVT Potential | 0 | 0 | 0 | 0 | 0 | 0 | 0 | 0 | 0 | 0 | 0 | 0 | 0 | 0 | 0 | 0 | 0 | 0 | 0 | 0 | 0 | 0 | 0 | 0 | 0 | 0 | 0
F6_Commercial_OR - Miscellaneous_New_Space Heating_Natural Gas_Ventilation - Parking Garages, Demand Controlled_A_Achievable Economic RVT Potential | F6 | Commercial | OR - Miscellaneous | New | Space Heating | Natural Gas | Ventilation - Parking Garages, Demand Controlled | A | Incremental Winter Peak Savings (MW) | Achievable Economic RVT Potential | 0 | 0 | 0 | 0 | 0 | 0 | 0 | 0 | 0 | 0 | 0 | 0 | 0 | 0 | 0 | 0 | 0 | 0 | 0 | 0 | 0 | 0 | 0 | 0 | 0 | 0 | 0
F7_Commercial_OR - Miscellaneous_New_Space Heating_Natural Gas_Ventilation - Parking Garages, Demand Controlled_A_Achievable Economic RVT Potential | F7 | Commercial | OR - Miscellaneous | New | Space Heating | Natural Gas | Ventilation - Parking Garages, Demand Controlled | A | Cumulative Energy Savings (MWh or mTherms) | Achievable Economic RVT Potential | 0 | 0 | 0 | 0 | 0 | 0 | 0 | 0 | 0 | 0 | 0 | 0 | 0 | 0 | 0 | 0 | 0 | 0 | 0 | 0 | 0 | 0 | 0 | 0 | 0 | 0 | 0
F8_Commercial_OR - Miscellaneous_New_Space Heating_Natural Gas_Ventilation - Parking Garages, Demand Controlled_A_Achievable Economic RVT Potential | F8 | Commercial | OR - Miscellaneous | New | Space Heating | Natural Gas | Ventilation - Parking Garages, Demand Controlled | A | Cumulative Summer Peak Savings (MW) | Achievable Economic RVT Potential | 0 | 0 | 0 | 0 | 0 | 0 | 0 | 0 | 0 | 0 | 0 | 0 | 0 | 0 | 0 | 0 | 0 | 0 | 0 | 0 | 0 | 0 | 0 | 0 | 0 | 0 | 0
F9_Commercial_OR - Miscellaneous_New_Space Heating_Natural Gas_Ventilation - Parking Garages, Demand Controlled_A_Achievable Economic RVT Potential | F9 | Commercial | OR - Miscellaneous | New | Space Heating | Natural Gas | Ventilation - Parking Garages, Demand Controlled | A | Cumulative Winter Peak Savings (MW) | Achievable Economic RVT Potential | 0 | 0 | 0 | 0 | 0 | 0 | 0 | 0 | 0 | 0 | 0 | 0 | 0 | 0 | 0 | 0 | 0 | 0 | 0 | 0 | 0 | 0 | 0 | 0 | 0 | 0 | 0
F10_Commercial_OR - Miscellaneous_New_Space Heating_Natural Gas_Ventilation - Parking Garages, Demand Controlled_A_Achievable Economic RVT Potential | F10 | Commercial | OR - Miscellaneous | New | Space Heating | Natural Gas | Ventilation - Parking Garages, Demand Controlled | A | Purchases (Incremental) | Achievable Economic RVT Potential | 0 | 0 | 0 | 0 | 0 | 0 | 0 | 0 | 0 | 0 | 0 | 0 | 0 | 0 | 0 | 0 | 0 | 0 | 0 | 0 | 0 | 0 | 0 | 0 | 0 | 0 | 0
F11_Commercial_OR - Miscellaneous_New_Space Heating_Natural Gas_Ventilation - Parking Garages, Demand Controlled_A_Achievable Economic RVT Potential | F11 | Commercial | OR - Miscellaneous | New | Space Heating | Natural Gas | Ventilation - Parking Garages, Demand Controlled | A | Purchases (Cumulative) | Achievable Economic RVT Potential | 0 | 0 | 0 | 0 | 0 | 0 | 0 | 0 | 0 | 0 | 0 | 0 | 0 | 0 | 0 | 0 | 0 | 0 | 0 | 0 | 0 | 0 | 0 | 0 | 0 | 0 | 0
F1_Commercial_OR - Miscellaneous_New_Miscellaneous_Natural Gas_Pool Heater - Night Covers_A_Achievable Economic RVT Potential | F1 | Commercial | OR - Miscellaneous | New | Miscellaneous | Natural Gas | Pool Heater - Night Covers | A | Integrated Unit Energy Savings (kWh or therms) | Achievable Economic RVT Potential | 0 | 0 | 0 | 0 | 0 | 0 | 0 | 0 | 0 | 0 | 0 | 0 | 0 | 0 | 0 | 0 | 0 | 0 | 0 | 0 | 0 | 0 | 0 | 0 | 0 | 0 | 0
F2_Commercial_OR - Miscellaneous_New_Miscellaneous_Natural Gas_Pool Heater - Night Covers_A_Achievable Economic RVT Potential | F2 | Commercial | OR - Miscellaneous | New | Miscellaneous | Natural Gas | Pool Heater - Night Covers | A | Integrated Unit Summer Peak Savings (kW) | Achievable Economic RVT Potential | 0 | 0 | 0 | 0 | 0 | 0 | 0 | 0 | 0 | 0 | 0 | 0 | 0 | 0 | 0 | 0 | 0 | 0 | 0 | 0 | 0 | 0 | 0 | 0 | 0 | 0 | 0
F3_Commercial_OR - Miscellaneous_New_Miscellaneous_Natural Gas_Pool Heater - Night Covers_A_Achievable Economic RVT Potential | F3 | Commercial | OR - Miscellaneous | New | Miscellaneous | Natural Gas | Pool Heater - Night Covers | A | Integrated Unit Winter Peak Savings (kW) | Achievable Economic RVT Potential | 0 | 0 | 0 | 0 | 0 | 0 | 0 | 0 | 0 | 0 | 0 | 0 | 0 | 0 | 0 | 0 | 0 | 0 | 0 | 0 | 0 | 0 | 0 | 0 | 0 | 0 | 0
F4_Commercial_OR - Miscellaneous_New_Miscellaneous_Natural Gas_Pool Heater - Night Covers_A_Achievable Economic RVT Potential | F4 | Commercial | OR - Miscellaneous | New | Miscellaneous | Natural Gas | Pool Heater - Night Covers | A | Incremental Energy Savings (MWh or mTherms) | Achievable Economic RVT Potential | 0 | 0 | 0 | 0 | 0 | 0 | 0 | 0 | 0 | 0 | 0 | 0 | 0 | 0 | 0 | 0 | 0 | 0 | 0 | 0 | 0 | 0 | 0 | 0 | 0 | 0 | 0
F5_Commercial_OR - Miscellaneous_New_Miscellaneous_Natural Gas_Pool Heater - Night Covers_A_Achievable Economic RVT Potential | F5 | Commercial | OR - Miscellaneous | New | Miscellaneous | Natural Gas | Pool Heater - Night Covers | A | Incremental Summer Peak Savings (MW) | Achievable Economic RVT Potential | 0 | 0 | 0 | 0 | 0 | 0 | 0 | 0 | 0 | 0 | 0 | 0 | 0 | 0 | 0 | 0 | 0 | 0 | 0 | 0 | 0 | 0 | 0 | 0 | 0 | 0 | 0
F6_Commercial_OR - Miscellaneous_New_Miscellaneous_Natural Gas_Pool Heater - Night Covers_A_Achievable Economic RVT Potential | F6 | Commercial | OR - Miscellaneous | New | Miscellaneous | Natural Gas | Pool Heater - Night Covers | A | Incremental Winter Peak Savings (MW) | Achievable Economic RVT Potential | 0 | 0 | 0 | 0 | 0 | 0 | 0 | 0 | 0 | 0 | 0 | 0 | 0 | 0 | 0 | 0 | 0 | 0 | 0 | 0 | 0 | 0 | 0 | 0 | 0 | 0 | 0
F7_Commercial_OR - Miscellaneous_New_Miscellaneous_Natural Gas_Pool Heater - Night Covers_A_Achievable Economic RVT Potential | F7 | Commercial | OR - Miscellaneous | New | Miscellaneous | Natural Gas | Pool Heater - Night Covers | A | Cumulative Energy Savings (MWh or mTherms) | Achievable Economic RVT Potential | 0 | 0 | 0 | 0 | 0 | 0 | 0 | 0 | 0 | 0 | 0 | 0 | 0 | 0 | 0 | 0 | 0 | 0 | 0 | 0 | 0 | 0 | 0 | 0 | 0 | 0 | 0
F8_Commercial_OR - Miscellaneous_New_Miscellaneous_Natural Gas_Pool Heater - Night Covers_A_Achievable Economic RVT Potential | F8 | Commercial | OR - Miscellaneous | New | Miscellaneous | Natural Gas | Pool Heater - Night Covers | A | Cumulative Summer Peak Savings (MW) | Achievable Economic RVT Potential | 0 | 0 | 0 | 0 | 0 | 0 | 0 | 0 | 0 | 0 | 0 | 0 | 0 | 0 | 0 | 0 | 0 | 0 | 0 | 0 | 0 | 0 | 0 | 0 | 0 | 0 | 0
F9_Commercial_OR - Miscellaneous_New_Miscellaneous_Natural Gas_Pool Heater - Night Covers_A_Achievable Economic RVT Potential | F9 | Commercial | OR - Miscellaneous | New | Miscellaneous | Natural Gas | Pool Heater - Night Covers | A | Cumulative Winter Peak Savings (MW) | Achievable Economic RVT Potential | 0 | 0 | 0 | 0 | 0 | 0 | 0 | 0 | 0 | 0 | 0 | 0 | 0 | 0 | 0 | 0 | 0 | 0 | 0 | 0 | 0 | 0 | 0 | 0 | 0 | 0 | 0
F10_Commercial_OR - Miscellaneous_New_Miscellaneous_Natural Gas_Pool Heater - Night Covers_A_Achievable Economic RVT Potential | F10 | Commercial | OR - Miscellaneous | New | Miscellaneous | Natural Gas | Pool Heater - Night Covers | A | Purchases (Incremental) | Achievable Economic RVT Potential | 0 | 0 | 0 | 0 | 0 | 0 | 0 | 0 | 0 | 0 | 0 | 0 | 0 | 0 | 0 | 0 | 0 | 0 | 0 | 0 | 0 | 0 | 0 | 0 | 0 | 0 | 0
F11_Commercial_OR - Miscellaneous_New_Miscellaneous_Natural Gas_Pool Heater - Night Covers_A_Achievable Economic RVT Potential | F11 | Commercial | OR - Miscellaneous | New | Miscellaneous | Natural Gas | Pool Heater - Night Covers | A | Purchases (Cumulative) | Achievable Economic RVT Potential | 0 | 0 | 0 | 0 | 0 | 0 | 0 | 0 | 0 | 0 | 0 | 0 | 0 | 0 | 0 | 0 | 0 | 0 | 0 | 0 | 0 | 0 | 0 | 0 | 0 | 0 | 0
F1_Commercial_OR - Miscellaneous_New_Space Heating_Natural Gas_Advanced New Construction Designs_A_Achievable Economic RVT Potential | F1 | Commercial | OR - Miscellaneous | New | Space Heating | Natural Gas | Advanced New Construction Designs | A | Integrated Unit Energy Savings (kWh or therms) | Achievable Economic RVT Potential | 0 | 0 | 0 | 0 | 0 | 0 | 0 | 0 | 0 | 0 | 0 | 0 | 0 | 0 | 0 | 0 | 0 | 0 | 0 | 0 | 0 | 0 | 0 | 0 | 0 | 0 | 0
F2_Commercial_OR - Miscellaneous_New_Space Heating_Natural Gas_Advanced New Construction Designs_A_Achievable Economic RVT Potential | F2 | Commercial | OR - Miscellaneous | New | Space Heating | Natural Gas | Advanced New Construction Designs | A | Integrated Unit Summer Peak Savings (kW) | Achievable Economic RVT Potential | 0 | 0 | 0 | 0 | 0 | 0 | 0 | 0 | 0 | 0 | 0 | 0 | 0 | 0 | 0 | 0 | 0 | 0 | 0 | 0 | 0 | 0 | 0 | 0 | 0 | 0 | 0
F3_Commercial_OR - Miscellaneous_New_Space Heating_Natural Gas_Advanced New Construction Designs_A_Achievable Economic RVT Potential | F3 | Commercial | OR - Miscellaneous | New | Space Heating | Natural Gas | Advanced New Construction Designs | A | Integrated Unit Winter Peak Savings (kW) | Achievable Economic RVT Potential | 0 | 0 | 0 | 0 | 0 | 0 | 0 | 0 | 0 | 0 | 0 | 0 | 0 | 0 | 0 | 0 | 0 | 0 | 0 | 0 | 0 | 0 | 0 | 0 | 0 | 0 | 0
F4_Commercial_OR - Miscellaneous_New_Space Heating_Natural Gas_Advanced New Construction Designs_A_Achievable Economic RVT Potential | F4 | Commercial | OR - Miscellaneous | New | Space Heating | Natural Gas | Advanced New Construction Designs | A | Incremental Energy Savings (MWh or mTherms) | Achievable Economic RVT Potential | 0 | 0 | 0 | 0 | 0 | 0 | 0 | 0 | 0 | 0 | 0 | 0 | 0 | 0 | 0 | 0 | 0 | 0 | 0 | 0 | 0 | 0 | 0 | 0 | 0 | 0 | 0
F5_Commercial_OR - Miscellaneous_New_Space Heating_Natural Gas_Advanced New Construction Designs_A_Achievable Economic RVT Potential | F5 | Commercial | OR - Miscellaneous | New | Space Heating | Natural Gas | Advanced New Construction Designs | A | Incremental Summer Peak Savings (MW) | Achievable Economic RVT Potential | 0 | 0 | 0 | 0 | 0 | 0 | 0 | 0 | 0 | 0 | 0 | 0 | 0 | 0 | 0 | 0 | 0 | 0 | 0 | 0 | 0 | 0 | 0 | 0 | 0 | 0 | 0
F6_Commercial_OR - Miscellaneous_New_Space Heating_Natural Gas_Advanced New Construction Designs_A_Achievable Economic RVT Potential | F6 | Commercial | OR - Miscellaneous | New | Space Heating | Natural Gas | Advanced New Construction Designs | A | Incremental Winter Peak Savings (MW) | Achievable Economic RVT Potential | 0 | 0 | 0 | 0 | 0 | 0 | 0 | 0 | 0 | 0 | 0 | 0 | 0 | 0 | 0 | 0 | 0 | 0 | 0 | 0 | 0 | 0 | 0 | 0 | 0 | 0 | 0
F7_Commercial_OR - Miscellaneous_New_Space Heating_Natural Gas_Advanced New Construction Designs_A_Achievable Economic RVT Potential | F7 | Commercial | OR - Miscellaneous | New | Space Heating | Natural Gas | Advanced New Construction Designs | A | Cumulative Energy Savings (MWh or mTherms) | Achievable Economic RVT Potential | 0 | 0 | 0 | 0 | 0 | 0 | 0 | 0 | 0 | 0 | 0 | 0 | 0 | 0 | 0 | 0 | 0 | 0 | 0 | 0 | 0 | 0 | 0 | 0 | 0 | 0 | 0
F8_Commercial_OR - Miscellaneous_New_Space Heating_Natural Gas_Advanced New Construction Designs_A_Achievable Economic RVT Potential | F8 | Commercial | OR - Miscellaneous | New | Space Heating | Natural Gas | Advanced New Construction Designs | A | Cumulative Summer Peak Savings (MW) | Achievable Economic RVT Potential | 0 | 0 | 0 | 0 | 0 | 0 | 0 | 0 | 0 | 0 | 0 | 0 | 0 | 0 | 0 | 0 | 0 | 0 | 0 | 0 | 0 | 0 | 0 | 0 | 0 | 0 | 0
F9_Commercial_OR - Miscellaneous_New_Space Heating_Natural Gas_Advanced New Construction Designs_A_Achievable Economic RVT Potential | F9 | Commercial | OR - Miscellaneous | New | Space Heating | Natural Gas | Advanced New Construction Designs | A | Cumulative Winter Peak Savings (MW) | Achievable Economic RVT Potential | 0 | 0 | 0 | 0 | 0 | 0 | 0 | 0 | 0 | 0 | 0 | 0 | 0 | 0 | 0 | 0 | 0 | 0 | 0 | 0 | 0 | 0 | 0 | 0 | 0 | 0 | 0
F10_Commercial_OR - Miscellaneous_New_Space Heating_Natural Gas_Advanced New Construction Designs_A_Achievable Economic RVT Potential | F10 | Commercial | OR - Miscellaneous | New | Space Heating | Natural Gas | Advanced New Construction Designs | A | Purchases (Incremental) | Achievable Economic RVT Potential | 0 | 0 | 0 | 0 | 0 | 0 | 0 | 0 | 0 | 0 | 0 | 0 | 0 | 0 | 0 | 0 | 0 | 0 | 0 | 0 | 0 | 0 | 0 | 0 | 0 | 0 | 0
F11_Commercial_OR - Miscellaneous_New_Space Heating_Natural Gas_Advanced New Construction Designs_A_Achievable Economic RVT Potential | F11 | Commercial | OR - Miscellaneous | New | Space Heating | Natural Gas | Advanced New Construction Designs | A | Purchases (Cumulative) | Achievable Economic RVT Potential | 0 | 0 | 0 | 0 | 0 | 0 | 0 | 0 | 0 | 0 | 0 | 0 | 0 | 0 | 0 | 0 | 0 | 0 | 0 | 0 | 0 | 0 | 0 | 0 | 0 | 0 | 0
F1_Commercial_OR - Miscellaneous_New_Water Heating_Natural Gas_Advanced New Construction Designs_A_Achievable Economic RVT Potential | F1 | Commercial | OR - Miscellaneous | New | Water Heating | Natural Gas | Advanced New Construction Designs | A | Integrated Unit Energy Savings (kWh or therms) | Achievable Economic RVT Potential | 0 | 0 | 0 | 0 | 0 | 0 | 0 | 0 | 0 | 0 | 0 | 0 | 0 | 0 | 0 | 0 | 0 | 0 | 0 | 0 | 0 | 0 | 0 | 0 | 0 | 0 | 0
F2_Commercial_OR - Miscellaneous_New_Water Heating_Natural Gas_Advanced New Construction Designs_A_Achievable Economic RVT Potential | F2 | Commercial | OR - Miscellaneous | New | Water Heating | Natural Gas | Advanced New Construction Designs | A | Integrated Unit Summer Peak Savings (kW) | Achievable Economic RVT Potential | 0 | 0 | 0 | 0 | 0 | 0 | 0 | 0 | 0 | 0 | 0 | 0 | 0 | 0 | 0 | 0 | 0 | 0 | 0 | 0 | 0 | 0 | 0 | 0 | 0 | 0 | 0
F3_Commercial_OR - Miscellaneous_New_Water Heating_Natural Gas_Advanced New Construction Designs_A_Achievable Economic RVT Potential | F3 | Commercial | OR - Miscellaneous | New | Water Heating | Natural Gas | Advanced New Construction Designs | A | Integrated Unit Winter Peak Savings (kW) | Achievable Economic RVT Potential | 0 | 0 | 0 | 0 | 0 | 0 | 0 | 0 | 0 | 0 | 0 | 0 | 0 | 0 | 0 | 0 | 0 | 0 | 0 | 0 | 0 | 0 | 0 | 0 | 0 | 0 | 0
F4_Commercial_OR - Miscellaneous_New_Water Heating_Natural Gas_Advanced New Construction Designs_A_Achievable Economic RVT Potential | F4 | Commercial | OR - Miscellaneous | New | Water Heating | Natural Gas | Advanced New Construction Designs | A | Incremental Energy Savings (MWh or mTherms) | Achievable Economic RVT Potential | 0 | 0 | 0 | 0 | 0 | 0 | 0 | 0 | 0 | 0 | 0 | 0 | 0 | 0 | 0 | 0 | 0 | 0 | 0 | 0 | 0 | 0 | 0 | 0 | 0 | 0 | 0
F5_Commercial_OR - Miscellaneous_New_Water Heating_Natural Gas_Advanced New Construction Designs_A_Achievable Economic RVT Potential | F5 | Commercial | OR - Miscellaneous | New | Water Heating | Natural Gas | Advanced New Construction Designs | A | Incremental Summer Peak Savings (MW) | Achievable Economic RVT Potential | 0 | 0 | 0 | 0 | 0 | 0 | 0 | 0 | 0 | 0 | 0 | 0 | 0 | 0 | 0 | 0 | 0 | 0 | 0 | 0 | 0 | 0 | 0 | 0 | 0 | 0 | 0
F6_Commercial_OR - Miscellaneous_New_Water Heating_Natural Gas_Advanced New Construction Designs_A_Achievable Economic RVT Potential | F6 | Commercial | OR - Miscellaneous | New | Water Heating | Natural Gas | Advanced New Construction Designs | A | Incremental Winter Peak Savings (MW) | Achievable Economic RVT Potential | 0 | 0 | 0 | 0 | 0 | 0 | 0 | 0 | 0 | 0 | 0 | 0 | 0 | 0 | 0 | 0 | 0 | 0 | 0 | 0 | 0 | 0 | 0 | 0 | 0 | 0 | 0
F7_Commercial_OR - Miscellaneous_New_Water Heating_Natural Gas_Advanced New Construction Designs_A_Achievable Economic RVT Potential | F7 | Commercial | OR - Miscellaneous | New | Water Heating | Natural Gas | Advanced New Construction Designs | A | Cumulative Energy Savings (MWh or mTherms) | Achievable Economic RVT Potential | 0 | 0 | 0 | 0 | 0 | 0 | 0 | 0 | 0 | 0 | 0 | 0 | 0 | 0 | 0 | 0 | 0 | 0 | 0 | 0 | 0 | 0 | 0 | 0 | 0 | 0 | 0
F8_Commercial_OR - Miscellaneous_New_Water Heating_Natural Gas_Advanced New Construction Designs_A_Achievable Economic RVT Potential | F8 | Commercial | OR - Miscellaneous | New | Water Heating | Natural Gas | Advanced New Construction Designs | A | Cumulative Summer Peak Savings (MW) | Achievable Economic RVT Potential | 0 | 0 | 0 | 0 | 0 | 0 | 0 | 0 | 0 | 0 | 0 | 0 | 0 | 0 | 0 | 0 | 0 | 0 | 0 | 0 | 0 | 0 | 0 | 0 | 0 | 0 | 0
F9_Commercial_OR - Miscellaneous_New_Water Heating_Natural Gas_Advanced New Construction Designs_A_Achievable Economic RVT Potential | F9 | Commercial | OR - Miscellaneous | New | Water Heating | Natural Gas | Advanced New Construction Designs | A | Cumulative Winter Peak Savings (MW) | Achievable Economic RVT Potential | 0 | 0 | 0 | 0 | 0 | 0 | 0 | 0 | 0 | 0 | 0 | 0 | 0 | 0 | 0 | 0 | 0 | 0 | 0 | 0 | 0 | 0 | 0 | 0 | 0 | 0 | 0
F10_Commercial_OR - Miscellaneous_New_Water Heating_Natural Gas_Advanced New Construction Designs_A_Achievable Economic RVT Potential | F10 | Commercial | OR - Miscellaneous | New | Water Heating | Natural Gas | Advanced New Construction Designs | A | Purchases (Incremental) | Achievable Economic RVT Potential | 0 | 0 | 0 | 0 | 0 | 0 | 0 | 0 | 0 | 0 | 0 | 0 | 0 | 0 | 0 | 0 | 0 | 0 | 0 | 0 | 0 | 0 | 0 | 0 | 0 | 0 | 0
F11_Commercial_OR - Miscellaneous_New_Water Heating_Natural Gas_Advanced New Construction Designs_A_Achievable Economic RVT Potential | F11 | Commercial | OR - Miscellaneous | New | Water Heating | Natural Gas | Advanced New Construction Designs | A | Purchases (Cumulative) | Achievable Economic RVT Potential | 0 | 0 | 0 | 0 | 0 | 0 | 0 | 0 | 0 | 0 | 0 | 0 | 0 | 0 | 0 | 0 | 0 | 0 | 0 | 0 | 0 | 0 | 0 | 0 | 0 | 0 | 0
F1_Commercial_OR - Miscellaneous_New_Space Heating_Natural Gas_Strategic Energy Management_A_Achievable Economic RVT Potential | F1 | Commercial | OR - Miscellaneous | New | Space Heating | Natural Gas | Strategic Energy Management | A | Integrated Unit Energy Savings (kWh or therms) | Achievable Economic RVT Potential | 0 | 0 | 0 | 0 | 0 | 0 | 0 | 0 | 0 | 0 | 0 | 0 | 0 | 0 | 0 | 0 | 0 | 0 | 0 | 0 | 0 | 0 | 0 | 0 | 0 | 0 | 0
F2_Commercial_OR - Miscellaneous_New_Space Heating_Natural Gas_Strategic Energy Management_A_Achievable Economic RVT Potential | F2 | Commercial | OR - Miscellaneous | New | Space Heating | Natural Gas | Strategic Energy Management | A | Integrated Unit Summer Peak Savings (kW) | Achievable Economic RVT Potential | 0 | 0 | 0 | 0 | 0 | 0 | 0 | 0 | 0 | 0 | 0 | 0 | 0 | 0 | 0 | 0 | 0 | 0 | 0 | 0 | 0 | 0 | 0 | 0 | 0 | 0 | 0
F3_Commercial_OR - Miscellaneous_New_Space Heating_Natural Gas_Strategic Energy Management_A_Achievable Economic RVT Potential | F3 | Commercial | OR - Miscellaneous | New | Space Heating | Natural Gas | Strategic Energy Management | A | Integrated Unit Winter Peak Savings (kW) | Achievable Economic RVT Potential | 0 | 0 | 0 | 0 | 0 | 0 | 0 | 0 | 0 | 0 | 0 | 0 | 0 | 0 | 0 | 0 | 0 | 0 | 0 | 0 | 0 | 0 | 0 | 0 | 0 | 0 | 0
F4_Commercial_OR - Miscellaneous_New_Space Heating_Natural Gas_Strategic Energy Management_A_Achievable Economic RVT Potential | F4 | Commercial | OR - Miscellaneous | New | Space Heating | Natural Gas | Strategic Energy Management | A | Incremental Energy Savings (MWh or mTherms) | Achievable Economic RVT Potential | 0 | 0 | 0 | 0 | 0 | 0 | 0 | 0 | 0 | 0 | 0 | 0 | 0 | 0 | 0 | 0 | 0 | 0 | 0 | 0 | 0 | 0 | 0 | 0 | 0 | 0 | 0
F5_Commercial_OR - Miscellaneous_New_Space Heating_Natural Gas_Strategic Energy Management_A_Achievable Economic RVT Potential | F5 | Commercial | OR - Miscellaneous | New | Space Heating | Natural Gas | Strategic Energy Management | A | Incremental Summer Peak Savings (MW) | Achievable Economic RVT Potential | 0 | 0 | 0 | 0 | 0 | 0 | 0 | 0 | 0 | 0 | 0 | 0 | 0 | 0 | 0 | 0 | 0 | 0 | 0 | 0 | 0 | 0 | 0 | 0 | 0 | 0 | 0
F6_Commercial_OR - Miscellaneous_New_Space Heating_Natural Gas_Strategic Energy Management_A_Achievable Economic RVT Potential | F6 | Commercial | OR - Miscellaneous | New | Space Heating | Natural Gas | Strategic Energy Management | A | Incremental Winter Peak Savings (MW) | Achievable Economic RVT Potential | 0 | 0 | 0 | 0 | 0 | 0 | 0 | 0 | 0 | 0 | 0 | 0 | 0 | 0 | 0 | 0 | 0 | 0 | 0 | 0 | 0 | 0 | 0 | 0 | 0 | 0 | 0
F7_Commercial_OR - Miscellaneous_New_Space Heating_Natural Gas_Strategic Energy Management_A_Achievable Economic RVT Potential | F7 | Commercial | OR - Miscellaneous | New | Space Heating | Natural Gas | Strategic Energy Management | A | Cumulative Energy Savings (MWh or mTherms) | Achievable Economic RVT Potential | 0 | 0 | 0 | 0 | 0 | 0 | 0 | 0 | 0 | 0 | 0 | 0 | 0 | 0 | 0 | 0 | 0 | 0 | 0 | 0 | 0 | 0 | 0 | 0 | 0 | 0 | 0
F8_Commercial_OR - Miscellaneous_New_Space Heating_Natural Gas_Strategic Energy Management_A_Achievable Economic RVT Potential | F8 | Commercial | OR - Miscellaneous | New | Space Heating | Natural Gas | Strategic Energy Management | A | Cumulative Summer Peak Savings (MW) | Achievable Economic RVT Potential | 0 | 0 | 0 | 0 | 0 | 0 | 0 | 0 | 0 | 0 | 0 | 0 | 0 | 0 | 0 | 0 | 0 | 0 | 0 | 0 | 0 | 0 | 0 | 0 | 0 | 0 | 0
F9_Commercial_OR - Miscellaneous_New_Space Heating_Natural Gas_Strategic Energy Management_A_Achievable Economic RVT Potential | F9 | Commercial | OR - Miscellaneous | New | Space Heating | Natural Gas | Strategic Energy Management | A | Cumulative Winter Peak Savings (MW) | Achievable Economic RVT Potential | 0 | 0 | 0 | 0 | 0 | 0 | 0 | 0 | 0 | 0 | 0 | 0 | 0 | 0 | 0 | 0 | 0 | 0 | 0 | 0 | 0 | 0 | 0 | 0 | 0 | 0 | 0
F10_Commercial_OR - Miscellaneous_New_Space Heating_Natural Gas_Strategic Energy Management_A_Achievable Economic RVT Potential | F10 | Commercial | OR - Miscellaneous | New | Space Heating | Natural Gas | Strategic Energy Management | A | Purchases (Incremental) | Achievable Economic RVT Potential | 0 | 0 | 0 | 0 | 0 | 0 | 0 | 0 | 0 | 0 | 0 | 0 | 0 | 0 | 0 | 0 | 0 | 0 | 0 | 0 | 0 | 0 | 0 | 0 | 0 | 0 | 0
F11_Commercial_OR - Miscellaneous_New_Space Heating_Natural Gas_Strategic Energy Management_A_Achievable Economic RVT Potential | F11 | Commercial | OR - Miscellaneous | New | Space Heating | Natural Gas | Strategic Energy Management | A | Purchases (Cumulative) | Achievable Economic RVT Potential | 0 | 0 | 0 | 0 | 0 | 0 | 0 | 0 | 0 | 0 | 0 | 0 | 0 | 0 | 0 | 0 | 0 | 0 | 0 | 0 | 0 | 0 | 0 | 0 | 0 | 0 | 0
F1_Commercial_OR - Miscellaneous_New_Water Heating_Natural Gas_Strategic Energy Management_A_Achievable Economic RVT Potential | F1 | Commercial | OR - Miscellaneous | New | Water Heating | Natural Gas | Strategic Energy Management | A | Integrated Unit Energy Savings (kWh or therms) | Achievable Economic RVT Potential | 0 | 0 | 0 | 0 | 0 | 0 | 0 | 0 | 0 | 0 | 0 | 0 | 0 | 0 | 0 | 0 | 0 | 0 | 0 | 0 | 0 | 0 | 0 | 0 | 0 | 0 | 0
F2_Commercial_OR - Miscellaneous_New_Water Heating_Natural Gas_Strategic Energy Management_A_Achievable Economic RVT Potential | F2 | Commercial | OR - Miscellaneous | New | Water Heating | Natural Gas | Strategic Energy Management | A | Integrated Unit Summer Peak Savings (kW) | Achievable Economic RVT Potential | 0 | 0 | 0 | 0 | 0 | 0 | 0 | 0 | 0 | 0 | 0 | 0 | 0 | 0 | 0 | 0 | 0 | 0 | 0 | 0 | 0 | 0 | 0 | 0 | 0 | 0 | 0
F3_Commercial_OR - Miscellaneous_New_Water Heating_Natural Gas_Strategic Energy Management_A_Achievable Economic RVT Potential | F3 | Commercial | OR - Miscellaneous | New | Water Heating | Natural Gas | Strategic Energy Management | A | Integrated Unit Winter Peak Savings (kW) | Achievable Economic RVT Potential | 0 | 0 | 0 | 0 | 0 | 0 | 0 | 0 | 0 | 0 | 0 | 0 | 0 | 0 | 0 | 0 | 0 | 0 | 0 | 0 | 0 | 0 | 0 | 0 | 0 | 0 | 0
F4_Commercial_OR - Miscellaneous_New_Water Heating_Natural Gas_Strategic Energy Management_A_Achievable Economic RVT Potential | F4 | Commercial | OR - Miscellaneous | New | Water Heating | Natural Gas | Strategic Energy Management | A | Incremental Energy Savings (MWh or mTherms) | Achievable Economic RVT Potential | 0 | 0 | 0 | 0 | 0 | 0 | 0 | 0 | 0 | 0 | 0 | 0 | 0 | 0 | 0 | 0 | 0 | 0 | 0 | 0 | 0 | 0 | 0 | 0 | 0 | 0 | 0
F5_Commercial_OR - Miscellaneous_New_Water Heating_Natural Gas_Strategic Energy Management_A_Achievable Economic RVT Potential | F5 | Commercial | OR - Miscellaneous | New | Water Heating | Natural Gas | Strategic Energy Management | A | Incremental Summer Peak Savings (MW) | Achievable Economic RVT Potential | 0 | 0 | 0 | 0 | 0 | 0 | 0 | 0 | 0 | 0 | 0 | 0 | 0 | 0 | 0 | 0 | 0 | 0 | 0 | 0 | 0 | 0 | 0 | 0 | 0 | 0 | 0
F6_Commercial_OR - Miscellaneous_New_Water Heating_Natural Gas_Strategic Energy Management_A_Achievable Economic RVT Potential | F6 | Commercial | OR - Miscellaneous | New | Water Heating | Natural Gas | Strategic Energy Management | A | Incremental Winter Peak Savings (MW) | Achievable Economic RVT Potential | 0 | 0 | 0 | 0 | 0 | 0 | 0 | 0 | 0 | 0 | 0 | 0 | 0 | 0 | 0 | 0 | 0 | 0 | 0 | 0 | 0 | 0 | 0 | 0 | 0 | 0 | 0
F7_Commercial_OR - Miscellaneous_New_Water Heating_Natural Gas_Strategic Energy Management_A_Achievable Economic RVT Potential | F7 | Commercial | OR - Miscellaneous | New | Water Heating | Natural Gas | Strategic Energy Management | A | Cumulative Energy Savings (MWh or mTherms) | Achievable Economic RVT Potential | 0 | 0 | 0 | 0 | 0 | 0 | 0 | 0 | 0 | 0 | 0 | 0 | 0 | 0 | 0 | 0 | 0 | 0 | 0 | 0 | 0 | 0 | 0 | 0 | 0 | 0 | 0
F8_Commercial_OR - Miscellaneous_New_Water Heating_Natural Gas_Strategic Energy Management_A_Achievable Economic RVT Potential | F8 | Commercial | OR - Miscellaneous | New | Water Heating | Natural Gas | Strategic Energy Management | A | Cumulative Summer Peak Savings (MW) | Achievable Economic RVT Potential | 0 | 0 | 0 | 0 | 0 | 0 | 0 | 0 | 0 | 0 | 0 | 0 | 0 | 0 | 0 | 0 | 0 | 0 | 0 | 0 | 0 | 0 | 0 | 0 | 0 | 0 | 0
F9_Commercial_OR - Miscellaneous_New_Water Heating_Natural Gas_Strategic Energy Management_A_Achievable Economic RVT Potential | F9 | Commercial | OR - Miscellaneous | New | Water Heating | Natural Gas | Strategic Energy Management | A | Cumulative Winter Peak Savings (MW) | Achievable Economic RVT Potential | 0 | 0 | 0 | 0 | 0 | 0 | 0 | 0 | 0 | 0 | 0 | 0 | 0 | 0 | 0 | 0 | 0 | 0 | 0 | 0 | 0 | 0 | 0 | 0 | 0 | 0 | 0
F10_Commercial_OR - Miscellaneous_New_Water Heating_Natural Gas_Strategic Energy Management_A_Achievable Economic RVT Potential | F10 | Commercial | OR - Miscellaneous | New | Water Heating | Natural Gas | Strategic Energy Management | A | Purchases (Incremental) | Achievable Economic RVT Potential | 0 | 0 | 0 | 0 | 0 | 0 | 0 | 0 | 0 | 0 | 0 | 0 | 0 | 0 | 0 | 0 | 0 | 0 | 0 | 0 | 0 | 0 | 0 | 0 | 0 | 0 | 0
F11_Commercial_OR - Miscellaneous_New_Water Heating_Natural Gas_Strategic Energy Management_A_Achievable Economic RVT Potential | F11 | Commercial | OR - Miscellaneous | New | Water Heating | Natural Gas | Strategic Energy Management | A | Purchases (Cumulative) | Achievable Economic RVT Potential | 0 | 0 | 0 | 0 | 0 | 0 | 0 | 0 | 0 | 0 | 0 | 0 | 0 | 0 | 0 | 0 | 0 | 0 | 0 | 0 | 0 | 0 | 0 | 0 | 0 | 0 | 0
F1_Commercial_OR - Miscellaneous_New_Space Heating_Natural Gas_Retrocommissioning_A_Achievable Economic RVT Potential | F1 | Commercial | OR - Miscellaneous | New | Space Heating | Natural Gas | Retrocommissioning | A | Integrated Unit Energy Savings (kWh or therms) | Achievable Economic RVT Potential | 0 | 0 | 0 | 0 | 0 | 0 | 0 | 0 | 0 | 0 | 0 | 0 | 0 | 0 | 0 | 0 | 0 | 0 | 0 | 0 | 0 | 0 | 0 | 0 | 0 | 0 | 0
F2_Commercial_OR - Miscellaneous_New_Space Heating_Natural Gas_Retrocommissioning_A_Achievable Economic RVT Potential | F2 | Commercial | OR - Miscellaneous | New | Space Heating | Natural Gas | Retrocommissioning | A | Integrated Unit Summer Peak Savings (kW) | Achievable Economic RVT Potential | 0 | 0 | 0 | 0 | 0 | 0 | 0 | 0 | 0 | 0 | 0 | 0 | 0 | 0 | 0 | 0 | 0 | 0 | 0 | 0 | 0 | 0 | 0 | 0 | 0 | 0 | 0
F3_Commercial_OR - Miscellaneous_New_Space Heating_Natural Gas_Retrocommissioning_A_Achievable Economic RVT Potential | F3 | Commercial | OR - Miscellaneous | New | Space Heating | Natural Gas | Retrocommissioning | A | Integrated Unit Winter Peak Savings (kW) | Achievable Economic RVT Potential | 0 | 0 | 0 | 0 | 0 | 0 | 0 | 0 | 0 | 0 | 0 | 0 | 0 | 0 | 0 | 0 | 0 | 0 | 0 | 0 | 0 | 0 | 0 | 0 | 0 | 0 | 0
F4_Commercial_OR - Miscellaneous_New_Space Heating_Natural Gas_Retrocommissioning_A_Achievable Economic RVT Potential | F4 | Commercial | OR - Miscellaneous | New | Space Heating | Natural Gas | Retrocommissioning | A | Incremental Energy Savings (MWh or mTherms) | Achievable Economic RVT Potential | 0 | 0 | 0 | 0 | 0 | 0 | 0 | 0 | 0 | 0 | 0 | 0 | 0 | 0 | 0 | 0 | 0 | 0 | 0 | 0 | 0 | 0 | 0 | 0 | 0 | 0 | 0
F5_Commercial_OR - Miscellaneous_New_Space Heating_Natural Gas_Retrocommissioning_A_Achievable Economic RVT Potential | F5 | Commercial | OR - Miscellaneous | New | Space Heating | Natural Gas | Retrocommissioning | A | Incremental Summer Peak Savings (MW) | Achievable Economic RVT Potential | 0 | 0 | 0 | 0 | 0 | 0 | 0 | 0 | 0 | 0 | 0 | 0 | 0 | 0 | 0 | 0 | 0 | 0 | 0 | 0 | 0 | 0 | 0 | 0 | 0 | 0 | 0
F6_Commercial_OR - Miscellaneous_New_Space Heating_Natural Gas_Retrocommissioning_A_Achievable Economic RVT Potential | F6 | Commercial | OR - Miscellaneous | New | Space Heating | Natural Gas | Retrocommissioning | A | Incremental Winter Peak Savings (MW) | Achievable Economic RVT Potential | 0 | 0 | 0 | 0 | 0 | 0 | 0 | 0 | 0 | 0 | 0 | 0 | 0 | 0 | 0 | 0 | 0 | 0 | 0 | 0 | 0 | 0 | 0 | 0 | 0 | 0 | 0
F7_Commercial_OR - Miscellaneous_New_Space Heating_Natural Gas_Retrocommissioning_A_Achievable Economic RVT Potential | F7 | Commercial | OR - Miscellaneous | New | Space Heating | Natural Gas | Retrocommissioning | A | Cumulative Energy Savings (MWh or mTherms) | Achievable Economic RVT Potential | 0 | 0 | 0 | 0 | 0 | 0 | 0 | 0 | 0 | 0 | 0 | 0 | 0 | 0 | 0 | 0 | 0 | 0 | 0 | 0 | 0 | 0 | 0 | 0 | 0 | 0 | 0
F8_Commercial_OR - Miscellaneous_New_Space Heating_Natural Gas_Retrocommissioning_A_Achievable Economic RVT Potential | F8 | Commercial | OR - Miscellaneous | New | Space Heating | Natural Gas | Retrocommissioning | A | Cumulative Summer Peak Savings (MW) | Achievable Economic RVT Potential | 0 | 0 | 0 | 0 | 0 | 0 | 0 | 0 | 0 | 0 | 0 | 0 | 0 | 0 | 0 | 0 | 0 | 0 | 0 | 0 | 0 | 0 | 0 | 0 | 0 | 0 | 0
F9_Commercial_OR - Miscellaneous_New_Space Heating_Natural Gas_Retrocommissioning_A_Achievable Economic RVT Potential | F9 | Commercial | OR - Miscellaneous | New | Space Heating | Natural Gas | Retrocommissioning | A | Cumulative Winter Peak Savings (MW) | Achievable Economic RVT Potential | 0 | 0 | 0 | 0 | 0 | 0 | 0 | 0 | 0 | 0 | 0 | 0 | 0 | 0 | 0 | 0 | 0 | 0 | 0 | 0 | 0 | 0 | 0 | 0 | 0 | 0 | 0
F10_Commercial_OR - Miscellaneous_New_Space Heating_Natural Gas_Retrocommissioning_A_Achievable Economic RVT Potential | F10 | Commercial | OR - Miscellaneous | New | Space Heating | Natural Gas | Retrocommissioning | A | Purchases (Incremental) | Achievable Economic RVT Potential | 0 | 0 | 0 | 0 | 0 | 0 | 0 | 0 | 0 | 0 | 0 | 0 | 0 | 0 | 0 | 0 | 0 | 0 | 0 | 0 | 0 | 0 | 0 | 0 | 0 | 0 | 0
F11_Commercial_OR - Miscellaneous_New_Space Heating_Natural Gas_Retrocommissioning_A_Achievable Economic RVT Potential | F11 | Commercial | OR - Miscellaneous | New | Space Heating | Natural Gas | Retrocommissioning | A | Purchases (Cumulative) | Achievable Economic RVT Potential | 0 | 0 | 0 | 0 | 0 | 0 | 0 | 0 | 0 | 0 | 0 | 0 | 0 | 0 | 0 | 0 | 0 | 0 | 0 | 0 | 0 | 0 | 0 | 0 | 0 | 0 | 0
F1_Commercial_OR - Miscellaneous_New_Water Heating_Natural Gas_Retrocommissioning_A_Achievable Economic RVT Potential | F1 | Commercial | OR - Miscellaneous | New | Water Heating | Natural Gas | Retrocommissioning | A | Integrated Unit Energy Savings (kWh or therms) | Achievable Economic RVT Potential | 0 | 0 | 0 | 0 | 0 | 0 | 0 | 0 | 0 | 0 | 0 | 0 | 0 | 0 | 0 | 0 | 0 | 0 | 0 | 0 | 0 | 0 | 0 | 0 | 0 | 0 | 0
F2_Commercial_OR - Miscellaneous_New_Water Heating_Natural Gas_Retrocommissioning_A_Achievable Economic RVT Potential | F2 | Commercial | OR - Miscellaneous | New | Water Heating | Natural Gas | Retrocommissioning | A | Integrated Unit Summer Peak Savings (kW) | Achievable Economic RVT Potential | 0 | 0 | 0 | 0 | 0 | 0 | 0 | 0 | 0 | 0 | 0 | 0 | 0 | 0 | 0 | 0 | 0 | 0 | 0 | 0 | 0 | 0 | 0 | 0 | 0 | 0 | 0
F3_Commercial_OR - Miscellaneous_New_Water Heating_Natural Gas_Retrocommissioning_A_Achievable Economic RVT Potential | F3 | Commercial | OR - Miscellaneous | New | Water Heating | Natural Gas | Retrocommissioning | A | Integrated Unit Winter Peak Savings (kW) | Achievable Economic RVT Potential | 0 | 0 | 0 | 0 | 0 | 0 | 0 | 0 | 0 | 0 | 0 | 0 | 0 | 0 | 0 | 0 | 0 | 0 | 0 | 0 | 0 | 0 | 0 | 0 | 0 | 0 | 0
F4_Commercial_OR - Miscellaneous_New_Water Heating_Natural Gas_Retrocommissioning_A_Achievable Economic RVT Potential | F4 | Commercial | OR - Miscellaneous | New | Water Heating | Natural Gas | Retrocommissioning | A | Incremental Energy Savings (MWh or mTherms) | Achievable Economic RVT Potential | 0 | 0 | 0 | 0 | 0 | 0 | 0 | 0 | 0 | 0 | 0 | 0 | 0 | 0 | 0 | 0 | 0 | 0 | 0 | 0 | 0 | 0 | 0 | 0 | 0 | 0 | 0
F5_Commercial_OR - Miscellaneous_New_Water Heating_Natural Gas_Retrocommissioning_A_Achievable Economic RVT Potential | F5 | Commercial | OR - Miscellaneous | New | Water Heating | Natural Gas | Retrocommissioning | A | Incremental Summer Peak Savings (MW) | Achievable Economic RVT Potential | 0 | 0 | 0 | 0 | 0 | 0 | 0 | 0 | 0 | 0 | 0 | 0 | 0 | 0 | 0 | 0 | 0 | 0 | 0 | 0 | 0 | 0 | 0 | 0 | 0 | 0 | 0
F6_Commercial_OR - Miscellaneous_New_Water Heating_Natural Gas_Retrocommissioning_A_Achievable Economic RVT Potential | F6 | Commercial | OR - Miscellaneous | New | Water Heating | Natural Gas | Retrocommissioning | A | Incremental Winter Peak Savings (MW) | Achievable Economic RVT Potential | 0 | 0 | 0 | 0 | 0 | 0 | 0 | 0 | 0 | 0 | 0 | 0 | 0 | 0 | 0 | 0 | 0 | 0 | 0 | 0 | 0 | 0 | 0 | 0 | 0 | 0 | 0
F7_Commercial_OR - Miscellaneous_New_Water Heating_Natural Gas_Retrocommissioning_A_Achievable Economic RVT Potential | F7 | Commercial | OR - Miscellaneous | New | Water Heating | Natural Gas | Retrocommissioning | A | Cumulative Energy Savings (MWh or mTherms) | Achievable Economic RVT Potential | 0 | 0 | 0 | 0 | 0 | 0 | 0 | 0 | 0 | 0 | 0 | 0 | 0 | 0 | 0 | 0 | 0 | 0 | 0 | 0 | 0 | 0 | 0 | 0 | 0 | 0 | 0
F8_Commercial_OR - Miscellaneous_New_Water Heating_Natural Gas_Retrocommissioning_A_Achievable Economic RVT Potential | F8 | Commercial | OR - Miscellaneous | New | Water Heating | Natural Gas | Retrocommissioning | A | Cumulative Summer Peak Savings (MW) | Achievable Economic RVT Potential | 0 | 0 | 0 | 0 | 0 | 0 | 0 | 0 | 0 | 0 | 0 | 0 | 0 | 0 | 0 | 0 | 0 | 0 | 0 | 0 | 0 | 0 | 0 | 0 | 0 | 0 | 0
F9_Commercial_OR - Miscellaneous_New_Water Heating_Natural Gas_Retrocommissioning_A_Achievable Economic RVT Potential | F9 | Commercial | OR - Miscellaneous | New | Water Heating | Natural Gas | Retrocommissioning | A | Cumulative Winter Peak Savings (MW) | Achievable Economic RVT Potential | 0 | 0 | 0 | 0 | 0 | 0 | 0 | 0 | 0 | 0 | 0 | 0 | 0 | 0 | 0 | 0 | 0 | 0 | 0 | 0 | 0 | 0 | 0 | 0 | 0 | 0 | 0
F10_Commercial_OR - Miscellaneous_New_Water Heating_Natural Gas_Retrocommissioning_A_Achievable Economic RVT Potential | F10 | Commercial | OR - Miscellaneous | New | Water Heating | Natural Gas | Retrocommissioning | A | Purchases (Incremental) | Achievable Economic RVT Potential | 0 | 0 | 0 | 0 | 0 | 0 | 0 | 0 | 0 | 0 | 0 | 0 | 0 | 0 | 0 | 0 | 0 | 0 | 0 | 0 | 0 | 0 | 0 | 0 | 0 | 0 | 0
F11_Commercial_OR - Miscellaneous_New_Water Heating_Natural Gas_Retrocommissioning_A_Achievable Economic RVT Potential | F11 | Commercial | OR - Miscellaneous | New | Water Heating | Natural Gas | Retrocommissioning | A | Purchases (Cumulative) | Achievable Economic RVT Potential | 0 | 0 | 0 | 0 | 0 | 0 | 0 | 0 | 0 | 0 | 0 | 0 | 0 | 0 | 0 | 0 | 0 | 0 | 0 | 0 | 0 | 0 | 0 | 0 | 0 | 0 | 0
F1_Commercial_OR - Health_Existing_Space Heating_Natural Gas_Insulation - Ceiling_A_Achievable Economic RVT Potential | F1 | Commercial | OR - Health | Existing | Space Heating | Natural Gas | Insulation - Ceiling | A | Integrated Unit Energy Savings (kWh or therms) | Achievable Economic RVT Potential | 0 | 0 | 0.01644 | 0.01633 | 0.016206 | 0.01607 | 0.01592 | 0.01575 | 0.015557 | 0.015341 | 0.015099 | 0.014835 | 0.014556 | 0.01427 | 0.013989 | 0.013726 | 0.01349 | 0.013307 | 0.013179 | 0.013079 | 0.013015 | 0.01296 | 0.012943 | 0.012927 | 0.012913 | 0.0129 | 0.012888
F2_Commercial_OR - Health_Existing_Space Heating_Natural Gas_Insulation - Ceiling_A_Achievable Economic RVT Potential | F2 | Commercial | OR - Health | Existing | Space Heating | Natural Gas | Insulation - Ceiling | A | Integrated Unit Summer Peak Savings (kW) | Achievable Economic RVT Potential | 0 | 0 | 0 | 0 | 0 | 0 | 0 | 0 | 0 | 0 | 0 | 0 | 0 | 0 | 0 | 0 | 0 | 0 | 0 | 0 | 0 | 0 | 0 | 0 | 0 | 0 | 0
F3_Commercial_OR - Health_Existing_Space Heating_Natural Gas_Insulation - Ceiling_A_Achievable Economic RVT Potential | F3 | Commercial | OR - Health | Existing | Space Heating | Natural Gas | Insulation - Ceiling | A | Integrated Unit Winter Peak Savings (kW) | Achievable Economic RVT Potential | 0 | 0 | 0 | 0 | 0 | 0 | 0 | 0 | 0 | 0 | 0 | 0 | 0 | 0 | 0 | 0 | 0 | 0 | 0 | 0 | 0 | 0 | 0 | 0 | 0 | 0 | 0
F4_Commercial_OR - Health_Existing_Space Heating_Natural Gas_Insulation - Ceiling_A_Achievable Economic RVT Potential | F4 | Commercial | OR - Health | Existing | Space Heating | Natural Gas | Insulation - Ceiling | A | Incremental Energy Savings (MWh or mTherms) | Achievable Economic RVT Potential | 0 | 0 | 0 | 0 | 0 | 0 | 0 | 0 | 0 | 0 | 0 | 0 | 0 | 0 | 0 | 0 | 0 | 0 | 0 | 0 | 0 | 0 | 0 | 0 | 0 | 0 | 0
F5_Commercial_OR - Health_Existing_Space Heating_Natural Gas_Insulation - Ceiling_A_Achievable Economic RVT Potential | F5 | Commercial | OR - Health | Existing | Space Heating | Natural Gas | Insulation - Ceiling | A | Incremental Summer Peak Savings (MW) | Achievable Economic RVT Potential | 0 | 0 | 0 | 0 | 0 | 0 | 0 | 0 | 0 | 0 | 0 | 0 | 0 | 0 | 0 | 0 | 0 | 0 | 0 | 0 | 0 | 0 | 0 | 0 | 0 | 0 | 0
F6_Commercial_OR - Health_Existing_Space Heating_Natural Gas_Insulation - Ceiling_A_Achievable Economic RVT Potential | F6 | Commercial | OR - Health | Existing | Space Heating | Natural Gas | Insulation - Ceiling | A | Incremental Winter Peak Savings (MW) | Achievable Economic RVT Potential | 0 | 0 | 0 | 0 | 0 | 0 | 0 | 0 | 0 | 0 | 0 | 0 | 0 | 0 | 0 | 0 | 0 | 0 | 0 | 0 | 0 | 0 | 0 | 0 | 0 | 0 | 0
F7_Commercial_OR - Health_Existing_Space Heating_Natural Gas_Insulation - Ceiling_A_Achievable Economic RVT Potential | F7 | Commercial | OR - Health | Existing | Space Heating | Natural Gas | Insulation - Ceiling | A | Cumulative Energy Savings (MWh or mTherms) | Achievable Economic RVT Potential | 0 | 0 | 0 | 0 | 0 | 0 | 0 | 0 | 0 | 0 | 0 | 0 | 0 | 0 | 0 | 0 | 0 | 0 | 0 | 0 | 0 | 0 | 0 | 0 | 0 | 0 | 0
F8_Commercial_OR - Health_Existing_Space Heating_Natural Gas_Insulation - Ceiling_A_Achievable Economic RVT Potential | F8 | Commercial | OR - Health | Existing | Space Heating | Natural Gas | Insulation - Ceiling | A | Cumulative Summer Peak Savings (MW) | Achievable Economic RVT Potential | 0 | 0 | 0 | 0 | 0 | 0 | 0 | 0 | 0 | 0 | 0 | 0 | 0 | 0 | 0 | 0 | 0 | 0 | 0 | 0 | 0 | 0 | 0 | 0 | 0 | 0 | 0
F9_Commercial_OR - Health_Existing_Space Heating_Natural Gas_Insulation - Ceiling_A_Achievable Economic RVT Potential | F9 | Commercial | OR - Health | Existing | Space Heating | Natural Gas | Insulation - Ceiling | A | Cumulative Winter Peak Savings (MW) | Achievable Economic RVT Potential | 0 | 0 | 0 | 0 | 0 | 0 | 0 | 0 | 0 | 0 | 0 | 0 | 0 | 0 | 0 | 0 | 0 | 0 | 0 | 0 | 0 | 0 | 0 | 0 | 0 | 0 | 0
F10_Commercial_OR - Health_Existing_Space Heating_Natural Gas_Insulation - Ceiling_A_Achievable Economic RVT Potential | F10 | Commercial | OR - Health | Existing | Space Heating | Natural Gas | Insulation - Ceiling | A | Purchases (Incremental) | Achievable Economic RVT Potential | 0 | 0 | 0 | 0 | 0 | 0 | 0 | 0 | 0 | 0 | 0 | 0 | 0 | 0 | 0 | 0 | 0 | 0 | 0 | 0 | 0 | 0 | 0 | 0 | 0 | 0 | 0
F11_Commercial_OR - Health_Existing_Space Heating_Natural Gas_Insulation - Ceiling_A_Achievable Economic RVT Potential | F11 | Commercial | OR - Health | Existing | Space Heating | Natural Gas | Insulation - Ceiling | A | Purchases (Cumulative) | Achievable Economic RVT Potential | 0 | 0 | 0 | 0 | 0 | 0 | 0 | 0 | 0 | 0 | 0 | 0 | 0 | 0 | 0 | 0 | 0 | 0 | 0 | 0 | 0 | 0 | 0 | 0 | 0 | 0 | 0
F1_Commercial_OR - Health_Existing_Space Heating_Natural Gas_Insulation - Ducting_A_Achievable Economic RVT Potential | F1 | Commercial | OR - Health | Existing | Space Heating | Natural Gas | Insulation - Ducting | A | Integrated Unit Energy Savings (kWh or therms) | Achievable Economic RVT Potential | 0 | 0 | 0 | 0 | 0 | 0 | 0 | 0 | 0 | 0 | 0 | 0 | 0 | 0 | 0 | 0 | 0 | 0 | 0 | 0 | 0 | 0 | 0 | 0 | 0 | 0 | 0
F2_Commercial_OR - Health_Existing_Space Heating_Natural Gas_Insulation - Ducting_A_Achievable Economic RVT Potential | F2 | Commercial | OR - Health | Existing | Space Heating | Natural Gas | Insulation - Ducting | A | Integrated Unit Summer Peak Savings (kW) | Achievable Economic RVT Potential | 0 | 0 | 0 | 0 | 0 | 0 | 0 | 0 | 0 | 0 | 0 | 0 | 0 | 0 | 0 | 0 | 0 | 0 | 0 | 0 | 0 | 0 | 0 | 0 | 0 | 0 | 0
F3_Commercial_OR - Health_Existing_Space Heating_Natural Gas_Insulation - Ducting_A_Achievable Economic RVT Potential | F3 | Commercial | OR - Health | Existing | Space Heating | Natural Gas | Insulation - Ducting | A | Integrated Unit Winter Peak Savings (kW) | Achievable Economic RVT Potential | 0 | 0 | 0 | 0 | 0 | 0 | 0 | 0 | 0 | 0 | 0 | 0 | 0 | 0 | 0 | 0 | 0 | 0 | 0 | 0 | 0 | 0 | 0 | 0 | 0 | 0 | 0
F4_Commercial_OR - Health_Existing_Space Heating_Natural Gas_Insulation - Ducting_A_Achievable Economic RVT Potential | F4 | Commercial | OR - Health | Existing | Space Heating | Natural Gas | Insulation - Ducting | A | Incremental Energy Savings (MWh or mTherms) | Achievable Economic RVT Potential | 0 | 0 | 0 | 0 | 0 | 0 | 0 | 0 | 0 | 0 | 0 | 0 | 0 | 0 | 0 | 0 | 0 | 0 | 0 | 0 | 0 | 0 | 0 | 0 | 0 | 0 | 0
F5_Commercial_OR - Health_Existing_Space Heating_Natural Gas_Insulation - Ducting_A_Achievable Economic RVT Potential | F5 | Commercial | OR - Health | Existing | Space Heating | Natural Gas | Insulation - Ducting | A | Incremental Summer Peak Savings (MW) | Achievable Economic RVT Potential | 0 | 0 | 0 | 0 | 0 | 0 | 0 | 0 | 0 | 0 | 0 | 0 | 0 | 0 | 0 | 0 | 0 | 0 | 0 | 0 | 0 | 0 | 0 | 0 | 0 | 0 | 0
F6_Commercial_OR - Health_Existing_Space Heating_Natural Gas_Insulation - Ducting_A_Achievable Economic RVT Potential | F6 | Commercial | OR - Health | Existing | Space Heating | Natural Gas | Insulation - Ducting | A | Incremental Winter Peak Savings (MW) | Achievable Economic RVT Potential | 0 | 0 | 0 | 0 | 0 | 0 | 0 | 0 | 0 | 0 | 0 | 0 | 0 | 0 | 0 | 0 | 0 | 0 | 0 | 0 | 0 | 0 | 0 | 0 | 0 | 0 | 0
F7_Commercial_OR - Health_Existing_Space Heating_Natural Gas_Insulation - Ducting_A_Achievable Economic RVT Potential | F7 | Commercial | OR - Health | Existing | Space Heating | Natural Gas | Insulation - Ducting | A | Cumulative Energy Savings (MWh or mTherms) | Achievable Economic RVT Potential | 0 | 0 | 0 | 0 | 0 | 0 | 0 | 0 | 0 | 0 | 0 | 0 | 0 | 0 | 0 | 0 | 0 | 0 | 0 | 0 | 0 | 0 | 0 | 0 | 0 | 0 | 0
F8_Commercial_OR - Health_Existing_Space Heating_Natural Gas_Insulation - Ducting_A_Achievable Economic RVT Potential | F8 | Commercial | OR - Health | Existing | Space Heating | Natural Gas | Insulation - Ducting | A | Cumulative Summer Peak Savings (MW) | Achievable Economic RVT Potential | 0 | 0 | 0 | 0 | 0 | 0 | 0 | 0 | 0 | 0 | 0 | 0 | 0 | 0 | 0 | 0 | 0 | 0 | 0 | 0 | 0 | 0 | 0 | 0 | 0 | 0 | 0
F9_Commercial_OR - Health_Existing_Space Heating_Natural Gas_Insulation - Ducting_A_Achievable Economic RVT Potential | F9 | Commercial | OR - Health | Existing | Space Heating | Natural Gas | Insulation - Ducting | A | Cumulative Winter Peak Savings (MW) | Achievable Economic RVT Potential | 0 | 0 | 0 | 0 | 0 | 0 | 0 | 0 | 0 | 0 | 0 | 0 | 0 | 0 | 0 | 0 | 0 | 0 | 0 | 0 | 0 | 0 | 0 | 0 | 0 | 0 | 0
F10_Commercial_OR - Health_Existing_Space Heating_Natural Gas_Insulation - Ducting_A_Achievable Economic RVT Potential | F10 | Commercial | OR - Health | Existing | Space Heating | Natural Gas | Insulation - Ducting | A | Purchases (Incremental) | Achievable Economic RVT Potential | 0 | 0 | 0 | 0 | 0 | 0 | 0 | 0 | 0 | 0 | 0 | 0 | 0 | 0 | 0 | 0 | 0 | 0 | 0 | 0 | 0 | 0 | 0 | 0 | 0 | 0 | 0
F11_Commercial_OR - Health_Existing_Space Heating_Natural Gas_Insulation - Ducting_A_Achievable Economic RVT Potential | F11 | Commercial | OR - Health | Existing | Space Heating | Natural Gas | Insulation - Ducting | A | Purchases (Cumulative) | Achievable Economic RVT Potential | 0 | 0 | 0 | 0 | 0 | 0 | 0 | 0 | 0 | 0 | 0 | 0 | 0 | 0 | 0 | 0 | 0 | 0 | 0 | 0 | 0 | 0 | 0 | 0 | 0 | 0 | 0
F1_Commercial_OR - Health_Existing_Space Heating_Natural Gas_Insulation - Wall Cavity_A_Achievable Economic RVT Potential | F1 | Commercial | OR - Health | Existing | Space Heating | Natural Gas | Insulation - Wall Cavity | A | Integrated Unit Energy Savings (kWh or therms) | Achievable Economic RVT Potential | 0 | 0 | 0.051848 | 0.051604 | 0.051344 | 0.05107 | 0.050779 | 0.050463 | 0.050121 | 0.04975 | 0.049346 | 0.048912 | 0.048457 | 0.047993 | 0.047536 | 0.047102 | 0.046708 | 0.046385 | 0.046137 | 0.045932 | 0.045777 | 0.04564 | 0.045579 | 0.045525 | 0.045474 | 0.045429 | 0.045387
F2_Commercial_OR - Health_Existing_Space Heating_Natural Gas_Insulation - Wall Cavity_A_Achievable Economic RVT Potential | F2 | Commercial | OR - Health | Existing | Space Heating | Natural Gas | Insulation - Wall Cavity | A | Integrated Unit Summer Peak Savings (kW) | Achievable Economic RVT Potential | 0 | 0 | 0 | 0 | 0 | 0 | 0 | 0 | 0 | 0 | 0 | 0 | 0 | 0 | 0 | 0 | 0 | 0 | 0 | 0 | 0 | 0 | 0 | 0 | 0 | 0 | 0
F3_Commercial_OR - Health_Existing_Space Heating_Natural Gas_Insulation - Wall Cavity_A_Achievable Economic RVT Potential | F3 | Commercial | OR - Health | Existing | Space Heating | Natural Gas | Insulation - Wall Cavity | A | Integrated Unit Winter Peak Savings (kW) | Achievable Economic RVT Potential | 0 | 0 | 0 | 0 | 0 | 0 | 0 | 0 | 0 | 0 | 0 | 0 | 0 | 0 | 0 | 0 | 0 | 0 | 0 | 0 | 0 | 0 | 0 | 0 | 0 | 0 | 0
F4_Commercial_OR - Health_Existing_Space Heating_Natural Gas_Insulation - Wall Cavity_A_Achievable Economic RVT Potential | F4 | Commercial | OR - Health | Existing | Space Heating | Natural Gas | Insulation - Wall Cavity | A | Incremental Energy Savings (MWh or mTherms) | Achievable Economic RVT Potential | 0 | 0 | 0 | 0 | 0 | 0 | 0 | 0 | 0 | 0 | 0 | 0 | 0 | 0 | 0 | 0 | 0 | 0 | 0 | 0 | 0 | 0 | 0 | 0 | 0 | 0 | 0
F5_Commercial_OR - Health_Existing_Space Heating_Natural Gas_Insulation - Wall Cavity_A_Achievable Economic RVT Potential | F5 | Commercial | OR - Health | Existing | Space Heating | Natural Gas | Insulation - Wall Cavity | A | Incremental Summer Peak Savings (MW) | Achievable Economic RVT Potential | 0 | 0 | 0 | 0 | 0 | 0 | 0 | 0 | 0 | 0 | 0 | 0 | 0 | 0 | 0 | 0 | 0 | 0 | 0 | 0 | 0 | 0 | 0 | 0 | 0 | 0 | 0
F6_Commercial_OR - Health_Existing_Space Heating_Natural Gas_Insulation - Wall Cavity_A_Achievable Economic RVT Potential | F6 | Commercial | OR - Health | Existing | Space Heating | Natural Gas | Insulation - Wall Cavity | A | Incremental Winter Peak Savings (MW) | Achievable Economic RVT Potential | 0 | 0 | 0 | 0 | 0 | 0 | 0 | 0 | 0 | 0 | 0 | 0 | 0 | 0 | 0 | 0 | 0 | 0 | 0 | 0 | 0 | 0 | 0 | 0 | 0 | 0 | 0
F7_Commercial_OR - Health_Existing_Space Heating_Natural Gas_Insulation - Wall Cavity_A_Achievable Economic RVT Potential | F7 | Commercial | OR - Health | Existing | Space Heating | Natural Gas | Insulation - Wall Cavity | A | Cumulative Energy Savings (MWh or mTherms) | Achievable Economic RVT Potential | 0 | 0 | 0 | 0 | 0 | 0 | 0 | 0 | 0 | 0 | 0 | 0 | 0 | 0 | 0 | 0 | 0 | 0 | 0 | 0 | 0 | 0 | 0 | 0 | 0 | 0 | 0
F8_Commercial_OR - Health_Existing_Space Heating_Natural Gas_Insulation - Wall Cavity_A_Achievable Economic RVT Potential | F8 | Commercial | OR - Health | Existing | Space Heating | Natural Gas | Insulation - Wall Cavity | A | Cumulative Summer Peak Savings (MW) | Achievable Economic RVT Potential | 0 | 0 | 0 | 0 | 0 | 0 | 0 | 0 | 0 | 0 | 0 | 0 | 0 | 0 | 0 | 0 | 0 | 0 | 0 | 0 | 0 | 0 | 0 | 0 | 0 | 0 | 0
F9_Commercial_OR - Health_Existing_Space Heating_Natural Gas_Insulation - Wall Cavity_A_Achievable Economic RVT Potential | F9 | Commercial | OR - Health | Existing | Space Heating | Natural Gas | Insulation - Wall Cavity | A | Cumulative Winter Peak Savings (MW) | Achievable Economic RVT Potential | 0 | 0 | 0 | 0 | 0 | 0 | 0 | 0 | 0 | 0 | 0 | 0 | 0 | 0 | 0 | 0 | 0 | 0 | 0 | 0 | 0 | 0 | 0 | 0 | 0 | 0 | 0
F10_Commercial_OR - Health_Existing_Space Heating_Natural Gas_Insulation - Wall Cavity_A_Achievable Economic RVT Potential | F10 | Commercial | OR - Health | Existing | Space Heating | Natural Gas | Insulation - Wall Cavity | A | Purchases (Incremental) | Achievable Economic RVT Potential | 0 | 0 | 0 | 0 | 0 | 0 | 0 | 0 | 0 | 0 | 0 | 0 | 0 | 0 | 0 | 0 | 0 | 0 | 0 | 0 | 0 | 0 | 0 | 0 | 0 | 0 | 0
F11_Commercial_OR - Health_Existing_Space Heating_Natural Gas_Insulation - Wall Cavity_A_Achievable Economic RVT Potential | F11 | Commercial | OR - Health | Existing | Space Heating | Natural Gas | Insulation - Wall Cavity | A | Purchases (Cumulative) | Achievable Economic RVT Potential | 0 | 0 | 0 | 0 | 0 | 0 | 0 | 0 | 0 | 0 | 0 | 0 | 0 | 0 | 0 | 0 | 0 | 0 | 0 | 0 | 0 | 0 | 0 | 0 | 0 | 0 | 0
F1_Commercial_OR - Health_Existing_Space Heating_Natural Gas_Green Roof - Vegetated Rooftop_A_Achievable Economic RVT Potential | F1 | Commercial | OR - Health | Existing | Space Heating | Natural Gas | Green Roof - Vegetated Rooftop | A | Integrated Unit Energy Savings (kWh or therms) | Achievable Economic RVT Potential | 0 | 0 | 0.00093276 | 0.00091826 | 0.00090264 | 0.00088711 | 0.00087144 | 0.00085468 | 0.00083643 | 0.00081679 | 0.00079598 | 0.00077443 | 0.00075285 | 0.00073164 | 0.00071128 | 0.00069229 | 0.00067528 | 0.00066183 | 0.000652 | 0.00064398 | 0.00063823 | 0.00063301 | 0.00063216 | 0.0006314 | 0.0006307 | 0.00063006 | 0.00062948
F2_Commercial_OR - Health_Existing_Space Heating_Natural Gas_Green Roof - Vegetated Rooftop_A_Achievable Economic RVT Potential | F2 | Commercial | OR - Health | Existing | Space Heating | Natural Gas | Green Roof - Vegetated Rooftop | A | Integrated Unit Summer Peak Savings (kW) | Achievable Economic RVT Potential | 0 | 0 | 0 | 0 | 0 | 0 | 0 | 0 | 0 | 0 | 0 | 0 | 0 | 0 | 0 | 0 | 0 | 0 | 0 | 0 | 0 | 0 | 0 | 0 | 0 | 0 | 0
F3_Commercial_OR - Health_Existing_Space Heating_Natural Gas_Green Roof - Vegetated Rooftop_A_Achievable Economic RVT Potential | F3 | Commercial | OR - Health | Existing | Space Heating | Natural Gas | Green Roof - Vegetated Rooftop | A | Integrated Unit Winter Peak Savings (kW) | Achievable Economic RVT Potential | 0 | 0 | 0 | 0 | 0 | 0 | 0 | 0 | 0 | 0 | 0 | 0 | 0 | 0 | 0 | 0 | 0 | 0 | 0 | 0 | 0 | 0 | 0 | 0 | 0 | 0 | 0
F4_Commercial_OR - Health_Existing_Space Heating_Natural Gas_Green Roof - Vegetated Rooftop_A_Achievable Economic RVT Potential | F4 | Commercial | OR - Health | Existing | Space Heating | Natural Gas | Green Roof - Vegetated Rooftop | A | Incremental Energy Savings (MWh or mTherms) | Achievable Economic RVT Potential | 0 | 0 | 0 | 0 | 0 | 0 | 0 | 0 | 0 | 0 | 0 | 0 | 0 | 0 | 0 | 0 | 0 | 0 | 0 | 0 | 0 | 0 | 0 | 0 | 0 | 0 | 0
F5_Commercial_OR - Health_Existing_Space Heating_Natural Gas_Green Roof - Vegetated Rooftop_A_Achievable Economic RVT Potential | F5 | Commercial | OR - Health | Existing | Space Heating | Natural Gas | Green Roof - Vegetated Rooftop | A | Incremental Summer Peak Savings (MW) | Achievable Economic RVT Potential | 0 | 0 | 0 | 0 | 0 | 0 | 0 | 0 | 0 | 0 | 0 | 0 | 0 | 0 | 0 | 0 | 0 | 0 | 0 | 0 | 0 | 0 | 0 | 0 | 0 | 0 | 0
F6_Commercial_OR - Health_Existing_Space Heating_Natural Gas_Green Roof - Vegetated Rooftop_A_Achievable Economic RVT Potential | F6 | Commercial | OR - Health | Existing | Space Heating | Natural Gas | Green Roof - Vegetated Rooftop | A | Incremental Winter Peak Savings (MW) | Achievable Economic RVT Potential | 0 | 0 | 0 | 0 | 0 | 0 | 0 | 0 | 0 | 0 | 0 | 0 | 0 | 0 | 0 | 0 | 0 | 0 | 0 | 0 | 0 | 0 | 0 | 0 | 0 | 0 | 0
F7_Commercial_OR - Health_Existing_Space Heating_Natural Gas_Green Roof - Vegetated Rooftop_A_Achievable Economic RVT Potential | F7 | Commercial | OR - Health | Existing | Space Heating | Natural Gas | Green Roof - Vegetated Rooftop | A | Cumulative Energy Savings (MWh or mTherms) | Achievable Economic RVT Potential | 0 | 0 | 0 | 0 | 0 | 0 | 0 | 0 | 0 | 0 | 0 | 0 | 0 | 0 | 0 | 0 | 0 | 0 | 0 | 0 | 0 | 0 | 0 | 0 | 0 | 0 | 0
F8_Commercial_OR - Health_Existing_Space Heating_Natural Gas_Green Roof - Vegetated Rooftop_A_Achievable Economic RVT Potential | F8 | Commercial | OR - Health | Existing | Space Heating | Natural Gas | Green Roof - Vegetated Rooftop | A | Cumulative Summer Peak Savings (MW) | Achievable Economic RVT Potential | 0 | 0 | 0 | 0 | 0 | 0 | 0 | 0 | 0 | 0 | 0 | 0 | 0 | 0 | 0 | 0 | 0 | 0 | 0 | 0 | 0 | 0 | 0 | 0 | 0 | 0 | 0
F9_Commercial_OR - Health_Existing_Space Heating_Natural Gas_Green Roof - Vegetated Rooftop_A_Achievable Economic RVT Potential | F9 | Commercial | OR - Health | Existing | Space Heating | Natural Gas | Green Roof - Vegetated Rooftop | A | Cumulative Winter Peak Savings (MW) | Achievable Economic RVT Potential | 0 | 0 | 0 | 0 | 0 | 0 | 0 | 0 | 0 | 0 | 0 | 0 | 0 | 0 | 0 | 0 | 0 | 0 | 0 | 0 | 0 | 0 | 0 | 0 | 0 | 0 | 0
F10_Commercial_OR - Health_Existing_Space Heating_Natural Gas_Green Roof - Vegetated Rooftop_A_Achievable Economic RVT Potential | F10 | Commercial | OR - Health | Existing | Space Heating | Natural Gas | Green Roof - Vegetated Rooftop | A | Purchases (Incremental) | Achievable Economic RVT Potential | 0 | 0 | 0 | 0 | 0 | 0 | 0 | 0 | 0 | 0 | 0 | 0 | 0 | 0 | 0 | 0 | 0 | 0 | 0 | 0 | 0 | 0 | 0 | 0 | 0 | 0 | 0
F11_Commercial_OR - Health_Existing_Space Heating_Natural Gas_Green Roof - Vegetated Rooftop_A_Achievable Economic RVT Potential | F11 | Commercial | OR - Health | Existing | Space Heating | Natural Gas | Green Roof - Vegetated Rooftop | A | Purchases (Cumulative) | Achievable Economic RVT Potential | 0 | 0 | 0 | 0 | 0 | 0 | 0 | 0 | 0 | 0 | 0 | 0 | 0 | 0 | 0 | 0 | 0 | 0 | 0 | 0 | 0 | 0 | 0 | 0 | 0 | 0 | 0
F1_Commercial_OR - Health_Existing_Space Heating_Natural Gas_Ducting - Repair and Sealing_A_Achievable Economic RVT Potential | F1 | Commercial | OR - Health | Existing | Space Heating | Natural Gas | Ducting - Repair and Sealing | A | Integrated Unit Energy Savings (kWh or therms) | Achievable Economic RVT Potential | 0 | 0 | 0.053619 | 0.053342 | 0.053035 | 0.052704 | 0.052338 | 0.051929 | 0.05147 | 0.050956 | 0.050383 | 0.049759 | 0.049096 | 0.048416 | 0.047747 | 0.047116 | 0.04655 | 0.046093 | 0.045753 | 0.045482 | 0.045291 | 0.045126 | 0.045066 | 0.045012 | 0.044963 | 0.044917 | 0.044876
F2_Commercial_OR - Health_Existing_Space Heating_Natural Gas_Ducting - Repair and Sealing_A_Achievable Economic RVT Potential | F2 | Commercial | OR - Health | Existing | Space Heating | Natural Gas | Ducting - Repair and Sealing | A | Integrated Unit Summer Peak Savings (kW) | Achievable Economic RVT Potential | 0 | 0 | 0 | 0 | 0 | 0 | 0 | 0 | 0 | 0 | 0 | 0 | 0 | 0 | 0 | 0 | 0 | 0 | 0 | 0 | 0 | 0 | 0 | 0 | 0 | 0 | 0
F3_Commercial_OR - Health_Existing_Space Heating_Natural Gas_Ducting - Repair and Sealing_A_Achievable Economic RVT Potential | F3 | Commercial | OR - Health | Existing | Space Heating | Natural Gas | Ducting - Repair and Sealing | A | Integrated Unit Winter Peak Savings (kW) | Achievable Economic RVT Potential | 0 | 0 | 0 | 0 | 0 | 0 | 0 | 0 | 0 | 0 | 0 | 0 | 0 | 0 | 0 | 0 | 0 | 0 | 0 | 0 | 0 | 0 | 0 | 0 | 0 | 0 | 0
F4_Commercial_OR - Health_Existing_Space Heating_Natural Gas_Ducting - Repair and Sealing_A_Achievable Economic RVT Potential | F4 | Commercial | OR - Health | Existing | Space Heating | Natural Gas | Ducting - Repair and Sealing | A | Incremental Energy Savings (MWh or mTherms) | Achievable Economic RVT Potential | 0 | 0 | 0 | 0 | 0 | 0 | 0 | 0 | 0 | 0 | 0 | 0 | 0 | 0 | 0 | 0 | 0 | 0 | 0 | 0 | 0 | 0 | 0 | 0 | 0 | 0 | 0
F5_Commercial_OR - Health_Existing_Space Heating_Natural Gas_Ducting - Repair and Sealing_A_Achievable Economic RVT Potential | F5 | Commercial | OR - Health | Existing | Space Heating | Natural Gas | Ducting - Repair and Sealing | A | Incremental Summer Peak Savings (MW) | Achievable Economic RVT Potential | 0 | 0 | 0 | 0 | 0 | 0 | 0 | 0 | 0 | 0 | 0 | 0 | 0 | 0 | 0 | 0 | 0 | 0 | 0 | 0 | 0 | 0 | 0 | 0 | 0 | 0 | 0
F6_Commercial_OR - Health_Existing_Space Heating_Natural Gas_Ducting - Repair and Sealing_A_Achievable Economic RVT Potential | F6 | Commercial | OR - Health | Existing | Space Heating | Natural Gas | Ducting - Repair and Sealing | A | Incremental Winter Peak Savings (MW) | Achievable Economic RVT Potential | 0 | 0 | 0 | 0 | 0 | 0 | 0 | 0 | 0 | 0 | 0 | 0 | 0 | 0 | 0 | 0 | 0 | 0 | 0 | 0 | 0 | 0 | 0 | 0 | 0 | 0 | 0
F7_Commercial_OR - Health_Existing_Space Heating_Natural Gas_Ducting - Repair and Sealing_A_Achievable Economic RVT Potential | F7 | Commercial | OR - Health | Existing | Space Heating | Natural Gas | Ducting - Repair and Sealing | A | Cumulative Energy Savings (MWh or mTherms) | Achievable Economic RVT Potential | 0 | 0 | 0 | 0 | 0 | 0 | 0 | 0 | 0 | 0 | 0 | 0 | 0 | 0 | 0 | 0 | 0 | 0 | 0 | 0 | 0 | 0 | 0 | 0 | 0 | 0 | 0
F8_Commercial_OR - Health_Existing_Space Heating_Natural Gas_Ducting - Repair and Sealing_A_Achievable Economic RVT Potential | F8 | Commercial | OR - Health | Existing | Space Heating | Natural Gas | Ducting - Repair and Sealing | A | Cumulative Summer Peak Savings (MW) | Achievable Economic RVT Potential | 0 | 0 | 0 | 0 | 0 | 0 | 0 | 0 | 0 | 0 | 0 | 0 | 0 | 0 | 0 | 0 | 0 | 0 | 0 | 0 | 0 | 0 | 0 | 0 | 0 | 0 | 0
F9_Commercial_OR - Health_Existing_Space Heating_Natural Gas_Ducting - Repair and Sealing_A_Achievable Economic RVT Potential | F9 | Commercial | OR - Health | Existing | Space Heating | Natural Gas | Ducting - Repair and Sealing | A | Cumulative Winter Peak Savings (MW) | Achievable Economic RVT Potential | 0 | 0 | 0 | 0 | 0 | 0 | 0 | 0 | 0 | 0 | 0 | 0 | 0 | 0 | 0 | 0 | 0 | 0 | 0 | 0 | 0 | 0 | 0 | 0 | 0 | 0 | 0
F10_Commercial_OR - Health_Existing_Space Heating_Natural Gas_Ducting - Repair and Sealing_A_Achievable Economic RVT Potential | F10 | Commercial | OR - Health | Existing | Space Heating | Natural Gas | Ducting - Repair and Sealing | A | Purchases (Incremental) | Achievable Economic RVT Potential | 0 | 0 | 0 | 0 | 0 | 0 | 0 | 0 | 0 | 0 | 0 | 0 | 0 | 0 | 0 | 0 | 0 | 0 | 0 | 0 | 0 | 0 | 0 | 0 | 0 | 0 | 0
F11_Commercial_OR - Health_Existing_Space Heating_Natural Gas_Ducting - Repair and Sealing_A_Achievable Economic RVT Potential | F11 | Commercial | OR - Health | Existing | Space Heating | Natural Gas | Ducting - Repair and Sealing | A | Purchases (Cumulative) | Achievable Economic RVT Potential | 0 | 0 | 0 | 0 | 0 | 0 | 0 | 0 | 0 | 0 | 0 | 0 | 0 | 0 | 0 | 0 | 0 | 0 | 0 | 0 | 0 | 0 | 0 | 0 | 0 | 0 | 0
F1_Commercial_OR - Health_Existing_Space Heating_Natural Gas_Windows - High Efficiency Glazing_A_Achievable Economic RVT Potential | F1 | Commercial | OR - Health | Existing | Space Heating | Natural Gas | Windows - High Efficiency Glazing | A | Integrated Unit Energy Savings (kWh or therms) | Achievable Economic RVT Potential | 0 | 0 | 0 | 0 | 0 | 0 | 0 | 0 | 0 | 0 | 0 | 0 | 0 | 0 | 0 | 0 | 0 | 0 | 0 | 0 | 0 | 0 | 0 | 0 | 0 | 0 | 0
F2_Commercial_OR - Health_Existing_Space Heating_Natural Gas_Windows - High Efficiency Glazing_A_Achievable Economic RVT Potential | F2 | Commercial | OR - Health | Existing | Space Heating | Natural Gas | Windows - High Efficiency Glazing | A | Integrated Unit Summer Peak Savings (kW) | Achievable Economic RVT Potential | 0 | 0 | 0 | 0 | 0 | 0 | 0 | 0 | 0 | 0 | 0 | 0 | 0 | 0 | 0 | 0 | 0 | 0 | 0 | 0 | 0 | 0 | 0 | 0 | 0 | 0 | 0
F3_Commercial_OR - Health_Existing_Space Heating_Natural Gas_Windows - High Efficiency Glazing_A_Achievable Economic RVT Potential | F3 | Commercial | OR - Health | Existing | Space Heating | Natural Gas | Windows - High Efficiency Glazing | A | Integrated Unit Winter Peak Savings (kW) | Achievable Economic RVT Potential | 0 | 0 | 0 | 0 | 0 | 0 | 0 | 0 | 0 | 0 | 0 | 0 | 0 | 0 | 0 | 0 | 0 | 0 | 0 | 0 | 0 | 0 | 0 | 0 | 0 | 0 | 0
F4_Commercial_OR - Health_Existing_Space Heating_Natural Gas_Windows - High Efficiency Glazing_A_Achievable Economic RVT Potential | F4 | Commercial | OR - Health | Existing | Space Heating | Natural Gas | Windows - High Efficiency Glazing | A | Incremental Energy Savings (MWh or mTherms) | Achievable Economic RVT Potential | 0 | 0 | 0 | 0 | 0 | 0 | 0 | 0 | 0 | 0 | 0 | 0 | 0 | 0 | 0 | 0 | 0 | 0 | 0 | 0 | 0 | 0 | 0 | 0 | 0 | 0 | 0
F5_Commercial_OR - Health_Existing_Space Heating_Natural Gas_Windows - High Efficiency Glazing_A_Achievable Economic RVT Potential | F5 | Commercial | OR - Health | Existing | Space Heating | Natural Gas | Windows - High Efficiency Glazing | A | Incremental Summer Peak Savings (MW) | Achievable Economic RVT Potential | 0 | 0 | 0 | 0 | 0 | 0 | 0 | 0 | 0 | 0 | 0 | 0 | 0 | 0 | 0 | 0 | 0 | 0 | 0 | 0 | 0 | 0 | 0 | 0 | 0 | 0 | 0
F6_Commercial_OR - Health_Existing_Space Heating_Natural Gas_Windows - High Efficiency Glazing_A_Achievable Economic RVT Potential | F6 | Commercial | OR - Health | Existing | Space Heating | Natural Gas | Windows - High Efficiency Glazing | A | Incremental Winter Peak Savings (MW) | Achievable Economic RVT Potential | 0 | 0 | 0 | 0 | 0 | 0 | 0 | 0 | 0 | 0 | 0 | 0 | 0 | 0 | 0 | 0 | 0 | 0 | 0 | 0 | 0 | 0 | 0 | 0 | 0 | 0 | 0
F7_Commercial_OR - Health_Existing_Space Heating_Natural Gas_Windows - High Efficiency Glazing_A_Achievable Economic RVT Potential | F7 | Commercial | OR - Health | Existing | Space Heating | Natural Gas | Windows - High Efficiency Glazing | A | Cumulative Energy Savings (MWh or mTherms) | Achievable Economic RVT Potential | 0 | 0 | 0 | 0 | 0 | 0 | 0 | 0 | 0 | 0 | 0 | 0 | 0 | 0 | 0 | 0 | 0 | 0 | 0 | 0 | 0 | 0 | 0 | 0 | 0 | 0 | 0
F8_Commercial_OR - Health_Existing_Space Heating_Natural Gas_Windows - High Efficiency Glazing_A_Achievable Economic RVT Potential | F8 | Commercial | OR - Health | Existing | Space Heating | Natural Gas | Windows - High Efficiency Glazing | A | Cumulative Summer Peak Savings (MW) | Achievable Economic RVT Potential | 0 | 0 | 0 | 0 | 0 | 0 | 0 | 0 | 0 | 0 | 0 | 0 | 0 | 0 | 0 | 0 | 0 | 0 | 0 | 0 | 0 | 0 | 0 | 0 | 0 | 0 | 0
F9_Commercial_OR - Health_Existing_Space Heating_Natural Gas_Windows - High Efficiency Glazing_A_Achievable Economic RVT Potential | F9 | Commercial | OR - Health | Existing | Space Heating | Natural Gas | Windows - High Efficiency Glazing | A | Cumulative Winter Peak Savings (MW) | Achievable Economic RVT Potential | 0 | 0 | 0 | 0 | 0 | 0 | 0 | 0 | 0 | 0 | 0 | 0 | 0 | 0 | 0 | 0 | 0 | 0 | 0 | 0 | 0 | 0 | 0 | 0 | 0 | 0 | 0
F10_Commercial_OR - Health_Existing_Space Heating_Natural Gas_Windows - High Efficiency Glazing_A_Achievable Economic RVT Potential | F10 | Commercial | OR - Health | Existing | Space Heating | Natural Gas | Windows - High Efficiency Glazing | A | Purchases (Incremental) | Achievable Economic RVT Potential | 0 | 0 | 0 | 0 | 0 | 0 | 0 | 0 | 0 | 0 | 0 | 0 | 0 | 0 | 0 | 0 | 0 | 0 | 0 | 0 | 0 | 0 | 0 | 0 | 0 | 0 | 0
F11_Commercial_OR - Health_Existing_Space Heating_Natural Gas_Windows - High Efficiency Glazing_A_Achievable Economic RVT Potential | F11 | Commercial | OR - Health | Existing | Space Heating | Natural Gas | Windows - High Efficiency Glazing | A | Purchases (Cumulative) | Achievable Economic RVT Potential | 0 | 0 | 0 | 0 | 0 | 0 | 0 | 0 | 0 | 0 | 0 | 0 | 0 | 0 | 0 | 0 | 0 | 0 | 0 | 0 | 0 | 0 | 0 | 0 | 0 | 0 | 0
F1_Commercial_OR - Health_Existing_Space Heating_Natural Gas_Windows - Secondary Glazing Systems_A_Achievable Economic RVT Potential | F1 | Commercial | OR - Health | Existing | Space Heating | Natural Gas | Windows - Secondary Glazing Systems | A | Integrated Unit Energy Savings (kWh or therms) | Achievable Economic RVT Potential | 0 | 0 | 0.56905 | 0.56645 | 0.56387 | 0.56133 | 0.5588 | 0.55631 | 0.55387 | 0.55148 | 0.54912 | 0.54679 | 0.54451 | 0.54228 | 0.54012 | 0.53803 | 0.53602 | 0.53435 | 0.53302 | 0.53176 | 0.53058 | 0.52948 | 0.52878 | 0.52814 | 0.52756 | 0.52703 | 0.52655
F2_Commercial_OR - Health_Existing_Space Heating_Natural Gas_Windows - Secondary Glazing Systems_A_Achievable Economic RVT Potential | F2 | Commercial | OR - Health | Existing | Space Heating | Natural Gas | Windows - Secondary Glazing Systems | A | Integrated Unit Summer Peak Savings (kW) | Achievable Economic RVT Potential | 0 | 0 | 0 | 0 | 0 | 0 | 0 | 0 | 0 | 0 | 0 | 0 | 0 | 0 | 0 | 0 | 0 | 0 | 0 | 0 | 0 | 0 | 0 | 0 | 0 | 0 | 0
F3_Commercial_OR - Health_Existing_Space Heating_Natural Gas_Windows - Secondary Glazing Systems_A_Achievable Economic RVT Potential | F3 | Commercial | OR - Health | Existing | Space Heating | Natural Gas | Windows - Secondary Glazing Systems | A | Integrated Unit Winter Peak Savings (kW) | Achievable Economic RVT Potential | 0 | 0 | 0 | 0 | 0 | 0 | 0 | 0 | 0 | 0 | 0 | 0 | 0 | 0 | 0 | 0 | 0 | 0 | 0 | 0 | 0 | 0 | 0 | 0 | 0 | 0 | 0
F4_Commercial_OR - Health_Existing_Space Heating_Natural Gas_Windows - Secondary Glazing Systems_A_Achievable Economic RVT Potential | F4 | Commercial | OR - Health | Existing | Space Heating | Natural Gas | Windows - Secondary Glazing Systems | A | Incremental Energy Savings (MWh or mTherms) | Achievable Economic RVT Potential | 0 | 0 | 0.00050287 | 0.00014494 | 0.0016511 | 0.0043491 | 0.0099748 | 0.020369 | 0.037525 | 0.06279 | 0.095642 | 0.13244 | 0.16601 | 0.1871 | 0.18791 | 0.16634 | 0.12811 | 0.084621 | 0.047159 | 0.025255 | 0.0075021 | 0.0047913 | 0 | 0 | 0 | 0 | 0
F5_Commercial_OR - Health_Existing_Space Heating_Natural Gas_Windows - Secondary Glazing Systems_A_Achievable Economic RVT Potential | F5 | Commercial | OR - Health | Existing | Space Heating | Natural Gas | Windows - Secondary Glazing Systems | A | Incremental Summer Peak Savings (MW) | Achievable Economic RVT Potential | 0 | 0 | 0 | 0 | 0 | 0 | 0 | 0 | 0 | 0 | 0 | 0 | 0 | 0 | 0 | 0 | 0 | 0 | 0 | 0 | 0 | 0 | 0 | 0 | 0 | 0 | 0
F6_Commercial_OR - Health_Existing_Space Heating_Natural Gas_Windows - Secondary Glazing Systems_A_Achievable Economic RVT Potential | F6 | Commercial | OR - Health | Existing | Space Heating | Natural Gas | Windows - Secondary Glazing Systems | A | Incremental Winter Peak Savings (MW) | Achievable Economic RVT Potential | 0 | 0 | 0 | 0 | 0 | 0 | 0 | 0 | 0 | 0 | 0 | 0 | 0 | 0 | 0 | 0 | 0 | 0 | 0 | 0 | 0 | 0 | 0 | 0 | 0 | 0 | 0
F7_Commercial_OR - Health_Existing_Space Heating_Natural Gas_Windows - Secondary Glazing Systems_A_Achievable Economic RVT Potential | F7 | Commercial | OR - Health | Existing | Space Heating | Natural Gas | Windows - Secondary Glazing Systems | A | Cumulative Energy Savings (MWh or mTherms) | Achievable Economic RVT Potential | 0 | 0 | 0.00050287 | 0.00064551 | 0.0022937 | 0.0066324 | 0.016577 | 0.036873 | 0.074236 | 0.13671 | 0.23176 | 0.36322 | 0.52771 | 0.71265 | 0.89772 | 1.0606 | 1.1847 | 1.2657 | 1.3097 | 1.3318 | 1.3364 | 1.3384 | 1.3366 | 1.335 | 1.3335 | 1.3322 | 1.331
F8_Commercial_OR - Health_Existing_Space Heating_Natural Gas_Windows - Secondary Glazing Systems_A_Achievable Economic RVT Potential | F8 | Commercial | OR - Health | Existing | Space Heating | Natural Gas | Windows - Secondary Glazing Systems | A | Cumulative Summer Peak Savings (MW) | Achievable Economic RVT Potential | 0 | 0 | 0 | 0 | 0 | 0 | 0 | 0 | 0 | 0 | 0 | 0 | 0 | 0 | 0 | 0 | 0 | 0 | 0 | 0 | 0 | 0 | 0 | 0 | 0 | 0 | 0
F9_Commercial_OR - Health_Existing_Space Heating_Natural Gas_Windows - Secondary Glazing Systems_A_Achievable Economic RVT Potential | F9 | Commercial | OR - Health | Existing | Space Heating | Natural Gas | Windows - Secondary Glazing Systems | A | Cumulative Winter Peak Savings (MW) | Achievable Economic RVT Potential | 0 | 0 | 0 | 0 | 0 | 0 | 0 | 0 | 0 | 0 | 0 | 0 | 0 | 0 | 0 | 0 | 0 | 0 | 0 | 0 | 0 | 0 | 0 | 0 | 0 | 0 | 0
F10_Commercial_OR - Health_Existing_Space Heating_Natural Gas_Windows - Secondary Glazing Systems_A_Achievable Economic RVT Potential | F10 | Commercial | OR - Health | Existing | Space Heating | Natural Gas | Windows - Secondary Glazing Systems | A | Purchases (Incremental) | Achievable Economic RVT Potential | 0 | 0 | 0.8837 | 0.25587 | 2.9282 | 7.7478 | 17.8502 | 36.615 | 67.7504 | 113.8581 | 174.1737 | 242.2061 | 304.8741 | 345.0246 | 347.9115 | 309.1625 | 238.9932 | 158.3635 | 88.475 | 47.493 | 14.1393 | 9.0491 | 0 | 0 | 0 | 0 | 0
F11_Commercial_OR - Health_Existing_Space Heating_Natural Gas_Windows - Secondary Glazing Systems_A_Achievable Economic RVT Potential | F11 | Commercial | OR - Health | Existing | Space Heating | Natural Gas | Windows - Secondary Glazing Systems | A | Purchases (Cumulative) | Achievable Economic RVT Potential | 0 | 0 | 0.8837 | 1.1396 | 4.0678 | 11.8156 | 29.6658 | 66.2808 | 134.0312 | 247.8894 | 422.063 | 664.2691 | 969.1432 | 1314.1678 | 1662.0793 | 1971.2418 | 2210.235 | 2368.5985 | 2457.0735 | 2504.5665 | 2518.7058 | 2527.755 | 2527.755 | 2527.755 | 2527.755 | 2527.755 | 2527.755
F1_Commercial_OR - Health_Existing_Space Heating_Natural Gas_HVAC - Energy Recovery Ventilator_A_Achievable Economic RVT Potential | F1 | Commercial | OR - Health | Existing | Space Heating | Natural Gas | HVAC - Energy Recovery Ventilator | A | Integrated Unit Energy Savings (kWh or therms) | Achievable Economic RVT Potential | 0 | 0 | 0.04017 | 0.039896 | 0.039581 | 0.039231 | 0.038834 | 0.038379 | 0.037856 | 0.037259 | 0.036587 | 0.03585 | 0.035066 | 0.034264 | 0.033478 | 0.032745 | 0.032094 | 0.031587 | 0.03123 | 0.030954 | 0.030782 | 0.030635 | 0.030594 | 0.030557 | 0.030523 | 0.030493 | 0.030465
F2_Commercial_OR - Health_Existing_Space Heating_Natural Gas_HVAC - Energy Recovery Ventilator_A_Achievable Economic RVT Potential | F2 | Commercial | OR - Health | Existing | Space Heating | Natural Gas | HVAC - Energy Recovery Ventilator | A | Integrated Unit Summer Peak Savings (kW) | Achievable Economic RVT Potential | 0 | 0 | 0 | 0 | 0 | 0 | 0 | 0 | 0 | 0 | 0 | 0 | 0 | 0 | 0 | 0 | 0 | 0 | 0 | 0 | 0 | 0 | 0 | 0 | 0 | 0 | 0
F3_Commercial_OR - Health_Existing_Space Heating_Natural Gas_HVAC - Energy Recovery Ventilator_A_Achievable Economic RVT Potential | F3 | Commercial | OR - Health | Existing | Space Heating | Natural Gas | HVAC - Energy Recovery Ventilator | A | Integrated Unit Winter Peak Savings (kW) | Achievable Economic RVT Potential | 0 | 0 | 0 | 0 | 0 | 0 | 0 | 0 | 0 | 0 | 0 | 0 | 0 | 0 | 0 | 0 | 0 | 0 | 0 | 0 | 0 | 0 | 0 | 0 | 0 | 0 | 0
F4_Commercial_OR - Health_Existing_Space Heating_Natural Gas_HVAC - Energy Recovery Ventilator_A_Achievable Economic RVT Potential | F4 | Commercial | OR - Health | Existing | Space Heating | Natural Gas | HVAC - Energy Recovery Ventilator | A | Incremental Energy Savings (MWh or mTherms) | Achievable Economic RVT Potential | 0 | 0 | 0 | 0 | 0 | 0 | 0 | 0 | 0 | 0 | 0 | 0 | 0 | 0 | 0 | 0 | 0 | 0 | 0 | 0 | 0 | 0 | 0 | 0 | 0 | 0 | 0
F5_Commercial_OR - Health_Existing_Space Heating_Natural Gas_HVAC - Energy Recovery Ventilator_A_Achievable Economic RVT Potential | F5 | Commercial | OR - Health | Existing | Space Heating | Natural Gas | HVAC - Energy Recovery Ventilator | A | Incremental Summer Peak Savings (MW) | Achievable Economic RVT Potential | 0 | 0 | 0 | 0 | 0 | 0 | 0 | 0 | 0 | 0 | 0 | 0 | 0 | 0 | 0 | 0 | 0 | 0 | 0 | 0 | 0 | 0 | 0 | 0 | 0 | 0 | 0
F6_Commercial_OR - Health_Existing_Space Heating_Natural Gas_HVAC - Energy Recovery Ventilator_A_Achievable Economic RVT Potential | F6 | Commercial | OR - Health | Existing | Space Heating | Natural Gas | HVAC - Energy Recovery Ventilator | A | Incremental Winter Peak Savings (MW) | Achievable Economic RVT Potential | 0 | 0 | 0 | 0 | 0 | 0 | 0 | 0 | 0 | 0 | 0 | 0 | 0 | 0 | 0 | 0 | 0 | 0 | 0 | 0 | 0 | 0 | 0 | 0 | 0 | 0 | 0
F7_Commercial_OR - Health_Existing_Space Heating_Natural Gas_HVAC - Energy Recovery Ventilator_A_Achievable Economic RVT Potential | F7 | Commercial | OR - Health | Existing | Space Heating | Natural Gas | HVAC - Energy Recovery Ventilator | A | Cumulative Energy Savings (MWh or mTherms) | Achievable Economic RVT Potential | 0 | 0 | 0 | 0 | 0 | 0 | 0 | 0 | 0 | 0 | 0 | 0 | 0 | 0 | 0 | 0 | 0 | 0 | 0 | 0 | 0 | 0 | 0 | 0 | 0 | 0 | 0
F8_Commercial_OR - Health_Existing_Space Heating_Natural Gas_HVAC - Energy Recovery Ventilator_A_Achievable Economic RVT Potential | F8 | Commercial | OR - Health | Existing | Space Heating | Natural Gas | HVAC - Energy Recovery Ventilator | A | Cumulative Summer Peak Savings (MW) | Achievable Economic RVT Potential | 0 | 0 | 0 | 0 | 0 | 0 | 0 | 0 | 0 | 0 | 0 | 0 | 0 | 0 | 0 | 0 | 0 | 0 | 0 | 0 | 0 | 0 | 0 | 0 | 0 | 0 | 0
F9_Commercial_OR - Health_Existing_Space Heating_Natural Gas_HVAC - Energy Recovery Ventilator_A_Achievable Economic RVT Potential | F9 | Commercial | OR - Health | Existing | Space Heating | Natural Gas | HVAC - Energy Recovery Ventilator | A | Cumulative Winter Peak Savings (MW) | Achievable Economic RVT Potential | 0 | 0 | 0 | 0 | 0 | 0 | 0 | 0 | 0 | 0 | 0 | 0 | 0 | 0 | 0 | 0 | 0 | 0 | 0 | 0 | 0 | 0 | 0 | 0 | 0 | 0 | 0
F10_Commercial_OR - Health_Existing_Space Heating_Natural Gas_HVAC - Energy Recovery Ventilator_A_Achievable Economic RVT Potential | F10 | Commercial | OR - Health | Existing | Space Heating | Natural Gas | HVAC - Energy Recovery Ventilator | A | Purchases (Incremental) | Achievable Economic RVT Potential | 0 | 0 | 0 | 0 | 0 | 0 | 0 | 0 | 0 | 0 | 0 | 0 | 0 | 0 | 0 | 0 | 0 | 0 | 0 | 0 | 0 | 0 | 0 | 0 | 0 | 0 | 0
F11_Commercial_OR - Health_Existing_Space Heating_Natural Gas_HVAC - Energy Recovery Ventilator_A_Achievable Economic RVT Potential | F11 | Commercial | OR - Health | Existing | Space Heating | Natural Gas | HVAC - Energy Recovery Ventilator | A | Purchases (Cumulative) | Achievable Economic RVT Potential | 0 | 0 | 0 | 0 | 0 | 0 | 0 | 0 | 0 | 0 | 0 | 0 | 0 | 0 | 0 | 0 | 0 | 0 | 0 | 0 | 0 | 0 | 0 | 0 | 0 | 0 | 0
F1_Commercial_OR - Health_Existing_Space Heating_Natural Gas_Building Shell - Air Sealing (Infiltration Control)_A_Achievable Economic RVT Potential | F1 | Commercial | OR - Health | Existing | Space Heating | Natural Gas | Building Shell - Air Sealing (Infiltration Control) | A | Integrated Unit Energy Savings (kWh or therms) | Achievable Economic RVT Potential | 0 | 0 | 1.2512 | 1.2474 | 1.2437 | 1.2401 | 1.2366 | 1.2331 | 1.2297 | 1.2264 | 1.2233 | 1.2202 | 1.2172 | 1.2143 | 1.2116 | 1.209 | 1.2065 | 1.2041 | 1.2019 | 1.1998 | 1.1979 | 1.1962 | 1.1946 | 1.1932 | 1.1919 | 1.1907 | 1.1896
F2_Commercial_OR - Health_Existing_Space Heating_Natural Gas_Building Shell - Air Sealing (Infiltration Control)_A_Achievable Economic RVT Potential | F2 | Commercial | OR - Health | Existing | Space Heating | Natural Gas | Building Shell - Air Sealing (Infiltration Control) | A | Integrated Unit Summer Peak Savings (kW) | Achievable Economic RVT Potential | 0 | 0 | 0 | 0 | 0 | 0 | 0 | 0 | 0 | 0 | 0 | 0 | 0 | 0 | 0 | 0 | 0 | 0 | 0 | 0 | 0 | 0 | 0 | 0 | 0 | 0 | 0
F3_Commercial_OR - Health_Existing_Space Heating_Natural Gas_Building Shell - Air Sealing (Infiltration Control)_A_Achievable Economic RVT Potential | F3 | Commercial | OR - Health | Existing | Space Heating | Natural Gas | Building Shell - Air Sealing (Infiltration Control) | A | Integrated Unit Winter Peak Savings (kW) | Achievable Economic RVT Potential | 0 | 0 | 0 | 0 | 0 | 0 | 0 | 0 | 0 | 0 | 0 | 0 | 0 | 0 | 0 | 0 | 0 | 0 | 0 | 0 | 0 | 0 | 0 | 0 | 0 | 0 | 0
F4_Commercial_OR - Health_Existing_Space Heating_Natural Gas_Building Shell - Air Sealing (Infiltration Control)_A_Achievable Economic RVT Potential | F4 | Commercial | OR - Health | Existing | Space Heating | Natural Gas | Building Shell - Air Sealing (Infiltration Control) | A | Incremental Energy Savings (MWh or mTherms) | Achievable Economic RVT Potential | 0 | 0 | 2.2083e-05 | 6.3749e-06 | 7.2739e-05 | 0.0001919 | 0.00044086 | 0.00090178 | 0.001664 | 0.002789 | 0.0042554 | 0.0059026 | 0.0073902 | 0.0083618 | 0.0083481 | 0.0072781 | 0.0053288 | 0.002928 | 0.0004975 | 0 | 0 | 0 | 0 | 0 | 0 | 0 | 0
F5_Commercial_OR - Health_Existing_Space Heating_Natural Gas_Building Shell - Air Sealing (Infiltration Control)_A_Achievable Economic RVT Potential | F5 | Commercial | OR - Health | Existing | Space Heating | Natural Gas | Building Shell - Air Sealing (Infiltration Control) | A | Incremental Summer Peak Savings (MW) | Achievable Economic RVT Potential | 0 | 0 | 0 | 0 | 0 | 0 | 0 | 0 | 0 | 0 | 0 | 0 | 0 | 0 | 0 | 0 | 0 | 0 | 0 | 0 | 0 | 0 | 0 | 0 | 0 | 0 | 0
F6_Commercial_OR - Health_Existing_Space Heating_Natural Gas_Building Shell - Air Sealing (Infiltration Control)_A_Achievable Economic RVT Potential | F6 | Commercial | OR - Health | Existing | Space Heating | Natural Gas | Building Shell - Air Sealing (Infiltration Control) | A | Incremental Winter Peak Savings (MW) | Achievable Economic RVT Potential | 0 | 0 | 0 | 0 | 0 | 0 | 0 | 0 | 0 | 0 | 0 | 0 | 0 | 0 | 0 | 0 | 0 | 0 | 0 | 0 | 0 | 0 | 0 | 0 | 0 | 0 | 0
F7_Commercial_OR - Health_Existing_Space Heating_Natural Gas_Building Shell - Air Sealing (Infiltration Control)_A_Achievable Economic RVT Potential | F7 | Commercial | OR - Health | Existing | Space Heating | Natural Gas | Building Shell - Air Sealing (Infiltration Control) | A | Cumulative Energy Savings (MWh or mTherms) | Achievable Economic RVT Potential | 0 | 0 | 2.2083e-05 | 2.8392e-05 | 0.00010105 | 0.00029266 | 0.00073269 | 0.0016324 | 0.003292 | 0.0060722 | 0.010312 | 0.016188 | 0.023539 | 0.031846 | 0.040122 | 0.047313 | 0.052545 | 0.05537 | 0.055765 | 0.05567 | 0.055582 | 0.055502 | 0.055429 | 0.055362 | 0.055301 | 0.055246 | 0.055196
F8_Commercial_OR - Health_Existing_Space Heating_Natural Gas_Building Shell - Air Sealing (Infiltration Control)_A_Achievable Economic RVT Potential | F8 | Commercial | OR - Health | Existing | Space Heating | Natural Gas | Building Shell - Air Sealing (Infiltration Control) | A | Cumulative Summer Peak Savings (MW) | Achievable Economic RVT Potential | 0 | 0 | 0 | 0 | 0 | 0 | 0 | 0 | 0 | 0 | 0 | 0 | 0 | 0 | 0 | 0 | 0 | 0 | 0 | 0 | 0 | 0 | 0 | 0 | 0 | 0 | 0
F9_Commercial_OR - Health_Existing_Space Heating_Natural Gas_Building Shell - Air Sealing (Infiltration Control)_A_Achievable Economic RVT Potential | F9 | Commercial | OR - Health | Existing | Space Heating | Natural Gas | Building Shell - Air Sealing (Infiltration Control) | A | Cumulative Winter Peak Savings (MW) | Achievable Economic RVT Potential | 0 | 0 | 0 | 0 | 0 | 0 | 0 | 0 | 0 | 0 | 0 | 0 | 0 | 0 | 0 | 0 | 0 | 0 | 0 | 0 | 0 | 0 | 0 | 0 | 0 | 0 | 0
F10_Commercial_OR - Health_Existing_Space Heating_Natural Gas_Building Shell - Air Sealing (Infiltration Control)_A_Achievable Economic RVT Potential | F10 | Commercial | OR - Health | Existing | Space Heating | Natural Gas | Building Shell - Air Sealing (Infiltration Control) | A | Purchases (Incremental) | Achievable Economic RVT Potential | 0 | 0 | 0.01765 | 0.0051105 | 0.058484 | 0.15475 | 0.35652 | 0.73131 | 1.3532 | 2.2741 | 3.4788 | 4.8376 | 6.0716 | 6.886 | 6.8903 | 6.0201 | 4.4169 | 2.4317 | 0.41393 | 0 | 0 | 0 | 0 | 0 | 0 | 0 | 0
F11_Commercial_OR - Health_Existing_Space Heating_Natural Gas_Building Shell - Air Sealing (Infiltration Control)_A_Achievable Economic RVT Potential | F11 | Commercial | OR - Health | Existing | Space Heating | Natural Gas | Building Shell - Air Sealing (Infiltration Control) | A | Purchases (Cumulative) | Achievable Economic RVT Potential | 0 | 0 | 0.01765 | 0.022761 | 0.081245 | 0.23599 | 0.59251 | 1.3238 | 2.677 | 4.9511 | 8.4298 | 13.2674 | 19.3389 | 26.225 | 33.1153 | 39.1354 | 43.5523 | 45.9839 | 46.3978 | 46.3978 | 46.3978 | 46.3978 | 46.3978 | 46.3978 | 46.3978 | 46.3978 | 46.3978
F1_Commercial_OR - Health_Existing_Space Heating_Natural Gas_Ventilation - Demand Controlled_A_Achievable Economic RVT Potential | F1 | Commercial | OR - Health | Existing | Space Heating | Natural Gas | Ventilation - Demand Controlled | A | Integrated Unit Energy Savings (kWh or therms) | Achievable Economic RVT Potential | 0 | 0 | 0.0098732 | 0.0097809 | 0.009679 | 0.009569 | 0.0094481 | 0.0093135 | 0.009163 | 0.0089954 | 0.0088105 | 0.0086106 | 0.0084006 | 0.0081896 | 0.0079859 | 0.0077953 | 0.0076251 | 0.0074895 | 0.0073899 | 0.0073099 | 0.0072547 | 0.0072052 | 0.0071957 | 0.007187 | 0.0071791 | 0.0071718 | 0.0071652
F2_Commercial_OR - Health_Existing_Space Heating_Natural Gas_Ventilation - Demand Controlled_A_Achievable Economic RVT Potential | F2 | Commercial | OR - Health | Existing | Space Heating | Natural Gas | Ventilation - Demand Controlled | A | Integrated Unit Summer Peak Savings (kW) | Achievable Economic RVT Potential | 0 | 0 | 0 | 0 | 0 | 0 | 0 | 0 | 0 | 0 | 0 | 0 | 0 | 0 | 0 | 0 | 0 | 0 | 0 | 0 | 0 | 0 | 0 | 0 | 0 | 0 | 0
F3_Commercial_OR - Health_Existing_Space Heating_Natural Gas_Ventilation - Demand Controlled_A_Achievable Economic RVT Potential | F3 | Commercial | OR - Health | Existing | Space Heating | Natural Gas | Ventilation - Demand Controlled | A | Integrated Unit Winter Peak Savings (kW) | Achievable Economic RVT Potential | 0 | 0 | 0 | 0 | 0 | 0 | 0 | 0 | 0 | 0 | 0 | 0 | 0 | 0 | 0 | 0 | 0 | 0 | 0 | 0 | 0 | 0 | 0 | 0 | 0 | 0 | 0
F4_Commercial_OR - Health_Existing_Space Heating_Natural Gas_Ventilation - Demand Controlled_A_Achievable Economic RVT Potential | F4 | Commercial | OR - Health | Existing | Space Heating | Natural Gas | Ventilation - Demand Controlled | A | Incremental Energy Savings (MWh or mTherms) | Achievable Economic RVT Potential | 0 | 0 | 0 | 0 | 0 | 0 | 0 | 0 | 0 | 0 | 0 | 0 | 0 | 0 | 0 | 0 | 0 | 0 | 0 | 0 | 0 | 0 | 0 | 0 | 0 | 0 | 0
F5_Commercial_OR - Health_Existing_Space Heating_Natural Gas_Ventilation - Demand Controlled_A_Achievable Economic RVT Potential | F5 | Commercial | OR - Health | Existing | Space Heating | Natural Gas | Ventilation - Demand Controlled | A | Incremental Summer Peak Savings (MW) | Achievable Economic RVT Potential | 0 | 0 | 0 | 0 | 0 | 0 | 0 | 0 | 0 | 0 | 0 | 0 | 0 | 0 | 0 | 0 | 0 | 0 | 0 | 0 | 0 | 0 | 0 | 0 | 0 | 0 | 0
F6_Commercial_OR - Health_Existing_Space Heating_Natural Gas_Ventilation - Demand Controlled_A_Achievable Economic RVT Potential | F6 | Commercial | OR - Health | Existing | Space Heating | Natural Gas | Ventilation - Demand Controlled | A | Incremental Winter Peak Savings (MW) | Achievable Economic RVT Potential | 0 | 0 | 0 | 0 | 0 | 0 | 0 | 0 | 0 | 0 | 0 | 0 | 0 | 0 | 0 | 0 | 0 | 0 | 0 | 0 | 0 | 0 | 0 | 0 | 0 | 0 | 0
F7_Commercial_OR - Health_Existing_Space Heating_Natural Gas_Ventilation - Demand Controlled_A_Achievable Economic RVT Potential | F7 | Commercial | OR - Health | Existing | Space Heating | Natural Gas | Ventilation - Demand Controlled | A | Cumulative Energy Savings (MWh or mTherms) | Achievable Economic RVT Potential | 0 | 0 | 0 | 0 | 0 | 0 | 0 | 0 | 0 | 0 | 0 | 0 | 0 | 0 | 0 | 0 | 0 | 0 | 0 | 0 | 0 | 0 | 0 | 0 | 0 | 0 | 0
F8_Commercial_OR - Health_Existing_Space Heating_Natural Gas_Ventilation - Demand Controlled_A_Achievable Economic RVT Potential | F8 | Commercial | OR - Health | Existing | Space Heating | Natural Gas | Ventilation - Demand Controlled | A | Cumulative Summer Peak Savings (MW) | Achievable Economic RVT Potential | 0 | 0 | 0 | 0 | 0 | 0 | 0 | 0 | 0 | 0 | 0 | 0 | 0 | 0 | 0 | 0 | 0 | 0 | 0 | 0 | 0 | 0 | 0 | 0 | 0 | 0 | 0
F9_Commercial_OR - Health_Existing_Space Heating_Natural Gas_Ventilation - Demand Controlled_A_Achievable Economic RVT Potential | F9 | Commercial | OR - Health | Existing | Space Heating | Natural Gas | Ventilation - Demand Controlled | A | Cumulative Winter Peak Savings (MW) | Achievable Economic RVT Potential | 0 | 0 | 0 | 0 | 0 | 0 | 0 | 0 | 0 | 0 | 0 | 0 | 0 | 0 | 0 | 0 | 0 | 0 | 0 | 0 | 0 | 0 | 0 | 0 | 0 | 0 | 0
F10_Commercial_OR - Health_Existing_Space Heating_Natural Gas_Ventilation - Demand Controlled_A_Achievable Economic RVT Potential | F10 | Commercial | OR - Health | Existing | Space Heating | Natural Gas | Ventilation - Demand Controlled | A | Purchases (Incremental) | Achievable Economic RVT Potential | 0 | 0 | 0 | 0 | 0 | 0 | 0 | 0 | 0 | 0 | 0 | 0 | 0 | 0 | 0 | 0 | 0 | 0 | 0 | 0 | 0 | 0 | 0 | 0 | 0 | 0 | 0
F11_Commercial_OR - Health_Existing_Space Heating_Natural Gas_Ventilation - Demand Controlled_A_Achievable Economic RVT Potential | F11 | Commercial | OR - Health | Existing | Space Heating | Natural Gas | Ventilation - Demand Controlled | A | Purchases (Cumulative) | Achievable Economic RVT Potential | 0 | 0 | 0 | 0 | 0 | 0 | 0 | 0 | 0 | 0 | 0 | 0 | 0 | 0 | 0 | 0 | 0 | 0 | 0 | 0 | 0 | 0 | 0 | 0 | 0 | 0 | 0
F1_Commercial_OR - Health_Existing_Space Heating_Natural Gas_HVAC - Dedicated Outdoor Air System (DOAS)_A_Achievable Economic RVT Potential | F1 | Commercial | OR - Health | Existing | Space Heating | Natural Gas | HVAC - Dedicated Outdoor Air System (DOAS) | A | Integrated Unit Energy Savings (kWh or therms) | Achievable Economic RVT Potential | 0 | 0 | 0.064185 | 0.063187 | 0.062112 | 0.061044 | 0.059965 | 0.058812 | 0.057556 | 0.056204 | 0.054773 | 0.05329 | 0.051805 | 0.050345 | 0.048944 | 0.047638 | 0.046468 | 0.045542 | 0.044865 | 0.044313 | 0.043918 | 0.043558 | 0.0435 | 0.043448 | 0.043399 | 0.043355 | 0.043315
F2_Commercial_OR - Health_Existing_Space Heating_Natural Gas_HVAC - Dedicated Outdoor Air System (DOAS)_A_Achievable Economic RVT Potential | F2 | Commercial | OR - Health | Existing | Space Heating | Natural Gas | HVAC - Dedicated Outdoor Air System (DOAS) | A | Integrated Unit Summer Peak Savings (kW) | Achievable Economic RVT Potential | 0 | 0 | 0 | 0 | 0 | 0 | 0 | 0 | 0 | 0 | 0 | 0 | 0 | 0 | 0 | 0 | 0 | 0 | 0 | 0 | 0 | 0 | 0 | 0 | 0 | 0 | 0
F3_Commercial_OR - Health_Existing_Space Heating_Natural Gas_HVAC - Dedicated Outdoor Air System (DOAS)_A_Achievable Economic RVT Potential | F3 | Commercial | OR - Health | Existing | Space Heating | Natural Gas | HVAC - Dedicated Outdoor Air System (DOAS) | A | Integrated Unit Winter Peak Savings (kW) | Achievable Economic RVT Potential | 0 | 0 | 0 | 0 | 0 | 0 | 0 | 0 | 0 | 0 | 0 | 0 | 0 | 0 | 0 | 0 | 0 | 0 | 0 | 0 | 0 | 0 | 0 | 0 | 0 | 0 | 0
F4_Commercial_OR - Health_Existing_Space Heating_Natural Gas_HVAC - Dedicated Outdoor Air System (DOAS)_A_Achievable Economic RVT Potential | F4 | Commercial | OR - Health | Existing | Space Heating | Natural Gas | HVAC - Dedicated Outdoor Air System (DOAS) | A | Incremental Energy Savings (MWh or mTherms) | Achievable Economic RVT Potential | 0 | 0 | 0 | 0 | 0 | 0 | 0 | 0 | 0 | 0 | 0 | 0 | 0 | 0 | 0 | 0 | 0 | 0 | 0 | 0 | 0 | 0 | 0 | 0 | 0 | 0 | 0
F5_Commercial_OR - Health_Existing_Space Heating_Natural Gas_HVAC - Dedicated Outdoor Air System (DOAS)_A_Achievable Economic RVT Potential | F5 | Commercial | OR - Health | Existing | Space Heating | Natural Gas | HVAC - Dedicated Outdoor Air System (DOAS) | A | Incremental Summer Peak Savings (MW) | Achievable Economic RVT Potential | 0 | 0 | 0 | 0 | 0 | 0 | 0 | 0 | 0 | 0 | 0 | 0 | 0 | 0 | 0 | 0 | 0 | 0 | 0 | 0 | 0 | 0 | 0 | 0 | 0 | 0 | 0
F6_Commercial_OR - Health_Existing_Space Heating_Natural Gas_HVAC - Dedicated Outdoor Air System (DOAS)_A_Achievable Economic RVT Potential | F6 | Commercial | OR - Health | Existing | Space Heating | Natural Gas | HVAC - Dedicated Outdoor Air System (DOAS) | A | Incremental Winter Peak Savings (MW) | Achievable Economic RVT Potential | 0 | 0 | 0 | 0 | 0 | 0 | 0 | 0 | 0 | 0 | 0 | 0 | 0 | 0 | 0 | 0 | 0 | 0 | 0 | 0 | 0 | 0 | 0 | 0 | 0 | 0 | 0
F7_Commercial_OR - Health_Existing_Space Heating_Natural Gas_HVAC - Dedicated Outdoor Air System (DOAS)_A_Achievable Economic RVT Potential | F7 | Commercial | OR - Health | Existing | Space Heating | Natural Gas | HVAC - Dedicated Outdoor Air System (DOAS) | A | Cumulative Energy Savings (MWh or mTherms) | Achievable Economic RVT Potential | 0 | 0 | 0 | 0 | 0 | 0 | 0 | 0 | 0 | 0 | 0 | 0 | 0 | 0 | 0 | 0 | 0 | 0 | 0 | 0 | 0 | 0 | 0 | 0 | 0 | 0 | 0
F8_Commercial_OR - Health_Existing_Space Heating_Natural Gas_HVAC - Dedicated Outdoor Air System (DOAS)_A_Achievable Economic RVT Potential | F8 | Commercial | OR - Health | Existing | Space Heating | Natural Gas | HVAC - Dedicated Outdoor Air System (DOAS) | A | Cumulative Summer Peak Savings (MW) | Achievable Economic RVT Potential | 0 | 0 | 0 | 0 | 0 | 0 | 0 | 0 | 0 | 0 | 0 | 0 | 0 | 0 | 0 | 0 | 0 | 0 | 0 | 0 | 0 | 0 | 0 | 0 | 0 | 0 | 0
F9_Commercial_OR - Health_Existing_Space Heating_Natural Gas_HVAC - Dedicated Outdoor Air System (DOAS)_A_Achievable Economic RVT Potential | F9 | Commercial | OR - Health | Existing | Space Heating | Natural Gas | HVAC - Dedicated Outdoor Air System (DOAS) | A | Cumulative Winter Peak Savings (MW) | Achievable Economic RVT Potential | 0 | 0 | 0 | 0 | 0 | 0 | 0 | 0 | 0 | 0 | 0 | 0 | 0 | 0 | 0 | 0 | 0 | 0 | 0 | 0 | 0 | 0 | 0 | 0 | 0 | 0 | 0
F10_Commercial_OR - Health_Existing_Space Heating_Natural Gas_HVAC - Dedicated Outdoor Air System (DOAS)_A_Achievable Economic RVT Potential | F10 | Commercial | OR - Health | Existing | Space Heating | Natural Gas | HVAC - Dedicated Outdoor Air System (DOAS) | A | Purchases (Incremental) | Achievable Economic RVT Potential | 0 | 0 | 0 | 0 | 0 | 0 | 0 | 0 | 0 | 0 | 0 | 0 | 0 | 0 | 0 | 0 | 0 | 0 | 0 | 0 | 0 | 0 | 0 | 0 | 0 | 0 | 0
F11_Commercial_OR - Health_Existing_Space Heating_Natural Gas_HVAC - Dedicated Outdoor Air System (DOAS)_A_Achievable Economic RVT Potential | F11 | Commercial | OR - Health | Existing | Space Heating | Natural Gas | HVAC - Dedicated Outdoor Air System (DOAS) | A | Purchases (Cumulative) | Achievable Economic RVT Potential | 0 | 0 | 0 | 0 | 0 | 0 | 0 | 0 | 0 | 0 | 0 | 0 | 0 | 0 | 0 | 0 | 0 | 0 | 0 | 0 | 0 | 0 | 0 | 0 | 0 | 0 | 0
F1_Commercial_OR - Health_Existing_Space Heating_Natural Gas_Destratification Fans (HVLS)_A_Achievable Economic RVT Potential | F1 | Commercial | OR - Health | Existing | Space Heating | Natural Gas | Destratification Fans (HVLS) | A | Integrated Unit Energy Savings (kWh or therms) | Achievable Economic RVT Potential | 0 | 0 | 201.2381 | 199.1621 | 196.8458 | 194.3284 | 191.5516 | 188.445 | 184.9863 | 181.1755 | 177.0417 | 172.6615 | 168.2417 | 163.8834 | 159.6958 | 155.7955 | 152.3254 | 149.5639 | 147.5348 | 145.9082 | 144.7947 | 143.7973 | 143.6065 | 143.4326 | 143.2741 | 143.1296 | 142.9979
F2_Commercial_OR - Health_Existing_Space Heating_Natural Gas_Destratification Fans (HVLS)_A_Achievable Economic RVT Potential | F2 | Commercial | OR - Health | Existing | Space Heating | Natural Gas | Destratification Fans (HVLS) | A | Integrated Unit Summer Peak Savings (kW) | Achievable Economic RVT Potential | 0 | 0 | 0 | 0 | 0 | 0 | 0 | 0 | 0 | 0 | 0 | 0 | 0 | 0 | 0 | 0 | 0 | 0 | 0 | 0 | 0 | 0 | 0 | 0 | 0 | 0 | 0
F3_Commercial_OR - Health_Existing_Space Heating_Natural Gas_Destratification Fans (HVLS)_A_Achievable Economic RVT Potential | F3 | Commercial | OR - Health | Existing | Space Heating | Natural Gas | Destratification Fans (HVLS) | A | Integrated Unit Winter Peak Savings (kW) | Achievable Economic RVT Potential | 0 | 0 | 0 | 0 | 0 | 0 | 0 | 0 | 0 | 0 | 0 | 0 | 0 | 0 | 0 | 0 | 0 | 0 | 0 | 0 | 0 | 0 | 0 | 0 | 0 | 0 | 0
F4_Commercial_OR - Health_Existing_Space Heating_Natural Gas_Destratification Fans (HVLS)_A_Achievable Economic RVT Potential | F4 | Commercial | OR - Health | Existing | Space Heating | Natural Gas | Destratification Fans (HVLS) | A | Incremental Energy Savings (MWh or mTherms) | Achievable Economic RVT Potential | 0 | 0 | 0 | 0 | 0 | 0 | 0 | 0 | 0 | 0 | 0 | 0 | 0 | 0 | 0 | 0 | 0 | 0 | 0 | 0 | 0 | 0 | 0 | 0 | 0 | 0 | 0
F5_Commercial_OR - Health_Existing_Space Heating_Natural Gas_Destratification Fans (HVLS)_A_Achievable Economic RVT Potential | F5 | Commercial | OR - Health | Existing | Space Heating | Natural Gas | Destratification Fans (HVLS) | A | Incremental Summer Peak Savings (MW) | Achievable Economic RVT Potential | 0 | 0 | 0 | 0 | 0 | 0 | 0 | 0 | 0 | 0 | 0 | 0 | 0 | 0 | 0 | 0 | 0 | 0 | 0 | 0 | 0 | 0 | 0 | 0 | 0 | 0 | 0
F6_Commercial_OR - Health_Existing_Space Heating_Natural Gas_Destratification Fans (HVLS)_A_Achievable Economic RVT Potential | F6 | Commercial | OR - Health | Existing | Space Heating | Natural Gas | Destratification Fans (HVLS) | A | Incremental Winter Peak Savings (MW) | Achievable Economic RVT Potential | 0 | 0 | 0 | 0 | 0 | 0 | 0 | 0 | 0 | 0 | 0 | 0 | 0 | 0 | 0 | 0 | 0 | 0 | 0 | 0 | 0 | 0 | 0 | 0 | 0 | 0 | 0
F7_Commercial_OR - Health_Existing_Space Heating_Natural Gas_Destratification Fans (HVLS)_A_Achievable Economic RVT Potential | F7 | Commercial | OR - Health | Existing | Space Heating | Natural Gas | Destratification Fans (HVLS) | A | Cumulative Energy Savings (MWh or mTherms) | Achievable Economic RVT Potential | 0 | 0 | 0 | 0 | 0 | 0 | 0 | 0 | 0 | 0 | 0 | 0 | 0 | 0 | 0 | 0 | 0 | 0 | 0 | 0 | 0 | 0 | 0 | 0 | 0 | 0 | 0
F8_Commercial_OR - Health_Existing_Space Heating_Natural Gas_Destratification Fans (HVLS)_A_Achievable Economic RVT Potential | F8 | Commercial | OR - Health | Existing | Space Heating | Natural Gas | Destratification Fans (HVLS) | A | Cumulative Summer Peak Savings (MW) | Achievable Economic RVT Potential | 0 | 0 | 0 | 0 | 0 | 0 | 0 | 0 | 0 | 0 | 0 | 0 | 0 | 0 | 0 | 0 | 0 | 0 | 0 | 0 | 0 | 0 | 0 | 0 | 0 | 0 | 0
F9_Commercial_OR - Health_Existing_Space Heating_Natural Gas_Destratification Fans (HVLS)_A_Achievable Economic RVT Potential | F9 | Commercial | OR - Health | Existing | Space Heating | Natural Gas | Destratification Fans (HVLS) | A | Cumulative Winter Peak Savings (MW) | Achievable Economic RVT Potential | 0 | 0 | 0 | 0 | 0 | 0 | 0 | 0 | 0 | 0 | 0 | 0 | 0 | 0 | 0 | 0 | 0 | 0 | 0 | 0 | 0 | 0 | 0 | 0 | 0 | 0 | 0
F10_Commercial_OR - Health_Existing_Space Heating_Natural Gas_Destratification Fans (HVLS)_A_Achievable Economic RVT Potential | F10 | Commercial | OR - Health | Existing | Space Heating | Natural Gas | Destratification Fans (HVLS) | A | Purchases (Incremental) | Achievable Economic RVT Potential | 0 | 0 | 0 | 0 | 0 | 0 | 0 | 0 | 0 | 0 | 0 | 0 | 0 | 0 | 0 | 0 | 0 | 0 | 0 | 0 | 0 | 0 | 0 | 0 | 0 | 0 | 0
F11_Commercial_OR - Health_Existing_Space Heating_Natural Gas_Destratification Fans (HVLS)_A_Achievable Economic RVT Potential | F11 | Commercial | OR - Health | Existing | Space Heating | Natural Gas | Destratification Fans (HVLS) | A | Purchases (Cumulative) | Achievable Economic RVT Potential | 0 | 0 | 0 | 0 | 0 | 0 | 0 | 0 | 0 | 0 | 0 | 0 | 0 | 0 | 0 | 0 | 0 | 0 | 0 | 0 | 0 | 0 | 0 | 0 | 0 | 0 | 0
F1_Commercial_OR - Health_Existing_Space Heating_Natural Gas_Gas Boiler - Maintenance_A_Achievable Economic RVT Potential | F1 | Commercial | OR - Health | Existing | Space Heating | Natural Gas | Gas Boiler - Maintenance | A | Integrated Unit Energy Savings (kWh or therms) | Achievable Economic RVT Potential | 0 | 0 | 0.039275 | 0.038666 | 0.038011 | 0.03736 | 0.036704 | 0.036003 | 0.035239 | 0.034417 | 0.033547 | 0.032645 | 0.031742 | 0.030854 | 0.030002 | 0.029207 | 0.028496 | 0.027934 | 0.027525 | 0.027191 | 0.026953 | 0.026736 | 0.026705 | 0.026676 | 0.02665 | 0.026626 | 0.026605
F2_Commercial_OR - Health_Existing_Space Heating_Natural Gas_Gas Boiler - Maintenance_A_Achievable Economic RVT Potential | F2 | Commercial | OR - Health | Existing | Space Heating | Natural Gas | Gas Boiler - Maintenance | A | Integrated Unit Summer Peak Savings (kW) | Achievable Economic RVT Potential | 0 | 0 | 0 | 0 | 0 | 0 | 0 | 0 | 0 | 0 | 0 | 0 | 0 | 0 | 0 | 0 | 0 | 0 | 0 | 0 | 0 | 0 | 0 | 0 | 0 | 0 | 0
F3_Commercial_OR - Health_Existing_Space Heating_Natural Gas_Gas Boiler - Maintenance_A_Achievable Economic RVT Potential | F3 | Commercial | OR - Health | Existing | Space Heating | Natural Gas | Gas Boiler - Maintenance | A | Integrated Unit Winter Peak Savings (kW) | Achievable Economic RVT Potential | 0 | 0 | 0 | 0 | 0 | 0 | 0 | 0 | 0 | 0 | 0 | 0 | 0 | 0 | 0 | 0 | 0 | 0 | 0 | 0 | 0 | 0 | 0 | 0 | 0 | 0 | 0
F4_Commercial_OR - Health_Existing_Space Heating_Natural Gas_Gas Boiler - Maintenance_A_Achievable Economic RVT Potential | F4 | Commercial | OR - Health | Existing | Space Heating | Natural Gas | Gas Boiler - Maintenance | A | Incremental Energy Savings (MWh or mTherms) | Achievable Economic RVT Potential | 0 | 0 | 0 | 0 | 0 | 0 | 0 | 0 | 0 | 0 | 0 | 0 | 0 | 0 | 0 | 0 | 0 | 0 | 0 | 0 | 0 | 0 | 0 | 0 | 0 | 0 | 0
F5_Commercial_OR - Health_Existing_Space Heating_Natural Gas_Gas Boiler - Maintenance_A_Achievable Economic RVT Potential | F5 | Commercial | OR - Health | Existing | Space Heating | Natural Gas | Gas Boiler - Maintenance | A | Incremental Summer Peak Savings (MW) | Achievable Economic RVT Potential | 0 | 0 | 0 | 0 | 0 | 0 | 0 | 0 | 0 | 0 | 0 | 0 | 0 | 0 | 0 | 0 | 0 | 0 | 0 | 0 | 0 | 0 | 0 | 0 | 0 | 0 | 0
F6_Commercial_OR - Health_Existing_Space Heating_Natural Gas_Gas Boiler - Maintenance_A_Achievable Economic RVT Potential | F6 | Commercial | OR - Health | Existing | Space Heating | Natural Gas | Gas Boiler - Maintenance | A | Incremental Winter Peak Savings (MW) | Achievable Economic RVT Potential | 0 | 0 | 0 | 0 | 0 | 0 | 0 | 0 | 0 | 0 | 0 | 0 | 0 | 0 | 0 | 0 | 0 | 0 | 0 | 0 | 0 | 0 | 0 | 0 | 0 | 0 | 0
F7_Commercial_OR - Health_Existing_Space Heating_Natural Gas_Gas Boiler - Maintenance_A_Achievable Economic RVT Potential | F7 | Commercial | OR - Health | Existing | Space Heating | Natural Gas | Gas Boiler - Maintenance | A | Cumulative Energy Savings (MWh or mTherms) | Achievable Economic RVT Potential | 0 | 0 | 0 | 0 | 0 | 0 | 0 | 0 | 0 | 0 | 0 | 0 | 0 | 0 | 0 | 0 | 0 | 0 | 0 | 0 | 0 | 0 | 0 | 0 | 0 | 0 | 0
F8_Commercial_OR - Health_Existing_Space Heating_Natural Gas_Gas Boiler - Maintenance_A_Achievable Economic RVT Potential | F8 | Commercial | OR - Health | Existing | Space Heating | Natural Gas | Gas Boiler - Maintenance | A | Cumulative Summer Peak Savings (MW) | Achievable Economic RVT Potential | 0 | 0 | 0 | 0 | 0 | 0 | 0 | 0 | 0 | 0 | 0 | 0 | 0 | 0 | 0 | 0 | 0 | 0 | 0 | 0 | 0 | 0 | 0 | 0 | 0 | 0 | 0
F9_Commercial_OR - Health_Existing_Space Heating_Natural Gas_Gas Boiler - Maintenance_A_Achievable Economic RVT Potential | F9 | Commercial | OR - Health | Existing | Space Heating | Natural Gas | Gas Boiler - Maintenance | A | Cumulative Winter Peak Savings (MW) | Achievable Economic RVT Potential | 0 | 0 | 0 | 0 | 0 | 0 | 0 | 0 | 0 | 0 | 0 | 0 | 0 | 0 | 0 | 0 | 0 | 0 | 0 | 0 | 0 | 0 | 0 | 0 | 0 | 0 | 0
F10_Commercial_OR - Health_Existing_Space Heating_Natural Gas_Gas Boiler - Maintenance_A_Achievable Economic RVT Potential | F10 | Commercial | OR - Health | Existing | Space Heating | Natural Gas | Gas Boiler - Maintenance | A | Purchases (Incremental) | Achievable Economic RVT Potential | 0 | 0 | 0 | 0 | 0 | 0 | 0 | 0 | 0 | 0 | 0 | 0 | 0 | 0 | 0 | 0 | 0 | 0 | 0 | 0 | 0 | 0 | 0 | 0 | 0 | 0 | 0
F11_Commercial_OR - Health_Existing_Space Heating_Natural Gas_Gas Boiler - Maintenance_A_Achievable Economic RVT Potential | F11 | Commercial | OR - Health | Existing | Space Heating | Natural Gas | Gas Boiler - Maintenance | A | Purchases (Cumulative) | Achievable Economic RVT Potential | 0 | 0 | 0 | 0 | 0 | 0 | 0 | 0 | 0 | 0 | 0 | 0 | 0 | 0 | 0 | 0 | 0 | 0 | 0 | 0 | 0 | 0 | 0 | 0 | 0 | 0 | 0
F1_Commercial_OR - Health_Existing_Space Heating_Natural Gas_Gas Furnace - Maintenance_A_Achievable Economic RVT Potential | F1 | Commercial | OR - Health | Existing | Space Heating | Natural Gas | Gas Furnace - Maintenance | A | Integrated Unit Energy Savings (kWh or therms) | Achievable Economic RVT Potential | 0 | 0 | 0.017726 | 0.017439 | 0.017125 | 0.016808 | 0.016486 | 0.016139 | 0.01576 | 0.015353 | 0.014921 | 0.014476 | 0.014031 | 0.013594 | 0.013175 | 0.012783 | 0.012431 | 0.012147 | 0.011932 | 0.011754 | 0.01162 | 0.011497 | 0.011457 | 0.011419 | 0.011384 | 0.011353 | 0.011323
F2_Commercial_OR - Health_Existing_Space Heating_Natural Gas_Gas Furnace - Maintenance_A_Achievable Economic RVT Potential | F2 | Commercial | OR - Health | Existing | Space Heating | Natural Gas | Gas Furnace - Maintenance | A | Integrated Unit Summer Peak Savings (kW) | Achievable Economic RVT Potential | 0 | 0 | 0 | 0 | 0 | 0 | 0 | 0 | 0 | 0 | 0 | 0 | 0 | 0 | 0 | 0 | 0 | 0 | 0 | 0 | 0 | 0 | 0 | 0 | 0 | 0 | 0
F3_Commercial_OR - Health_Existing_Space Heating_Natural Gas_Gas Furnace - Maintenance_A_Achievable Economic RVT Potential | F3 | Commercial | OR - Health | Existing | Space Heating | Natural Gas | Gas Furnace - Maintenance | A | Integrated Unit Winter Peak Savings (kW) | Achievable Economic RVT Potential | 0 | 0 | 0 | 0 | 0 | 0 | 0 | 0 | 0 | 0 | 0 | 0 | 0 | 0 | 0 | 0 | 0 | 0 | 0 | 0 | 0 | 0 | 0 | 0 | 0 | 0 | 0
F4_Commercial_OR - Health_Existing_Space Heating_Natural Gas_Gas Furnace - Maintenance_A_Achievable Economic RVT Potential | F4 | Commercial | OR - Health | Existing | Space Heating | Natural Gas | Gas Furnace - Maintenance | A | Incremental Energy Savings (MWh or mTherms) | Achievable Economic RVT Potential | 0 | 0 | 0 | 0 | 0 | 0 | 0 | 0 | 0 | 0 | 0 | 0 | 0 | 0 | 0 | 0 | 0 | 0 | 0 | 0 | 0 | 0 | 0 | 0 | 0 | 0 | 0
F5_Commercial_OR - Health_Existing_Space Heating_Natural Gas_Gas Furnace - Maintenance_A_Achievable Economic RVT Potential | F5 | Commercial | OR - Health | Existing | Space Heating | Natural Gas | Gas Furnace - Maintenance | A | Incremental Summer Peak Savings (MW) | Achievable Economic RVT Potential | 0 | 0 | 0 | 0 | 0 | 0 | 0 | 0 | 0 | 0 | 0 | 0 | 0 | 0 | 0 | 0 | 0 | 0 | 0 | 0 | 0 | 0 | 0 | 0 | 0 | 0 | 0
F6_Commercial_OR - Health_Existing_Space Heating_Natural Gas_Gas Furnace - Maintenance_A_Achievable Economic RVT Potential | F6 | Commercial | OR - Health | Existing | Space Heating | Natural Gas | Gas Furnace - Maintenance | A | Incremental Winter Peak Savings (MW) | Achievable Economic RVT Potential | 0 | 0 | 0 | 0 | 0 | 0 | 0 | 0 | 0 | 0 | 0 | 0 | 0 | 0 | 0 | 0 | 0 | 0 | 0 | 0 | 0 | 0 | 0 | 0 | 0 | 0 | 0
F7_Commercial_OR - Health_Existing_Space Heating_Natural Gas_Gas Furnace - Maintenance_A_Achievable Economic RVT Potential | F7 | Commercial | OR - Health | Existing | Space Heating | Natural Gas | Gas Furnace - Maintenance | A | Cumulative Energy Savings (MWh or mTherms) | Achievable Economic RVT Potential | 0 | 0 | 0 | 0 | 0 | 0 | 0 | 0 | 0 | 0 | 0 | 0 | 0 | 0 | 0 | 0 | 0 | 0 | 0 | 0 | 0 | 0 | 0 | 0 | 0 | 0 | 0
F8_Commercial_OR - Health_Existing_Space Heating_Natural Gas_Gas Furnace - Maintenance_A_Achievable Economic RVT Potential | F8 | Commercial | OR - Health | Existing | Space Heating | Natural Gas | Gas Furnace - Maintenance | A | Cumulative Summer Peak Savings (MW) | Achievable Economic RVT Potential | 0 | 0 | 0 | 0 | 0 | 0 | 0 | 0 | 0 | 0 | 0 | 0 | 0 | 0 | 0 | 0 | 0 | 0 | 0 | 0 | 0 | 0 | 0 | 0 | 0 | 0 | 0
F9_Commercial_OR - Health_Existing_Space Heating_Natural Gas_Gas Furnace - Maintenance_A_Achievable Economic RVT Potential | F9 | Commercial | OR - Health | Existing | Space Heating | Natural Gas | Gas Furnace - Maintenance | A | Cumulative Winter Peak Savings (MW) | Achievable Economic RVT Potential | 0 | 0 | 0 | 0 | 0 | 0 | 0 | 0 | 0 | 0 | 0 | 0 | 0 | 0 | 0 | 0 | 0 | 0 | 0 | 0 | 0 | 0 | 0 | 0 | 0 | 0 | 0
F10_Commercial_OR - Health_Existing_Space Heating_Natural Gas_Gas Furnace - Maintenance_A_Achievable Economic RVT Potential | F10 | Commercial | OR - Health | Existing | Space Heating | Natural Gas | Gas Furnace - Maintenance | A | Purchases (Incremental) | Achievable Economic RVT Potential | 0 | 0 | 0 | 0 | 0 | 0 | 0 | 0 | 0 | 0 | 0 | 0 | 0 | 0 | 0 | 0 | 0 | 0 | 0 | 0 | 0 | 0 | 0 | 0 | 0 | 0 | 0
F11_Commercial_OR - Health_Existing_Space Heating_Natural Gas_Gas Furnace - Maintenance_A_Achievable Economic RVT Potential | F11 | Commercial | OR - Health | Existing | Space Heating | Natural Gas | Gas Furnace - Maintenance | A | Purchases (Cumulative) | Achievable Economic RVT Potential | 0 | 0 | 0 | 0 | 0 | 0 | 0 | 0 | 0 | 0 | 0 | 0 | 0 | 0 | 0 | 0 | 0 | 0 | 0 | 0 | 0 | 0 | 0 | 0 | 0 | 0 | 0
F1_Commercial_OR - Health_Existing_Space Heating_Natural Gas_Gas Boiler - Hot Water Reset_A_Achievable Economic RVT Potential | F1 | Commercial | OR - Health | Existing | Space Heating | Natural Gas | Gas Boiler - Hot Water Reset | A | Integrated Unit Energy Savings (kWh or therms) | Achievable Economic RVT Potential | 0 | 0 | 70.3056 | 70.0307 | 69.7599 | 69.494 | 69.2328 | 68.9762 | 68.7269 | 68.4849 | 68.2475 | 68.0149 | 67.7884 | 67.5676 | 67.3549 | 67.1511 | 66.9575 | 66.8041 | 66.6928 | 66.5906 | 66.4966 | 66.4111 | 66.3334 | 66.2627 | 66.1985 | 66.1401 | 66.0871
F2_Commercial_OR - Health_Existing_Space Heating_Natural Gas_Gas Boiler - Hot Water Reset_A_Achievable Economic RVT Potential | F2 | Commercial | OR - Health | Existing | Space Heating | Natural Gas | Gas Boiler - Hot Water Reset | A | Integrated Unit Summer Peak Savings (kW) | Achievable Economic RVT Potential | 0 | 0 | 0 | 0 | 0 | 0 | 0 | 0 | 0 | 0 | 0 | 0 | 0 | 0 | 0 | 0 | 0 | 0 | 0 | 0 | 0 | 0 | 0 | 0 | 0 | 0 | 0
F3_Commercial_OR - Health_Existing_Space Heating_Natural Gas_Gas Boiler - Hot Water Reset_A_Achievable Economic RVT Potential | F3 | Commercial | OR - Health | Existing | Space Heating | Natural Gas | Gas Boiler - Hot Water Reset | A | Integrated Unit Winter Peak Savings (kW) | Achievable Economic RVT Potential | 0 | 0 | 0 | 0 | 0 | 0 | 0 | 0 | 0 | 0 | 0 | 0 | 0 | 0 | 0 | 0 | 0 | 0 | 0 | 0 | 0 | 0 | 0 | 0 | 0 | 0 | 0
F4_Commercial_OR - Health_Existing_Space Heating_Natural Gas_Gas Boiler - Hot Water Reset_A_Achievable Economic RVT Potential | F4 | Commercial | OR - Health | Existing | Space Heating | Natural Gas | Gas Boiler - Hot Water Reset | A | Incremental Energy Savings (MWh or mTherms) | Achievable Economic RVT Potential | 0 | 0 | 0 | 0 | 0 | 0 | 0 | 0 | 0 | 0 | 0 | 0 | 0 | 0 | 0 | 0 | 0 | 0 | 0 | 0 | 0 | 0 | 0 | 0 | 0 | 0 | 0
F5_Commercial_OR - Health_Existing_Space Heating_Natural Gas_Gas Boiler - Hot Water Reset_A_Achievable Economic RVT Potential | F5 | Commercial | OR - Health | Existing | Space Heating | Natural Gas | Gas Boiler - Hot Water Reset | A | Incremental Summer Peak Savings (MW) | Achievable Economic RVT Potential | 0 | 0 | 0 | 0 | 0 | 0 | 0 | 0 | 0 | 0 | 0 | 0 | 0 | 0 | 0 | 0 | 0 | 0 | 0 | 0 | 0 | 0 | 0 | 0 | 0 | 0 | 0
F6_Commercial_OR - Health_Existing_Space Heating_Natural Gas_Gas Boiler - Hot Water Reset_A_Achievable Economic RVT Potential | F6 | Commercial | OR - Health | Existing | Space Heating | Natural Gas | Gas Boiler - Hot Water Reset | A | Incremental Winter Peak Savings (MW) | Achievable Economic RVT Potential | 0 | 0 | 0 | 0 | 0 | 0 | 0 | 0 | 0 | 0 | 0 | 0 | 0 | 0 | 0 | 0 | 0 | 0 | 0 | 0 | 0 | 0 | 0 | 0 | 0 | 0 | 0
F7_Commercial_OR - Health_Existing_Space Heating_Natural Gas_Gas Boiler - Hot Water Reset_A_Achievable Economic RVT Potential | F7 | Commercial | OR - Health | Existing | Space Heating | Natural Gas | Gas Boiler - Hot Water Reset | A | Cumulative Energy Savings (MWh or mTherms) | Achievable Economic RVT Potential | 0 | 0 | 0 | 0 | 0 | 0 | 0 | 0 | 0 | 0 | 0 | 0 | 0 | 0 | 0 | 0 | 0 | 0 | 0 | 0 | 0 | 0 | 0 | 0 | 0 | 0 | 0
F8_Commercial_OR - Health_Existing_Space Heating_Natural Gas_Gas Boiler - Hot Water Reset_A_Achievable Economic RVT Potential | F8 | Commercial | OR - Health | Existing | Space Heating | Natural Gas | Gas Boiler - Hot Water Reset | A | Cumulative Summer Peak Savings (MW) | Achievable Economic RVT Potential | 0 | 0 | 0 | 0 | 0 | 0 | 0 | 0 | 0 | 0 | 0 | 0 | 0 | 0 | 0 | 0 | 0 | 0 | 0 | 0 | 0 | 0 | 0 | 0 | 0 | 0 | 0
F9_Commercial_OR - Health_Existing_Space Heating_Natural Gas_Gas Boiler - Hot Water Reset_A_Achievable Economic RVT Potential | F9 | Commercial | OR - Health | Existing | Space Heating | Natural Gas | Gas Boiler - Hot Water Reset | A | Cumulative Winter Peak Savings (MW) | Achievable Economic RVT Potential | 0 | 0 | 0 | 0 | 0 | 0 | 0 | 0 | 0 | 0 | 0 | 0 | 0 | 0 | 0 | 0 | 0 | 0 | 0 | 0 | 0 | 0 | 0 | 0 | 0 | 0 | 0
F10_Commercial_OR - Health_Existing_Space Heating_Natural Gas_Gas Boiler - Hot Water Reset_A_Achievable Economic RVT Potential | F10 | Commercial | OR - Health | Existing | Space Heating | Natural Gas | Gas Boiler - Hot Water Reset | A | Purchases (Incremental) | Achievable Economic RVT Potential | 0 | 0 | 0 | 0 | 0 | 0 | 0 | 0 | 0 | 0 | 0 | 0 | 0 | 0 | 0 | 0 | 0 | 0 | 0 | 0 | 0 | 0 | 0 | 0 | 0 | 0 | 0
F11_Commercial_OR - Health_Existing_Space Heating_Natural Gas_Gas Boiler - Hot Water Reset_A_Achievable Economic RVT Potential | F11 | Commercial | OR - Health | Existing | Space Heating | Natural Gas | Gas Boiler - Hot Water Reset | A | Purchases (Cumulative) | Achievable Economic RVT Potential | 0 | 0 | 0 | 0 | 0 | 0 | 0 | 0 | 0 | 0 | 0 | 0 | 0 | 0 | 0 | 0 | 0 | 0 | 0 | 0 | 0 | 0 | 0 | 0 | 0 | 0 | 0
F1_Commercial_OR - Health_Existing_Space Heating_Natural Gas_Gas Boiler - Steam Trap Replacement_A_Achievable Economic RVT Potential | F1 | Commercial | OR - Health | Existing | Space Heating | Natural Gas | Gas Boiler - Steam Trap Replacement | A | Integrated Unit Energy Savings (kWh or therms) | Achievable Economic RVT Potential | 0 | 0 | 21.0256 | 20.9634 | 20.9024 | 20.8426 | 20.7842 | 20.7271 | 20.6712 | 20.6167 | 20.5634 | 20.5115 | 20.4614 | 20.4129 | 20.3668 | 20.3233 | 20.2828 | 20.2456 | 20.2119 | 20.181 | 20.1525 | 20.1267 | 20.1032 | 20.0818 | 20.0624 | 20.0447 | 20.0287
F2_Commercial_OR - Health_Existing_Space Heating_Natural Gas_Gas Boiler - Steam Trap Replacement_A_Achievable Economic RVT Potential | F2 | Commercial | OR - Health | Existing | Space Heating | Natural Gas | Gas Boiler - Steam Trap Replacement | A | Integrated Unit Summer Peak Savings (kW) | Achievable Economic RVT Potential | 0 | 0 | 0 | 0 | 0 | 0 | 0 | 0 | 0 | 0 | 0 | 0 | 0 | 0 | 0 | 0 | 0 | 0 | 0 | 0 | 0 | 0 | 0 | 0 | 0 | 0 | 0
F3_Commercial_OR - Health_Existing_Space Heating_Natural Gas_Gas Boiler - Steam Trap Replacement_A_Achievable Economic RVT Potential | F3 | Commercial | OR - Health | Existing | Space Heating | Natural Gas | Gas Boiler - Steam Trap Replacement | A | Integrated Unit Winter Peak Savings (kW) | Achievable Economic RVT Potential | 0 | 0 | 0 | 0 | 0 | 0 | 0 | 0 | 0 | 0 | 0 | 0 | 0 | 0 | 0 | 0 | 0 | 0 | 0 | 0 | 0 | 0 | 0 | 0 | 0 | 0 | 0
F4_Commercial_OR - Health_Existing_Space Heating_Natural Gas_Gas Boiler - Steam Trap Replacement_A_Achievable Economic RVT Potential | F4 | Commercial | OR - Health | Existing | Space Heating | Natural Gas | Gas Boiler - Steam Trap Replacement | A | Incremental Energy Savings (MWh or mTherms) | Achievable Economic RVT Potential | 0 | 0 | 0 | 0 | 0 | 0 | 0 | 0 | 0 | 0 | 0 | 0 | 0 | 0 | 0 | 0 | 0 | 0 | 0 | 0 | 0 | 0 | 0 | 0 | 0 | 0 | 0
F5_Commercial_OR - Health_Existing_Space Heating_Natural Gas_Gas Boiler - Steam Trap Replacement_A_Achievable Economic RVT Potential | F5 | Commercial | OR - Health | Existing | Space Heating | Natural Gas | Gas Boiler - Steam Trap Replacement | A | Incremental Summer Peak Savings (MW) | Achievable Economic RVT Potential | 0 | 0 | 0 | 0 | 0 | 0 | 0 | 0 | 0 | 0 | 0 | 0 | 0 | 0 | 0 | 0 | 0 | 0 | 0 | 0 | 0 | 0 | 0 | 0 | 0 | 0 | 0
F6_Commercial_OR - Health_Existing_Space Heating_Natural Gas_Gas Boiler - Steam Trap Replacement_A_Achievable Economic RVT Potential | F6 | Commercial | OR - Health | Existing | Space Heating | Natural Gas | Gas Boiler - Steam Trap Replacement | A | Incremental Winter Peak Savings (MW) | Achievable Economic RVT Potential | 0 | 0 | 0 | 0 | 0 | 0 | 0 | 0 | 0 | 0 | 0 | 0 | 0 | 0 | 0 | 0 | 0 | 0 | 0 | 0 | 0 | 0 | 0 | 0 | 0 | 0 | 0
F7_Commercial_OR - Health_Existing_Space Heating_Natural Gas_Gas Boiler - Steam Trap Replacement_A_Achievable Economic RVT Potential | F7 | Commercial | OR - Health | Existing | Space Heating | Natural Gas | Gas Boiler - Steam Trap Replacement | A | Cumulative Energy Savings (MWh or mTherms) | Achievable Economic RVT Potential | 0 | 0 | 0 | 0 | 0 | 0 | 0 | 0 | 0 | 0 | 0 | 0 | 0 | 0 | 0 | 0 | 0 | 0 | 0 | 0 | 0 | 0 | 0 | 0 | 0 | 0 | 0
F8_Commercial_OR - Health_Existing_Space Heating_Natural Gas_Gas Boiler - Steam Trap Replacement_A_Achievable Economic RVT Potential | F8 | Commercial | OR - Health | Existing | Space Heating | Natural Gas | Gas Boiler - Steam Trap Replacement | A | Cumulative Summer Peak Savings (MW) | Achievable Economic RVT Potential | 0 | 0 | 0 | 0 | 0 | 0 | 0 | 0 | 0 | 0 | 0 | 0 | 0 | 0 | 0 | 0 | 0 | 0 | 0 | 0 | 0 | 0 | 0 | 0 | 0 | 0 | 0
F9_Commercial_OR - Health_Existing_Space Heating_Natural Gas_Gas Boiler - Steam Trap Replacement_A_Achievable Economic RVT Potential | F9 | Commercial | OR - Health | Existing | Space Heating | Natural Gas | Gas Boiler - Steam Trap Replacement | A | Cumulative Winter Peak Savings (MW) | Achievable Economic RVT Potential | 0 | 0 | 0 | 0 | 0 | 0 | 0 | 0 | 0 | 0 | 0 | 0 | 0 | 0 | 0 | 0 | 0 | 0 | 0 | 0 | 0 | 0 | 0 | 0 | 0 | 0 | 0
F10_Commercial_OR - Health_Existing_Space Heating_Natural Gas_Gas Boiler - Steam Trap Replacement_A_Achievable Economic RVT Potential | F10 | Commercial | OR - Health | Existing | Space Heating | Natural Gas | Gas Boiler - Steam Trap Replacement | A | Purchases (Incremental) | Achievable Economic RVT Potential | 0 | 0 | 0 | 0 | 0 | 0 | 0 | 0 | 0 | 0 | 0 | 0 | 0 | 0 | 0 | 0 | 0 | 0 | 0 | 0 | 0 | 0 | 0 | 0 | 0 | 0 | 0
F11_Commercial_OR - Health_Existing_Space Heating_Natural Gas_Gas Boiler - Steam Trap Replacement_A_Achievable Economic RVT Potential | F11 | Commercial | OR - Health | Existing | Space Heating | Natural Gas | Gas Boiler - Steam Trap Replacement | A | Purchases (Cumulative) | Achievable Economic RVT Potential | 0 | 0 | 0 | 0 | 0 | 0 | 0 | 0 | 0 | 0 | 0 | 0 | 0 | 0 | 0 | 0 | 0 | 0 | 0 | 0 | 0 | 0 | 0 | 0 | 0 | 0 | 0
F1_Commercial_OR - Health_Existing_Space Heating_Natural Gas_Gas Boiler - High Turndown Burner_A_Achievable Economic RVT Potential | F1 | Commercial | OR - Health | Existing | Space Heating | Natural Gas | Gas Boiler - High Turndown Burner | A | Integrated Unit Energy Savings (kWh or therms) | Achievable Economic RVT Potential | 0 | 0 | 0.065661 | 0.065006 | 0.064281 | 0.063496 | 0.062634 | 0.061672 | 0.060601 | 0.059419 | 0.058131 | 0.056759 | 0.055367 | 0.053988 | 0.052656 | 0.051411 | 0.050298 | 0.049414 | 0.048767 | 0.048247 | 0.047891 | 0.047572 | 0.047516 | 0.047466 | 0.047419 | 0.047377 | 0.047339
F2_Commercial_OR - Health_Existing_Space Heating_Natural Gas_Gas Boiler - High Turndown Burner_A_Achievable Economic RVT Potential | F2 | Commercial | OR - Health | Existing | Space Heating | Natural Gas | Gas Boiler - High Turndown Burner | A | Integrated Unit Summer Peak Savings (kW) | Achievable Economic RVT Potential | 0 | 0 | 0 | 0 | 0 | 0 | 0 | 0 | 0 | 0 | 0 | 0 | 0 | 0 | 0 | 0 | 0 | 0 | 0 | 0 | 0 | 0 | 0 | 0 | 0 | 0 | 0
F3_Commercial_OR - Health_Existing_Space Heating_Natural Gas_Gas Boiler - High Turndown Burner_A_Achievable Economic RVT Potential | F3 | Commercial | OR - Health | Existing | Space Heating | Natural Gas | Gas Boiler - High Turndown Burner | A | Integrated Unit Winter Peak Savings (kW) | Achievable Economic RVT Potential | 0 | 0 | 0 | 0 | 0 | 0 | 0 | 0 | 0 | 0 | 0 | 0 | 0 | 0 | 0 | 0 | 0 | 0 | 0 | 0 | 0 | 0 | 0 | 0 | 0 | 0 | 0
F4_Commercial_OR - Health_Existing_Space Heating_Natural Gas_Gas Boiler - High Turndown Burner_A_Achievable Economic RVT Potential | F4 | Commercial | OR - Health | Existing | Space Heating | Natural Gas | Gas Boiler - High Turndown Burner | A | Incremental Energy Savings (MWh or mTherms) | Achievable Economic RVT Potential | 0 | 0 | 0 | 0 | 0 | 0 | 0 | 0 | 0 | 0 | 0 | 0 | 0 | 0 | 0 | 0 | 0 | 0 | 0 | 0 | 0 | 0 | 0 | 0 | 0 | 0 | 0
F5_Commercial_OR - Health_Existing_Space Heating_Natural Gas_Gas Boiler - High Turndown Burner_A_Achievable Economic RVT Potential | F5 | Commercial | OR - Health | Existing | Space Heating | Natural Gas | Gas Boiler - High Turndown Burner | A | Incremental Summer Peak Savings (MW) | Achievable Economic RVT Potential | 0 | 0 | 0 | 0 | 0 | 0 | 0 | 0 | 0 | 0 | 0 | 0 | 0 | 0 | 0 | 0 | 0 | 0 | 0 | 0 | 0 | 0 | 0 | 0 | 0 | 0 | 0
F6_Commercial_OR - Health_Existing_Space Heating_Natural Gas_Gas Boiler - High Turndown Burner_A_Achievable Economic RVT Potential | F6 | Commercial | OR - Health | Existing | Space Heating | Natural Gas | Gas Boiler - High Turndown Burner | A | Incremental Winter Peak Savings (MW) | Achievable Economic RVT Potential | 0 | 0 | 0 | 0 | 0 | 0 | 0 | 0 | 0 | 0 | 0 | 0 | 0 | 0 | 0 | 0 | 0 | 0 | 0 | 0 | 0 | 0 | 0 | 0 | 0 | 0 | 0
F7_Commercial_OR - Health_Existing_Space Heating_Natural Gas_Gas Boiler - High Turndown Burner_A_Achievable Economic RVT Potential | F7 | Commercial | OR - Health | Existing | Space Heating | Natural Gas | Gas Boiler - High Turndown Burner | A | Cumulative Energy Savings (MWh or mTherms) | Achievable Economic RVT Potential | 0 | 0 | 0 | 0 | 0 | 0 | 0 | 0 | 0 | 0 | 0 | 0 | 0 | 0 | 0 | 0 | 0 | 0 | 0 | 0 | 0 | 0 | 0 | 0 | 0 | 0 | 0
F8_Commercial_OR - Health_Existing_Space Heating_Natural Gas_Gas Boiler - High Turndown Burner_A_Achievable Economic RVT Potential | F8 | Commercial | OR - Health | Existing | Space Heating | Natural Gas | Gas Boiler - High Turndown Burner | A | Cumulative Summer Peak Savings (MW) | Achievable Economic RVT Potential | 0 | 0 | 0 | 0 | 0 | 0 | 0 | 0 | 0 | 0 | 0 | 0 | 0 | 0 | 0 | 0 | 0 | 0 | 0 | 0 | 0 | 0 | 0 | 0 | 0 | 0 | 0
F9_Commercial_OR - Health_Existing_Space Heating_Natural Gas_Gas Boiler - High Turndown Burner_A_Achievable Economic RVT Potential | F9 | Commercial | OR - Health | Existing | Space Heating | Natural Gas | Gas Boiler - High Turndown Burner | A | Cumulative Winter Peak Savings (MW) | Achievable Economic RVT Potential | 0 | 0 | 0 | 0 | 0 | 0 | 0 | 0 | 0 | 0 | 0 | 0 | 0 | 0 | 0 | 0 | 0 | 0 | 0 | 0 | 0 | 0 | 0 | 0 | 0 | 0 | 0
F10_Commercial_OR - Health_Existing_Space Heating_Natural Gas_Gas Boiler - High Turndown Burner_A_Achievable Economic RVT Potential | F10 | Commercial | OR - Health | Existing | Space Heating | Natural Gas | Gas Boiler - High Turndown Burner | A | Purchases (Incremental) | Achievable Economic RVT Potential | 0 | 0 | 0 | 0 | 0 | 0 | 0 | 0 | 0 | 0 | 0 | 0 | 0 | 0 | 0 | 0 | 0 | 0 | 0 | 0 | 0 | 0 | 0 | 0 | 0 | 0 | 0
F11_Commercial_OR - Health_Existing_Space Heating_Natural Gas_Gas Boiler - High Turndown Burner_A_Achievable Economic RVT Potential | F11 | Commercial | OR - Health | Existing | Space Heating | Natural Gas | Gas Boiler - High Turndown Burner | A | Purchases (Cumulative) | Achievable Economic RVT Potential | 0 | 0 | 0 | 0 | 0 | 0 | 0 | 0 | 0 | 0 | 0 | 0 | 0 | 0 | 0 | 0 | 0 | 0 | 0 | 0 | 0 | 0 | 0 | 0 | 0 | 0 | 0
F1_Commercial_OR - Health_Existing_Space Heating_Natural Gas_Gas Boiler - Burner Control Optimization_A_Achievable Economic RVT Potential | F1 | Commercial | OR - Health | Existing | Space Heating | Natural Gas | Gas Boiler - Burner Control Optimization | A | Integrated Unit Energy Savings (kWh or therms) | Achievable Economic RVT Potential | 0 | 0 | 0.019037 | 0.018841 | 0.018624 | 0.018389 | 0.018131 | 0.017842 | 0.017521 | 0.017168 | 0.016786 | 0.016381 | 0.015973 | 0.015571 | 0.015184 | 0.014824 | 0.014503 | 0.014248 | 0.014061 | 0.013912 | 0.013809 | 0.013717 | 0.013701 | 0.013686 | 0.013673 | 0.013661 | 0.01365
F2_Commercial_OR - Health_Existing_Space Heating_Natural Gas_Gas Boiler - Burner Control Optimization_A_Achievable Economic RVT Potential | F2 | Commercial | OR - Health | Existing | Space Heating | Natural Gas | Gas Boiler - Burner Control Optimization | A | Integrated Unit Summer Peak Savings (kW) | Achievable Economic RVT Potential | 0 | 0 | 0 | 0 | 0 | 0 | 0 | 0 | 0 | 0 | 0 | 0 | 0 | 0 | 0 | 0 | 0 | 0 | 0 | 0 | 0 | 0 | 0 | 0 | 0 | 0 | 0
F3_Commercial_OR - Health_Existing_Space Heating_Natural Gas_Gas Boiler - Burner Control Optimization_A_Achievable Economic RVT Potential | F3 | Commercial | OR - Health | Existing | Space Heating | Natural Gas | Gas Boiler - Burner Control Optimization | A | Integrated Unit Winter Peak Savings (kW) | Achievable Economic RVT Potential | 0 | 0 | 0 | 0 | 0 | 0 | 0 | 0 | 0 | 0 | 0 | 0 | 0 | 0 | 0 | 0 | 0 | 0 | 0 | 0 | 0 | 0 | 0 | 0 | 0 | 0 | 0
F4_Commercial_OR - Health_Existing_Space Heating_Natural Gas_Gas Boiler - Burner Control Optimization_A_Achievable Economic RVT Potential | F4 | Commercial | OR - Health | Existing | Space Heating | Natural Gas | Gas Boiler - Burner Control Optimization | A | Incremental Energy Savings (MWh or mTherms) | Achievable Economic RVT Potential | 0 | 0 | 0 | 0 | 0 | 0 | 0 | 0 | 0 | 0 | 0 | 0 | 0 | 0 | 0 | 0 | 0 | 0 | 0 | 0 | 0 | 0 | 0 | 0 | 0 | 0 | 0
F5_Commercial_OR - Health_Existing_Space Heating_Natural Gas_Gas Boiler - Burner Control Optimization_A_Achievable Economic RVT Potential | F5 | Commercial | OR - Health | Existing | Space Heating | Natural Gas | Gas Boiler - Burner Control Optimization | A | Incremental Summer Peak Savings (MW) | Achievable Economic RVT Potential | 0 | 0 | 0 | 0 | 0 | 0 | 0 | 0 | 0 | 0 | 0 | 0 | 0 | 0 | 0 | 0 | 0 | 0 | 0 | 0 | 0 | 0 | 0 | 0 | 0 | 0 | 0
F6_Commercial_OR - Health_Existing_Space Heating_Natural Gas_Gas Boiler - Burner Control Optimization_A_Achievable Economic RVT Potential | F6 | Commercial | OR - Health | Existing | Space Heating | Natural Gas | Gas Boiler - Burner Control Optimization | A | Incremental Winter Peak Savings (MW) | Achievable Economic RVT Potential | 0 | 0 | 0 | 0 | 0 | 0 | 0 | 0 | 0 | 0 | 0 | 0 | 0 | 0 | 0 | 0 | 0 | 0 | 0 | 0 | 0 | 0 | 0 | 0 | 0 | 0 | 0
F7_Commercial_OR - Health_Existing_Space Heating_Natural Gas_Gas Boiler - Burner Control Optimization_A_Achievable Economic RVT Potential | F7 | Commercial | OR - Health | Existing | Space Heating | Natural Gas | Gas Boiler - Burner Control Optimization | A | Cumulative Energy Savings (MWh or mTherms) | Achievable Economic RVT Potential | 0 | 0 | 0 | 0 | 0 | 0 | 0 | 0 | 0 | 0 | 0 | 0 | 0 | 0 | 0 | 0 | 0 | 0 | 0 | 0 | 0 | 0 | 0 | 0 | 0 | 0 | 0
F8_Commercial_OR - Health_Existing_Space Heating_Natural Gas_Gas Boiler - Burner Control Optimization_A_Achievable Economic RVT Potential | F8 | Commercial | OR - Health | Existing | Space Heating | Natural Gas | Gas Boiler - Burner Control Optimization | A | Cumulative Summer Peak Savings (MW) | Achievable Economic RVT Potential | 0 | 0 | 0 | 0 | 0 | 0 | 0 | 0 | 0 | 0 | 0 | 0 | 0 | 0 | 0 | 0 | 0 | 0 | 0 | 0 | 0 | 0 | 0 | 0 | 0 | 0 | 0
F9_Commercial_OR - Health_Existing_Space Heating_Natural Gas_Gas Boiler - Burner Control Optimization_A_Achievable Economic RVT Potential | F9 | Commercial | OR - Health | Existing | Space Heating | Natural Gas | Gas Boiler - Burner Control Optimization | A | Cumulative Winter Peak Savings (MW) | Achievable Economic RVT Potential | 0 | 0 | 0 | 0 | 0 | 0 | 0 | 0 | 0 | 0 | 0 | 0 | 0 | 0 | 0 | 0 | 0 | 0 | 0 | 0 | 0 | 0 | 0 | 0 | 0 | 0 | 0
F10_Commercial_OR - Health_Existing_Space Heating_Natural Gas_Gas Boiler - Burner Control Optimization_A_Achievable Economic RVT Potential | F10 | Commercial | OR - Health | Existing | Space Heating | Natural Gas | Gas Boiler - Burner Control Optimization | A | Purchases (Incremental) | Achievable Economic RVT Potential | 0 | 0 | 0 | 0 | 0 | 0 | 0 | 0 | 0 | 0 | 0 | 0 | 0 | 0 | 0 | 0 | 0 | 0 | 0 | 0 | 0 | 0 | 0 | 0 | 0 | 0 | 0
F11_Commercial_OR - Health_Existing_Space Heating_Natural Gas_Gas Boiler - Burner Control Optimization_A_Achievable Economic RVT Potential | F11 | Commercial | OR - Health | Existing | Space Heating | Natural Gas | Gas Boiler - Burner Control Optimization | A | Purchases (Cumulative) | Achievable Economic RVT Potential | 0 | 0 | 0 | 0 | 0 | 0 | 0 | 0 | 0 | 0 | 0 | 0 | 0 | 0 | 0 | 0 | 0 | 0 | 0 | 0 | 0 | 0 | 0 | 0 | 0 | 0 | 0
F1_Commercial_OR - Health_Existing_Space Heating_Natural Gas_Gas Boiler - Stack Economizer_A_Achievable Economic RVT Potential | F1 | Commercial | OR - Health | Existing | Space Heating | Natural Gas | Gas Boiler - Stack Economizer | A | Integrated Unit Energy Savings (kWh or therms) | Achievable Economic RVT Potential | 0 | 0 | 0.062841 | 0.061857 | 0.060799 | 0.059749 | 0.0587 | 0.057578 | 0.056357 | 0.055043 | 0.053651 | 0.052209 | 0.050764 | 0.049345 | 0.047982 | 0.046711 | 0.045573 | 0.044674 | 0.044019 | 0.043485 | 0.043105 | 0.042759 | 0.042708 | 0.042662 | 0.042621 | 0.042583 | 0.042548
F2_Commercial_OR - Health_Existing_Space Heating_Natural Gas_Gas Boiler - Stack Economizer_A_Achievable Economic RVT Potential | F2 | Commercial | OR - Health | Existing | Space Heating | Natural Gas | Gas Boiler - Stack Economizer | A | Integrated Unit Summer Peak Savings (kW) | Achievable Economic RVT Potential | 0 | 0 | 0 | 0 | 0 | 0 | 0 | 0 | 0 | 0 | 0 | 0 | 0 | 0 | 0 | 0 | 0 | 0 | 0 | 0 | 0 | 0 | 0 | 0 | 0 | 0 | 0
F3_Commercial_OR - Health_Existing_Space Heating_Natural Gas_Gas Boiler - Stack Economizer_A_Achievable Economic RVT Potential | F3 | Commercial | OR - Health | Existing | Space Heating | Natural Gas | Gas Boiler - Stack Economizer | A | Integrated Unit Winter Peak Savings (kW) | Achievable Economic RVT Potential | 0 | 0 | 0 | 0 | 0 | 0 | 0 | 0 | 0 | 0 | 0 | 0 | 0 | 0 | 0 | 0 | 0 | 0 | 0 | 0 | 0 | 0 | 0 | 0 | 0 | 0 | 0
F4_Commercial_OR - Health_Existing_Space Heating_Natural Gas_Gas Boiler - Stack Economizer_A_Achievable Economic RVT Potential | F4 | Commercial | OR - Health | Existing | Space Heating | Natural Gas | Gas Boiler - Stack Economizer | A | Incremental Energy Savings (MWh or mTherms) | Achievable Economic RVT Potential | 0 | 0 | 0 | 0 | 0 | 0 | 0 | 0 | 0 | 0 | 0 | 0 | 0 | 0 | 0 | 0 | 0 | 0 | 0 | 0 | 0 | 0 | 0 | 0 | 0 | 0 | 0
F5_Commercial_OR - Health_Existing_Space Heating_Natural Gas_Gas Boiler - Stack Economizer_A_Achievable Economic RVT Potential | F5 | Commercial | OR - Health | Existing | Space Heating | Natural Gas | Gas Boiler - Stack Economizer | A | Incremental Summer Peak Savings (MW) | Achievable Economic RVT Potential | 0 | 0 | 0 | 0 | 0 | 0 | 0 | 0 | 0 | 0 | 0 | 0 | 0 | 0 | 0 | 0 | 0 | 0 | 0 | 0 | 0 | 0 | 0 | 0 | 0 | 0 | 0
F6_Commercial_OR - Health_Existing_Space Heating_Natural Gas_Gas Boiler - Stack Economizer_A_Achievable Economic RVT Potential | F6 | Commercial | OR - Health | Existing | Space Heating | Natural Gas | Gas Boiler - Stack Economizer | A | Incremental Winter Peak Savings (MW) | Achievable Economic RVT Potential | 0 | 0 | 0 | 0 | 0 | 0 | 0 | 0 | 0 | 0 | 0 | 0 | 0 | 0 | 0 | 0 | 0 | 0 | 0 | 0 | 0 | 0 | 0 | 0 | 0 | 0 | 0
F7_Commercial_OR - Health_Existing_Space Heating_Natural Gas_Gas Boiler - Stack Economizer_A_Achievable Economic RVT Potential | F7 | Commercial | OR - Health | Existing | Space Heating | Natural Gas | Gas Boiler - Stack Economizer | A | Cumulative Energy Savings (MWh or mTherms) | Achievable Economic RVT Potential | 0 | 0 | 0 | 0 | 0 | 0 | 0 | 0 | 0 | 0 | 0 | 0 | 0 | 0 | 0 | 0 | 0 | 0 | 0 | 0 | 0 | 0 | 0 | 0 | 0 | 0 | 0
F8_Commercial_OR - Health_Existing_Space Heating_Natural Gas_Gas Boiler - Stack Economizer_A_Achievable Economic RVT Potential | F8 | Commercial | OR - Health | Existing | Space Heating | Natural Gas | Gas Boiler - Stack Economizer | A | Cumulative Summer Peak Savings (MW) | Achievable Economic RVT Potential | 0 | 0 | 0 | 0 | 0 | 0 | 0 | 0 | 0 | 0 | 0 | 0 | 0 | 0 | 0 | 0 | 0 | 0 | 0 | 0 | 0 | 0 | 0 | 0 | 0 | 0 | 0
F9_Commercial_OR - Health_Existing_Space Heating_Natural Gas_Gas Boiler - Stack Economizer_A_Achievable Economic RVT Potential | F9 | Commercial | OR - Health | Existing | Space Heating | Natural Gas | Gas Boiler - Stack Economizer | A | Cumulative Winter Peak Savings (MW) | Achievable Economic RVT Potential | 0 | 0 | 0 | 0 | 0 | 0 | 0 | 0 | 0 | 0 | 0 | 0 | 0 | 0 | 0 | 0 | 0 | 0 | 0 | 0 | 0 | 0 | 0 | 0 | 0 | 0 | 0
F10_Commercial_OR - Health_Existing_Space Heating_Natural Gas_Gas Boiler - Stack Economizer_A_Achievable Economic RVT Potential | F10 | Commercial | OR - Health | Existing | Space Heating | Natural Gas | Gas Boiler - Stack Economizer | A | Purchases (Incremental) | Achievable Economic RVT Potential | 0 | 0 | 0 | 0 | 0 | 0 | 0 | 0 | 0 | 0 | 0 | 0 | 0 | 0 | 0 | 0 | 0 | 0 | 0 | 0 | 0 | 0 | 0 | 0 | 0 | 0 | 0
F11_Commercial_OR - Health_Existing_Space Heating_Natural Gas_Gas Boiler - Stack Economizer_A_Achievable Economic RVT Potential | F11 | Commercial | OR - Health | Existing | Space Heating | Natural Gas | Gas Boiler - Stack Economizer | A | Purchases (Cumulative) | Achievable Economic RVT Potential | 0 | 0 | 0 | 0 | 0 | 0 | 0 | 0 | 0 | 0 | 0 | 0 | 0 | 0 | 0 | 0 | 0 | 0 | 0 | 0 | 0 | 0 | 0 | 0 | 0 | 0 | 0
F1_Commercial_OR - Health_Existing_Space Heating_Natural Gas_Gas Boiler - Thermostatic Radiator Valves_A_Achievable Economic RVT Potential | F1 | Commercial | OR - Health | Existing | Space Heating | Natural Gas | Gas Boiler - Thermostatic Radiator Valves | A | Integrated Unit Energy Savings (kWh or therms) | Achievable Economic RVT Potential | 0 | 0 | 4.4214 | 4.3982 | 4.3714 | 4.3417 | 4.3078 | 4.2686 | 4.2234 | 4.1715 | 4.1127 | 4.0477 | 3.9782 | 3.9067 | 3.8364 | 3.7706 | 3.7123 | 3.6655 | 3.6309 | 3.604 | 3.5871 | 3.5724 | 3.5682 | 3.5644 | 3.5609 | 3.5578 | 3.5549
F2_Commercial_OR - Health_Existing_Space Heating_Natural Gas_Gas Boiler - Thermostatic Radiator Valves_A_Achievable Economic RVT Potential | F2 | Commercial | OR - Health | Existing | Space Heating | Natural Gas | Gas Boiler - Thermostatic Radiator Valves | A | Integrated Unit Summer Peak Savings (kW) | Achievable Economic RVT Potential | 0 | 0 | 0 | 0 | 0 | 0 | 0 | 0 | 0 | 0 | 0 | 0 | 0 | 0 | 0 | 0 | 0 | 0 | 0 | 0 | 0 | 0 | 0 | 0 | 0 | 0 | 0
F3_Commercial_OR - Health_Existing_Space Heating_Natural Gas_Gas Boiler - Thermostatic Radiator Valves_A_Achievable Economic RVT Potential | F3 | Commercial | OR - Health | Existing | Space Heating | Natural Gas | Gas Boiler - Thermostatic Radiator Valves | A | Integrated Unit Winter Peak Savings (kW) | Achievable Economic RVT Potential | 0 | 0 | 0 | 0 | 0 | 0 | 0 | 0 | 0 | 0 | 0 | 0 | 0 | 0 | 0 | 0 | 0 | 0 | 0 | 0 | 0 | 0 | 0 | 0 | 0 | 0 | 0
F4_Commercial_OR - Health_Existing_Space Heating_Natural Gas_Gas Boiler - Thermostatic Radiator Valves_A_Achievable Economic RVT Potential | F4 | Commercial | OR - Health | Existing | Space Heating | Natural Gas | Gas Boiler - Thermostatic Radiator Valves | A | Incremental Energy Savings (MWh or mTherms) | Achievable Economic RVT Potential | 0 | 0 | 0 | 0 | 0 | 0 | 0 | 0 | 0 | 0 | 0 | 0 | 0 | 0 | 0 | 0 | 0 | 0 | 0 | 0 | 0 | 0 | 0 | 0 | 0 | 0 | 0
F5_Commercial_OR - Health_Existing_Space Heating_Natural Gas_Gas Boiler - Thermostatic Radiator Valves_A_Achievable Economic RVT Potential | F5 | Commercial | OR - Health | Existing | Space Heating | Natural Gas | Gas Boiler - Thermostatic Radiator Valves | A | Incremental Summer Peak Savings (MW) | Achievable Economic RVT Potential | 0 | 0 | 0 | 0 | 0 | 0 | 0 | 0 | 0 | 0 | 0 | 0 | 0 | 0 | 0 | 0 | 0 | 0 | 0 | 0 | 0 | 0 | 0 | 0 | 0 | 0 | 0
F6_Commercial_OR - Health_Existing_Space Heating_Natural Gas_Gas Boiler - Thermostatic Radiator Valves_A_Achievable Economic RVT Potential | F6 | Commercial | OR - Health | Existing | Space Heating | Natural Gas | Gas Boiler - Thermostatic Radiator Valves | A | Incremental Winter Peak Savings (MW) | Achievable Economic RVT Potential | 0 | 0 | 0 | 0 | 0 | 0 | 0 | 0 | 0 | 0 | 0 | 0 | 0 | 0 | 0 | 0 | 0 | 0 | 0 | 0 | 0 | 0 | 0 | 0 | 0 | 0 | 0
F7_Commercial_OR - Health_Existing_Space Heating_Natural Gas_Gas Boiler - Thermostatic Radiator Valves_A_Achievable Economic RVT Potential | F7 | Commercial | OR - Health | Existing | Space Heating | Natural Gas | Gas Boiler - Thermostatic Radiator Valves | A | Cumulative Energy Savings (MWh or mTherms) | Achievable Economic RVT Potential | 0 | 0 | 0 | 0 | 0 | 0 | 0 | 0 | 0 | 0 | 0 | 0 | 0 | 0 | 0 | 0 | 0 | 0 | 0 | 0 | 0 | 0 | 0 | 0 | 0 | 0 | 0
F8_Commercial_OR - Health_Existing_Space Heating_Natural Gas_Gas Boiler - Thermostatic Radiator Valves_A_Achievable Economic RVT Potential | F8 | Commercial | OR - Health | Existing | Space Heating | Natural Gas | Gas Boiler - Thermostatic Radiator Valves | A | Cumulative Summer Peak Savings (MW) | Achievable Economic RVT Potential | 0 | 0 | 0 | 0 | 0 | 0 | 0 | 0 | 0 | 0 | 0 | 0 | 0 | 0 | 0 | 0 | 0 | 0 | 0 | 0 | 0 | 0 | 0 | 0 | 0 | 0 | 0
F9_Commercial_OR - Health_Existing_Space Heating_Natural Gas_Gas Boiler - Thermostatic Radiator Valves_A_Achievable Economic RVT Potential | F9 | Commercial | OR - Health | Existing | Space Heating | Natural Gas | Gas Boiler - Thermostatic Radiator Valves | A | Cumulative Winter Peak Savings (MW) | Achievable Economic RVT Potential | 0 | 0 | 0 | 0 | 0 | 0 | 0 | 0 | 0 | 0 | 0 | 0 | 0 | 0 | 0 | 0 | 0 | 0 | 0 | 0 | 0 | 0 | 0 | 0 | 0 | 0 | 0
F10_Commercial_OR - Health_Existing_Space Heating_Natural Gas_Gas Boiler - Thermostatic Radiator Valves_A_Achievable Economic RVT Potential | F10 | Commercial | OR - Health | Existing | Space Heating | Natural Gas | Gas Boiler - Thermostatic Radiator Valves | A | Purchases (Incremental) | Achievable Economic RVT Potential | 0 | 0 | 0 | 0 | 0 | 0 | 0 | 0 | 0 | 0 | 0 | 0 | 0 | 0 | 0 | 0 | 0 | 0 | 0 | 0 | 0 | 0 | 0 | 0 | 0 | 0 | 0
F11_Commercial_OR - Health_Existing_Space Heating_Natural Gas_Gas Boiler - Thermostatic Radiator Valves_A_Achievable Economic RVT Potential | F11 | Commercial | OR - Health | Existing | Space Heating | Natural Gas | Gas Boiler - Thermostatic Radiator Valves | A | Purchases (Cumulative) | Achievable Economic RVT Potential | 0 | 0 | 0 | 0 | 0 | 0 | 0 | 0 | 0 | 0 | 0 | 0 | 0 | 0 | 0 | 0 | 0 | 0 | 0 | 0 | 0 | 0 | 0 | 0 | 0 | 0 | 0
F1_Commercial_OR - Health_Existing_Space Heating_Natural Gas_HVAC - Shut Off Damper_A_Achievable Economic RVT Potential | F1 | Commercial | OR - Health | Existing | Space Heating | Natural Gas | HVAC - Shut Off Damper | A | Integrated Unit Energy Savings (kWh or therms) | Achievable Economic RVT Potential | 0 | 0 | 8.2254 | 8.0963 | 7.9574 | 7.8194 | 7.6812 | 7.5335 | 7.3726 | 7.1995 | 7.016 | 6.8261 | 6.6359 | 6.4489 | 6.2695 | 6.1021 | 5.9522 | 5.8336 | 5.747 | 5.6762 | 5.6256 | 5.5795 | 5.5721 | 5.5654 | 5.5592 | 5.5536 | 5.5484
F2_Commercial_OR - Health_Existing_Space Heating_Natural Gas_HVAC - Shut Off Damper_A_Achievable Economic RVT Potential | F2 | Commercial | OR - Health | Existing | Space Heating | Natural Gas | HVAC - Shut Off Damper | A | Integrated Unit Summer Peak Savings (kW) | Achievable Economic RVT Potential | 0 | 0 | 0 | 0 | 0 | 0 | 0 | 0 | 0 | 0 | 0 | 0 | 0 | 0 | 0 | 0 | 0 | 0 | 0 | 0 | 0 | 0 | 0 | 0 | 0 | 0 | 0
F3_Commercial_OR - Health_Existing_Space Heating_Natural Gas_HVAC - Shut Off Damper_A_Achievable Economic RVT Potential | F3 | Commercial | OR - Health | Existing | Space Heating | Natural Gas | HVAC - Shut Off Damper | A | Integrated Unit Winter Peak Savings (kW) | Achievable Economic RVT Potential | 0 | 0 | 0 | 0 | 0 | 0 | 0 | 0 | 0 | 0 | 0 | 0 | 0 | 0 | 0 | 0 | 0 | 0 | 0 | 0 | 0 | 0 | 0 | 0 | 0 | 0 | 0
F4_Commercial_OR - Health_Existing_Space Heating_Natural Gas_HVAC - Shut Off Damper_A_Achievable Economic RVT Potential | F4 | Commercial | OR - Health | Existing | Space Heating | Natural Gas | HVAC - Shut Off Damper | A | Incremental Energy Savings (MWh or mTherms) | Achievable Economic RVT Potential | 0 | 0 | 0 | 0 | 0 | 0 | 0 | 0 | 0 | 0 | 0 | 0 | 0 | 0 | 0 | 0 | 0 | 0 | 0 | 0 | 0 | 0 | 0 | 0 | 0 | 0 | 0
F5_Commercial_OR - Health_Existing_Space Heating_Natural Gas_HVAC - Shut Off Damper_A_Achievable Economic RVT Potential | F5 | Commercial | OR - Health | Existing | Space Heating | Natural Gas | HVAC - Shut Off Damper | A | Incremental Summer Peak Savings (MW) | Achievable Economic RVT Potential | 0 | 0 | 0 | 0 | 0 | 0 | 0 | 0 | 0 | 0 | 0 | 0 | 0 | 0 | 0 | 0 | 0 | 0 | 0 | 0 | 0 | 0 | 0 | 0 | 0 | 0 | 0
F6_Commercial_OR - Health_Existing_Space Heating_Natural Gas_HVAC - Shut Off Damper_A_Achievable Economic RVT Potential | F6 | Commercial | OR - Health | Existing | Space Heating | Natural Gas | HVAC - Shut Off Damper | A | Incremental Winter Peak Savings (MW) | Achievable Economic RVT Potential | 0 | 0 | 0 | 0 | 0 | 0 | 0 | 0 | 0 | 0 | 0 | 0 | 0 | 0 | 0 | 0 | 0 | 0 | 0 | 0 | 0 | 0 | 0 | 0 | 0 | 0 | 0
F7_Commercial_OR - Health_Existing_Space Heating_Natural Gas_HVAC - Shut Off Damper_A_Achievable Economic RVT Potential | F7 | Commercial | OR - Health | Existing | Space Heating | Natural Gas | HVAC - Shut Off Damper | A | Cumulative Energy Savings (MWh or mTherms) | Achievable Economic RVT Potential | 0 | 0 | 0 | 0 | 0 | 0 | 0 | 0 | 0 | 0 | 0 | 0 | 0 | 0 | 0 | 0 | 0 | 0 | 0 | 0 | 0 | 0 | 0 | 0 | 0 | 0 | 0
F8_Commercial_OR - Health_Existing_Space Heating_Natural Gas_HVAC - Shut Off Damper_A_Achievable Economic RVT Potential | F8 | Commercial | OR - Health | Existing | Space Heating | Natural Gas | HVAC - Shut Off Damper | A | Cumulative Summer Peak Savings (MW) | Achievable Economic RVT Potential | 0 | 0 | 0 | 0 | 0 | 0 | 0 | 0 | 0 | 0 | 0 | 0 | 0 | 0 | 0 | 0 | 0 | 0 | 0 | 0 | 0 | 0 | 0 | 0 | 0 | 0 | 0
F9_Commercial_OR - Health_Existing_Space Heating_Natural Gas_HVAC - Shut Off Damper_A_Achievable Economic RVT Potential | F9 | Commercial | OR - Health | Existing | Space Heating | Natural Gas | HVAC - Shut Off Damper | A | Cumulative Winter Peak Savings (MW) | Achievable Economic RVT Potential | 0 | 0 | 0 | 0 | 0 | 0 | 0 | 0 | 0 | 0 | 0 | 0 | 0 | 0 | 0 | 0 | 0 | 0 | 0 | 0 | 0 | 0 | 0 | 0 | 0 | 0 | 0
F10_Commercial_OR - Health_Existing_Space Heating_Natural Gas_HVAC - Shut Off Damper_A_Achievable Economic RVT Potential | F10 | Commercial | OR - Health | Existing | Space Heating | Natural Gas | HVAC - Shut Off Damper | A | Purchases (Incremental) | Achievable Economic RVT Potential | 0 | 0 | 0 | 0 | 0 | 0 | 0 | 0 | 0 | 0 | 0 | 0 | 0 | 0 | 0 | 0 | 0 | 0 | 0 | 0 | 0 | 0 | 0 | 0 | 0 | 0 | 0
F11_Commercial_OR - Health_Existing_Space Heating_Natural Gas_HVAC - Shut Off Damper_A_Achievable Economic RVT Potential | F11 | Commercial | OR - Health | Existing | Space Heating | Natural Gas | HVAC - Shut Off Damper | A | Purchases (Cumulative) | Achievable Economic RVT Potential | 0 | 0 | 0 | 0 | 0 | 0 | 0 | 0 | 0 | 0 | 0 | 0 | 0 | 0 | 0 | 0 | 0 | 0 | 0 | 0 | 0 | 0 | 0 | 0 | 0 | 0 | 0
F1_Commercial_OR - Health_Existing_Space Heating_Natural Gas_Gas Furnace - Tube Inserts_A_Achievable Economic RVT Potential | F1 | Commercial | OR - Health | Existing | Space Heating | Natural Gas | Gas Furnace - Tube Inserts | A | Integrated Unit Energy Savings (kWh or therms) | Achievable Economic RVT Potential | 0 | 0 | 0 | 0 | 0 | 0 | 0 | 0 | 0 | 0 | 0 | 0 | 0 | 0 | 0 | 0 | 0 | 0 | 0 | 0 | 0 | 0 | 0 | 0 | 0 | 0 | 0
F2_Commercial_OR - Health_Existing_Space Heating_Natural Gas_Gas Furnace - Tube Inserts_A_Achievable Economic RVT Potential | F2 | Commercial | OR - Health | Existing | Space Heating | Natural Gas | Gas Furnace - Tube Inserts | A | Integrated Unit Summer Peak Savings (kW) | Achievable Economic RVT Potential | 0 | 0 | 0 | 0 | 0 | 0 | 0 | 0 | 0 | 0 | 0 | 0 | 0 | 0 | 0 | 0 | 0 | 0 | 0 | 0 | 0 | 0 | 0 | 0 | 0 | 0 | 0
F3_Commercial_OR - Health_Existing_Space Heating_Natural Gas_Gas Furnace - Tube Inserts_A_Achievable Economic RVT Potential | F3 | Commercial | OR - Health | Existing | Space Heating | Natural Gas | Gas Furnace - Tube Inserts | A | Integrated Unit Winter Peak Savings (kW) | Achievable Economic RVT Potential | 0 | 0 | 0 | 0 | 0 | 0 | 0 | 0 | 0 | 0 | 0 | 0 | 0 | 0 | 0 | 0 | 0 | 0 | 0 | 0 | 0 | 0 | 0 | 0 | 0 | 0 | 0
F4_Commercial_OR - Health_Existing_Space Heating_Natural Gas_Gas Furnace - Tube Inserts_A_Achievable Economic RVT Potential | F4 | Commercial | OR - Health | Existing | Space Heating | Natural Gas | Gas Furnace - Tube Inserts | A | Incremental Energy Savings (MWh or mTherms) | Achievable Economic RVT Potential | 0 | 0 | 0 | 0 | 0 | 0 | 0 | 0 | 0 | 0 | 0 | 0 | 0 | 0 | 0 | 0 | 0 | 0 | 0 | 0 | 0 | 0 | 0 | 0 | 0 | 0 | 0
F5_Commercial_OR - Health_Existing_Space Heating_Natural Gas_Gas Furnace - Tube Inserts_A_Achievable Economic RVT Potential | F5 | Commercial | OR - Health | Existing | Space Heating | Natural Gas | Gas Furnace - Tube Inserts | A | Incremental Summer Peak Savings (MW) | Achievable Economic RVT Potential | 0 | 0 | 0 | 0 | 0 | 0 | 0 | 0 | 0 | 0 | 0 | 0 | 0 | 0 | 0 | 0 | 0 | 0 | 0 | 0 | 0 | 0 | 0 | 0 | 0 | 0 | 0
F6_Commercial_OR - Health_Existing_Space Heating_Natural Gas_Gas Furnace - Tube Inserts_A_Achievable Economic RVT Potential | F6 | Commercial | OR - Health | Existing | Space Heating | Natural Gas | Gas Furnace - Tube Inserts | A | Incremental Winter Peak Savings (MW) | Achievable Economic RVT Potential | 0 | 0 | 0 | 0 | 0 | 0 | 0 | 0 | 0 | 0 | 0 | 0 | 0 | 0 | 0 | 0 | 0 | 0 | 0 | 0 | 0 | 0 | 0 | 0 | 0 | 0 | 0
F7_Commercial_OR - Health_Existing_Space Heating_Natural Gas_Gas Furnace - Tube Inserts_A_Achievable Economic RVT Potential | F7 | Commercial | OR - Health | Existing | Space Heating | Natural Gas | Gas Furnace - Tube Inserts | A | Cumulative Energy Savings (MWh or mTherms) | Achievable Economic RVT Potential | 0 | 0 | 0 | 0 | 0 | 0 | 0 | 0 | 0 | 0 | 0 | 0 | 0 | 0 | 0 | 0 | 0 | 0 | 0 | 0 | 0 | 0 | 0 | 0 | 0 | 0 | 0
F8_Commercial_OR - Health_Existing_Space Heating_Natural Gas_Gas Furnace - Tube Inserts_A_Achievable Economic RVT Potential | F8 | Commercial | OR - Health | Existing | Space Heating | Natural Gas | Gas Furnace - Tube Inserts | A | Cumulative Summer Peak Savings (MW) | Achievable Economic RVT Potential | 0 | 0 | 0 | 0 | 0 | 0 | 0 | 0 | 0 | 0 | 0 | 0 | 0 | 0 | 0 | 0 | 0 | 0 | 0 | 0 | 0 | 0 | 0 | 0 | 0 | 0 | 0
F9_Commercial_OR - Health_Existing_Space Heating_Natural Gas_Gas Furnace - Tube Inserts_A_Achievable Economic RVT Potential | F9 | Commercial | OR - Health | Existing | Space Heating | Natural Gas | Gas Furnace - Tube Inserts | A | Cumulative Winter Peak Savings (MW) | Achievable Economic RVT Potential | 0 | 0 | 0 | 0 | 0 | 0 | 0 | 0 | 0 | 0 | 0 | 0 | 0 | 0 | 0 | 0 | 0 | 0 | 0 | 0 | 0 | 0 | 0 | 0 | 0 | 0 | 0
F10_Commercial_OR - Health_Existing_Space Heating_Natural Gas_Gas Furnace - Tube Inserts_A_Achievable Economic RVT Potential | F10 | Commercial | OR - Health | Existing | Space Heating | Natural Gas | Gas Furnace - Tube Inserts | A | Purchases (Incremental) | Achievable Economic RVT Potential | 0 | 0 | 0 | 0 | 0 | 0 | 0 | 0 | 0 | 0 | 0 | 0 | 0 | 0 | 0 | 0 | 0 | 0 | 0 | 0 | 0 | 0 | 0 | 0 | 0 | 0 | 0
F11_Commercial_OR - Health_Existing_Space Heating_Natural Gas_Gas Furnace - Tube Inserts_A_Achievable Economic RVT Potential | F11 | Commercial | OR - Health | Existing | Space Heating | Natural Gas | Gas Furnace - Tube Inserts | A | Purchases (Cumulative) | Achievable Economic RVT Potential | 0 | 0 | 0 | 0 | 0 | 0 | 0 | 0 | 0 | 0 | 0 | 0 | 0 | 0 | 0 | 0 | 0 | 0 | 0 | 0 | 0 | 0 | 0 | 0 | 0 | 0 | 0
F1_Commercial_OR - Health_Existing_Space Heating_Natural Gas_Gas Boiler - Insulate Steam Lines/Condensate Tank_A_Achievable Economic RVT Potential | F1 | Commercial | OR - Health | Existing | Space Heating | Natural Gas | Gas Boiler - Insulate Steam Lines/Condensate Tank | A | Integrated Unit Energy Savings (kWh or therms) | Achievable Economic RVT Potential | 0 | 0 | 1.131 | 1.1275 | 1.1242 | 1.1209 | 1.1176 | 1.1145 | 1.1114 | 1.1085 | 1.1056 | 1.1028 | 1.1001 | 1.0975 | 1.095 | 1.0927 | 1.0905 | 1.0885 | 1.0867 | 1.0851 | 1.0835 | 1.0821 | 1.0809 | 1.0797 | 1.0787 | 1.0777 | 1.0769
F2_Commercial_OR - Health_Existing_Space Heating_Natural Gas_Gas Boiler - Insulate Steam Lines/Condensate Tank_A_Achievable Economic RVT Potential | F2 | Commercial | OR - Health | Existing | Space Heating | Natural Gas | Gas Boiler - Insulate Steam Lines/Condensate Tank | A | Integrated Unit Summer Peak Savings (kW) | Achievable Economic RVT Potential | 0 | 0 | 0 | 0 | 0 | 0 | 0 | 0 | 0 | 0 | 0 | 0 | 0 | 0 | 0 | 0 | 0 | 0 | 0 | 0 | 0 | 0 | 0 | 0 | 0 | 0 | 0
F3_Commercial_OR - Health_Existing_Space Heating_Natural Gas_Gas Boiler - Insulate Steam Lines/Condensate Tank_A_Achievable Economic RVT Potential | F3 | Commercial | OR - Health | Existing | Space Heating | Natural Gas | Gas Boiler - Insulate Steam Lines/Condensate Tank | A | Integrated Unit Winter Peak Savings (kW) | Achievable Economic RVT Potential | 0 | 0 | 0 | 0 | 0 | 0 | 0 | 0 | 0 | 0 | 0 | 0 | 0 | 0 | 0 | 0 | 0 | 0 | 0 | 0 | 0 | 0 | 0 | 0 | 0 | 0 | 0
F4_Commercial_OR - Health_Existing_Space Heating_Natural Gas_Gas Boiler - Insulate Steam Lines/Condensate Tank_A_Achievable Economic RVT Potential | F4 | Commercial | OR - Health | Existing | Space Heating | Natural Gas | Gas Boiler - Insulate Steam Lines/Condensate Tank | A | Incremental Energy Savings (MWh or mTherms) | Achievable Economic RVT Potential | 0 | 0 | 0 | 0 | 0 | 0 | 0 | 0 | 0 | 0 | 0 | 0 | 0 | 0 | 0 | 0 | 0 | 0 | 0 | 0 | 0 | 0 | 0 | 0 | 0 | 0 | 0
F5_Commercial_OR - Health_Existing_Space Heating_Natural Gas_Gas Boiler - Insulate Steam Lines/Condensate Tank_A_Achievable Economic RVT Potential | F5 | Commercial | OR - Health | Existing | Space Heating | Natural Gas | Gas Boiler - Insulate Steam Lines/Condensate Tank | A | Incremental Summer Peak Savings (MW) | Achievable Economic RVT Potential | 0 | 0 | 0 | 0 | 0 | 0 | 0 | 0 | 0 | 0 | 0 | 0 | 0 | 0 | 0 | 0 | 0 | 0 | 0 | 0 | 0 | 0 | 0 | 0 | 0 | 0 | 0
F6_Commercial_OR - Health_Existing_Space Heating_Natural Gas_Gas Boiler - Insulate Steam Lines/Condensate Tank_A_Achievable Economic RVT Potential | F6 | Commercial | OR - Health | Existing | Space Heating | Natural Gas | Gas Boiler - Insulate Steam Lines/Condensate Tank | A | Incremental Winter Peak Savings (MW) | Achievable Economic RVT Potential | 0 | 0 | 0 | 0 | 0 | 0 | 0 | 0 | 0 | 0 | 0 | 0 | 0 | 0 | 0 | 0 | 0 | 0 | 0 | 0 | 0 | 0 | 0 | 0 | 0 | 0 | 0
F7_Commercial_OR - Health_Existing_Space Heating_Natural Gas_Gas Boiler - Insulate Steam Lines/Condensate Tank_A_Achievable Economic RVT Potential | F7 | Commercial | OR - Health | Existing | Space Heating | Natural Gas | Gas Boiler - Insulate Steam Lines/Condensate Tank | A | Cumulative Energy Savings (MWh or mTherms) | Achievable Economic RVT Potential | 0 | 0 | 0 | 0 | 0 | 0 | 0 | 0 | 0 | 0 | 0 | 0 | 0 | 0 | 0 | 0 | 0 | 0 | 0 | 0 | 0 | 0 | 0 | 0 | 0 | 0 | 0
F8_Commercial_OR - Health_Existing_Space Heating_Natural Gas_Gas Boiler - Insulate Steam Lines/Condensate Tank_A_Achievable Economic RVT Potential | F8 | Commercial | OR - Health | Existing | Space Heating | Natural Gas | Gas Boiler - Insulate Steam Lines/Condensate Tank | A | Cumulative Summer Peak Savings (MW) | Achievable Economic RVT Potential | 0 | 0 | 0 | 0 | 0 | 0 | 0 | 0 | 0 | 0 | 0 | 0 | 0 | 0 | 0 | 0 | 0 | 0 | 0 | 0 | 0 | 0 | 0 | 0 | 0 | 0 | 0
F9_Commercial_OR - Health_Existing_Space Heating_Natural Gas_Gas Boiler - Insulate Steam Lines/Condensate Tank_A_Achievable Economic RVT Potential | F9 | Commercial | OR - Health | Existing | Space Heating | Natural Gas | Gas Boiler - Insulate Steam Lines/Condensate Tank | A | Cumulative Winter Peak Savings (MW) | Achievable Economic RVT Potential | 0 | 0 | 0 | 0 | 0 | 0 | 0 | 0 | 0 | 0 | 0 | 0 | 0 | 0 | 0 | 0 | 0 | 0 | 0 | 0 | 0 | 0 | 0 | 0 | 0 | 0 | 0
F10_Commercial_OR - Health_Existing_Space Heating_Natural Gas_Gas Boiler - Insulate Steam Lines/Condensate Tank_A_Achievable Economic RVT Potential | F10 | Commercial | OR - Health | Existing | Space Heating | Natural Gas | Gas Boiler - Insulate Steam Lines/Condensate Tank | A | Purchases (Incremental) | Achievable Economic RVT Potential | 0 | 0 | 0 | 0 | 0 | 0 | 0 | 0 | 0 | 0 | 0 | 0 | 0 | 0 | 0 | 0 | 0 | 0 | 0 | 0 | 0 | 0 | 0 | 0 | 0 | 0 | 0
F11_Commercial_OR - Health_Existing_Space Heating_Natural Gas_Gas Boiler - Insulate Steam Lines/Condensate Tank_A_Achievable Economic RVT Potential | F11 | Commercial | OR - Health | Existing | Space Heating | Natural Gas | Gas Boiler - Insulate Steam Lines/Condensate Tank | A | Purchases (Cumulative) | Achievable Economic RVT Potential | 0 | 0 | 0 | 0 | 0 | 0 | 0 | 0 | 0 | 0 | 0 | 0 | 0 | 0 | 0 | 0 | 0 | 0 | 0 | 0 | 0 | 0 | 0 | 0 | 0 | 0 | 0
F1_Commercial_OR - Health_Existing_Space Heating_Natural Gas_Gas Boiler - Insulate Hot Water Lines_A_Achievable Economic RVT Potential | F1 | Commercial | OR - Health | Existing | Space Heating | Natural Gas | Gas Boiler - Insulate Hot Water Lines | A | Integrated Unit Energy Savings (kWh or therms) | Achievable Economic RVT Potential | 0 | 0 | 0.75453 | 0.74794 | 0.74063 | 0.73271 | 0.72396 | 0.71416 | 0.70314 | 0.6908 | 0.67713 | 0.66229 | 0.64666 | 0.63074 | 0.61518 | 0.60064 | 0.58764 | 0.57731 | 0.56975 | 0.56368 | 0.55952 | 0.55579 | 0.55514 | 0.55455 | 0.55401 | 0.55352 | 0.55307
F2_Commercial_OR - Health_Existing_Space Heating_Natural Gas_Gas Boiler - Insulate Hot Water Lines_A_Achievable Economic RVT Potential | F2 | Commercial | OR - Health | Existing | Space Heating | Natural Gas | Gas Boiler - Insulate Hot Water Lines | A | Integrated Unit Summer Peak Savings (kW) | Achievable Economic RVT Potential | 0 | 0 | 0 | 0 | 0 | 0 | 0 | 0 | 0 | 0 | 0 | 0 | 0 | 0 | 0 | 0 | 0 | 0 | 0 | 0 | 0 | 0 | 0 | 0 | 0 | 0 | 0
F3_Commercial_OR - Health_Existing_Space Heating_Natural Gas_Gas Boiler - Insulate Hot Water Lines_A_Achievable Economic RVT Potential | F3 | Commercial | OR - Health | Existing | Space Heating | Natural Gas | Gas Boiler - Insulate Hot Water Lines | A | Integrated Unit Winter Peak Savings (kW) | Achievable Economic RVT Potential | 0 | 0 | 0 | 0 | 0 | 0 | 0 | 0 | 0 | 0 | 0 | 0 | 0 | 0 | 0 | 0 | 0 | 0 | 0 | 0 | 0 | 0 | 0 | 0 | 0 | 0 | 0
F4_Commercial_OR - Health_Existing_Space Heating_Natural Gas_Gas Boiler - Insulate Hot Water Lines_A_Achievable Economic RVT Potential | F4 | Commercial | OR - Health | Existing | Space Heating | Natural Gas | Gas Boiler - Insulate Hot Water Lines | A | Incremental Energy Savings (MWh or mTherms) | Achievable Economic RVT Potential | 0 | 0 | 0 | 0 | 0 | 0 | 0 | 0 | 0 | 0 | 0 | 0 | 0 | 0 | 0 | 0 | 0 | 0 | 0 | 0 | 0 | 0 | 0 | 0 | 0 | 0 | 0
F5_Commercial_OR - Health_Existing_Space Heating_Natural Gas_Gas Boiler - Insulate Hot Water Lines_A_Achievable Economic RVT Potential | F5 | Commercial | OR - Health | Existing | Space Heating | Natural Gas | Gas Boiler - Insulate Hot Water Lines | A | Incremental Summer Peak Savings (MW) | Achievable Economic RVT Potential | 0 | 0 | 0 | 0 | 0 | 0 | 0 | 0 | 0 | 0 | 0 | 0 | 0 | 0 | 0 | 0 | 0 | 0 | 0 | 0 | 0 | 0 | 0 | 0 | 0 | 0 | 0
F6_Commercial_OR - Health_Existing_Space Heating_Natural Gas_Gas Boiler - Insulate Hot Water Lines_A_Achievable Economic RVT Potential | F6 | Commercial | OR - Health | Existing | Space Heating | Natural Gas | Gas Boiler - Insulate Hot Water Lines | A | Incremental Winter Peak Savings (MW) | Achievable Economic RVT Potential | 0 | 0 | 0 | 0 | 0 | 0 | 0 | 0 | 0 | 0 | 0 | 0 | 0 | 0 | 0 | 0 | 0 | 0 | 0 | 0 | 0 | 0 | 0 | 0 | 0 | 0 | 0
F7_Commercial_OR - Health_Existing_Space Heating_Natural Gas_Gas Boiler - Insulate Hot Water Lines_A_Achievable Economic RVT Potential | F7 | Commercial | OR - Health | Existing | Space Heating | Natural Gas | Gas Boiler - Insulate Hot Water Lines | A | Cumulative Energy Savings (MWh or mTherms) | Achievable Economic RVT Potential | 0 | 0 | 0 | 0 | 0 | 0 | 0 | 0 | 0 | 0 | 0 | 0 | 0 | 0 | 0 | 0 | 0 | 0 | 0 | 0 | 0 | 0 | 0 | 0 | 0 | 0 | 0
F8_Commercial_OR - Health_Existing_Space Heating_Natural Gas_Gas Boiler - Insulate Hot Water Lines_A_Achievable Economic RVT Potential | F8 | Commercial | OR - Health | Existing | Space Heating | Natural Gas | Gas Boiler - Insulate Hot Water Lines | A | Cumulative Summer Peak Savings (MW) | Achievable Economic RVT Potential | 0 | 0 | 0 | 0 | 0 | 0 | 0 | 0 | 0 | 0 | 0 | 0 | 0 | 0 | 0 | 0 | 0 | 0 | 0 | 0 | 0 | 0 | 0 | 0 | 0 | 0 | 0
F9_Commercial_OR - Health_Existing_Space Heating_Natural Gas_Gas Boiler - Insulate Hot Water Lines_A_Achievable Economic RVT Potential | F9 | Commercial | OR - Health | Existing | Space Heating | Natural Gas | Gas Boiler - Insulate Hot Water Lines | A | Cumulative Winter Peak Savings (MW) | Achievable Economic RVT Potential | 0 | 0 | 0 | 0 | 0 | 0 | 0 | 0 | 0 | 0 | 0 | 0 | 0 | 0 | 0 | 0 | 0 | 0 | 0 | 0 | 0 | 0 | 0 | 0 | 0 | 0 | 0
F10_Commercial_OR - Health_Existing_Space Heating_Natural Gas_Gas Boiler - Insulate Hot Water Lines_A_Achievable Economic RVT Potential | F10 | Commercial | OR - Health | Existing | Space Heating | Natural Gas | Gas Boiler - Insulate Hot Water Lines | A | Purchases (Incremental) | Achievable Economic RVT Potential | 0 | 0 | 0 | 0 | 0 | 0 | 0 | 0 | 0 | 0 | 0 | 0 | 0 | 0 | 0 | 0 | 0 | 0 | 0 | 0 | 0 | 0 | 0 | 0 | 0 | 0 | 0
F11_Commercial_OR - Health_Existing_Space Heating_Natural Gas_Gas Boiler - Insulate Hot Water Lines_A_Achievable Economic RVT Potential | F11 | Commercial | OR - Health | Existing | Space Heating | Natural Gas | Gas Boiler - Insulate Hot Water Lines | A | Purchases (Cumulative) | Achievable Economic RVT Potential | 0 | 0 | 0 | 0 | 0 | 0 | 0 | 0 | 0 | 0 | 0 | 0 | 0 | 0 | 0 | 0 | 0 | 0 | 0 | 0 | 0 | 0 | 0 | 0 | 0 | 0 | 0
F1_Commercial_OR - Health_Existing_Space Heating_Natural Gas_Condensing RTU_A_Achievable Economic RVT Potential | F1 | Commercial | OR - Health | Existing | Space Heating | Natural Gas | Condensing RTU | A | Integrated Unit Energy Savings (kWh or therms) | Achievable Economic RVT Potential | 0 | 0 | 0.0067226 | 0.0066148 | 0.0064967 | 0.0063774 | 0.0062551 | 0.0061235 | 0.0059798 | 0.0058251 | 0.0056615 | 0.0054926 | 0.0053236 | 0.0051578 | 0.0049987 | 0.0048502 | 0.0047166 | 0.0046088 | 0.0045274 | 0.0044597 | 0.0044087 | 0.0043623 | 0.0043469 | 0.0043327 | 0.0043195 | 0.0043074 | 0.0042962
F2_Commercial_OR - Health_Existing_Space Heating_Natural Gas_Condensing RTU_A_Achievable Economic RVT Potential | F2 | Commercial | OR - Health | Existing | Space Heating | Natural Gas | Condensing RTU | A | Integrated Unit Summer Peak Savings (kW) | Achievable Economic RVT Potential | 0 | 0 | 0 | 0 | 0 | 0 | 0 | 0 | 0 | 0 | 0 | 0 | 0 | 0 | 0 | 0 | 0 | 0 | 0 | 0 | 0 | 0 | 0 | 0 | 0 | 0 | 0
F3_Commercial_OR - Health_Existing_Space Heating_Natural Gas_Condensing RTU_A_Achievable Economic RVT Potential | F3 | Commercial | OR - Health | Existing | Space Heating | Natural Gas | Condensing RTU | A | Integrated Unit Winter Peak Savings (kW) | Achievable Economic RVT Potential | 0 | 0 | 0 | 0 | 0 | 0 | 0 | 0 | 0 | 0 | 0 | 0 | 0 | 0 | 0 | 0 | 0 | 0 | 0 | 0 | 0 | 0 | 0 | 0 | 0 | 0 | 0
F4_Commercial_OR - Health_Existing_Space Heating_Natural Gas_Condensing RTU_A_Achievable Economic RVT Potential | F4 | Commercial | OR - Health | Existing | Space Heating | Natural Gas | Condensing RTU | A | Incremental Energy Savings (MWh or mTherms) | Achievable Economic RVT Potential | 0 | 0 | 0 | 0 | 0 | 0 | 0 | 0 | 0 | 0 | 0 | 0 | 0 | 0 | 0 | 0 | 0 | 0 | 0 | 0 | 0 | 0 | 0 | 0 | 0 | 0 | 0
F5_Commercial_OR - Health_Existing_Space Heating_Natural Gas_Condensing RTU_A_Achievable Economic RVT Potential | F5 | Commercial | OR - Health | Existing | Space Heating | Natural Gas | Condensing RTU | A | Incremental Summer Peak Savings (MW) | Achievable Economic RVT Potential | 0 | 0 | 0 | 0 | 0 | 0 | 0 | 0 | 0 | 0 | 0 | 0 | 0 | 0 | 0 | 0 | 0 | 0 | 0 | 0 | 0 | 0 | 0 | 0 | 0 | 0 | 0
F6_Commercial_OR - Health_Existing_Space Heating_Natural Gas_Condensing RTU_A_Achievable Economic RVT Potential | F6 | Commercial | OR - Health | Existing | Space Heating | Natural Gas | Condensing RTU | A | Incremental Winter Peak Savings (MW) | Achievable Economic RVT Potential | 0 | 0 | 0 | 0 | 0 | 0 | 0 | 0 | 0 | 0 | 0 | 0 | 0 | 0 | 0 | 0 | 0 | 0 | 0 | 0 | 0 | 0 | 0 | 0 | 0 | 0 | 0
F7_Commercial_OR - Health_Existing_Space Heating_Natural Gas_Condensing RTU_A_Achievable Economic RVT Potential | F7 | Commercial | OR - Health | Existing | Space Heating | Natural Gas | Condensing RTU | A | Cumulative Energy Savings (MWh or mTherms) | Achievable Economic RVT Potential | 0 | 0 | 0 | 0 | 0 | 0 | 0 | 0 | 0 | 0 | 0 | 0 | 0 | 0 | 0 | 0 | 0 | 0 | 0 | 0 | 0 | 0 | 0 | 0 | 0 | 0 | 0
F8_Commercial_OR - Health_Existing_Space Heating_Natural Gas_Condensing RTU_A_Achievable Economic RVT Potential | F8 | Commercial | OR - Health | Existing | Space Heating | Natural Gas | Condensing RTU | A | Cumulative Summer Peak Savings (MW) | Achievable Economic RVT Potential | 0 | 0 | 0 | 0 | 0 | 0 | 0 | 0 | 0 | 0 | 0 | 0 | 0 | 0 | 0 | 0 | 0 | 0 | 0 | 0 | 0 | 0 | 0 | 0 | 0 | 0 | 0
F9_Commercial_OR - Health_Existing_Space Heating_Natural Gas_Condensing RTU_A_Achievable Economic RVT Potential | F9 | Commercial | OR - Health | Existing | Space Heating | Natural Gas | Condensing RTU | A | Cumulative Winter Peak Savings (MW) | Achievable Economic RVT Potential | 0 | 0 | 0 | 0 | 0 | 0 | 0 | 0 | 0 | 0 | 0 | 0 | 0 | 0 | 0 | 0 | 0 | 0 | 0 | 0 | 0 | 0 | 0 | 0 | 0 | 0 | 0
F10_Commercial_OR - Health_Existing_Space Heating_Natural Gas_Condensing RTU_A_Achievable Economic RVT Potential | F10 | Commercial | OR - Health | Existing | Space Heating | Natural Gas | Condensing RTU | A | Purchases (Incremental) | Achievable Economic RVT Potential | 0 | 0 | 0 | 0 | 0 | 0 | 0 | 0 | 0 | 0 | 0 | 0 | 0 | 0 | 0 | 0 | 0 | 0 | 0 | 0 | 0 | 0 | 0 | 0 | 0 | 0 | 0
F11_Commercial_OR - Health_Existing_Space Heating_Natural Gas_Condensing RTU_A_Achievable Economic RVT Potential | F11 | Commercial | OR - Health | Existing | Space Heating | Natural Gas | Condensing RTU | A | Purchases (Cumulative) | Achievable Economic RVT Potential | 0 | 0 | 0 | 0 | 0 | 0 | 0 | 0 | 0 | 0 | 0 | 0 | 0 | 0 | 0 | 0 | 0 | 0 | 0 | 0 | 0 | 0 | 0 | 0 | 0 | 0 | 0
F1_Commercial_OR - Health_Existing_Space Heating_Natural Gas_Hydronic Heating Radiator Replacement_A_Achievable Economic RVT Potential | F1 | Commercial | OR - Health | Existing | Space Heating | Natural Gas | Hydronic Heating Radiator Replacement | A | Integrated Unit Energy Savings (kWh or therms) | Achievable Economic RVT Potential | 0 | 0 | 9.5119 | 9.4044 | 9.286 | 9.1585 | 9.0193 | 8.8649 | 8.6945 | 8.508 | 8.3068 | 8.0945 | 7.8807 | 7.6702 | 7.468 | 7.2795 | 7.1114 | 6.9802 | 6.8868 | 6.8121 | 6.7613 | 6.7158 | 6.7079 | 6.7007 | 6.6941 | 6.6882 | 6.6828
F2_Commercial_OR - Health_Existing_Space Heating_Natural Gas_Hydronic Heating Radiator Replacement_A_Achievable Economic RVT Potential | F2 | Commercial | OR - Health | Existing | Space Heating | Natural Gas | Hydronic Heating Radiator Replacement | A | Integrated Unit Summer Peak Savings (kW) | Achievable Economic RVT Potential | 0 | 0 | 0 | 0 | 0 | 0 | 0 | 0 | 0 | 0 | 0 | 0 | 0 | 0 | 0 | 0 | 0 | 0 | 0 | 0 | 0 | 0 | 0 | 0 | 0 | 0 | 0
F3_Commercial_OR - Health_Existing_Space Heating_Natural Gas_Hydronic Heating Radiator Replacement_A_Achievable Economic RVT Potential | F3 | Commercial | OR - Health | Existing | Space Heating | Natural Gas | Hydronic Heating Radiator Replacement | A | Integrated Unit Winter Peak Savings (kW) | Achievable Economic RVT Potential | 0 | 0 | 0 | 0 | 0 | 0 | 0 | 0 | 0 | 0 | 0 | 0 | 0 | 0 | 0 | 0 | 0 | 0 | 0 | 0 | 0 | 0 | 0 | 0 | 0 | 0 | 0
F4_Commercial_OR - Health_Existing_Space Heating_Natural Gas_Hydronic Heating Radiator Replacement_A_Achievable Economic RVT Potential | F4 | Commercial | OR - Health | Existing | Space Heating | Natural Gas | Hydronic Heating Radiator Replacement | A | Incremental Energy Savings (MWh or mTherms) | Achievable Economic RVT Potential | 0 | 0 | 0 | 0 | 0 | 0 | 0 | 0 | 0 | 0 | 0 | 0 | 0 | 0 | 0 | 0 | 0 | 0 | 0 | 0 | 0 | 0 | 0 | 0 | 0 | 0 | 0
F5_Commercial_OR - Health_Existing_Space Heating_Natural Gas_Hydronic Heating Radiator Replacement_A_Achievable Economic RVT Potential | F5 | Commercial | OR - Health | Existing | Space Heating | Natural Gas | Hydronic Heating Radiator Replacement | A | Incremental Summer Peak Savings (MW) | Achievable Economic RVT Potential | 0 | 0 | 0 | 0 | 0 | 0 | 0 | 0 | 0 | 0 | 0 | 0 | 0 | 0 | 0 | 0 | 0 | 0 | 0 | 0 | 0 | 0 | 0 | 0 | 0 | 0 | 0
F6_Commercial_OR - Health_Existing_Space Heating_Natural Gas_Hydronic Heating Radiator Replacement_A_Achievable Economic RVT Potential | F6 | Commercial | OR - Health | Existing | Space Heating | Natural Gas | Hydronic Heating Radiator Replacement | A | Incremental Winter Peak Savings (MW) | Achievable Economic RVT Potential | 0 | 0 | 0 | 0 | 0 | 0 | 0 | 0 | 0 | 0 | 0 | 0 | 0 | 0 | 0 | 0 | 0 | 0 | 0 | 0 | 0 | 0 | 0 | 0 | 0 | 0 | 0
F7_Commercial_OR - Health_Existing_Space Heating_Natural Gas_Hydronic Heating Radiator Replacement_A_Achievable Economic RVT Potential | F7 | Commercial | OR - Health | Existing | Space Heating | Natural Gas | Hydronic Heating Radiator Replacement | A | Cumulative Energy Savings (MWh or mTherms) | Achievable Economic RVT Potential | 0 | 0 | 0 | 0 | 0 | 0 | 0 | 0 | 0 | 0 | 0 | 0 | 0 | 0 | 0 | 0 | 0 | 0 | 0 | 0 | 0 | 0 | 0 | 0 | 0 | 0 | 0
F8_Commercial_OR - Health_Existing_Space Heating_Natural Gas_Hydronic Heating Radiator Replacement_A_Achievable Economic RVT Potential | F8 | Commercial | OR - Health | Existing | Space Heating | Natural Gas | Hydronic Heating Radiator Replacement | A | Cumulative Summer Peak Savings (MW) | Achievable Economic RVT Potential | 0 | 0 | 0 | 0 | 0 | 0 | 0 | 0 | 0 | 0 | 0 | 0 | 0 | 0 | 0 | 0 | 0 | 0 | 0 | 0 | 0 | 0 | 0 | 0 | 0 | 0 | 0
F9_Commercial_OR - Health_Existing_Space Heating_Natural Gas_Hydronic Heating Radiator Replacement_A_Achievable Economic RVT Potential | F9 | Commercial | OR - Health | Existing | Space Heating | Natural Gas | Hydronic Heating Radiator Replacement | A | Cumulative Winter Peak Savings (MW) | Achievable Economic RVT Potential | 0 | 0 | 0 | 0 | 0 | 0 | 0 | 0 | 0 | 0 | 0 | 0 | 0 | 0 | 0 | 0 | 0 | 0 | 0 | 0 | 0 | 0 | 0 | 0 | 0 | 0 | 0
F10_Commercial_OR - Health_Existing_Space Heating_Natural Gas_Hydronic Heating Radiator Replacement_A_Achievable Economic RVT Potential | F10 | Commercial | OR - Health | Existing | Space Heating | Natural Gas | Hydronic Heating Radiator Replacement | A | Purchases (Incremental) | Achievable Economic RVT Potential | 0 | 0 | 0 | 0 | 0 | 0 | 0 | 0 | 0 | 0 | 0 | 0 | 0 | 0 | 0 | 0 | 0 | 0 | 0 | 0 | 0 | 0 | 0 | 0 | 0 | 0 | 0
F11_Commercial_OR - Health_Existing_Space Heating_Natural Gas_Hydronic Heating Radiator Replacement_A_Achievable Economic RVT Potential | F11 | Commercial | OR - Health | Existing | Space Heating | Natural Gas | Hydronic Heating Radiator Replacement | A | Purchases (Cumulative) | Achievable Economic RVT Potential | 0 | 0 | 0 | 0 | 0 | 0 | 0 | 0 | 0 | 0 | 0 | 0 | 0 | 0 | 0 | 0 | 0 | 0 | 0 | 0 | 0 | 0 | 0 | 0 | 0 | 0 | 0
F1_Commercial_OR - Health_Existing_Space Heating_Natural Gas_Thermostat - Connected_A_Achievable Economic RVT Potential | F1 | Commercial | OR - Health | Existing | Space Heating | Natural Gas | Thermostat - Connected | A | Integrated Unit Energy Savings (kWh or therms) | Achievable Economic RVT Potential | 0 | 0 | 8.8989 | 8.7869 | 8.6647 | 8.5342 | 8.3928 | 8.2377 | 8.0678 | 7.8833 | 7.6855 | 7.478 | 7.2696 | 7.0648 | 6.8682 | 6.6848 | 6.5207 | 6.3907 | 6.2958 | 6.2183 | 6.1628 | 6.1124 | 6.1043 | 6.0969 | 6.0901 | 6.0839 | 6.0783
F2_Commercial_OR - Health_Existing_Space Heating_Natural Gas_Thermostat - Connected_A_Achievable Economic RVT Potential | F2 | Commercial | OR - Health | Existing | Space Heating | Natural Gas | Thermostat - Connected | A | Integrated Unit Summer Peak Savings (kW) | Achievable Economic RVT Potential | 0 | 0 | 0 | 0 | 0 | 0 | 0 | 0 | 0 | 0 | 0 | 0 | 0 | 0 | 0 | 0 | 0 | 0 | 0 | 0 | 0 | 0 | 0 | 0 | 0 | 0 | 0
F3_Commercial_OR - Health_Existing_Space Heating_Natural Gas_Thermostat - Connected_A_Achievable Economic RVT Potential | F3 | Commercial | OR - Health | Existing | Space Heating | Natural Gas | Thermostat - Connected | A | Integrated Unit Winter Peak Savings (kW) | Achievable Economic RVT Potential | 0 | 0 | 0 | 0 | 0 | 0 | 0 | 0 | 0 | 0 | 0 | 0 | 0 | 0 | 0 | 0 | 0 | 0 | 0 | 0 | 0 | 0 | 0 | 0 | 0 | 0 | 0
F4_Commercial_OR - Health_Existing_Space Heating_Natural Gas_Thermostat - Connected_A_Achievable Economic RVT Potential | F4 | Commercial | OR - Health | Existing | Space Heating | Natural Gas | Thermostat - Connected | A | Incremental Energy Savings (MWh or mTherms) | Achievable Economic RVT Potential | 0 | 0 | 0 | 0 | 0 | 0 | 0 | 0 | 0 | 0 | 0 | 0 | 0 | 0 | 0 | 0 | 0 | 0 | 0 | 0 | 0 | 0 | 0 | 0 | 0 | 0 | 0
F5_Commercial_OR - Health_Existing_Space Heating_Natural Gas_Thermostat - Connected_A_Achievable Economic RVT Potential | F5 | Commercial | OR - Health | Existing | Space Heating | Natural Gas | Thermostat - Connected | A | Incremental Summer Peak Savings (MW) | Achievable Economic RVT Potential | 0 | 0 | 0 | 0 | 0 | 0 | 0 | 0 | 0 | 0 | 0 | 0 | 0 | 0 | 0 | 0 | 0 | 0 | 0 | 0 | 0 | 0 | 0 | 0 | 0 | 0 | 0
F6_Commercial_OR - Health_Existing_Space Heating_Natural Gas_Thermostat - Connected_A_Achievable Economic RVT Potential | F6 | Commercial | OR - Health | Existing | Space Heating | Natural Gas | Thermostat - Connected | A | Incremental Winter Peak Savings (MW) | Achievable Economic RVT Potential | 0 | 0 | 0 | 0 | 0 | 0 | 0 | 0 | 0 | 0 | 0 | 0 | 0 | 0 | 0 | 0 | 0 | 0 | 0 | 0 | 0 | 0 | 0 | 0 | 0 | 0 | 0
F7_Commercial_OR - Health_Existing_Space Heating_Natural Gas_Thermostat - Connected_A_Achievable Economic RVT Potential | F7 | Commercial | OR - Health | Existing | Space Heating | Natural Gas | Thermostat - Connected | A | Cumulative Energy Savings (MWh or mTherms) | Achievable Economic RVT Potential | 0 | 0 | 0 | 0 | 0 | 0 | 0 | 0 | 0 | 0 | 0 | 0 | 0 | 0 | 0 | 0 | 0 | 0 | 0 | 0 | 0 | 0 | 0 | 0 | 0 | 0 | 0
F8_Commercial_OR - Health_Existing_Space Heating_Natural Gas_Thermostat - Connected_A_Achievable Economic RVT Potential | F8 | Commercial | OR - Health | Existing | Space Heating | Natural Gas | Thermostat - Connected | A | Cumulative Summer Peak Savings (MW) | Achievable Economic RVT Potential | 0 | 0 | 0 | 0 | 0 | 0 | 0 | 0 | 0 | 0 | 0 | 0 | 0 | 0 | 0 | 0 | 0 | 0 | 0 | 0 | 0 | 0 | 0 | 0 | 0 | 0 | 0
F9_Commercial_OR - Health_Existing_Space Heating_Natural Gas_Thermostat - Connected_A_Achievable Economic RVT Potential | F9 | Commercial | OR - Health | Existing | Space Heating | Natural Gas | Thermostat - Connected | A | Cumulative Winter Peak Savings (MW) | Achievable Economic RVT Potential | 0 | 0 | 0 | 0 | 0 | 0 | 0 | 0 | 0 | 0 | 0 | 0 | 0 | 0 | 0 | 0 | 0 | 0 | 0 | 0 | 0 | 0 | 0 | 0 | 0 | 0 | 0
F10_Commercial_OR - Health_Existing_Space Heating_Natural Gas_Thermostat - Connected_A_Achievable Economic RVT Potential | F10 | Commercial | OR - Health | Existing | Space Heating | Natural Gas | Thermostat - Connected | A | Purchases (Incremental) | Achievable Economic RVT Potential | 0 | 0 | 0 | 0 | 0 | 0 | 0 | 0 | 0 | 0 | 0 | 0 | 0 | 0 | 0 | 0 | 0 | 0 | 0 | 0 | 0 | 0 | 0 | 0 | 0 | 0 | 0
F11_Commercial_OR - Health_Existing_Space Heating_Natural Gas_Thermostat - Connected_A_Achievable Economic RVT Potential | F11 | Commercial | OR - Health | Existing | Space Heating | Natural Gas | Thermostat - Connected | A | Purchases (Cumulative) | Achievable Economic RVT Potential | 0 | 0 | 0 | 0 | 0 | 0 | 0 | 0 | 0 | 0 | 0 | 0 | 0 | 0 | 0 | 0 | 0 | 0 | 0 | 0 | 0 | 0 | 0 | 0 | 0 | 0 | 0
F1_Commercial_OR - Health_Existing_Water Heating_Natural Gas_Water Heater - Thermostatic Shower Restriction Valve_A_Achievable Economic RVT Potential | F1 | Commercial | OR - Health | Existing | Water Heating | Natural Gas | Water Heater - Thermostatic Shower Restriction Valve | A | Integrated Unit Energy Savings (kWh or therms) | Achievable Economic RVT Potential | 0 | 0 | 1.2776 | 1.2545 | 1.2334 | 1.214 | 1.196 | 1.1793 | 1.1644 | 1.1511 | 1.1389 | 1.1281 | 1.119 | 1.1116 | 1.106 | 1.1001 | 1.0954 | 1.0917 | 1.0888 | 1.0864 | 1.0848 | 1.0836 | 1.0827 | 1.0821 | 1.0813 | 1.0811 | 1.0809
F2_Commercial_OR - Health_Existing_Water Heating_Natural Gas_Water Heater - Thermostatic Shower Restriction Valve_A_Achievable Economic RVT Potential | F2 | Commercial | OR - Health | Existing | Water Heating | Natural Gas | Water Heater - Thermostatic Shower Restriction Valve | A | Integrated Unit Summer Peak Savings (kW) | Achievable Economic RVT Potential | 0 | 0 | 0 | 0 | 0 | 0 | 0 | 0 | 0 | 0 | 0 | 0 | 0 | 0 | 0 | 0 | 0 | 0 | 0 | 0 | 0 | 0 | 0 | 0 | 0 | 0 | 0
F3_Commercial_OR - Health_Existing_Water Heating_Natural Gas_Water Heater - Thermostatic Shower Restriction Valve_A_Achievable Economic RVT Potential | F3 | Commercial | OR - Health | Existing | Water Heating | Natural Gas | Water Heater - Thermostatic Shower Restriction Valve | A | Integrated Unit Winter Peak Savings (kW) | Achievable Economic RVT Potential | 0 | 0 | 0 | 0 | 0 | 0 | 0 | 0 | 0 | 0 | 0 | 0 | 0 | 0 | 0 | 0 | 0 | 0 | 0 | 0 | 0 | 0 | 0 | 0 | 0 | 0 | 0
F4_Commercial_OR - Health_Existing_Water Heating_Natural Gas_Water Heater - Thermostatic Shower Restriction Valve_A_Achievable Economic RVT Potential | F4 | Commercial | OR - Health | Existing | Water Heating | Natural Gas | Water Heater - Thermostatic Shower Restriction Valve | A | Incremental Energy Savings (MWh or mTherms) | Achievable Economic RVT Potential | 0 | 0 | 0 | 0 | 0 | 0 | 0 | 0 | 0 | 0 | 0 | 0 | 0 | 0 | 0 | 0 | 0 | 0 | 0 | 0 | 0 | 0 | 0 | 0 | 0 | 0 | 0
F5_Commercial_OR - Health_Existing_Water Heating_Natural Gas_Water Heater - Thermostatic Shower Restriction Valve_A_Achievable Economic RVT Potential | F5 | Commercial | OR - Health | Existing | Water Heating | Natural Gas | Water Heater - Thermostatic Shower Restriction Valve | A | Incremental Summer Peak Savings (MW) | Achievable Economic RVT Potential | 0 | 0 | 0 | 0 | 0 | 0 | 0 | 0 | 0 | 0 | 0 | 0 | 0 | 0 | 0 | 0 | 0 | 0 | 0 | 0 | 0 | 0 | 0 | 0 | 0 | 0 | 0
F6_Commercial_OR - Health_Existing_Water Heating_Natural Gas_Water Heater - Thermostatic Shower Restriction Valve_A_Achievable Economic RVT Potential | F6 | Commercial | OR - Health | Existing | Water Heating | Natural Gas | Water Heater - Thermostatic Shower Restriction Valve | A | Incremental Winter Peak Savings (MW) | Achievable Economic RVT Potential | 0 | 0 | 0 | 0 | 0 | 0 | 0 | 0 | 0 | 0 | 0 | 0 | 0 | 0 | 0 | 0 | 0 | 0 | 0 | 0 | 0 | 0 | 0 | 0 | 0 | 0 | 0
F7_Commercial_OR - Health_Existing_Water Heating_Natural Gas_Water Heater - Thermostatic Shower Restriction Valve_A_Achievable Economic RVT Potential | F7 | Commercial | OR - Health | Existing | Water Heating | Natural Gas | Water Heater - Thermostatic Shower Restriction Valve | A | Cumulative Energy Savings (MWh or mTherms) | Achievable Economic RVT Potential | 0 | 0 | 0 | 0 | 0 | 0 | 0 | 0 | 0 | 0 | 0 | 0 | 0 | 0 | 0 | 0 | 0 | 0 | 0 | 0 | 0 | 0 | 0 | 0 | 0 | 0 | 0
F8_Commercial_OR - Health_Existing_Water Heating_Natural Gas_Water Heater - Thermostatic Shower Restriction Valve_A_Achievable Economic RVT Potential | F8 | Commercial | OR - Health | Existing | Water Heating | Natural Gas | Water Heater - Thermostatic Shower Restriction Valve | A | Cumulative Summer Peak Savings (MW) | Achievable Economic RVT Potential | 0 | 0 | 0 | 0 | 0 | 0 | 0 | 0 | 0 | 0 | 0 | 0 | 0 | 0 | 0 | 0 | 0 | 0 | 0 | 0 | 0 | 0 | 0 | 0 | 0 | 0 | 0
F9_Commercial_OR - Health_Existing_Water Heating_Natural Gas_Water Heater - Thermostatic Shower Restriction Valve_A_Achievable Economic RVT Potential | F9 | Commercial | OR - Health | Existing | Water Heating | Natural Gas | Water Heater - Thermostatic Shower Restriction Valve | A | Cumulative Winter Peak Savings (MW) | Achievable Economic RVT Potential | 0 | 0 | 0 | 0 | 0 | 0 | 0 | 0 | 0 | 0 | 0 | 0 | 0 | 0 | 0 | 0 | 0 | 0 | 0 | 0 | 0 | 0 | 0 | 0 | 0 | 0 | 0
F10_Commercial_OR - Health_Existing_Water Heating_Natural Gas_Water Heater - Thermostatic Shower Restriction Valve_A_Achievable Economic RVT Potential | F10 | Commercial | OR - Health | Existing | Water Heating | Natural Gas | Water Heater - Thermostatic Shower Restriction Valve | A | Purchases (Incremental) | Achievable Economic RVT Potential | 0 | 0 | 0 | 0 | 0 | 0 | 0 | 0 | 0 | 0 | 0 | 0 | 0 | 0 | 0 | 0 | 0 | 0 | 0 | 0 | 0 | 0 | 0 | 0 | 0 | 0 | 0
F11_Commercial_OR - Health_Existing_Water Heating_Natural Gas_Water Heater - Thermostatic Shower Restriction Valve_A_Achievable Economic RVT Potential | F11 | Commercial | OR - Health | Existing | Water Heating | Natural Gas | Water Heater - Thermostatic Shower Restriction Valve | A | Purchases (Cumulative) | Achievable Economic RVT Potential | 0 | 0 | 0 | 0 | 0 | 0 | 0 | 0 | 0 | 0 | 0 | 0 | 0 | 0 | 0 | 0 | 0 | 0 | 0 | 0 | 0 | 0 | 0 | 0 | 0 | 0 | 0
F1_Commercial_OR - Health_Existing_Water Heating_Natural Gas_Water Heater - Pre-Rinse Spray Valve_A_Achievable Economic RVT Potential | F1 | Commercial | OR - Health | Existing | Water Heating | Natural Gas | Water Heater - Pre-Rinse Spray Valve | A | Integrated Unit Energy Savings (kWh or therms) | Achievable Economic RVT Potential | 0 | 0 | 2.3534 | 2.3094 | 2.2691 | 2.2315 | 2.1964 | 2.1635 | 2.1335 | 2.1066 | 2.082 | 2.0601 | 2.0419 | 2.0273 | 2.017 | 2.0061 | 1.9975 | 1.9907 | 1.9854 | 1.9811 | 1.9781 | 1.9759 | 1.9744 | 1.9733 | 1.9718 | 1.9714 | 1.9711
F2_Commercial_OR - Health_Existing_Water Heating_Natural Gas_Water Heater - Pre-Rinse Spray Valve_A_Achievable Economic RVT Potential | F2 | Commercial | OR - Health | Existing | Water Heating | Natural Gas | Water Heater - Pre-Rinse Spray Valve | A | Integrated Unit Summer Peak Savings (kW) | Achievable Economic RVT Potential | 0 | 0 | 0 | 0 | 0 | 0 | 0 | 0 | 0 | 0 | 0 | 0 | 0 | 0 | 0 | 0 | 0 | 0 | 0 | 0 | 0 | 0 | 0 | 0 | 0 | 0 | 0
F3_Commercial_OR - Health_Existing_Water Heating_Natural Gas_Water Heater - Pre-Rinse Spray Valve_A_Achievable Economic RVT Potential | F3 | Commercial | OR - Health | Existing | Water Heating | Natural Gas | Water Heater - Pre-Rinse Spray Valve | A | Integrated Unit Winter Peak Savings (kW) | Achievable Economic RVT Potential | 0 | 0 | 0 | 0 | 0 | 0 | 0 | 0 | 0 | 0 | 0 | 0 | 0 | 0 | 0 | 0 | 0 | 0 | 0 | 0 | 0 | 0 | 0 | 0 | 0 | 0 | 0
F4_Commercial_OR - Health_Existing_Water Heating_Natural Gas_Water Heater - Pre-Rinse Spray Valve_A_Achievable Economic RVT Potential | F4 | Commercial | OR - Health | Existing | Water Heating | Natural Gas | Water Heater - Pre-Rinse Spray Valve | A | Incremental Energy Savings (MWh or mTherms) | Achievable Economic RVT Potential | 0 | 0 | 0 | 0 | 0 | 0 | 0 | 0 | 0 | 0 | 0 | 0 | 0 | 0 | 0 | 0 | 0 | 0 | 0 | 0 | 0 | 0 | 0 | 0 | 0 | 0 | 0
F5_Commercial_OR - Health_Existing_Water Heating_Natural Gas_Water Heater - Pre-Rinse Spray Valve_A_Achievable Economic RVT Potential | F5 | Commercial | OR - Health | Existing | Water Heating | Natural Gas | Water Heater - Pre-Rinse Spray Valve | A | Incremental Summer Peak Savings (MW) | Achievable Economic RVT Potential | 0 | 0 | 0 | 0 | 0 | 0 | 0 | 0 | 0 | 0 | 0 | 0 | 0 | 0 | 0 | 0 | 0 | 0 | 0 | 0 | 0 | 0 | 0 | 0 | 0 | 0 | 0
F6_Commercial_OR - Health_Existing_Water Heating_Natural Gas_Water Heater - Pre-Rinse Spray Valve_A_Achievable Economic RVT Potential | F6 | Commercial | OR - Health | Existing | Water Heating | Natural Gas | Water Heater - Pre-Rinse Spray Valve | A | Incremental Winter Peak Savings (MW) | Achievable Economic RVT Potential | 0 | 0 | 0 | 0 | 0 | 0 | 0 | 0 | 0 | 0 | 0 | 0 | 0 | 0 | 0 | 0 | 0 | 0 | 0 | 0 | 0 | 0 | 0 | 0 | 0 | 0 | 0
F7_Commercial_OR - Health_Existing_Water Heating_Natural Gas_Water Heater - Pre-Rinse Spray Valve_A_Achievable Economic RVT Potential | F7 | Commercial | OR - Health | Existing | Water Heating | Natural Gas | Water Heater - Pre-Rinse Spray Valve | A | Cumulative Energy Savings (MWh or mTherms) | Achievable Economic RVT Potential | 0 | 0 | 0 | 0 | 0 | 0 | 0 | 0 | 0 | 0 | 0 | 0 | 0 | 0 | 0 | 0 | 0 | 0 | 0 | 0 | 0 | 0 | 0 | 0 | 0 | 0 | 0
F8_Commercial_OR - Health_Existing_Water Heating_Natural Gas_Water Heater - Pre-Rinse Spray Valve_A_Achievable Economic RVT Potential | F8 | Commercial | OR - Health | Existing | Water Heating | Natural Gas | Water Heater - Pre-Rinse Spray Valve | A | Cumulative Summer Peak Savings (MW) | Achievable Economic RVT Potential | 0 | 0 | 0 | 0 | 0 | 0 | 0 | 0 | 0 | 0 | 0 | 0 | 0 | 0 | 0 | 0 | 0 | 0 | 0 | 0 | 0 | 0 | 0 | 0 | 0 | 0 | 0
F9_Commercial_OR - Health_Existing_Water Heating_Natural Gas_Water Heater - Pre-Rinse Spray Valve_A_Achievable Economic RVT Potential | F9 | Commercial | OR - Health | Existing | Water Heating | Natural Gas | Water Heater - Pre-Rinse Spray Valve | A | Cumulative Winter Peak Savings (MW) | Achievable Economic RVT Potential | 0 | 0 | 0 | 0 | 0 | 0 | 0 | 0 | 0 | 0 | 0 | 0 | 0 | 0 | 0 | 0 | 0 | 0 | 0 | 0 | 0 | 0 | 0 | 0 | 0 | 0 | 0
F10_Commercial_OR - Health_Existing_Water Heating_Natural Gas_Water Heater - Pre-Rinse Spray Valve_A_Achievable Economic RVT Potential | F10 | Commercial | OR - Health | Existing | Water Heating | Natural Gas | Water Heater - Pre-Rinse Spray Valve | A | Purchases (Incremental) | Achievable Economic RVT Potential | 0 | 0 | 0 | 0 | 0 | 0 | 0 | 0 | 0 | 0 | 0 | 0 | 0 | 0 | 0 | 0 | 0 | 0 | 0 | 0 | 0 | 0 | 0 | 0 | 0 | 0 | 0
F11_Commercial_OR - Health_Existing_Water Heating_Natural Gas_Water Heater - Pre-Rinse Spray Valve_A_Achievable Economic RVT Potential | F11 | Commercial | OR - Health | Existing | Water Heating | Natural Gas | Water Heater - Pre-Rinse Spray Valve | A | Purchases (Cumulative) | Achievable Economic RVT Potential | 0 | 0 | 0 | 0 | 0 | 0 | 0 | 0 | 0 | 0 | 0 | 0 | 0 | 0 | 0 | 0 | 0 | 0 | 0 | 0 | 0 | 0 | 0 | 0 | 0 | 0 | 0
F1_Commercial_OR - Health_Existing_Water Heating_Natural Gas_Water Heater - Temperature Setback_A_Achievable Economic RVT Potential | F1 | Commercial | OR - Health | Existing | Water Heating | Natural Gas | Water Heater - Temperature Setback | A | Integrated Unit Energy Savings (kWh or therms) | Achievable Economic RVT Potential | 0 | 0 | 14.5623 | 14.306 | 14.0691 | 13.8502 | 13.6481 | 13.4611 | 13.2906 | 13.1383 | 13 | 12.8758 | 12.7722 | 12.6874 | 12.6246 | 12.5568 | 12.5032 | 12.4607 | 12.4274 | 12.4005 | 12.3815 | 12.368 | 12.3584 | 12.3515 | 12.3423 | 12.3399 | 12.3381
F2_Commercial_OR - Health_Existing_Water Heating_Natural Gas_Water Heater - Temperature Setback_A_Achievable Economic RVT Potential | F2 | Commercial | OR - Health | Existing | Water Heating | Natural Gas | Water Heater - Temperature Setback | A | Integrated Unit Summer Peak Savings (kW) | Achievable Economic RVT Potential | 0 | 0 | 0 | 0 | 0 | 0 | 0 | 0 | 0 | 0 | 0 | 0 | 0 | 0 | 0 | 0 | 0 | 0 | 0 | 0 | 0 | 0 | 0 | 0 | 0 | 0 | 0
F3_Commercial_OR - Health_Existing_Water Heating_Natural Gas_Water Heater - Temperature Setback_A_Achievable Economic RVT Potential | F3 | Commercial | OR - Health | Existing | Water Heating | Natural Gas | Water Heater - Temperature Setback | A | Integrated Unit Winter Peak Savings (kW) | Achievable Economic RVT Potential | 0 | 0 | 0 | 0 | 0 | 0 | 0 | 0 | 0 | 0 | 0 | 0 | 0 | 0 | 0 | 0 | 0 | 0 | 0 | 0 | 0 | 0 | 0 | 0 | 0 | 0 | 0
F4_Commercial_OR - Health_Existing_Water Heating_Natural Gas_Water Heater - Temperature Setback_A_Achievable Economic RVT Potential | F4 | Commercial | OR - Health | Existing | Water Heating | Natural Gas | Water Heater - Temperature Setback | A | Incremental Energy Savings (MWh or mTherms) | Achievable Economic RVT Potential | 0 | 0 | 0 | 0 | 0 | 0 | 0 | 0 | 0 | 0 | 0 | 0 | 0 | 0 | 0 | 0 | 0 | 0 | 0 | 0 | 0 | 0 | 0 | 0 | 0 | 0 | 0
F5_Commercial_OR - Health_Existing_Water Heating_Natural Gas_Water Heater - Temperature Setback_A_Achievable Economic RVT Potential | F5 | Commercial | OR - Health | Existing | Water Heating | Natural Gas | Water Heater - Temperature Setback | A | Incremental Summer Peak Savings (MW) | Achievable Economic RVT Potential | 0 | 0 | 0 | 0 | 0 | 0 | 0 | 0 | 0 | 0 | 0 | 0 | 0 | 0 | 0 | 0 | 0 | 0 | 0 | 0 | 0 | 0 | 0 | 0 | 0 | 0 | 0
F6_Commercial_OR - Health_Existing_Water Heating_Natural Gas_Water Heater - Temperature Setback_A_Achievable Economic RVT Potential | F6 | Commercial | OR - Health | Existing | Water Heating | Natural Gas | Water Heater - Temperature Setback | A | Incremental Winter Peak Savings (MW) | Achievable Economic RVT Potential | 0 | 0 | 0 | 0 | 0 | 0 | 0 | 0 | 0 | 0 | 0 | 0 | 0 | 0 | 0 | 0 | 0 | 0 | 0 | 0 | 0 | 0 | 0 | 0 | 0 | 0 | 0
F7_Commercial_OR - Health_Existing_Water Heating_Natural Gas_Water Heater - Temperature Setback_A_Achievable Economic RVT Potential | F7 | Commercial | OR - Health | Existing | Water Heating | Natural Gas | Water Heater - Temperature Setback | A | Cumulative Energy Savings (MWh or mTherms) | Achievable Economic RVT Potential | 0 | 0 | 0 | 0 | 0 | 0 | 0 | 0 | 0 | 0 | 0 | 0 | 0 | 0 | 0 | 0 | 0 | 0 | 0 | 0 | 0 | 0 | 0 | 0 | 0 | 0 | 0
F8_Commercial_OR - Health_Existing_Water Heating_Natural Gas_Water Heater - Temperature Setback_A_Achievable Economic RVT Potential | F8 | Commercial | OR - Health | Existing | Water Heating | Natural Gas | Water Heater - Temperature Setback | A | Cumulative Summer Peak Savings (MW) | Achievable Economic RVT Potential | 0 | 0 | 0 | 0 | 0 | 0 | 0 | 0 | 0 | 0 | 0 | 0 | 0 | 0 | 0 | 0 | 0 | 0 | 0 | 0 | 0 | 0 | 0 | 0 | 0 | 0 | 0
F9_Commercial_OR - Health_Existing_Water Heating_Natural Gas_Water Heater - Temperature Setback_A_Achievable Economic RVT Potential | F9 | Commercial | OR - Health | Existing | Water Heating | Natural Gas | Water Heater - Temperature Setback | A | Cumulative Winter Peak Savings (MW) | Achievable Economic RVT Potential | 0 | 0 | 0 | 0 | 0 | 0 | 0 | 0 | 0 | 0 | 0 | 0 | 0 | 0 | 0 | 0 | 0 | 0 | 0 | 0 | 0 | 0 | 0 | 0 | 0 | 0 | 0
F10_Commercial_OR - Health_Existing_Water Heating_Natural Gas_Water Heater - Temperature Setback_A_Achievable Economic RVT Potential | F10 | Commercial | OR - Health | Existing | Water Heating | Natural Gas | Water Heater - Temperature Setback | A | Purchases (Incremental) | Achievable Economic RVT Potential | 0 | 0 | 0 | 0 | 0 | 0 | 0 | 0 | 0 | 0 | 0 | 0 | 0 | 0 | 0 | 0 | 0 | 0 | 0 | 0 | 0 | 0 | 0 | 0 | 0 | 0 | 0
F11_Commercial_OR - Health_Existing_Water Heating_Natural Gas_Water Heater - Temperature Setback_A_Achievable Economic RVT Potential | F11 | Commercial | OR - Health | Existing | Water Heating | Natural Gas | Water Heater - Temperature Setback | A | Purchases (Cumulative) | Achievable Economic RVT Potential | 0 | 0 | 0 | 0 | 0 | 0 | 0 | 0 | 0 | 0 | 0 | 0 | 0 | 0 | 0 | 0 | 0 | 0 | 0 | 0 | 0 | 0 | 0 | 0 | 0 | 0 | 0
F1_Commercial_OR - Health_Existing_Water Heating_Natural Gas_Water Heater - Faucet Aerators_A_Achievable Economic RVT Potential | F1 | Commercial | OR - Health | Existing | Water Heating | Natural Gas | Water Heater - Faucet Aerators | A | Integrated Unit Energy Savings (kWh or therms) | Achievable Economic RVT Potential | 0 | 0 | 1.874 | 1.841 | 1.8105 | 1.7824 | 1.7564 | 1.7323 | 1.7104 | 1.6908 | 1.673 | 1.657 | 1.6436 | 1.6327 | 1.6247 | 1.6159 | 1.609 | 1.6036 | 1.5993 | 1.5958 | 1.5934 | 1.5916 | 1.5904 | 1.5895 | 1.5883 | 1.588 | 1.5878
F2_Commercial_OR - Health_Existing_Water Heating_Natural Gas_Water Heater - Faucet Aerators_A_Achievable Economic RVT Potential | F2 | Commercial | OR - Health | Existing | Water Heating | Natural Gas | Water Heater - Faucet Aerators | A | Integrated Unit Summer Peak Savings (kW) | Achievable Economic RVT Potential | 0 | 0 | 0 | 0 | 0 | 0 | 0 | 0 | 0 | 0 | 0 | 0 | 0 | 0 | 0 | 0 | 0 | 0 | 0 | 0 | 0 | 0 | 0 | 0 | 0 | 0 | 0
F3_Commercial_OR - Health_Existing_Water Heating_Natural Gas_Water Heater - Faucet Aerators_A_Achievable Economic RVT Potential | F3 | Commercial | OR - Health | Existing | Water Heating | Natural Gas | Water Heater - Faucet Aerators | A | Integrated Unit Winter Peak Savings (kW) | Achievable Economic RVT Potential | 0 | 0 | 0 | 0 | 0 | 0 | 0 | 0 | 0 | 0 | 0 | 0 | 0 | 0 | 0 | 0 | 0 | 0 | 0 | 0 | 0 | 0 | 0 | 0 | 0 | 0 | 0
F4_Commercial_OR - Health_Existing_Water Heating_Natural Gas_Water Heater - Faucet Aerators_A_Achievable Economic RVT Potential | F4 | Commercial | OR - Health | Existing | Water Heating | Natural Gas | Water Heater - Faucet Aerators | A | Incremental Energy Savings (MWh or mTherms) | Achievable Economic RVT Potential | 0 | 0 | 0 | 0 | 0 | 0 | 0 | 0 | 0 | 0 | 0 | 0 | 0 | 0 | 0 | 0 | 0 | 0 | 0 | 0 | 0 | 0 | 0 | 0 | 0 | 0 | 0
F5_Commercial_OR - Health_Existing_Water Heating_Natural Gas_Water Heater - Faucet Aerators_A_Achievable Economic RVT Potential | F5 | Commercial | OR - Health | Existing | Water Heating | Natural Gas | Water Heater - Faucet Aerators | A | Incremental Summer Peak Savings (MW) | Achievable Economic RVT Potential | 0 | 0 | 0 | 0 | 0 | 0 | 0 | 0 | 0 | 0 | 0 | 0 | 0 | 0 | 0 | 0 | 0 | 0 | 0 | 0 | 0 | 0 | 0 | 0 | 0 | 0 | 0
F6_Commercial_OR - Health_Existing_Water Heating_Natural Gas_Water Heater - Faucet Aerators_A_Achievable Economic RVT Potential | F6 | Commercial | OR - Health | Existing | Water Heating | Natural Gas | Water Heater - Faucet Aerators | A | Incremental Winter Peak Savings (MW) | Achievable Economic RVT Potential | 0 | 0 | 0 | 0 | 0 | 0 | 0 | 0 | 0 | 0 | 0 | 0 | 0 | 0 | 0 | 0 | 0 | 0 | 0 | 0 | 0 | 0 | 0 | 0 | 0 | 0 | 0
F7_Commercial_OR - Health_Existing_Water Heating_Natural Gas_Water Heater - Faucet Aerators_A_Achievable Economic RVT Potential | F7 | Commercial | OR - Health | Existing | Water Heating | Natural Gas | Water Heater - Faucet Aerators | A | Cumulative Energy Savings (MWh or mTherms) | Achievable Economic RVT Potential | 0 | 0 | 0 | 0 | 0 | 0 | 0 | 0 | 0 | 0 | 0 | 0 | 0 | 0 | 0 | 0 | 0 | 0 | 0 | 0 | 0 | 0 | 0 | 0 | 0 | 0 | 0
F8_Commercial_OR - Health_Existing_Water Heating_Natural Gas_Water Heater - Faucet Aerators_A_Achievable Economic RVT Potential | F8 | Commercial | OR - Health | Existing | Water Heating | Natural Gas | Water Heater - Faucet Aerators | A | Cumulative Summer Peak Savings (MW) | Achievable Economic RVT Potential | 0 | 0 | 0 | 0 | 0 | 0 | 0 | 0 | 0 | 0 | 0 | 0 | 0 | 0 | 0 | 0 | 0 | 0 | 0 | 0 | 0 | 0 | 0 | 0 | 0 | 0 | 0
F9_Commercial_OR - Health_Existing_Water Heating_Natural Gas_Water Heater - Faucet Aerators_A_Achievable Economic RVT Potential | F9 | Commercial | OR - Health | Existing | Water Heating | Natural Gas | Water Heater - Faucet Aerators | A | Cumulative Winter Peak Savings (MW) | Achievable Economic RVT Potential | 0 | 0 | 0 | 0 | 0 | 0 | 0 | 0 | 0 | 0 | 0 | 0 | 0 | 0 | 0 | 0 | 0 | 0 | 0 | 0 | 0 | 0 | 0 | 0 | 0 | 0 | 0
F10_Commercial_OR - Health_Existing_Water Heating_Natural Gas_Water Heater - Faucet Aerators_A_Achievable Economic RVT Potential | F10 | Commercial | OR - Health | Existing | Water Heating | Natural Gas | Water Heater - Faucet Aerators | A | Purchases (Incremental) | Achievable Economic RVT Potential | 0 | 0 | 0 | 0 | 0 | 0 | 0 | 0 | 0 | 0 | 0 | 0 | 0 | 0 | 0 | 0 | 0 | 0 | 0 | 0 | 0 | 0 | 0 | 0 | 0 | 0 | 0
F11_Commercial_OR - Health_Existing_Water Heating_Natural Gas_Water Heater - Faucet Aerators_A_Achievable Economic RVT Potential | F11 | Commercial | OR - Health | Existing | Water Heating | Natural Gas | Water Heater - Faucet Aerators | A | Purchases (Cumulative) | Achievable Economic RVT Potential | 0 | 0 | 0 | 0 | 0 | 0 | 0 | 0 | 0 | 0 | 0 | 0 | 0 | 0 | 0 | 0 | 0 | 0 | 0 | 0 | 0 | 0 | 0 | 0 | 0 | 0 | 0
F1_Commercial_OR - Health_Existing_Water Heating_Natural Gas_Water Heater - Low-Flow Showerheads_A_Achievable Economic RVT Potential | F1 | Commercial | OR - Health | Existing | Water Heating | Natural Gas | Water Heater - Low-Flow Showerheads | A | Integrated Unit Energy Savings (kWh or therms) | Achievable Economic RVT Potential | 0 | 0 | 3.0439 | 2.9904 | 2.9408 | 2.8951 | 2.8528 | 2.8137 | 2.7781 | 2.7463 | 2.7174 | 2.6914 | 2.6697 | 2.652 | 2.6389 | 2.6247 | 2.6135 | 2.6046 | 2.5977 | 2.5921 | 2.5881 | 2.5852 | 2.5832 | 2.5818 | 2.5799 | 2.5794 | 2.579
F2_Commercial_OR - Health_Existing_Water Heating_Natural Gas_Water Heater - Low-Flow Showerheads_A_Achievable Economic RVT Potential | F2 | Commercial | OR - Health | Existing | Water Heating | Natural Gas | Water Heater - Low-Flow Showerheads | A | Integrated Unit Summer Peak Savings (kW) | Achievable Economic RVT Potential | 0 | 0 | 0 | 0 | 0 | 0 | 0 | 0 | 0 | 0 | 0 | 0 | 0 | 0 | 0 | 0 | 0 | 0 | 0 | 0 | 0 | 0 | 0 | 0 | 0 | 0 | 0
F3_Commercial_OR - Health_Existing_Water Heating_Natural Gas_Water Heater - Low-Flow Showerheads_A_Achievable Economic RVT Potential | F3 | Commercial | OR - Health | Existing | Water Heating | Natural Gas | Water Heater - Low-Flow Showerheads | A | Integrated Unit Winter Peak Savings (kW) | Achievable Economic RVT Potential | 0 | 0 | 0 | 0 | 0 | 0 | 0 | 0 | 0 | 0 | 0 | 0 | 0 | 0 | 0 | 0 | 0 | 0 | 0 | 0 | 0 | 0 | 0 | 0 | 0 | 0 | 0
F4_Commercial_OR - Health_Existing_Water Heating_Natural Gas_Water Heater - Low-Flow Showerheads_A_Achievable Economic RVT Potential | F4 | Commercial | OR - Health | Existing | Water Heating | Natural Gas | Water Heater - Low-Flow Showerheads | A | Incremental Energy Savings (MWh or mTherms) | Achievable Economic RVT Potential | 0 | 0 | 0 | 0 | 0 | 0 | 0 | 0 | 0 | 0 | 0 | 0 | 0 | 0 | 0 | 0 | 0 | 0 | 0 | 0 | 0 | 0 | 0 | 0 | 0 | 0 | 0
F5_Commercial_OR - Health_Existing_Water Heating_Natural Gas_Water Heater - Low-Flow Showerheads_A_Achievable Economic RVT Potential | F5 | Commercial | OR - Health | Existing | Water Heating | Natural Gas | Water Heater - Low-Flow Showerheads | A | Incremental Summer Peak Savings (MW) | Achievable Economic RVT Potential | 0 | 0 | 0 | 0 | 0 | 0 | 0 | 0 | 0 | 0 | 0 | 0 | 0 | 0 | 0 | 0 | 0 | 0 | 0 | 0 | 0 | 0 | 0 | 0 | 0 | 0 | 0
F6_Commercial_OR - Health_Existing_Water Heating_Natural Gas_Water Heater - Low-Flow Showerheads_A_Achievable Economic RVT Potential | F6 | Commercial | OR - Health | Existing | Water Heating | Natural Gas | Water Heater - Low-Flow Showerheads | A | Incremental Winter Peak Savings (MW) | Achievable Economic RVT Potential | 0 | 0 | 0 | 0 | 0 | 0 | 0 | 0 | 0 | 0 | 0 | 0 | 0 | 0 | 0 | 0 | 0 | 0 | 0 | 0 | 0 | 0 | 0 | 0 | 0 | 0 | 0
F7_Commercial_OR - Health_Existing_Water Heating_Natural Gas_Water Heater - Low-Flow Showerheads_A_Achievable Economic RVT Potential | F7 | Commercial | OR - Health | Existing | Water Heating | Natural Gas | Water Heater - Low-Flow Showerheads | A | Cumulative Energy Savings (MWh or mTherms) | Achievable Economic RVT Potential | 0 | 0 | 0 | 0 | 0 | 0 | 0 | 0 | 0 | 0 | 0 | 0 | 0 | 0 | 0 | 0 | 0 | 0 | 0 | 0 | 0 | 0 | 0 | 0 | 0 | 0 | 0
F8_Commercial_OR - Health_Existing_Water Heating_Natural Gas_Water Heater - Low-Flow Showerheads_A_Achievable Economic RVT Potential | F8 | Commercial | OR - Health | Existing | Water Heating | Natural Gas | Water Heater - Low-Flow Showerheads | A | Cumulative Summer Peak Savings (MW) | Achievable Economic RVT Potential | 0 | 0 | 0 | 0 | 0 | 0 | 0 | 0 | 0 | 0 | 0 | 0 | 0 | 0 | 0 | 0 | 0 | 0 | 0 | 0 | 0 | 0 | 0 | 0 | 0 | 0 | 0
F9_Commercial_OR - Health_Existing_Water Heating_Natural Gas_Water Heater - Low-Flow Showerheads_A_Achievable Economic RVT Potential | F9 | Commercial | OR - Health | Existing | Water Heating | Natural Gas | Water Heater - Low-Flow Showerheads | A | Cumulative Winter Peak Savings (MW) | Achievable Economic RVT Potential | 0 | 0 | 0 | 0 | 0 | 0 | 0 | 0 | 0 | 0 | 0 | 0 | 0 | 0 | 0 | 0 | 0 | 0 | 0 | 0 | 0 | 0 | 0 | 0 | 0 | 0 | 0
F10_Commercial_OR - Health_Existing_Water Heating_Natural Gas_Water Heater - Low-Flow Showerheads_A_Achievable Economic RVT Potential | F10 | Commercial | OR - Health | Existing | Water Heating | Natural Gas | Water Heater - Low-Flow Showerheads | A | Purchases (Incremental) | Achievable Economic RVT Potential | 0 | 0 | 0 | 0 | 0 | 0 | 0 | 0 | 0 | 0 | 0 | 0 | 0 | 0 | 0 | 0 | 0 | 0 | 0 | 0 | 0 | 0 | 0 | 0 | 0 | 0 | 0
F11_Commercial_OR - Health_Existing_Water Heating_Natural Gas_Water Heater - Low-Flow Showerheads_A_Achievable Economic RVT Potential | F11 | Commercial | OR - Health | Existing | Water Heating | Natural Gas | Water Heater - Low-Flow Showerheads | A | Purchases (Cumulative) | Achievable Economic RVT Potential | 0 | 0 | 0 | 0 | 0 | 0 | 0 | 0 | 0 | 0 | 0 | 0 | 0 | 0 | 0 | 0 | 0 | 0 | 0 | 0 | 0 | 0 | 0 | 0 | 0 | 0 | 0
F1_Commercial_OR - Health_Existing_Water Heating_Natural Gas_Water Heater - Tank Blanket/Insulation_A_Achievable Economic RVT Potential | F1 | Commercial | OR - Health | Existing | Water Heating | Natural Gas | Water Heater - Tank Blanket/Insulation | A | Integrated Unit Energy Savings (kWh or therms) | Achievable Economic RVT Potential | 0 | 0 | 28.1588 | 27.6929 | 27.27 | 26.8869 | 26.5407 | 26.2305 | 25.9562 | 25.7177 | 25.5021 | 25.3055 | 25.138 | 24.9958 | 24.8761 | 24.7444 | 24.6389 | 24.5551 | 24.4894 | 24.4365 | 24.3989 | 24.3723 | 24.3534 | 24.3399 | 24.3217 | 24.3171 | 24.3134
F2_Commercial_OR - Health_Existing_Water Heating_Natural Gas_Water Heater - Tank Blanket/Insulation_A_Achievable Economic RVT Potential | F2 | Commercial | OR - Health | Existing | Water Heating | Natural Gas | Water Heater - Tank Blanket/Insulation | A | Integrated Unit Summer Peak Savings (kW) | Achievable Economic RVT Potential | 0 | 0 | 0 | 0 | 0 | 0 | 0 | 0 | 0 | 0 | 0 | 0 | 0 | 0 | 0 | 0 | 0 | 0 | 0 | 0 | 0 | 0 | 0 | 0 | 0 | 0 | 0
F3_Commercial_OR - Health_Existing_Water Heating_Natural Gas_Water Heater - Tank Blanket/Insulation_A_Achievable Economic RVT Potential | F3 | Commercial | OR - Health | Existing | Water Heating | Natural Gas | Water Heater - Tank Blanket/Insulation | A | Integrated Unit Winter Peak Savings (kW) | Achievable Economic RVT Potential | 0 | 0 | 0 | 0 | 0 | 0 | 0 | 0 | 0 | 0 | 0 | 0 | 0 | 0 | 0 | 0 | 0 | 0 | 0 | 0 | 0 | 0 | 0 | 0 | 0 | 0 | 0
F4_Commercial_OR - Health_Existing_Water Heating_Natural Gas_Water Heater - Tank Blanket/Insulation_A_Achievable Economic RVT Potential | F4 | Commercial | OR - Health | Existing | Water Heating | Natural Gas | Water Heater - Tank Blanket/Insulation | A | Incremental Energy Savings (MWh or mTherms) | Achievable Economic RVT Potential | 0 | 0 | 0 | 0 | 0 | 0 | 0 | 0 | 0 | 0 | 0 | 0 | 0 | 0 | 0 | 0 | 0 | 0 | 0 | 0 | 0 | 0 | 0 | 0 | 0 | 0 | 0
F5_Commercial_OR - Health_Existing_Water Heating_Natural Gas_Water Heater - Tank Blanket/Insulation_A_Achievable Economic RVT Potential | F5 | Commercial | OR - Health | Existing | Water Heating | Natural Gas | Water Heater - Tank Blanket/Insulation | A | Incremental Summer Peak Savings (MW) | Achievable Economic RVT Potential | 0 | 0 | 0 | 0 | 0 | 0 | 0 | 0 | 0 | 0 | 0 | 0 | 0 | 0 | 0 | 0 | 0 | 0 | 0 | 0 | 0 | 0 | 0 | 0 | 0 | 0 | 0
F6_Commercial_OR - Health_Existing_Water Heating_Natural Gas_Water Heater - Tank Blanket/Insulation_A_Achievable Economic RVT Potential | F6 | Commercial | OR - Health | Existing | Water Heating | Natural Gas | Water Heater - Tank Blanket/Insulation | A | Incremental Winter Peak Savings (MW) | Achievable Economic RVT Potential | 0 | 0 | 0 | 0 | 0 | 0 | 0 | 0 | 0 | 0 | 0 | 0 | 0 | 0 | 0 | 0 | 0 | 0 | 0 | 0 | 0 | 0 | 0 | 0 | 0 | 0 | 0
F7_Commercial_OR - Health_Existing_Water Heating_Natural Gas_Water Heater - Tank Blanket/Insulation_A_Achievable Economic RVT Potential | F7 | Commercial | OR - Health | Existing | Water Heating | Natural Gas | Water Heater - Tank Blanket/Insulation | A | Cumulative Energy Savings (MWh or mTherms) | Achievable Economic RVT Potential | 0 | 0 | 0 | 0 | 0 | 0 | 0 | 0 | 0 | 0 | 0 | 0 | 0 | 0 | 0 | 0 | 0 | 0 | 0 | 0 | 0 | 0 | 0 | 0 | 0 | 0 | 0
F8_Commercial_OR - Health_Existing_Water Heating_Natural Gas_Water Heater - Tank Blanket/Insulation_A_Achievable Economic RVT Potential | F8 | Commercial | OR - Health | Existing | Water Heating | Natural Gas | Water Heater - Tank Blanket/Insulation | A | Cumulative Summer Peak Savings (MW) | Achievable Economic RVT Potential | 0 | 0 | 0 | 0 | 0 | 0 | 0 | 0 | 0 | 0 | 0 | 0 | 0 | 0 | 0 | 0 | 0 | 0 | 0 | 0 | 0 | 0 | 0 | 0 | 0 | 0 | 0
F9_Commercial_OR - Health_Existing_Water Heating_Natural Gas_Water Heater - Tank Blanket/Insulation_A_Achievable Economic RVT Potential | F9 | Commercial | OR - Health | Existing | Water Heating | Natural Gas | Water Heater - Tank Blanket/Insulation | A | Cumulative Winter Peak Savings (MW) | Achievable Economic RVT Potential | 0 | 0 | 0 | 0 | 0 | 0 | 0 | 0 | 0 | 0 | 0 | 0 | 0 | 0 | 0 | 0 | 0 | 0 | 0 | 0 | 0 | 0 | 0 | 0 | 0 | 0 | 0
F10_Commercial_OR - Health_Existing_Water Heating_Natural Gas_Water Heater - Tank Blanket/Insulation_A_Achievable Economic RVT Potential | F10 | Commercial | OR - Health | Existing | Water Heating | Natural Gas | Water Heater - Tank Blanket/Insulation | A | Purchases (Incremental) | Achievable Economic RVT Potential | 0 | 0 | 0 | 0 | 0 | 0 | 0 | 0 | 0 | 0 | 0 | 0 | 0 | 0 | 0 | 0 | 0 | 0 | 0 | 0 | 0 | 0 | 0 | 0 | 0 | 0 | 0
F11_Commercial_OR - Health_Existing_Water Heating_Natural Gas_Water Heater - Tank Blanket/Insulation_A_Achievable Economic RVT Potential | F11 | Commercial | OR - Health | Existing | Water Heating | Natural Gas | Water Heater - Tank Blanket/Insulation | A | Purchases (Cumulative) | Achievable Economic RVT Potential | 0 | 0 | 0 | 0 | 0 | 0 | 0 | 0 | 0 | 0 | 0 | 0 | 0 | 0 | 0 | 0 | 0 | 0 | 0 | 0 | 0 | 0 | 0 | 0 | 0 | 0 | 0
F1_Commercial_OR - Health_Existing_Water Heating_Natural Gas_Water Heater - Drainwater Heat Recovery_A_Achievable Economic RVT Potential | F1 | Commercial | OR - Health | Existing | Water Heating | Natural Gas | Water Heater - Drainwater Heat Recovery | A | Integrated Unit Energy Savings (kWh or therms) | Achievable Economic RVT Potential | 0 | 0 | 3.8715 | 3.801 | 3.7368 | 3.6774 | 3.6224 | 3.5712 | 3.5252 | 3.4841 | 3.4468 | 3.4133 | 3.3854 | 3.3626 | 3.3458 | 3.3277 | 3.3136 | 3.3023 | 3.2934 | 3.2863 | 3.2813 | 3.2777 | 3.2752 | 3.2733 | 3.2709 | 3.2703 | 3.2698
F2_Commercial_OR - Health_Existing_Water Heating_Natural Gas_Water Heater - Drainwater Heat Recovery_A_Achievable Economic RVT Potential | F2 | Commercial | OR - Health | Existing | Water Heating | Natural Gas | Water Heater - Drainwater Heat Recovery | A | Integrated Unit Summer Peak Savings (kW) | Achievable Economic RVT Potential | 0 | 0 | 0 | 0 | 0 | 0 | 0 | 0 | 0 | 0 | 0 | 0 | 0 | 0 | 0 | 0 | 0 | 0 | 0 | 0 | 0 | 0 | 0 | 0 | 0 | 0 | 0
F3_Commercial_OR - Health_Existing_Water Heating_Natural Gas_Water Heater - Drainwater Heat Recovery_A_Achievable Economic RVT Potential | F3 | Commercial | OR - Health | Existing | Water Heating | Natural Gas | Water Heater - Drainwater Heat Recovery | A | Integrated Unit Winter Peak Savings (kW) | Achievable Economic RVT Potential | 0 | 0 | 0 | 0 | 0 | 0 | 0 | 0 | 0 | 0 | 0 | 0 | 0 | 0 | 0 | 0 | 0 | 0 | 0 | 0 | 0 | 0 | 0 | 0 | 0 | 0 | 0
F4_Commercial_OR - Health_Existing_Water Heating_Natural Gas_Water Heater - Drainwater Heat Recovery_A_Achievable Economic RVT Potential | F4 | Commercial | OR - Health | Existing | Water Heating | Natural Gas | Water Heater - Drainwater Heat Recovery | A | Incremental Energy Savings (MWh or mTherms) | Achievable Economic RVT Potential | 0 | 0 | 0 | 0 | 0 | 0 | 0 | 0 | 0 | 0 | 0 | 0 | 0 | 0 | 0 | 0 | 0 | 0 | 0 | 0 | 0 | 0 | 0 | 0 | 0 | 0 | 0
F5_Commercial_OR - Health_Existing_Water Heating_Natural Gas_Water Heater - Drainwater Heat Recovery_A_Achievable Economic RVT Potential | F5 | Commercial | OR - Health | Existing | Water Heating | Natural Gas | Water Heater - Drainwater Heat Recovery | A | Incremental Summer Peak Savings (MW) | Achievable Economic RVT Potential | 0 | 0 | 0 | 0 | 0 | 0 | 0 | 0 | 0 | 0 | 0 | 0 | 0 | 0 | 0 | 0 | 0 | 0 | 0 | 0 | 0 | 0 | 0 | 0 | 0 | 0 | 0
F6_Commercial_OR - Health_Existing_Water Heating_Natural Gas_Water Heater - Drainwater Heat Recovery_A_Achievable Economic RVT Potential | F6 | Commercial | OR - Health | Existing | Water Heating | Natural Gas | Water Heater - Drainwater Heat Recovery | A | Incremental Winter Peak Savings (MW) | Achievable Economic RVT Potential | 0 | 0 | 0 | 0 | 0 | 0 | 0 | 0 | 0 | 0 | 0 | 0 | 0 | 0 | 0 | 0 | 0 | 0 | 0 | 0 | 0 | 0 | 0 | 0 | 0 | 0 | 0
F7_Commercial_OR - Health_Existing_Water Heating_Natural Gas_Water Heater - Drainwater Heat Recovery_A_Achievable Economic RVT Potential | F7 | Commercial | OR - Health | Existing | Water Heating | Natural Gas | Water Heater - Drainwater Heat Recovery | A | Cumulative Energy Savings (MWh or mTherms) | Achievable Economic RVT Potential | 0 | 0 | 0 | 0 | 0 | 0 | 0 | 0 | 0 | 0 | 0 | 0 | 0 | 0 | 0 | 0 | 0 | 0 | 0 | 0 | 0 | 0 | 0 | 0 | 0 | 0 | 0
F8_Commercial_OR - Health_Existing_Water Heating_Natural Gas_Water Heater - Drainwater Heat Recovery_A_Achievable Economic RVT Potential | F8 | Commercial | OR - Health | Existing | Water Heating | Natural Gas | Water Heater - Drainwater Heat Recovery | A | Cumulative Summer Peak Savings (MW) | Achievable Economic RVT Potential | 0 | 0 | 0 | 0 | 0 | 0 | 0 | 0 | 0 | 0 | 0 | 0 | 0 | 0 | 0 | 0 | 0 | 0 | 0 | 0 | 0 | 0 | 0 | 0 | 0 | 0 | 0
F9_Commercial_OR - Health_Existing_Water Heating_Natural Gas_Water Heater - Drainwater Heat Recovery_A_Achievable Economic RVT Potential | F9 | Commercial | OR - Health | Existing | Water Heating | Natural Gas | Water Heater - Drainwater Heat Recovery | A | Cumulative Winter Peak Savings (MW) | Achievable Economic RVT Potential | 0 | 0 | 0 | 0 | 0 | 0 | 0 | 0 | 0 | 0 | 0 | 0 | 0 | 0 | 0 | 0 | 0 | 0 | 0 | 0 | 0 | 0 | 0 | 0 | 0 | 0 | 0
F10_Commercial_OR - Health_Existing_Water Heating_Natural Gas_Water Heater - Drainwater Heat Recovery_A_Achievable Economic RVT Potential | F10 | Commercial | OR - Health | Existing | Water Heating | Natural Gas | Water Heater - Drainwater Heat Recovery | A | Purchases (Incremental) | Achievable Economic RVT Potential | 0 | 0 | 0 | 0 | 0 | 0 | 0 | 0 | 0 | 0 | 0 | 0 | 0 | 0 | 0 | 0 | 0 | 0 | 0 | 0 | 0 | 0 | 0 | 0 | 0 | 0 | 0
F11_Commercial_OR - Health_Existing_Water Heating_Natural Gas_Water Heater - Drainwater Heat Recovery_A_Achievable Economic RVT Potential | F11 | Commercial | OR - Health | Existing | Water Heating | Natural Gas | Water Heater - Drainwater Heat Recovery | A | Purchases (Cumulative) | Achievable Economic RVT Potential | 0 | 0 | 0 | 0 | 0 | 0 | 0 | 0 | 0 | 0 | 0 | 0 | 0 | 0 | 0 | 0 | 0 | 0 | 0 | 0 | 0 | 0 | 0 | 0 | 0 | 0 | 0
F1_Commercial_OR - Health_Existing_Water Heating_Natural Gas_Water Heater - Circulation Pump Controls_A_Achievable Economic RVT Potential | F1 | Commercial | OR - Health | Existing | Water Heating | Natural Gas | Water Heater - Circulation Pump Controls | A | Integrated Unit Energy Savings (kWh or therms) | Achievable Economic RVT Potential | 0 | 0 | 203.5085 | 200.0819 | 196.9548 | 194.1055 | 191.5145 | 189.1692 | 187.0753 | 185.2395 | 183.5768 | 182.0683 | 180.7912 | 179.7198 | 178.8299 | 177.87 | 177.1115 | 176.509 | 176.0366 | 175.6566 | 175.3864 | 175.195 | 175.0592 | 174.9621 | 174.8312 | 174.7982 | 174.7718
F2_Commercial_OR - Health_Existing_Water Heating_Natural Gas_Water Heater - Circulation Pump Controls_A_Achievable Economic RVT Potential | F2 | Commercial | OR - Health | Existing | Water Heating | Natural Gas | Water Heater - Circulation Pump Controls | A | Integrated Unit Summer Peak Savings (kW) | Achievable Economic RVT Potential | 0 | 0 | 0 | 0 | 0 | 0 | 0 | 0 | 0 | 0 | 0 | 0 | 0 | 0 | 0 | 0 | 0 | 0 | 0 | 0 | 0 | 0 | 0 | 0 | 0 | 0 | 0
F3_Commercial_OR - Health_Existing_Water Heating_Natural Gas_Water Heater - Circulation Pump Controls_A_Achievable Economic RVT Potential | F3 | Commercial | OR - Health | Existing | Water Heating | Natural Gas | Water Heater - Circulation Pump Controls | A | Integrated Unit Winter Peak Savings (kW) | Achievable Economic RVT Potential | 0 | 0 | 0 | 0 | 0 | 0 | 0 | 0 | 0 | 0 | 0 | 0 | 0 | 0 | 0 | 0 | 0 | 0 | 0 | 0 | 0 | 0 | 0 | 0 | 0 | 0 | 0
F4_Commercial_OR - Health_Existing_Water Heating_Natural Gas_Water Heater - Circulation Pump Controls_A_Achievable Economic RVT Potential | F4 | Commercial | OR - Health | Existing | Water Heating | Natural Gas | Water Heater - Circulation Pump Controls | A | Incremental Energy Savings (MWh or mTherms) | Achievable Economic RVT Potential | 0 | 0 | 0 | 0 | 0 | 0 | 0 | 0 | 0 | 0 | 0 | 0 | 0 | 0 | 0 | 0 | 0 | 0 | 0 | 0 | 0 | 0 | 0 | 0 | 0 | 0 | 0
F5_Commercial_OR - Health_Existing_Water Heating_Natural Gas_Water Heater - Circulation Pump Controls_A_Achievable Economic RVT Potential | F5 | Commercial | OR - Health | Existing | Water Heating | Natural Gas | Water Heater - Circulation Pump Controls | A | Incremental Summer Peak Savings (MW) | Achievable Economic RVT Potential | 0 | 0 | 0 | 0 | 0 | 0 | 0 | 0 | 0 | 0 | 0 | 0 | 0 | 0 | 0 | 0 | 0 | 0 | 0 | 0 | 0 | 0 | 0 | 0 | 0 | 0 | 0
F6_Commercial_OR - Health_Existing_Water Heating_Natural Gas_Water Heater - Circulation Pump Controls_A_Achievable Economic RVT Potential | F6 | Commercial | OR - Health | Existing | Water Heating | Natural Gas | Water Heater - Circulation Pump Controls | A | Incremental Winter Peak Savings (MW) | Achievable Economic RVT Potential | 0 | 0 | 0 | 0 | 0 | 0 | 0 | 0 | 0 | 0 | 0 | 0 | 0 | 0 | 0 | 0 | 0 | 0 | 0 | 0 | 0 | 0 | 0 | 0 | 0 | 0 | 0
F7_Commercial_OR - Health_Existing_Water Heating_Natural Gas_Water Heater - Circulation Pump Controls_A_Achievable Economic RVT Potential | F7 | Commercial | OR - Health | Existing | Water Heating | Natural Gas | Water Heater - Circulation Pump Controls | A | Cumulative Energy Savings (MWh or mTherms) | Achievable Economic RVT Potential | 0 | 0 | 0 | 0 | 0 | 0 | 0 | 0 | 0 | 0 | 0 | 0 | 0 | 0 | 0 | 0 | 0 | 0 | 0 | 0 | 0 | 0 | 0 | 0 | 0 | 0 | 0
F8_Commercial_OR - Health_Existing_Water Heating_Natural Gas_Water Heater - Circulation Pump Controls_A_Achievable Economic RVT Potential | F8 | Commercial | OR - Health | Existing | Water Heating | Natural Gas | Water Heater - Circulation Pump Controls | A | Cumulative Summer Peak Savings (MW) | Achievable Economic RVT Potential | 0 | 0 | 0 | 0 | 0 | 0 | 0 | 0 | 0 | 0 | 0 | 0 | 0 | 0 | 0 | 0 | 0 | 0 | 0 | 0 | 0 | 0 | 0 | 0 | 0 | 0 | 0
F9_Commercial_OR - Health_Existing_Water Heating_Natural Gas_Water Heater - Circulation Pump Controls_A_Achievable Economic RVT Potential | F9 | Commercial | OR - Health | Existing | Water Heating | Natural Gas | Water Heater - Circulation Pump Controls | A | Cumulative Winter Peak Savings (MW) | Achievable Economic RVT Potential | 0 | 0 | 0 | 0 | 0 | 0 | 0 | 0 | 0 | 0 | 0 | 0 | 0 | 0 | 0 | 0 | 0 | 0 | 0 | 0 | 0 | 0 | 0 | 0 | 0 | 0 | 0
F10_Commercial_OR - Health_Existing_Water Heating_Natural Gas_Water Heater - Circulation Pump Controls_A_Achievable Economic RVT Potential | F10 | Commercial | OR - Health | Existing | Water Heating | Natural Gas | Water Heater - Circulation Pump Controls | A | Purchases (Incremental) | Achievable Economic RVT Potential | 0 | 0 | 0 | 0 | 0 | 0 | 0 | 0 | 0 | 0 | 0 | 0 | 0 | 0 | 0 | 0 | 0 | 0 | 0 | 0 | 0 | 0 | 0 | 0 | 0 | 0 | 0
F11_Commercial_OR - Health_Existing_Water Heating_Natural Gas_Water Heater - Circulation Pump Controls_A_Achievable Economic RVT Potential | F11 | Commercial | OR - Health | Existing | Water Heating | Natural Gas | Water Heater - Circulation Pump Controls | A | Purchases (Cumulative) | Achievable Economic RVT Potential | 0 | 0 | 0 | 0 | 0 | 0 | 0 | 0 | 0 | 0 | 0 | 0 | 0 | 0 | 0 | 0 | 0 | 0 | 0 | 0 | 0 | 0 | 0 | 0 | 0 | 0 | 0
F1_Commercial_OR - Health_Existing_Water Heating_Natural Gas_Water Heater - Pipe Insulation_A_Achievable Economic RVT Potential | F1 | Commercial | OR - Health | Existing | Water Heating | Natural Gas | Water Heater - Pipe Insulation | A | Integrated Unit Energy Savings (kWh or therms) | Achievable Economic RVT Potential | 0 | 0 | 0.70314 | 0.6904 | 0.67882 | 0.66812 | 0.65823 | 0.64905 | 0.64083 | 0.63349 | 0.62682 | 0.62083 | 0.61583 | 0.61174 | 0.60871 | 0.60545 | 0.60286 | 0.60081 | 0.59921 | 0.59791 | 0.59699 | 0.59634 | 0.59588 | 0.59555 | 0.5951 | 0.59499 | 0.5949
F2_Commercial_OR - Health_Existing_Water Heating_Natural Gas_Water Heater - Pipe Insulation_A_Achievable Economic RVT Potential | F2 | Commercial | OR - Health | Existing | Water Heating | Natural Gas | Water Heater - Pipe Insulation | A | Integrated Unit Summer Peak Savings (kW) | Achievable Economic RVT Potential | 0 | 0 | 0 | 0 | 0 | 0 | 0 | 0 | 0 | 0 | 0 | 0 | 0 | 0 | 0 | 0 | 0 | 0 | 0 | 0 | 0 | 0 | 0 | 0 | 0 | 0 | 0
F3_Commercial_OR - Health_Existing_Water Heating_Natural Gas_Water Heater - Pipe Insulation_A_Achievable Economic RVT Potential | F3 | Commercial | OR - Health | Existing | Water Heating | Natural Gas | Water Heater - Pipe Insulation | A | Integrated Unit Winter Peak Savings (kW) | Achievable Economic RVT Potential | 0 | 0 | 0 | 0 | 0 | 0 | 0 | 0 | 0 | 0 | 0 | 0 | 0 | 0 | 0 | 0 | 0 | 0 | 0 | 0 | 0 | 0 | 0 | 0 | 0 | 0 | 0
F4_Commercial_OR - Health_Existing_Water Heating_Natural Gas_Water Heater - Pipe Insulation_A_Achievable Economic RVT Potential | F4 | Commercial | OR - Health | Existing | Water Heating | Natural Gas | Water Heater - Pipe Insulation | A | Incremental Energy Savings (MWh or mTherms) | Achievable Economic RVT Potential | 0 | 0 | 0 | 0 | 0 | 0 | 0 | 0 | 0 | 0 | 0 | 0 | 0 | 0 | 0 | 0 | 0 | 0 | 0 | 0 | 0 | 0 | 0 | 0 | 0 | 0 | 0
F5_Commercial_OR - Health_Existing_Water Heating_Natural Gas_Water Heater - Pipe Insulation_A_Achievable Economic RVT Potential | F5 | Commercial | OR - Health | Existing | Water Heating | Natural Gas | Water Heater - Pipe Insulation | A | Incremental Summer Peak Savings (MW) | Achievable Economic RVT Potential | 0 | 0 | 0 | 0 | 0 | 0 | 0 | 0 | 0 | 0 | 0 | 0 | 0 | 0 | 0 | 0 | 0 | 0 | 0 | 0 | 0 | 0 | 0 | 0 | 0 | 0 | 0
F6_Commercial_OR - Health_Existing_Water Heating_Natural Gas_Water Heater - Pipe Insulation_A_Achievable Economic RVT Potential | F6 | Commercial | OR - Health | Existing | Water Heating | Natural Gas | Water Heater - Pipe Insulation | A | Incremental Winter Peak Savings (MW) | Achievable Economic RVT Potential | 0 | 0 | 0 | 0 | 0 | 0 | 0 | 0 | 0 | 0 | 0 | 0 | 0 | 0 | 0 | 0 | 0 | 0 | 0 | 0 | 0 | 0 | 0 | 0 | 0 | 0 | 0
F7_Commercial_OR - Health_Existing_Water Heating_Natural Gas_Water Heater - Pipe Insulation_A_Achievable Economic RVT Potential | F7 | Commercial | OR - Health | Existing | Water Heating | Natural Gas | Water Heater - Pipe Insulation | A | Cumulative Energy Savings (MWh or mTherms) | Achievable Economic RVT Potential | 0 | 0 | 0 | 0 | 0 | 0 | 0 | 0 | 0 | 0 | 0 | 0 | 0 | 0 | 0 | 0 | 0 | 0 | 0 | 0 | 0 | 0 | 0 | 0 | 0 | 0 | 0
F8_Commercial_OR - Health_Existing_Water Heating_Natural Gas_Water Heater - Pipe Insulation_A_Achievable Economic RVT Potential | F8 | Commercial | OR - Health | Existing | Water Heating | Natural Gas | Water Heater - Pipe Insulation | A | Cumulative Summer Peak Savings (MW) | Achievable Economic RVT Potential | 0 | 0 | 0 | 0 | 0 | 0 | 0 | 0 | 0 | 0 | 0 | 0 | 0 | 0 | 0 | 0 | 0 | 0 | 0 | 0 | 0 | 0 | 0 | 0 | 0 | 0 | 0
F9_Commercial_OR - Health_Existing_Water Heating_Natural Gas_Water Heater - Pipe Insulation_A_Achievable Economic RVT Potential | F9 | Commercial | OR - Health | Existing | Water Heating | Natural Gas | Water Heater - Pipe Insulation | A | Cumulative Winter Peak Savings (MW) | Achievable Economic RVT Potential | 0 | 0 | 0 | 0 | 0 | 0 | 0 | 0 | 0 | 0 | 0 | 0 | 0 | 0 | 0 | 0 | 0 | 0 | 0 | 0 | 0 | 0 | 0 | 0 | 0 | 0 | 0
F10_Commercial_OR - Health_Existing_Water Heating_Natural Gas_Water Heater - Pipe Insulation_A_Achievable Economic RVT Potential | F10 | Commercial | OR - Health | Existing | Water Heating | Natural Gas | Water Heater - Pipe Insulation | A | Purchases (Incremental) | Achievable Economic RVT Potential | 0 | 0 | 0 | 0 | 0 | 0 | 0 | 0 | 0 | 0 | 0 | 0 | 0 | 0 | 0 | 0 | 0 | 0 | 0 | 0 | 0 | 0 | 0 | 0 | 0 | 0 | 0
F11_Commercial_OR - Health_Existing_Water Heating_Natural Gas_Water Heater - Pipe Insulation_A_Achievable Economic RVT Potential | F11 | Commercial | OR - Health | Existing | Water Heating | Natural Gas | Water Heater - Pipe Insulation | A | Purchases (Cumulative) | Achievable Economic RVT Potential | 0 | 0 | 0 | 0 | 0 | 0 | 0 | 0 | 0 | 0 | 0 | 0 | 0 | 0 | 0 | 0 | 0 | 0 | 0 | 0 | 0 | 0 | 0 | 0 | 0 | 0 | 0
F1_Commercial_OR - Health_Existing_Water Heating_Natural Gas_Water Heater - Motion Control Faucet_A_Achievable Economic RVT Potential | F1 | Commercial | OR - Health | Existing | Water Heating | Natural Gas | Water Heater - Motion Control Faucet | A | Integrated Unit Energy Savings (kWh or therms) | Achievable Economic RVT Potential | 0 | 0 | 0 | 0 | 0 | 0 | 0 | 0 | 0 | 0 | 0 | 0 | 0 | 0 | 0 | 0 | 0 | 0 | 0 | 0 | 0 | 0 | 0 | 0 | 0 | 0 | 0
F2_Commercial_OR - Health_Existing_Water Heating_Natural Gas_Water Heater - Motion Control Faucet_A_Achievable Economic RVT Potential | F2 | Commercial | OR - Health | Existing | Water Heating | Natural Gas | Water Heater - Motion Control Faucet | A | Integrated Unit Summer Peak Savings (kW) | Achievable Economic RVT Potential | 0 | 0 | 0 | 0 | 0 | 0 | 0 | 0 | 0 | 0 | 0 | 0 | 0 | 0 | 0 | 0 | 0 | 0 | 0 | 0 | 0 | 0 | 0 | 0 | 0 | 0 | 0
F3_Commercial_OR - Health_Existing_Water Heating_Natural Gas_Water Heater - Motion Control Faucet_A_Achievable Economic RVT Potential | F3 | Commercial | OR - Health | Existing | Water Heating | Natural Gas | Water Heater - Motion Control Faucet | A | Integrated Unit Winter Peak Savings (kW) | Achievable Economic RVT Potential | 0 | 0 | 0 | 0 | 0 | 0 | 0 | 0 | 0 | 0 | 0 | 0 | 0 | 0 | 0 | 0 | 0 | 0 | 0 | 0 | 0 | 0 | 0 | 0 | 0 | 0 | 0
F4_Commercial_OR - Health_Existing_Water Heating_Natural Gas_Water Heater - Motion Control Faucet_A_Achievable Economic RVT Potential | F4 | Commercial | OR - Health | Existing | Water Heating | Natural Gas | Water Heater - Motion Control Faucet | A | Incremental Energy Savings (MWh or mTherms) | Achievable Economic RVT Potential | 0 | 0 | 0 | 0 | 0 | 0 | 0 | 0 | 0 | 0 | 0 | 0 | 0 | 0 | 0 | 0 | 0 | 0 | 0 | 0 | 0 | 0 | 0 | 0 | 0 | 0 | 0
F5_Commercial_OR - Health_Existing_Water Heating_Natural Gas_Water Heater - Motion Control Faucet_A_Achievable Economic RVT Potential | F5 | Commercial | OR - Health | Existing | Water Heating | Natural Gas | Water Heater - Motion Control Faucet | A | Incremental Summer Peak Savings (MW) | Achievable Economic RVT Potential | 0 | 0 | 0 | 0 | 0 | 0 | 0 | 0 | 0 | 0 | 0 | 0 | 0 | 0 | 0 | 0 | 0 | 0 | 0 | 0 | 0 | 0 | 0 | 0 | 0 | 0 | 0
F6_Commercial_OR - Health_Existing_Water Heating_Natural Gas_Water Heater - Motion Control Faucet_A_Achievable Economic RVT Potential | F6 | Commercial | OR - Health | Existing | Water Heating | Natural Gas | Water Heater - Motion Control Faucet | A | Incremental Winter Peak Savings (MW) | Achievable Economic RVT Potential | 0 | 0 | 0 | 0 | 0 | 0 | 0 | 0 | 0 | 0 | 0 | 0 | 0 | 0 | 0 | 0 | 0 | 0 | 0 | 0 | 0 | 0 | 0 | 0 | 0 | 0 | 0
F7_Commercial_OR - Health_Existing_Water Heating_Natural Gas_Water Heater - Motion Control Faucet_A_Achievable Economic RVT Potential | F7 | Commercial | OR - Health | Existing | Water Heating | Natural Gas | Water Heater - Motion Control Faucet | A | Cumulative Energy Savings (MWh or mTherms) | Achievable Economic RVT Potential | 0 | 0 | 0 | 0 | 0 | 0 | 0 | 0 | 0 | 0 | 0 | 0 | 0 | 0 | 0 | 0 | 0 | 0 | 0 | 0 | 0 | 0 | 0 | 0 | 0 | 0 | 0
F8_Commercial_OR - Health_Existing_Water Heating_Natural Gas_Water Heater - Motion Control Faucet_A_Achievable Economic RVT Potential | F8 | Commercial | OR - Health | Existing | Water Heating | Natural Gas | Water Heater - Motion Control Faucet | A | Cumulative Summer Peak Savings (MW) | Achievable Economic RVT Potential | 0 | 0 | 0 | 0 | 0 | 0 | 0 | 0 | 0 | 0 | 0 | 0 | 0 | 0 | 0 | 0 | 0 | 0 | 0 | 0 | 0 | 0 | 0 | 0 | 0 | 0 | 0
F9_Commercial_OR - Health_Existing_Water Heating_Natural Gas_Water Heater - Motion Control Faucet_A_Achievable Economic RVT Potential | F9 | Commercial | OR - Health | Existing | Water Heating | Natural Gas | Water Heater - Motion Control Faucet | A | Cumulative Winter Peak Savings (MW) | Achievable Economic RVT Potential | 0 | 0 | 0 | 0 | 0 | 0 | 0 | 0 | 0 | 0 | 0 | 0 | 0 | 0 | 0 | 0 | 0 | 0 | 0 | 0 | 0 | 0 | 0 | 0 | 0 | 0 | 0
F10_Commercial_OR - Health_Existing_Water Heating_Natural Gas_Water Heater - Motion Control Faucet_A_Achievable Economic RVT Potential | F10 | Commercial | OR - Health | Existing | Water Heating | Natural Gas | Water Heater - Motion Control Faucet | A | Purchases (Incremental) | Achievable Economic RVT Potential | 0 | 0 | 0 | 0 | 0 | 0 | 0 | 0 | 0 | 0 | 0 | 0 | 0 | 0 | 0 | 0 | 0 | 0 | 0 | 0 | 0 | 0 | 0 | 0 | 0 | 0 | 0
F11_Commercial_OR - Health_Existing_Water Heating_Natural Gas_Water Heater - Motion Control Faucet_A_Achievable Economic RVT Potential | F11 | Commercial | OR - Health | Existing | Water Heating | Natural Gas | Water Heater - Motion Control Faucet | A | Purchases (Cumulative) | Achievable Economic RVT Potential | 0 | 0 | 0 | 0 | 0 | 0 | 0 | 0 | 0 | 0 | 0 | 0 | 0 | 0 | 0 | 0 | 0 | 0 | 0 | 0 | 0 | 0 | 0 | 0 | 0 | 0 | 0
F1_Commercial_OR - Health_Existing_Water Heating_Natural Gas_Water Heater - Solar System_A_Achievable Economic RVT Potential | F1 | Commercial | OR - Health | Existing | Water Heating | Natural Gas | Water Heater - Solar System | A | Integrated Unit Energy Savings (kWh or therms) | Achievable Economic RVT Potential | 0 | 0 | 5.6222 | 5.5179 | 5.4223 | 5.3334 | 5.2506 | 5.1729 | 5.1026 | 5.0393 | 4.9817 | 4.9303 | 4.8876 | 4.8532 | 4.8289 | 4.8029 | 4.7824 | 4.7661 | 4.7534 | 4.7431 | 4.7358 | 4.7306 | 4.727 | 4.7243 | 4.7208 | 4.7199 | 4.7192
F2_Commercial_OR - Health_Existing_Water Heating_Natural Gas_Water Heater - Solar System_A_Achievable Economic RVT Potential | F2 | Commercial | OR - Health | Existing | Water Heating | Natural Gas | Water Heater - Solar System | A | Integrated Unit Summer Peak Savings (kW) | Achievable Economic RVT Potential | 0 | 0 | 0 | 0 | 0 | 0 | 0 | 0 | 0 | 0 | 0 | 0 | 0 | 0 | 0 | 0 | 0 | 0 | 0 | 0 | 0 | 0 | 0 | 0 | 0 | 0 | 0
F3_Commercial_OR - Health_Existing_Water Heating_Natural Gas_Water Heater - Solar System_A_Achievable Economic RVT Potential | F3 | Commercial | OR - Health | Existing | Water Heating | Natural Gas | Water Heater - Solar System | A | Integrated Unit Winter Peak Savings (kW) | Achievable Economic RVT Potential | 0 | 0 | 0 | 0 | 0 | 0 | 0 | 0 | 0 | 0 | 0 | 0 | 0 | 0 | 0 | 0 | 0 | 0 | 0 | 0 | 0 | 0 | 0 | 0 | 0 | 0 | 0
F4_Commercial_OR - Health_Existing_Water Heating_Natural Gas_Water Heater - Solar System_A_Achievable Economic RVT Potential | F4 | Commercial | OR - Health | Existing | Water Heating | Natural Gas | Water Heater - Solar System | A | Incremental Energy Savings (MWh or mTherms) | Achievable Economic RVT Potential | 0 | 0 | 0 | 0 | 0 | 0 | 0 | 0 | 0 | 0 | 0 | 0 | 0 | 0 | 0 | 0 | 0 | 0 | 0 | 0 | 0 | 0 | 0 | 0 | 0 | 0 | 0
F5_Commercial_OR - Health_Existing_Water Heating_Natural Gas_Water Heater - Solar System_A_Achievable Economic RVT Potential | F5 | Commercial | OR - Health | Existing | Water Heating | Natural Gas | Water Heater - Solar System | A | Incremental Summer Peak Savings (MW) | Achievable Economic RVT Potential | 0 | 0 | 0 | 0 | 0 | 0 | 0 | 0 | 0 | 0 | 0 | 0 | 0 | 0 | 0 | 0 | 0 | 0 | 0 | 0 | 0 | 0 | 0 | 0 | 0 | 0 | 0
F6_Commercial_OR - Health_Existing_Water Heating_Natural Gas_Water Heater - Solar System_A_Achievable Economic RVT Potential | F6 | Commercial | OR - Health | Existing | Water Heating | Natural Gas | Water Heater - Solar System | A | Incremental Winter Peak Savings (MW) | Achievable Economic RVT Potential | 0 | 0 | 0 | 0 | 0 | 0 | 0 | 0 | 0 | 0 | 0 | 0 | 0 | 0 | 0 | 0 | 0 | 0 | 0 | 0 | 0 | 0 | 0 | 0 | 0 | 0 | 0
F7_Commercial_OR - Health_Existing_Water Heating_Natural Gas_Water Heater - Solar System_A_Achievable Economic RVT Potential | F7 | Commercial | OR - Health | Existing | Water Heating | Natural Gas | Water Heater - Solar System | A | Cumulative Energy Savings (MWh or mTherms) | Achievable Economic RVT Potential | 0 | 0 | 0 | 0 | 0 | 0 | 0 | 0 | 0 | 0 | 0 | 0 | 0 | 0 | 0 | 0 | 0 | 0 | 0 | 0 | 0 | 0 | 0 | 0 | 0 | 0 | 0
F8_Commercial_OR - Health_Existing_Water Heating_Natural Gas_Water Heater - Solar System_A_Achievable Economic RVT Potential | F8 | Commercial | OR - Health | Existing | Water Heating | Natural Gas | Water Heater - Solar System | A | Cumulative Summer Peak Savings (MW) | Achievable Economic RVT Potential | 0 | 0 | 0 | 0 | 0 | 0 | 0 | 0 | 0 | 0 | 0 | 0 | 0 | 0 | 0 | 0 | 0 | 0 | 0 | 0 | 0 | 0 | 0 | 0 | 0 | 0 | 0
F9_Commercial_OR - Health_Existing_Water Heating_Natural Gas_Water Heater - Solar System_A_Achievable Economic RVT Potential | F9 | Commercial | OR - Health | Existing | Water Heating | Natural Gas | Water Heater - Solar System | A | Cumulative Winter Peak Savings (MW) | Achievable Economic RVT Potential | 0 | 0 | 0 | 0 | 0 | 0 | 0 | 0 | 0 | 0 | 0 | 0 | 0 | 0 | 0 | 0 | 0 | 0 | 0 | 0 | 0 | 0 | 0 | 0 | 0 | 0 | 0
F10_Commercial_OR - Health_Existing_Water Heating_Natural Gas_Water Heater - Solar System_A_Achievable Economic RVT Potential | F10 | Commercial | OR - Health | Existing | Water Heating | Natural Gas | Water Heater - Solar System | A | Purchases (Incremental) | Achievable Economic RVT Potential | 0 | 0 | 0 | 0 | 0 | 0 | 0 | 0 | 0 | 0 | 0 | 0 | 0 | 0 | 0 | 0 | 0 | 0 | 0 | 0 | 0 | 0 | 0 | 0 | 0 | 0 | 0
F11_Commercial_OR - Health_Existing_Water Heating_Natural Gas_Water Heater - Solar System_A_Achievable Economic RVT Potential | F11 | Commercial | OR - Health | Existing | Water Heating | Natural Gas | Water Heater - Solar System | A | Purchases (Cumulative) | Achievable Economic RVT Potential | 0 | 0 | 0 | 0 | 0 | 0 | 0 | 0 | 0 | 0 | 0 | 0 | 0 | 0 | 0 | 0 | 0 | 0 | 0 | 0 | 0 | 0 | 0 | 0 | 0 | 0 | 0
F1_Commercial_OR - Health_Existing_Water Heating_Natural Gas_Commercial Laundry - Ozone Treatment_A_Achievable Economic RVT Potential | F1 | Commercial | OR - Health | Existing | Water Heating | Natural Gas | Commercial Laundry - Ozone Treatment | A | Integrated Unit Energy Savings (kWh or therms) | Achievable Economic RVT Potential | 0 | 0 | 51.1492 | 50.1923 | 49.3142 | 48.4954 | 47.7328 | 47.0155 | 46.3642 | 45.7776 | 45.2436 | 44.7672 | 44.3728 | 44.055 | 43.8316 | 43.5935 | 43.4076 | 43.2599 | 43.1441 | 43.051 | 42.9848 | 42.9379 | 42.9046 | 42.8808 | 42.8487 | 42.8406 | 42.8342
F2_Commercial_OR - Health_Existing_Water Heating_Natural Gas_Commercial Laundry - Ozone Treatment_A_Achievable Economic RVT Potential | F2 | Commercial | OR - Health | Existing | Water Heating | Natural Gas | Commercial Laundry - Ozone Treatment | A | Integrated Unit Summer Peak Savings (kW) | Achievable Economic RVT Potential | 0 | 0 | 0 | 0 | 0 | 0 | 0 | 0 | 0 | 0 | 0 | 0 | 0 | 0 | 0 | 0 | 0 | 0 | 0 | 0 | 0 | 0 | 0 | 0 | 0 | 0 | 0
F3_Commercial_OR - Health_Existing_Water Heating_Natural Gas_Commercial Laundry - Ozone Treatment_A_Achievable Economic RVT Potential | F3 | Commercial | OR - Health | Existing | Water Heating | Natural Gas | Commercial Laundry - Ozone Treatment | A | Integrated Unit Winter Peak Savings (kW) | Achievable Economic RVT Potential | 0 | 0 | 0 | 0 | 0 | 0 | 0 | 0 | 0 | 0 | 0 | 0 | 0 | 0 | 0 | 0 | 0 | 0 | 0 | 0 | 0 | 0 | 0 | 0 | 0 | 0 | 0
F4_Commercial_OR - Health_Existing_Water Heating_Natural Gas_Commercial Laundry - Ozone Treatment_A_Achievable Economic RVT Potential | F4 | Commercial | OR - Health | Existing | Water Heating | Natural Gas | Commercial Laundry - Ozone Treatment | A | Incremental Energy Savings (MWh or mTherms) | Achievable Economic RVT Potential | 0 | 0 | 0 | 0 | 0 | 0 | 0 | 0 | 0 | 0 | 0 | 0 | 0 | 0 | 0 | 0 | 0 | 0 | 0 | 0 | 0 | 0 | 0 | 0 | 0 | 0 | 0
F5_Commercial_OR - Health_Existing_Water Heating_Natural Gas_Commercial Laundry - Ozone Treatment_A_Achievable Economic RVT Potential | F5 | Commercial | OR - Health | Existing | Water Heating | Natural Gas | Commercial Laundry - Ozone Treatment | A | Incremental Summer Peak Savings (MW) | Achievable Economic RVT Potential | 0 | 0 | 0 | 0 | 0 | 0 | 0 | 0 | 0 | 0 | 0 | 0 | 0 | 0 | 0 | 0 | 0 | 0 | 0 | 0 | 0 | 0 | 0 | 0 | 0 | 0 | 0
F6_Commercial_OR - Health_Existing_Water Heating_Natural Gas_Commercial Laundry - Ozone Treatment_A_Achievable Economic RVT Potential | F6 | Commercial | OR - Health | Existing | Water Heating | Natural Gas | Commercial Laundry - Ozone Treatment | A | Incremental Winter Peak Savings (MW) | Achievable Economic RVT Potential | 0 | 0 | 0 | 0 | 0 | 0 | 0 | 0 | 0 | 0 | 0 | 0 | 0 | 0 | 0 | 0 | 0 | 0 | 0 | 0 | 0 | 0 | 0 | 0 | 0 | 0 | 0
F7_Commercial_OR - Health_Existing_Water Heating_Natural Gas_Commercial Laundry - Ozone Treatment_A_Achievable Economic RVT Potential | F7 | Commercial | OR - Health | Existing | Water Heating | Natural Gas | Commercial Laundry - Ozone Treatment | A | Cumulative Energy Savings (MWh or mTherms) | Achievable Economic RVT Potential | 0 | 0 | 0 | 0 | 0 | 0 | 0 | 0 | 0 | 0 | 0 | 0 | 0 | 0 | 0 | 0 | 0 | 0 | 0 | 0 | 0 | 0 | 0 | 0 | 0 | 0 | 0
F8_Commercial_OR - Health_Existing_Water Heating_Natural Gas_Commercial Laundry - Ozone Treatment_A_Achievable Economic RVT Potential | F8 | Commercial | OR - Health | Existing | Water Heating | Natural Gas | Commercial Laundry - Ozone Treatment | A | Cumulative Summer Peak Savings (MW) | Achievable Economic RVT Potential | 0 | 0 | 0 | 0 | 0 | 0 | 0 | 0 | 0 | 0 | 0 | 0 | 0 | 0 | 0 | 0 | 0 | 0 | 0 | 0 | 0 | 0 | 0 | 0 | 0 | 0 | 0
F9_Commercial_OR - Health_Existing_Water Heating_Natural Gas_Commercial Laundry - Ozone Treatment_A_Achievable Economic RVT Potential | F9 | Commercial | OR - Health | Existing | Water Heating | Natural Gas | Commercial Laundry - Ozone Treatment | A | Cumulative Winter Peak Savings (MW) | Achievable Economic RVT Potential | 0 | 0 | 0 | 0 | 0 | 0 | 0 | 0 | 0 | 0 | 0 | 0 | 0 | 0 | 0 | 0 | 0 | 0 | 0 | 0 | 0 | 0 | 0 | 0 | 0 | 0 | 0
F10_Commercial_OR - Health_Existing_Water Heating_Natural Gas_Commercial Laundry - Ozone Treatment_A_Achievable Economic RVT Potential | F10 | Commercial | OR - Health | Existing | Water Heating | Natural Gas | Commercial Laundry - Ozone Treatment | A | Purchases (Incremental) | Achievable Economic RVT Potential | 0 | 0 | 0 | 0 | 0 | 0 | 0 | 0 | 0 | 0 | 0 | 0 | 0 | 0 | 0 | 0 | 0 | 0 | 0 | 0 | 0 | 0 | 0 | 0 | 0 | 0 | 0
F11_Commercial_OR - Health_Existing_Water Heating_Natural Gas_Commercial Laundry - Ozone Treatment_A_Achievable Economic RVT Potential | F11 | Commercial | OR - Health | Existing | Water Heating | Natural Gas | Commercial Laundry - Ozone Treatment | A | Purchases (Cumulative) | Achievable Economic RVT Potential | 0 | 0 | 0 | 0 | 0 | 0 | 0 | 0 | 0 | 0 | 0 | 0 | 0 | 0 | 0 | 0 | 0 | 0 | 0 | 0 | 0 | 0 | 0 | 0 | 0 | 0 | 0
F1_Commercial_OR - Health_Existing_Water Heating_Natural Gas_Commercial Laundry - ENERGY STAR Washer_A_Achievable Economic RVT Potential | F1 | Commercial | OR - Health | Existing | Water Heating | Natural Gas | Commercial Laundry - ENERGY STAR Washer | A | Integrated Unit Energy Savings (kWh or therms) | Achievable Economic RVT Potential | 0 | 0 | 4.9732 | 4.8827 | 4.8002 | 4.7239 | 4.6533 | 4.5875 | 4.5285 | 4.4757 | 4.4277 | 4.3847 | 4.3488 | 4.3196 | 4.298 | 4.2748 | 4.2565 | 4.2421 | 4.2307 | 4.2216 | 4.2151 | 4.2105 | 4.2072 | 4.2049 | 4.2017 | 4.201 | 4.2003
F2_Commercial_OR - Health_Existing_Water Heating_Natural Gas_Commercial Laundry - ENERGY STAR Washer_A_Achievable Economic RVT Potential | F2 | Commercial | OR - Health | Existing | Water Heating | Natural Gas | Commercial Laundry - ENERGY STAR Washer | A | Integrated Unit Summer Peak Savings (kW) | Achievable Economic RVT Potential | 0 | 0 | 0 | 0 | 0 | 0 | 0 | 0 | 0 | 0 | 0 | 0 | 0 | 0 | 0 | 0 | 0 | 0 | 0 | 0 | 0 | 0 | 0 | 0 | 0 | 0 | 0
F3_Commercial_OR - Health_Existing_Water Heating_Natural Gas_Commercial Laundry - ENERGY STAR Washer_A_Achievable Economic RVT Potential | F3 | Commercial | OR - Health | Existing | Water Heating | Natural Gas | Commercial Laundry - ENERGY STAR Washer | A | Integrated Unit Winter Peak Savings (kW) | Achievable Economic RVT Potential | 0 | 0 | 0 | 0 | 0 | 0 | 0 | 0 | 0 | 0 | 0 | 0 | 0 | 0 | 0 | 0 | 0 | 0 | 0 | 0 | 0 | 0 | 0 | 0 | 0 | 0 | 0
F4_Commercial_OR - Health_Existing_Water Heating_Natural Gas_Commercial Laundry - ENERGY STAR Washer_A_Achievable Economic RVT Potential | F4 | Commercial | OR - Health | Existing | Water Heating | Natural Gas | Commercial Laundry - ENERGY STAR Washer | A | Incremental Energy Savings (MWh or mTherms) | Achievable Economic RVT Potential | 0 | 0 | 2.0602e-05 | 3.0494e-05 | 4.4892e-05 | 5.9532e-05 | 7.6295e-05 | 0.00010281 | 0.00012213 | 0.00010743 | 8.3024e-05 | 3.9976e-05 | 0 | 0 | 0 | 0 | 0 | 0 | 0 | 0 | 0 | 0 | 0 | 0 | 0 | 0 | 0
F5_Commercial_OR - Health_Existing_Water Heating_Natural Gas_Commercial Laundry - ENERGY STAR Washer_A_Achievable Economic RVT Potential | F5 | Commercial | OR - Health | Existing | Water Heating | Natural Gas | Commercial Laundry - ENERGY STAR Washer | A | Incremental Summer Peak Savings (MW) | Achievable Economic RVT Potential | 0 | 0 | 0 | 0 | 0 | 0 | 0 | 0 | 0 | 0 | 0 | 0 | 0 | 0 | 0 | 0 | 0 | 0 | 0 | 0 | 0 | 0 | 0 | 0 | 0 | 0 | 0
F6_Commercial_OR - Health_Existing_Water Heating_Natural Gas_Commercial Laundry - ENERGY STAR Washer_A_Achievable Economic RVT Potential | F6 | Commercial | OR - Health | Existing | Water Heating | Natural Gas | Commercial Laundry - ENERGY STAR Washer | A | Incremental Winter Peak Savings (MW) | Achievable Economic RVT Potential | 0 | 0 | 0 | 0 | 0 | 0 | 0 | 0 | 0 | 0 | 0 | 0 | 0 | 0 | 0 | 0 | 0 | 0 | 0 | 0 | 0 | 0 | 0 | 0 | 0 | 0 | 0
F7_Commercial_OR - Health_Existing_Water Heating_Natural Gas_Commercial Laundry - ENERGY STAR Washer_A_Achievable Economic RVT Potential | F7 | Commercial | OR - Health | Existing | Water Heating | Natural Gas | Commercial Laundry - ENERGY STAR Washer | A | Cumulative Energy Savings (MWh or mTherms) | Achievable Economic RVT Potential | 0 | 0 | 2.0602e-05 | 5.0721e-05 | 9.4756e-05 | 0.00015278 | 0.00022679 | 0.0003264 | 0.00044433 | 0.00054659 | 0.00062375 | 0.00065766 | 0.00065229 | 0.0006479 | 0.00064466 | 0.00064118 | 0.00063845 | 0.00063627 | 0.00063457 | 0.0006332 | 0.00063223 | 0.00063154 | 0.00063105 | 0.0006307 | 0.00063023 | 0.00063011 | 0.00063001
F8_Commercial_OR - Health_Existing_Water Heating_Natural Gas_Commercial Laundry - ENERGY STAR Washer_A_Achievable Economic RVT Potential | F8 | Commercial | OR - Health | Existing | Water Heating | Natural Gas | Commercial Laundry - ENERGY STAR Washer | A | Cumulative Summer Peak Savings (MW) | Achievable Economic RVT Potential | 0 | 0 | 0 | 0 | 0 | 0 | 0 | 0 | 0 | 0 | 0 | 0 | 0 | 0 | 0 | 0 | 0 | 0 | 0 | 0 | 0 | 0 | 0 | 0 | 0 | 0 | 0
F9_Commercial_OR - Health_Existing_Water Heating_Natural Gas_Commercial Laundry - ENERGY STAR Washer_A_Achievable Economic RVT Potential | F9 | Commercial | OR - Health | Existing | Water Heating | Natural Gas | Commercial Laundry - ENERGY STAR Washer | A | Cumulative Winter Peak Savings (MW) | Achievable Economic RVT Potential | 0 | 0 | 0 | 0 | 0 | 0 | 0 | 0 | 0 | 0 | 0 | 0 | 0 | 0 | 0 | 0 | 0 | 0 | 0 | 0 | 0 | 0 | 0 | 0 | 0 | 0 | 0
F10_Commercial_OR - Health_Existing_Water Heating_Natural Gas_Commercial Laundry - ENERGY STAR Washer_A_Achievable Economic RVT Potential | F10 | Commercial | OR - Health | Existing | Water Heating | Natural Gas | Commercial Laundry - ENERGY STAR Washer | A | Purchases (Incremental) | Achievable Economic RVT Potential | 0 | 0 | 0.0041426 | 0.0062453 | 0.0093521 | 0.012602 | 0.016396 | 0.022411 | 0.02697 | 0.024004 | 0.018751 | 0.0091173 | 0 | 0 | 0 | 0 | 0 | 0 | 0 | 0 | 0 | 0 | 0 | 0 | 0 | 0 | 0
F11_Commercial_OR - Health_Existing_Water Heating_Natural Gas_Commercial Laundry - ENERGY STAR Washer_A_Achievable Economic RVT Potential | F11 | Commercial | OR - Health | Existing | Water Heating | Natural Gas | Commercial Laundry - ENERGY STAR Washer | A | Purchases (Cumulative) | Achievable Economic RVT Potential | 0 | 0 | 0.0041426 | 0.010388 | 0.01974 | 0.032342 | 0.048738 | 0.071149 | 0.098119 | 0.12212 | 0.14087 | 0.14999 | 0.14999 | 0.14999 | 0.14999 | 0.14999 | 0.14999 | 0.14999 | 0.14999 | 0.14999 | 0.14999 | 0.14999 | 0.14999 | 0.14999 | 0.14999 | 0.14999 | 0.14999
F1_Commercial_OR - Health_Existing_Water Heating_Natural Gas_Water Heater - Efficient Dishwasher_A_Achievable Economic RVT Potential | F1 | Commercial | OR - Health | Existing | Water Heating | Natural Gas | Water Heater - Efficient Dishwasher | A | Integrated Unit Energy Savings (kWh or therms) | Achievable Economic RVT Potential | 0 | 0 | 14.4001 | 14.1378 | 13.899 | 13.6778 | 13.4733 | 13.2828 | 13.1118 | 12.9589 | 12.8199 | 12.6953 | 12.5915 | 12.5068 | 12.4442 | 12.3771 | 12.3243 | 12.2824 | 12.2495 | 12.2231 | 12.2043 | 12.1909 | 12.1815 | 12.1747 | 12.1656 | 12.1633 | 12.1615
F2_Commercial_OR - Health_Existing_Water Heating_Natural Gas_Water Heater - Efficient Dishwasher_A_Achievable Economic RVT Potential | F2 | Commercial | OR - Health | Existing | Water Heating | Natural Gas | Water Heater - Efficient Dishwasher | A | Integrated Unit Summer Peak Savings (kW) | Achievable Economic RVT Potential | 0 | 0 | 0 | 0 | 0 | 0 | 0 | 0 | 0 | 0 | 0 | 0 | 0 | 0 | 0 | 0 | 0 | 0 | 0 | 0 | 0 | 0 | 0 | 0 | 0 | 0 | 0
F3_Commercial_OR - Health_Existing_Water Heating_Natural Gas_Water Heater - Efficient Dishwasher_A_Achievable Economic RVT Potential | F3 | Commercial | OR - Health | Existing | Water Heating | Natural Gas | Water Heater - Efficient Dishwasher | A | Integrated Unit Winter Peak Savings (kW) | Achievable Economic RVT Potential | 0 | 0 | 0 | 0 | 0 | 0 | 0 | 0 | 0 | 0 | 0 | 0 | 0 | 0 | 0 | 0 | 0 | 0 | 0 | 0 | 0 | 0 | 0 | 0 | 0 | 0 | 0
F4_Commercial_OR - Health_Existing_Water Heating_Natural Gas_Water Heater - Efficient Dishwasher_A_Achievable Economic RVT Potential | F4 | Commercial | OR - Health | Existing | Water Heating | Natural Gas | Water Heater - Efficient Dishwasher | A | Incremental Energy Savings (MWh or mTherms) | Achievable Economic RVT Potential | 0 | 0 | 0.0021527 | 0.0031863 | 0.0046908 | 0.0062205 | 0.007972 | 0.010742 | 0.012761 | 0.013163 | 0.011564 | 0.0084615 | 0.0050256 | 0.002351 | 0 | 0 | 0 | 0 | 0 | 0 | 0 | 0 | 0 | 0 | 0 | 0 | 0
F5_Commercial_OR - Health_Existing_Water Heating_Natural Gas_Water Heater - Efficient Dishwasher_A_Achievable Economic RVT Potential | F5 | Commercial | OR - Health | Existing | Water Heating | Natural Gas | Water Heater - Efficient Dishwasher | A | Incremental Summer Peak Savings (MW) | Achievable Economic RVT Potential | 0 | 0 | 0 | 0 | 0 | 0 | 0 | 0 | 0 | 0 | 0 | 0 | 0 | 0 | 0 | 0 | 0 | 0 | 0 | 0 | 0 | 0 | 0 | 0 | 0 | 0 | 0
F6_Commercial_OR - Health_Existing_Water Heating_Natural Gas_Water Heater - Efficient Dishwasher_A_Achievable Economic RVT Potential | F6 | Commercial | OR - Health | Existing | Water Heating | Natural Gas | Water Heater - Efficient Dishwasher | A | Incremental Winter Peak Savings (MW) | Achievable Economic RVT Potential | 0 | 0 | 0 | 0 | 0 | 0 | 0 | 0 | 0 | 0 | 0 | 0 | 0 | 0 | 0 | 0 | 0 | 0 | 0 | 0 | 0 | 0 | 0 | 0 | 0 | 0 | 0
F7_Commercial_OR - Health_Existing_Water Heating_Natural Gas_Water Heater - Efficient Dishwasher_A_Achievable Economic RVT Potential | F7 | Commercial | OR - Health | Existing | Water Heating | Natural Gas | Water Heater - Efficient Dishwasher | A | Cumulative Energy Savings (MWh or mTherms) | Achievable Economic RVT Potential | 0 | 0 | 0.0021527 | 0.0052998 | 0.0099011 | 0.015964 | 0.023697 | 0.034105 | 0.046427 | 0.059048 | 0.069979 | 0.077761 | 0.08215 | 0.083949 | 0.083529 | 0.083078 | 0.082724 | 0.082443 | 0.082222 | 0.082044 | 0.081918 | 0.081829 | 0.081765 | 0.08172 | 0.081659 | 0.081643 | 0.081631
F8_Commercial_OR - Health_Existing_Water Heating_Natural Gas_Water Heater - Efficient Dishwasher_A_Achievable Economic RVT Potential | F8 | Commercial | OR - Health | Existing | Water Heating | Natural Gas | Water Heater - Efficient Dishwasher | A | Cumulative Summer Peak Savings (MW) | Achievable Economic RVT Potential | 0 | 0 | 0 | 0 | 0 | 0 | 0 | 0 | 0 | 0 | 0 | 0 | 0 | 0 | 0 | 0 | 0 | 0 | 0 | 0 | 0 | 0 | 0 | 0 | 0 | 0 | 0
F9_Commercial_OR - Health_Existing_Water Heating_Natural Gas_Water Heater - Efficient Dishwasher_A_Achievable Economic RVT Potential | F9 | Commercial | OR - Health | Existing | Water Heating | Natural Gas | Water Heater - Efficient Dishwasher | A | Cumulative Winter Peak Savings (MW) | Achievable Economic RVT Potential | 0 | 0 | 0 | 0 | 0 | 0 | 0 | 0 | 0 | 0 | 0 | 0 | 0 | 0 | 0 | 0 | 0 | 0 | 0 | 0 | 0 | 0 | 0 | 0 | 0 | 0 | 0
F10_Commercial_OR - Health_Existing_Water Heating_Natural Gas_Water Heater - Efficient Dishwasher_A_Achievable Economic RVT Potential | F10 | Commercial | OR - Health | Existing | Water Heating | Natural Gas | Water Heater - Efficient Dishwasher | A | Purchases (Incremental) | Achievable Economic RVT Potential | 0 | 0 | 0.14949 | 0.22538 | 0.33749 | 0.45479 | 0.59169 | 0.80875 | 0.97328 | 1.0157 | 0.90205 | 0.66651 | 0.39913 | 0.18798 | 0 | 0 | 0 | 0 | 0 | 0 | 0 | 0 | 0 | 0 | 0 | 0 | 0
F11_Commercial_OR - Health_Existing_Water Heating_Natural Gas_Water Heater - Efficient Dishwasher_A_Achievable Economic RVT Potential | F11 | Commercial | OR - Health | Existing | Water Heating | Natural Gas | Water Heater - Efficient Dishwasher | A | Purchases (Cumulative) | Achievable Economic RVT Potential | 0 | 0 | 0.14949 | 0.37487 | 0.71236 | 1.1671 | 1.7588 | 2.5676 | 3.5409 | 4.5566 | 5.4586 | 6.1252 | 6.5243 | 6.7123 | 6.7123 | 6.7123 | 6.7123 | 6.7123 | 6.7123 | 6.7123 | 6.7123 | 6.7123 | 6.7123 | 6.7123 | 6.7123 | 6.7123 | 6.7123
F1_Commercial_OR - Health_Existing_Water Heating_Natural Gas_Commercial Laundry - Alternative Dry-Cleaning Methods_A_Achievable Economic RVT Potential | F1 | Commercial | OR - Health | Existing | Water Heating | Natural Gas | Commercial Laundry - Alternative Dry-Cleaning Methods | A | Integrated Unit Energy Savings (kWh or therms) | Achievable Economic RVT Potential | 0 | 0 | 0 | 0 | 0 | 0 | 0 | 0 | 0 | 0 | 0 | 0 | 0 | 0 | 0 | 0 | 0 | 0 | 0 | 0 | 0 | 0 | 0 | 0 | 0 | 0 | 0
F2_Commercial_OR - Health_Existing_Water Heating_Natural Gas_Commercial Laundry - Alternative Dry-Cleaning Methods_A_Achievable Economic RVT Potential | F2 | Commercial | OR - Health | Existing | Water Heating | Natural Gas | Commercial Laundry - Alternative Dry-Cleaning Methods | A | Integrated Unit Summer Peak Savings (kW) | Achievable Economic RVT Potential | 0 | 0 | 0 | 0 | 0 | 0 | 0 | 0 | 0 | 0 | 0 | 0 | 0 | 0 | 0 | 0 | 0 | 0 | 0 | 0 | 0 | 0 | 0 | 0 | 0 | 0 | 0
F3_Commercial_OR - Health_Existing_Water Heating_Natural Gas_Commercial Laundry - Alternative Dry-Cleaning Methods_A_Achievable Economic RVT Potential | F3 | Commercial | OR - Health | Existing | Water Heating | Natural Gas | Commercial Laundry - Alternative Dry-Cleaning Methods | A | Integrated Unit Winter Peak Savings (kW) | Achievable Economic RVT Potential | 0 | 0 | 0 | 0 | 0 | 0 | 0 | 0 | 0 | 0 | 0 | 0 | 0 | 0 | 0 | 0 | 0 | 0 | 0 | 0 | 0 | 0 | 0 | 0 | 0 | 0 | 0
F4_Commercial_OR - Health_Existing_Water Heating_Natural Gas_Commercial Laundry - Alternative Dry-Cleaning Methods_A_Achievable Economic RVT Potential | F4 | Commercial | OR - Health | Existing | Water Heating | Natural Gas | Commercial Laundry - Alternative Dry-Cleaning Methods | A | Incremental Energy Savings (MWh or mTherms) | Achievable Economic RVT Potential | 0 | 0 | 0 | 0 | 0 | 0 | 0 | 0 | 0 | 0 | 0 | 0 | 0 | 0 | 0 | 0 | 0 | 0 | 0 | 0 | 0 | 0 | 0 | 0 | 0 | 0 | 0
F5_Commercial_OR - Health_Existing_Water Heating_Natural Gas_Commercial Laundry - Alternative Dry-Cleaning Methods_A_Achievable Economic RVT Potential | F5 | Commercial | OR - Health | Existing | Water Heating | Natural Gas | Commercial Laundry - Alternative Dry-Cleaning Methods | A | Incremental Summer Peak Savings (MW) | Achievable Economic RVT Potential | 0 | 0 | 0 | 0 | 0 | 0 | 0 | 0 | 0 | 0 | 0 | 0 | 0 | 0 | 0 | 0 | 0 | 0 | 0 | 0 | 0 | 0 | 0 | 0 | 0 | 0 | 0
F6_Commercial_OR - Health_Existing_Water Heating_Natural Gas_Commercial Laundry - Alternative Dry-Cleaning Methods_A_Achievable Economic RVT Potential | F6 | Commercial | OR - Health | Existing | Water Heating | Natural Gas | Commercial Laundry - Alternative Dry-Cleaning Methods | A | Incremental Winter Peak Savings (MW) | Achievable Economic RVT Potential | 0 | 0 | 0 | 0 | 0 | 0 | 0 | 0 | 0 | 0 | 0 | 0 | 0 | 0 | 0 | 0 | 0 | 0 | 0 | 0 | 0 | 0 | 0 | 0 | 0 | 0 | 0
F7_Commercial_OR - Health_Existing_Water Heating_Natural Gas_Commercial Laundry - Alternative Dry-Cleaning Methods_A_Achievable Economic RVT Potential | F7 | Commercial | OR - Health | Existing | Water Heating | Natural Gas | Commercial Laundry - Alternative Dry-Cleaning Methods | A | Cumulative Energy Savings (MWh or mTherms) | Achievable Economic RVT Potential | 0 | 0 | 0 | 0 | 0 | 0 | 0 | 0 | 0 | 0 | 0 | 0 | 0 | 0 | 0 | 0 | 0 | 0 | 0 | 0 | 0 | 0 | 0 | 0 | 0 | 0 | 0
F8_Commercial_OR - Health_Existing_Water Heating_Natural Gas_Commercial Laundry - Alternative Dry-Cleaning Methods_A_Achievable Economic RVT Potential | F8 | Commercial | OR - Health | Existing | Water Heating | Natural Gas | Commercial Laundry - Alternative Dry-Cleaning Methods | A | Cumulative Summer Peak Savings (MW) | Achievable Economic RVT Potential | 0 | 0 | 0 | 0 | 0 | 0 | 0 | 0 | 0 | 0 | 0 | 0 | 0 | 0 | 0 | 0 | 0 | 0 | 0 | 0 | 0 | 0 | 0 | 0 | 0 | 0 | 0
F9_Commercial_OR - Health_Existing_Water Heating_Natural Gas_Commercial Laundry - Alternative Dry-Cleaning Methods_A_Achievable Economic RVT Potential | F9 | Commercial | OR - Health | Existing | Water Heating | Natural Gas | Commercial Laundry - Alternative Dry-Cleaning Methods | A | Cumulative Winter Peak Savings (MW) | Achievable Economic RVT Potential | 0 | 0 | 0 | 0 | 0 | 0 | 0 | 0 | 0 | 0 | 0 | 0 | 0 | 0 | 0 | 0 | 0 | 0 | 0 | 0 | 0 | 0 | 0 | 0 | 0 | 0 | 0
F10_Commercial_OR - Health_Existing_Water Heating_Natural Gas_Commercial Laundry - Alternative Dry-Cleaning Methods_A_Achievable Economic RVT Potential | F10 | Commercial | OR - Health | Existing | Water Heating | Natural Gas | Commercial Laundry - Alternative Dry-Cleaning Methods | A | Purchases (Incremental) | Achievable Economic RVT Potential | 0 | 0 | 0 | 0 | 0 | 0 | 0 | 0 | 0 | 0 | 0 | 0 | 0 | 0 | 0 | 0 | 0 | 0 | 0 | 0 | 0 | 0 | 0 | 0 | 0 | 0 | 0
F11_Commercial_OR - Health_Existing_Water Heating_Natural Gas_Commercial Laundry - Alternative Dry-Cleaning Methods_A_Achievable Economic RVT Potential | F11 | Commercial | OR - Health | Existing | Water Heating | Natural Gas | Commercial Laundry - Alternative Dry-Cleaning Methods | A | Purchases (Cumulative) | Achievable Economic RVT Potential | 0 | 0 | 0 | 0 | 0 | 0 | 0 | 0 | 0 | 0 | 0 | 0 | 0 | 0 | 0 | 0 | 0 | 0 | 0 | 0 | 0 | 0 | 0 | 0 | 0 | 0 | 0
F1_Commercial_OR - Health_Existing_Space Heating_Natural Gas_Advanced Kitchen Ventilation Controls_A_Achievable Economic RVT Potential | F1 | Commercial | OR - Health | Existing | Space Heating | Natural Gas | Advanced Kitchen Ventilation Controls | A | Integrated Unit Energy Savings (kWh or therms) | Achievable Economic RVT Potential | 0 | 0 | 0.010726 | 0.010674 | 0.010616 | 0.010554 | 0.010484 | 0.010406 | 0.010317 | 0.010218 | 0.010106 | 0.0099846 | 0.0098551 | 0.009722 | 0.0095909 | 0.0094675 | 0.009357 | 0.0092669 | 0.0091985 | 0.0091439 | 0.0091057 | 0.0090724 | 0.0090604 | 0.0090495 | 0.0090395 | 0.0090305 | 0.0090222
F2_Commercial_OR - Health_Existing_Space Heating_Natural Gas_Advanced Kitchen Ventilation Controls_A_Achievable Economic RVT Potential | F2 | Commercial | OR - Health | Existing | Space Heating | Natural Gas | Advanced Kitchen Ventilation Controls | A | Integrated Unit Summer Peak Savings (kW) | Achievable Economic RVT Potential | 0 | 0 | 0 | 0 | 0 | 0 | 0 | 0 | 0 | 0 | 0 | 0 | 0 | 0 | 0 | 0 | 0 | 0 | 0 | 0 | 0 | 0 | 0 | 0 | 0 | 0 | 0
F3_Commercial_OR - Health_Existing_Space Heating_Natural Gas_Advanced Kitchen Ventilation Controls_A_Achievable Economic RVT Potential | F3 | Commercial | OR - Health | Existing | Space Heating | Natural Gas | Advanced Kitchen Ventilation Controls | A | Integrated Unit Winter Peak Savings (kW) | Achievable Economic RVT Potential | 0 | 0 | 0 | 0 | 0 | 0 | 0 | 0 | 0 | 0 | 0 | 0 | 0 | 0 | 0 | 0 | 0 | 0 | 0 | 0 | 0 | 0 | 0 | 0 | 0 | 0 | 0
F4_Commercial_OR - Health_Existing_Space Heating_Natural Gas_Advanced Kitchen Ventilation Controls_A_Achievable Economic RVT Potential | F4 | Commercial | OR - Health | Existing | Space Heating | Natural Gas | Advanced Kitchen Ventilation Controls | A | Incremental Energy Savings (MWh or mTherms) | Achievable Economic RVT Potential | 0 | 0 | 0 | 0 | 0 | 0 | 0 | 0 | 0 | 0 | 0 | 0 | 0 | 0 | 0 | 0 | 0 | 0 | 0 | 0 | 0 | 0 | 0 | 0 | 0 | 0 | 0
F5_Commercial_OR - Health_Existing_Space Heating_Natural Gas_Advanced Kitchen Ventilation Controls_A_Achievable Economic RVT Potential | F5 | Commercial | OR - Health | Existing | Space Heating | Natural Gas | Advanced Kitchen Ventilation Controls | A | Incremental Summer Peak Savings (MW) | Achievable Economic RVT Potential | 0 | 0 | 0 | 0 | 0 | 0 | 0 | 0 | 0 | 0 | 0 | 0 | 0 | 0 | 0 | 0 | 0 | 0 | 0 | 0 | 0 | 0 | 0 | 0 | 0 | 0 | 0
F6_Commercial_OR - Health_Existing_Space Heating_Natural Gas_Advanced Kitchen Ventilation Controls_A_Achievable Economic RVT Potential | F6 | Commercial | OR - Health | Existing | Space Heating | Natural Gas | Advanced Kitchen Ventilation Controls | A | Incremental Winter Peak Savings (MW) | Achievable Economic RVT Potential | 0 | 0 | 0 | 0 | 0 | 0 | 0 | 0 | 0 | 0 | 0 | 0 | 0 | 0 | 0 | 0 | 0 | 0 | 0 | 0 | 0 | 0 | 0 | 0 | 0 | 0 | 0
F7_Commercial_OR - Health_Existing_Space Heating_Natural Gas_Advanced Kitchen Ventilation Controls_A_Achievable Economic RVT Potential | F7 | Commercial | OR - Health | Existing | Space Heating | Natural Gas | Advanced Kitchen Ventilation Controls | A | Cumulative Energy Savings (MWh or mTherms) | Achievable Economic RVT Potential | 0 | 0 | 0 | 0 | 0 | 0 | 0 | 0 | 0 | 0 | 0 | 0 | 0 | 0 | 0 | 0 | 0 | 0 | 0 | 0 | 0 | 0 | 0 | 0 | 0 | 0 | 0
F8_Commercial_OR - Health_Existing_Space Heating_Natural Gas_Advanced Kitchen Ventilation Controls_A_Achievable Economic RVT Potential | F8 | Commercial | OR - Health | Existing | Space Heating | Natural Gas | Advanced Kitchen Ventilation Controls | A | Cumulative Summer Peak Savings (MW) | Achievable Economic RVT Potential | 0 | 0 | 0 | 0 | 0 | 0 | 0 | 0 | 0 | 0 | 0 | 0 | 0 | 0 | 0 | 0 | 0 | 0 | 0 | 0 | 0 | 0 | 0 | 0 | 0 | 0 | 0
F9_Commercial_OR - Health_Existing_Space Heating_Natural Gas_Advanced Kitchen Ventilation Controls_A_Achievable Economic RVT Potential | F9 | Commercial | OR - Health | Existing | Space Heating | Natural Gas | Advanced Kitchen Ventilation Controls | A | Cumulative Winter Peak Savings (MW) | Achievable Economic RVT Potential | 0 | 0 | 0 | 0 | 0 | 0 | 0 | 0 | 0 | 0 | 0 | 0 | 0 | 0 | 0 | 0 | 0 | 0 | 0 | 0 | 0 | 0 | 0 | 0 | 0 | 0 | 0
F10_Commercial_OR - Health_Existing_Space Heating_Natural Gas_Advanced Kitchen Ventilation Controls_A_Achievable Economic RVT Potential | F10 | Commercial | OR - Health | Existing | Space Heating | Natural Gas | Advanced Kitchen Ventilation Controls | A | Purchases (Incremental) | Achievable Economic RVT Potential | 0 | 0 | 0 | 0 | 0 | 0 | 0 | 0 | 0 | 0 | 0 | 0 | 0 | 0 | 0 | 0 | 0 | 0 | 0 | 0 | 0 | 0 | 0 | 0 | 0 | 0 | 0
F11_Commercial_OR - Health_Existing_Space Heating_Natural Gas_Advanced Kitchen Ventilation Controls_A_Achievable Economic RVT Potential | F11 | Commercial | OR - Health | Existing | Space Heating | Natural Gas | Advanced Kitchen Ventilation Controls | A | Purchases (Cumulative) | Achievable Economic RVT Potential | 0 | 0 | 0 | 0 | 0 | 0 | 0 | 0 | 0 | 0 | 0 | 0 | 0 | 0 | 0 | 0 | 0 | 0 | 0 | 0 | 0 | 0 | 0 | 0 | 0 | 0 | 0
F1_Commercial_OR - Health_Existing_Space Heating_Natural Gas_Infiltration Control - Loading Dock Sealing_A_Achievable Economic RVT Potential | F1 | Commercial | OR - Health | Existing | Space Heating | Natural Gas | Infiltration Control - Loading Dock Sealing | A | Integrated Unit Energy Savings (kWh or therms) | Achievable Economic RVT Potential | 0 | 0 | 56.2782 | 55.7152 | 55.0902 | 54.4133 | 53.6684 | 52.8373 | 51.9123 | 50.8909 | 49.7785 | 48.5937 | 47.3923 | 46.2018 | 45.0526 | 43.9776 | 43.017 | 42.2524 | 41.6904 | 41.2389 | 40.9275 | 40.6485 | 40.5947 | 40.5456 | 40.5008 | 40.46 | 40.4229
F2_Commercial_OR - Health_Existing_Space Heating_Natural Gas_Infiltration Control - Loading Dock Sealing_A_Achievable Economic RVT Potential | F2 | Commercial | OR - Health | Existing | Space Heating | Natural Gas | Infiltration Control - Loading Dock Sealing | A | Integrated Unit Summer Peak Savings (kW) | Achievable Economic RVT Potential | 0 | 0 | 0 | 0 | 0 | 0 | 0 | 0 | 0 | 0 | 0 | 0 | 0 | 0 | 0 | 0 | 0 | 0 | 0 | 0 | 0 | 0 | 0 | 0 | 0 | 0 | 0
F3_Commercial_OR - Health_Existing_Space Heating_Natural Gas_Infiltration Control - Loading Dock Sealing_A_Achievable Economic RVT Potential | F3 | Commercial | OR - Health | Existing | Space Heating | Natural Gas | Infiltration Control - Loading Dock Sealing | A | Integrated Unit Winter Peak Savings (kW) | Achievable Economic RVT Potential | 0 | 0 | 0 | 0 | 0 | 0 | 0 | 0 | 0 | 0 | 0 | 0 | 0 | 0 | 0 | 0 | 0 | 0 | 0 | 0 | 0 | 0 | 0 | 0 | 0 | 0 | 0
F4_Commercial_OR - Health_Existing_Space Heating_Natural Gas_Infiltration Control - Loading Dock Sealing_A_Achievable Economic RVT Potential | F4 | Commercial | OR - Health | Existing | Space Heating | Natural Gas | Infiltration Control - Loading Dock Sealing | A | Incremental Energy Savings (MWh or mTherms) | Achievable Economic RVT Potential | 0 | 0 | 0 | 0 | 0 | 0 | 0 | 0 | 0 | 0 | 0 | 0 | 0 | 0 | 0 | 0 | 0 | 0 | 0 | 0 | 0 | 0 | 0 | 0 | 0 | 0 | 0
F5_Commercial_OR - Health_Existing_Space Heating_Natural Gas_Infiltration Control - Loading Dock Sealing_A_Achievable Economic RVT Potential | F5 | Commercial | OR - Health | Existing | Space Heating | Natural Gas | Infiltration Control - Loading Dock Sealing | A | Incremental Summer Peak Savings (MW) | Achievable Economic RVT Potential | 0 | 0 | 0 | 0 | 0 | 0 | 0 | 0 | 0 | 0 | 0 | 0 | 0 | 0 | 0 | 0 | 0 | 0 | 0 | 0 | 0 | 0 | 0 | 0 | 0 | 0 | 0
F6_Commercial_OR - Health_Existing_Space Heating_Natural Gas_Infiltration Control - Loading Dock Sealing_A_Achievable Economic RVT Potential | F6 | Commercial | OR - Health | Existing | Space Heating | Natural Gas | Infiltration Control - Loading Dock Sealing | A | Incremental Winter Peak Savings (MW) | Achievable Economic RVT Potential | 0 | 0 | 0 | 0 | 0 | 0 | 0 | 0 | 0 | 0 | 0 | 0 | 0 | 0 | 0 | 0 | 0 | 0 | 0 | 0 | 0 | 0 | 0 | 0 | 0 | 0 | 0
F7_Commercial_OR - Health_Existing_Space Heating_Natural Gas_Infiltration Control - Loading Dock Sealing_A_Achievable Economic RVT Potential | F7 | Commercial | OR - Health | Existing | Space Heating | Natural Gas | Infiltration Control - Loading Dock Sealing | A | Cumulative Energy Savings (MWh or mTherms) | Achievable Economic RVT Potential | 0 | 0 | 0 | 0 | 0 | 0 | 0 | 0 | 0 | 0 | 0 | 0 | 0 | 0 | 0 | 0 | 0 | 0 | 0 | 0 | 0 | 0 | 0 | 0 | 0 | 0 | 0
F8_Commercial_OR - Health_Existing_Space Heating_Natural Gas_Infiltration Control - Loading Dock Sealing_A_Achievable Economic RVT Potential | F8 | Commercial | OR - Health | Existing | Space Heating | Natural Gas | Infiltration Control - Loading Dock Sealing | A | Cumulative Summer Peak Savings (MW) | Achievable Economic RVT Potential | 0 | 0 | 0 | 0 | 0 | 0 | 0 | 0 | 0 | 0 | 0 | 0 | 0 | 0 | 0 | 0 | 0 | 0 | 0 | 0 | 0 | 0 | 0 | 0 | 0 | 0 | 0
F9_Commercial_OR - Health_Existing_Space Heating_Natural Gas_Infiltration Control - Loading Dock Sealing_A_Achievable Economic RVT Potential | F9 | Commercial | OR - Health | Existing | Space Heating | Natural Gas | Infiltration Control - Loading Dock Sealing | A | Cumulative Winter Peak Savings (MW) | Achievable Economic RVT Potential | 0 | 0 | 0 | 0 | 0 | 0 | 0 | 0 | 0 | 0 | 0 | 0 | 0 | 0 | 0 | 0 | 0 | 0 | 0 | 0 | 0 | 0 | 0 | 0 | 0 | 0 | 0
F10_Commercial_OR - Health_Existing_Space Heating_Natural Gas_Infiltration Control - Loading Dock Sealing_A_Achievable Economic RVT Potential | F10 | Commercial | OR - Health | Existing | Space Heating | Natural Gas | Infiltration Control - Loading Dock Sealing | A | Purchases (Incremental) | Achievable Economic RVT Potential | 0 | 0 | 0 | 0 | 0 | 0 | 0 | 0 | 0 | 0 | 0 | 0 | 0 | 0 | 0 | 0 | 0 | 0 | 0 | 0 | 0 | 0 | 0 | 0 | 0 | 0 | 0
F11_Commercial_OR - Health_Existing_Space Heating_Natural Gas_Infiltration Control - Loading Dock Sealing_A_Achievable Economic RVT Potential | F11 | Commercial | OR - Health | Existing | Space Heating | Natural Gas | Infiltration Control - Loading Dock Sealing | A | Purchases (Cumulative) | Achievable Economic RVT Potential | 0 | 0 | 0 | 0 | 0 | 0 | 0 | 0 | 0 | 0 | 0 | 0 | 0 | 0 | 0 | 0 | 0 | 0 | 0 | 0 | 0 | 0 | 0 | 0 | 0 | 0 | 0
F1_Commercial_OR - Health_Existing_Space Heating_Natural Gas_Greenhouse Heat Curtain_A_Achievable Economic RVT Potential | F1 | Commercial | OR - Health | Existing | Space Heating | Natural Gas | Greenhouse Heat Curtain | A | Integrated Unit Energy Savings (kWh or therms) | Achievable Economic RVT Potential | 0 | 0 | 49.2689 | 49.0087 | 48.7078 | 48.3721 | 47.9893 | 47.5471 | 47.0365 | 46.4504 | 45.7868 | 45.054 | 44.2713 | 43.4662 | 42.6751 | 41.9346 | 41.277 | 40.7484 | 40.3559 | 40.0494 | 39.8548 | 39.6851 | 39.6327 | 39.5849 | 39.5414 | 39.5017 | 39.4655
F2_Commercial_OR - Health_Existing_Space Heating_Natural Gas_Greenhouse Heat Curtain_A_Achievable Economic RVT Potential | F2 | Commercial | OR - Health | Existing | Space Heating | Natural Gas | Greenhouse Heat Curtain | A | Integrated Unit Summer Peak Savings (kW) | Achievable Economic RVT Potential | 0 | 0 | 0 | 0 | 0 | 0 | 0 | 0 | 0 | 0 | 0 | 0 | 0 | 0 | 0 | 0 | 0 | 0 | 0 | 0 | 0 | 0 | 0 | 0 | 0 | 0 | 0
F3_Commercial_OR - Health_Existing_Space Heating_Natural Gas_Greenhouse Heat Curtain_A_Achievable Economic RVT Potential | F3 | Commercial | OR - Health | Existing | Space Heating | Natural Gas | Greenhouse Heat Curtain | A | Integrated Unit Winter Peak Savings (kW) | Achievable Economic RVT Potential | 0 | 0 | 0 | 0 | 0 | 0 | 0 | 0 | 0 | 0 | 0 | 0 | 0 | 0 | 0 | 0 | 0 | 0 | 0 | 0 | 0 | 0 | 0 | 0 | 0 | 0 | 0
F4_Commercial_OR - Health_Existing_Space Heating_Natural Gas_Greenhouse Heat Curtain_A_Achievable Economic RVT Potential | F4 | Commercial | OR - Health | Existing | Space Heating | Natural Gas | Greenhouse Heat Curtain | A | Incremental Energy Savings (MWh or mTherms) | Achievable Economic RVT Potential | 0 | 0 | 0 | 0 | 0 | 0 | 0 | 0 | 0 | 0 | 0 | 0 | 0 | 0 | 0 | 0 | 0 | 0 | 0 | 0 | 0 | 0 | 0 | 0 | 0 | 0 | 0
F5_Commercial_OR - Health_Existing_Space Heating_Natural Gas_Greenhouse Heat Curtain_A_Achievable Economic RVT Potential | F5 | Commercial | OR - Health | Existing | Space Heating | Natural Gas | Greenhouse Heat Curtain | A | Incremental Summer Peak Savings (MW) | Achievable Economic RVT Potential | 0 | 0 | 0 | 0 | 0 | 0 | 0 | 0 | 0 | 0 | 0 | 0 | 0 | 0 | 0 | 0 | 0 | 0 | 0 | 0 | 0 | 0 | 0 | 0 | 0 | 0 | 0
F6_Commercial_OR - Health_Existing_Space Heating_Natural Gas_Greenhouse Heat Curtain_A_Achievable Economic RVT Potential | F6 | Commercial | OR - Health | Existing | Space Heating | Natural Gas | Greenhouse Heat Curtain | A | Incremental Winter Peak Savings (MW) | Achievable Economic RVT Potential | 0 | 0 | 0 | 0 | 0 | 0 | 0 | 0 | 0 | 0 | 0 | 0 | 0 | 0 | 0 | 0 | 0 | 0 | 0 | 0 | 0 | 0 | 0 | 0 | 0 | 0 | 0
F7_Commercial_OR - Health_Existing_Space Heating_Natural Gas_Greenhouse Heat Curtain_A_Achievable Economic RVT Potential | F7 | Commercial | OR - Health | Existing | Space Heating | Natural Gas | Greenhouse Heat Curtain | A | Cumulative Energy Savings (MWh or mTherms) | Achievable Economic RVT Potential | 0 | 0 | 0 | 0 | 0 | 0 | 0 | 0 | 0 | 0 | 0 | 0 | 0 | 0 | 0 | 0 | 0 | 0 | 0 | 0 | 0 | 0 | 0 | 0 | 0 | 0 | 0
F8_Commercial_OR - Health_Existing_Space Heating_Natural Gas_Greenhouse Heat Curtain_A_Achievable Economic RVT Potential | F8 | Commercial | OR - Health | Existing | Space Heating | Natural Gas | Greenhouse Heat Curtain | A | Cumulative Summer Peak Savings (MW) | Achievable Economic RVT Potential | 0 | 0 | 0 | 0 | 0 | 0 | 0 | 0 | 0 | 0 | 0 | 0 | 0 | 0 | 0 | 0 | 0 | 0 | 0 | 0 | 0 | 0 | 0 | 0 | 0 | 0 | 0
F9_Commercial_OR - Health_Existing_Space Heating_Natural Gas_Greenhouse Heat Curtain_A_Achievable Economic RVT Potential | F9 | Commercial | OR - Health | Existing | Space Heating | Natural Gas | Greenhouse Heat Curtain | A | Cumulative Winter Peak Savings (MW) | Achievable Economic RVT Potential | 0 | 0 | 0 | 0 | 0 | 0 | 0 | 0 | 0 | 0 | 0 | 0 | 0 | 0 | 0 | 0 | 0 | 0 | 0 | 0 | 0 | 0 | 0 | 0 | 0 | 0 | 0
F10_Commercial_OR - Health_Existing_Space Heating_Natural Gas_Greenhouse Heat Curtain_A_Achievable Economic RVT Potential | F10 | Commercial | OR - Health | Existing | Space Heating | Natural Gas | Greenhouse Heat Curtain | A | Purchases (Incremental) | Achievable Economic RVT Potential | 0 | 0 | 0 | 0 | 0 | 0 | 0 | 0 | 0 | 0 | 0 | 0 | 0 | 0 | 0 | 0 | 0 | 0 | 0 | 0 | 0 | 0 | 0 | 0 | 0 | 0 | 0
F11_Commercial_OR - Health_Existing_Space Heating_Natural Gas_Greenhouse Heat Curtain_A_Achievable Economic RVT Potential | F11 | Commercial | OR - Health | Existing | Space Heating | Natural Gas | Greenhouse Heat Curtain | A | Purchases (Cumulative) | Achievable Economic RVT Potential | 0 | 0 | 0 | 0 | 0 | 0 | 0 | 0 | 0 | 0 | 0 | 0 | 0 | 0 | 0 | 0 | 0 | 0 | 0 | 0 | 0 | 0 | 0 | 0 | 0 | 0 | 0
F1_Commercial_OR - Health_Existing_Space Heating_Natural Gas_Ventilation - Parking Garages, Demand Controlled_A_Achievable Economic RVT Potential | F1 | Commercial | OR - Health | Existing | Space Heating | Natural Gas | Ventilation - Parking Garages, Demand Controlled | A | Integrated Unit Energy Savings (kWh or therms) | Achievable Economic RVT Potential | 0 | 0 | 0 | 0 | 0 | 0 | 0 | 0 | 0 | 0 | 0 | 0 | 0 | 0 | 0 | 0 | 0 | 0 | 0 | 0 | 0 | 0 | 0 | 0 | 0 | 0 | 0
F2_Commercial_OR - Health_Existing_Space Heating_Natural Gas_Ventilation - Parking Garages, Demand Controlled_A_Achievable Economic RVT Potential | F2 | Commercial | OR - Health | Existing | Space Heating | Natural Gas | Ventilation - Parking Garages, Demand Controlled | A | Integrated Unit Summer Peak Savings (kW) | Achievable Economic RVT Potential | 0 | 0 | 0 | 0 | 0 | 0 | 0 | 0 | 0 | 0 | 0 | 0 | 0 | 0 | 0 | 0 | 0 | 0 | 0 | 0 | 0 | 0 | 0 | 0 | 0 | 0 | 0
F3_Commercial_OR - Health_Existing_Space Heating_Natural Gas_Ventilation - Parking Garages, Demand Controlled_A_Achievable Economic RVT Potential | F3 | Commercial | OR - Health | Existing | Space Heating | Natural Gas | Ventilation - Parking Garages, Demand Controlled | A | Integrated Unit Winter Peak Savings (kW) | Achievable Economic RVT Potential | 0 | 0 | 0 | 0 | 0 | 0 | 0 | 0 | 0 | 0 | 0 | 0 | 0 | 0 | 0 | 0 | 0 | 0 | 0 | 0 | 0 | 0 | 0 | 0 | 0 | 0 | 0
F4_Commercial_OR - Health_Existing_Space Heating_Natural Gas_Ventilation - Parking Garages, Demand Controlled_A_Achievable Economic RVT Potential | F4 | Commercial | OR - Health | Existing | Space Heating | Natural Gas | Ventilation - Parking Garages, Demand Controlled | A | Incremental Energy Savings (MWh or mTherms) | Achievable Economic RVT Potential | 0 | 0 | 0 | 0 | 0 | 0 | 0 | 0 | 0 | 0 | 0 | 0 | 0 | 0 | 0 | 0 | 0 | 0 | 0 | 0 | 0 | 0 | 0 | 0 | 0 | 0 | 0
F5_Commercial_OR - Health_Existing_Space Heating_Natural Gas_Ventilation - Parking Garages, Demand Controlled_A_Achievable Economic RVT Potential | F5 | Commercial | OR - Health | Existing | Space Heating | Natural Gas | Ventilation - Parking Garages, Demand Controlled | A | Incremental Summer Peak Savings (MW) | Achievable Economic RVT Potential | 0 | 0 | 0 | 0 | 0 | 0 | 0 | 0 | 0 | 0 | 0 | 0 | 0 | 0 | 0 | 0 | 0 | 0 | 0 | 0 | 0 | 0 | 0 | 0 | 0 | 0 | 0
F6_Commercial_OR - Health_Existing_Space Heating_Natural Gas_Ventilation - Parking Garages, Demand Controlled_A_Achievable Economic RVT Potential | F6 | Commercial | OR - Health | Existing | Space Heating | Natural Gas | Ventilation - Parking Garages, Demand Controlled | A | Incremental Winter Peak Savings (MW) | Achievable Economic RVT Potential | 0 | 0 | 0 | 0 | 0 | 0 | 0 | 0 | 0 | 0 | 0 | 0 | 0 | 0 | 0 | 0 | 0 | 0 | 0 | 0 | 0 | 0 | 0 | 0 | 0 | 0 | 0
F7_Commercial_OR - Health_Existing_Space Heating_Natural Gas_Ventilation - Parking Garages, Demand Controlled_A_Achievable Economic RVT Potential | F7 | Commercial | OR - Health | Existing | Space Heating | Natural Gas | Ventilation - Parking Garages, Demand Controlled | A | Cumulative Energy Savings (MWh or mTherms) | Achievable Economic RVT Potential | 0 | 0 | 0 | 0 | 0 | 0 | 0 | 0 | 0 | 0 | 0 | 0 | 0 | 0 | 0 | 0 | 0 | 0 | 0 | 0 | 0 | 0 | 0 | 0 | 0 | 0 | 0
F8_Commercial_OR - Health_Existing_Space Heating_Natural Gas_Ventilation - Parking Garages, Demand Controlled_A_Achievable Economic RVT Potential | F8 | Commercial | OR - Health | Existing | Space Heating | Natural Gas | Ventilation - Parking Garages, Demand Controlled | A | Cumulative Summer Peak Savings (MW) | Achievable Economic RVT Potential | 0 | 0 | 0 | 0 | 0 | 0 | 0 | 0 | 0 | 0 | 0 | 0 | 0 | 0 | 0 | 0 | 0 | 0 | 0 | 0 | 0 | 0 | 0 | 0 | 0 | 0 | 0
F9_Commercial_OR - Health_Existing_Space Heating_Natural Gas_Ventilation - Parking Garages, Demand Controlled_A_Achievable Economic RVT Potential | F9 | Commercial | OR - Health | Existing | Space Heating | Natural Gas | Ventilation - Parking Garages, Demand Controlled | A | Cumulative Winter Peak Savings (MW) | Achievable Economic RVT Potential | 0 | 0 | 0 | 0 | 0 | 0 | 0 | 0 | 0 | 0 | 0 | 0 | 0 | 0 | 0 | 0 | 0 | 0 | 0 | 0 | 0 | 0 | 0 | 0 | 0 | 0 | 0
F10_Commercial_OR - Health_Existing_Space Heating_Natural Gas_Ventilation - Parking Garages, Demand Controlled_A_Achievable Economic RVT Potential | F10 | Commercial | OR - Health | Existing | Space Heating | Natural Gas | Ventilation - Parking Garages, Demand Controlled | A | Purchases (Incremental) | Achievable Economic RVT Potential | 0 | 0 | 0 | 0 | 0 | 0 | 0 | 0 | 0 | 0 | 0 | 0 | 0 | 0 | 0 | 0 | 0 | 0 | 0 | 0 | 0 | 0 | 0 | 0 | 0 | 0 | 0
F11_Commercial_OR - Health_Existing_Space Heating_Natural Gas_Ventilation - Parking Garages, Demand Controlled_A_Achievable Economic RVT Potential | F11 | Commercial | OR - Health | Existing | Space Heating | Natural Gas | Ventilation - Parking Garages, Demand Controlled | A | Purchases (Cumulative) | Achievable Economic RVT Potential | 0 | 0 | 0 | 0 | 0 | 0 | 0 | 0 | 0 | 0 | 0 | 0 | 0 | 0 | 0 | 0 | 0 | 0 | 0 | 0 | 0 | 0 | 0 | 0 | 0 | 0 | 0
F1_Commercial_OR - Health_Existing_Miscellaneous_Natural Gas_Pool Heater - Night Covers_A_Achievable Economic RVT Potential | F1 | Commercial | OR - Health | Existing | Miscellaneous | Natural Gas | Pool Heater - Night Covers | A | Integrated Unit Energy Savings (kWh or therms) | Achievable Economic RVT Potential | 0 | 0 | 0 | 0 | 0 | 0 | 0 | 0 | 0 | 0 | 0 | 0 | 0 | 0 | 0 | 0 | 0 | 0 | 0 | 0 | 0 | 0 | 0 | 0 | 0 | 0 | 0
F2_Commercial_OR - Health_Existing_Miscellaneous_Natural Gas_Pool Heater - Night Covers_A_Achievable Economic RVT Potential | F2 | Commercial | OR - Health | Existing | Miscellaneous | Natural Gas | Pool Heater - Night Covers | A | Integrated Unit Summer Peak Savings (kW) | Achievable Economic RVT Potential | 0 | 0 | 0 | 0 | 0 | 0 | 0 | 0 | 0 | 0 | 0 | 0 | 0 | 0 | 0 | 0 | 0 | 0 | 0 | 0 | 0 | 0 | 0 | 0 | 0 | 0 | 0
F3_Commercial_OR - Health_Existing_Miscellaneous_Natural Gas_Pool Heater - Night Covers_A_Achievable Economic RVT Potential | F3 | Commercial | OR - Health | Existing | Miscellaneous | Natural Gas | Pool Heater - Night Covers | A | Integrated Unit Winter Peak Savings (kW) | Achievable Economic RVT Potential | 0 | 0 | 0 | 0 | 0 | 0 | 0 | 0 | 0 | 0 | 0 | 0 | 0 | 0 | 0 | 0 | 0 | 0 | 0 | 0 | 0 | 0 | 0 | 0 | 0 | 0 | 0
F4_Commercial_OR - Health_Existing_Miscellaneous_Natural Gas_Pool Heater - Night Covers_A_Achievable Economic RVT Potential | F4 | Commercial | OR - Health | Existing | Miscellaneous | Natural Gas | Pool Heater - Night Covers | A | Incremental Energy Savings (MWh or mTherms) | Achievable Economic RVT Potential | 0 | 0 | 0 | 0 | 0 | 0 | 0 | 0 | 0 | 0 | 0 | 0 | 0 | 0 | 0 | 0 | 0 | 0 | 0 | 0 | 0 | 0 | 0 | 0 | 0 | 0 | 0
F5_Commercial_OR - Health_Existing_Miscellaneous_Natural Gas_Pool Heater - Night Covers_A_Achievable Economic RVT Potential | F5 | Commercial | OR - Health | Existing | Miscellaneous | Natural Gas | Pool Heater - Night Covers | A | Incremental Summer Peak Savings (MW) | Achievable Economic RVT Potential | 0 | 0 | 0 | 0 | 0 | 0 | 0 | 0 | 0 | 0 | 0 | 0 | 0 | 0 | 0 | 0 | 0 | 0 | 0 | 0 | 0 | 0 | 0 | 0 | 0 | 0 | 0
F6_Commercial_OR - Health_Existing_Miscellaneous_Natural Gas_Pool Heater - Night Covers_A_Achievable Economic RVT Potential | F6 | Commercial | OR - Health | Existing | Miscellaneous | Natural Gas | Pool Heater - Night Covers | A | Incremental Winter Peak Savings (MW) | Achievable Economic RVT Potential | 0 | 0 | 0 | 0 | 0 | 0 | 0 | 0 | 0 | 0 | 0 | 0 | 0 | 0 | 0 | 0 | 0 | 0 | 0 | 0 | 0 | 0 | 0 | 0 | 0 | 0 | 0
F7_Commercial_OR - Health_Existing_Miscellaneous_Natural Gas_Pool Heater - Night Covers_A_Achievable Economic RVT Potential | F7 | Commercial | OR - Health | Existing | Miscellaneous | Natural Gas | Pool Heater - Night Covers | A | Cumulative Energy Savings (MWh or mTherms) | Achievable Economic RVT Potential | 0 | 0 | 0 | 0 | 0 | 0 | 0 | 0 | 0 | 0 | 0 | 0 | 0 | 0 | 0 | 0 | 0 | 0 | 0 | 0 | 0 | 0 | 0 | 0 | 0 | 0 | 0
F8_Commercial_OR - Health_Existing_Miscellaneous_Natural Gas_Pool Heater - Night Covers_A_Achievable Economic RVT Potential | F8 | Commercial | OR - Health | Existing | Miscellaneous | Natural Gas | Pool Heater - Night Covers | A | Cumulative Summer Peak Savings (MW) | Achievable Economic RVT Potential | 0 | 0 | 0 | 0 | 0 | 0 | 0 | 0 | 0 | 0 | 0 | 0 | 0 | 0 | 0 | 0 | 0 | 0 | 0 | 0 | 0 | 0 | 0 | 0 | 0 | 0 | 0
F9_Commercial_OR - Health_Existing_Miscellaneous_Natural Gas_Pool Heater - Night Covers_A_Achievable Economic RVT Potential | F9 | Commercial | OR - Health | Existing | Miscellaneous | Natural Gas | Pool Heater - Night Covers | A | Cumulative Winter Peak Savings (MW) | Achievable Economic RVT Potential | 0 | 0 | 0 | 0 | 0 | 0 | 0 | 0 | 0 | 0 | 0 | 0 | 0 | 0 | 0 | 0 | 0 | 0 | 0 | 0 | 0 | 0 | 0 | 0 | 0 | 0 | 0
F10_Commercial_OR - Health_Existing_Miscellaneous_Natural Gas_Pool Heater - Night Covers_A_Achievable Economic RVT Potential | F10 | Commercial | OR - Health | Existing | Miscellaneous | Natural Gas | Pool Heater - Night Covers | A | Purchases (Incremental) | Achievable Economic RVT Potential | 0 | 0 | 0 | 0 | 0 | 0 | 0 | 0 | 0 | 0 | 0 | 0 | 0 | 0 | 0 | 0 | 0 | 0 | 0 | 0 | 0 | 0 | 0 | 0 | 0 | 0 | 0
F11_Commercial_OR - Health_Existing_Miscellaneous_Natural Gas_Pool Heater - Night Covers_A_Achievable Economic RVT Potential | F11 | Commercial | OR - Health | Existing | Miscellaneous | Natural Gas | Pool Heater - Night Covers | A | Purchases (Cumulative) | Achievable Economic RVT Potential | 0 | 0 | 0 | 0 | 0 | 0 | 0 | 0 | 0 | 0 | 0 | 0 | 0 | 0 | 0 | 0 | 0 | 0 | 0 | 0 | 0 | 0 | 0 | 0 | 0 | 0 | 0
F1_Commercial_OR - Health_Existing_Space Heating_Natural Gas_Advanced New Construction Designs_A_Achievable Economic RVT Potential | F1 | Commercial | OR - Health | Existing | Space Heating | Natural Gas | Advanced New Construction Designs | A | Integrated Unit Energy Savings (kWh or therms) | Achievable Economic RVT Potential | 0 | 0 | 0 | 0 | 0 | 0 | 0 | 0 | 0 | 0 | 0 | 0 | 0 | 0 | 0 | 0 | 0 | 0 | 0 | 0 | 0 | 0 | 0 | 0 | 0 | 0 | 0
F2_Commercial_OR - Health_Existing_Space Heating_Natural Gas_Advanced New Construction Designs_A_Achievable Economic RVT Potential | F2 | Commercial | OR - Health | Existing | Space Heating | Natural Gas | Advanced New Construction Designs | A | Integrated Unit Summer Peak Savings (kW) | Achievable Economic RVT Potential | 0 | 0 | 0 | 0 | 0 | 0 | 0 | 0 | 0 | 0 | 0 | 0 | 0 | 0 | 0 | 0 | 0 | 0 | 0 | 0 | 0 | 0 | 0 | 0 | 0 | 0 | 0
F3_Commercial_OR - Health_Existing_Space Heating_Natural Gas_Advanced New Construction Designs_A_Achievable Economic RVT Potential | F3 | Commercial | OR - Health | Existing | Space Heating | Natural Gas | Advanced New Construction Designs | A | Integrated Unit Winter Peak Savings (kW) | Achievable Economic RVT Potential | 0 | 0 | 0 | 0 | 0 | 0 | 0 | 0 | 0 | 0 | 0 | 0 | 0 | 0 | 0 | 0 | 0 | 0 | 0 | 0 | 0 | 0 | 0 | 0 | 0 | 0 | 0
F4_Commercial_OR - Health_Existing_Space Heating_Natural Gas_Advanced New Construction Designs_A_Achievable Economic RVT Potential | F4 | Commercial | OR - Health | Existing | Space Heating | Natural Gas | Advanced New Construction Designs | A | Incremental Energy Savings (MWh or mTherms) | Achievable Economic RVT Potential | 0 | 0 | 0 | 0 | 0 | 0 | 0 | 0 | 0 | 0 | 0 | 0 | 0 | 0 | 0 | 0 | 0 | 0 | 0 | 0 | 0 | 0 | 0 | 0 | 0 | 0 | 0
F5_Commercial_OR - Health_Existing_Space Heating_Natural Gas_Advanced New Construction Designs_A_Achievable Economic RVT Potential | F5 | Commercial | OR - Health | Existing | Space Heating | Natural Gas | Advanced New Construction Designs | A | Incremental Summer Peak Savings (MW) | Achievable Economic RVT Potential | 0 | 0 | 0 | 0 | 0 | 0 | 0 | 0 | 0 | 0 | 0 | 0 | 0 | 0 | 0 | 0 | 0 | 0 | 0 | 0 | 0 | 0 | 0 | 0 | 0 | 0 | 0
F6_Commercial_OR - Health_Existing_Space Heating_Natural Gas_Advanced New Construction Designs_A_Achievable Economic RVT Potential | F6 | Commercial | OR - Health | Existing | Space Heating | Natural Gas | Advanced New Construction Designs | A | Incremental Winter Peak Savings (MW) | Achievable Economic RVT Potential | 0 | 0 | 0 | 0 | 0 | 0 | 0 | 0 | 0 | 0 | 0 | 0 | 0 | 0 | 0 | 0 | 0 | 0 | 0 | 0 | 0 | 0 | 0 | 0 | 0 | 0 | 0
F7_Commercial_OR - Health_Existing_Space Heating_Natural Gas_Advanced New Construction Designs_A_Achievable Economic RVT Potential | F7 | Commercial | OR - Health | Existing | Space Heating | Natural Gas | Advanced New Construction Designs | A | Cumulative Energy Savings (MWh or mTherms) | Achievable Economic RVT Potential | 0 | 0 | 0 | 0 | 0 | 0 | 0 | 0 | 0 | 0 | 0 | 0 | 0 | 0 | 0 | 0 | 0 | 0 | 0 | 0 | 0 | 0 | 0 | 0 | 0 | 0 | 0
F8_Commercial_OR - Health_Existing_Space Heating_Natural Gas_Advanced New Construction Designs_A_Achievable Economic RVT Potential | F8 | Commercial | OR - Health | Existing | Space Heating | Natural Gas | Advanced New Construction Designs | A | Cumulative Summer Peak Savings (MW) | Achievable Economic RVT Potential | 0 | 0 | 0 | 0 | 0 | 0 | 0 | 0 | 0 | 0 | 0 | 0 | 0 | 0 | 0 | 0 | 0 | 0 | 0 | 0 | 0 | 0 | 0 | 0 | 0 | 0 | 0
F9_Commercial_OR - Health_Existing_Space Heating_Natural Gas_Advanced New Construction Designs_A_Achievable Economic RVT Potential | F9 | Commercial | OR - Health | Existing | Space Heating | Natural Gas | Advanced New Construction Designs | A | Cumulative Winter Peak Savings (MW) | Achievable Economic RVT Potential | 0 | 0 | 0 | 0 | 0 | 0 | 0 | 0 | 0 | 0 | 0 | 0 | 0 | 0 | 0 | 0 | 0 | 0 | 0 | 0 | 0 | 0 | 0 | 0 | 0 | 0 | 0
F10_Commercial_OR - Health_Existing_Space Heating_Natural Gas_Advanced New Construction Designs_A_Achievable Economic RVT Potential | F10 | Commercial | OR - Health | Existing | Space Heating | Natural Gas | Advanced New Construction Designs | A | Purchases (Incremental) | Achievable Economic RVT Potential | 0 | 0 | 0 | 0 | 0 | 0 | 0 | 0 | 0 | 0 | 0 | 0 | 0 | 0 | 0 | 0 | 0 | 0 | 0 | 0 | 0 | 0 | 0 | 0 | 0 | 0 | 0
F11_Commercial_OR - Health_Existing_Space Heating_Natural Gas_Advanced New Construction Designs_A_Achievable Economic RVT Potential | F11 | Commercial | OR - Health | Existing | Space Heating | Natural Gas | Advanced New Construction Designs | A | Purchases (Cumulative) | Achievable Economic RVT Potential | 0 | 0 | 0 | 0 | 0 | 0 | 0 | 0 | 0 | 0 | 0 | 0 | 0 | 0 | 0 | 0 | 0 | 0 | 0 | 0 | 0 | 0 | 0 | 0 | 0 | 0 | 0
F1_Commercial_OR - Health_Existing_Water Heating_Natural Gas_Advanced New Construction Designs_A_Achievable Economic RVT Potential | F1 | Commercial | OR - Health | Existing | Water Heating | Natural Gas | Advanced New Construction Designs | A | Integrated Unit Energy Savings (kWh or therms) | Achievable Economic RVT Potential | 0 | 0 | 0 | 0 | 0 | 0 | 0 | 0 | 0 | 0 | 0 | 0 | 0 | 0 | 0 | 0 | 0 | 0 | 0 | 0 | 0 | 0 | 0 | 0 | 0 | 0 | 0
F2_Commercial_OR - Health_Existing_Water Heating_Natural Gas_Advanced New Construction Designs_A_Achievable Economic RVT Potential | F2 | Commercial | OR - Health | Existing | Water Heating | Natural Gas | Advanced New Construction Designs | A | Integrated Unit Summer Peak Savings (kW) | Achievable Economic RVT Potential | 0 | 0 | 0 | 0 | 0 | 0 | 0 | 0 | 0 | 0 | 0 | 0 | 0 | 0 | 0 | 0 | 0 | 0 | 0 | 0 | 0 | 0 | 0 | 0 | 0 | 0 | 0
F3_Commercial_OR - Health_Existing_Water Heating_Natural Gas_Advanced New Construction Designs_A_Achievable Economic RVT Potential | F3 | Commercial | OR - Health | Existing | Water Heating | Natural Gas | Advanced New Construction Designs | A | Integrated Unit Winter Peak Savings (kW) | Achievable Economic RVT Potential | 0 | 0 | 0 | 0 | 0 | 0 | 0 | 0 | 0 | 0 | 0 | 0 | 0 | 0 | 0 | 0 | 0 | 0 | 0 | 0 | 0 | 0 | 0 | 0 | 0 | 0 | 0
F4_Commercial_OR - Health_Existing_Water Heating_Natural Gas_Advanced New Construction Designs_A_Achievable Economic RVT Potential | F4 | Commercial | OR - Health | Existing | Water Heating | Natural Gas | Advanced New Construction Designs | A | Incremental Energy Savings (MWh or mTherms) | Achievable Economic RVT Potential | 0 | 0 | 0 | 0 | 0 | 0 | 0 | 0 | 0 | 0 | 0 | 0 | 0 | 0 | 0 | 0 | 0 | 0 | 0 | 0 | 0 | 0 | 0 | 0 | 0 | 0 | 0
F5_Commercial_OR - Health_Existing_Water Heating_Natural Gas_Advanced New Construction Designs_A_Achievable Economic RVT Potential | F5 | Commercial | OR - Health | Existing | Water Heating | Natural Gas | Advanced New Construction Designs | A | Incremental Summer Peak Savings (MW) | Achievable Economic RVT Potential | 0 | 0 | 0 | 0 | 0 | 0 | 0 | 0 | 0 | 0 | 0 | 0 | 0 | 0 | 0 | 0 | 0 | 0 | 0 | 0 | 0 | 0 | 0 | 0 | 0 | 0 | 0
F6_Commercial_OR - Health_Existing_Water Heating_Natural Gas_Advanced New Construction Designs_A_Achievable Economic RVT Potential | F6 | Commercial | OR - Health | Existing | Water Heating | Natural Gas | Advanced New Construction Designs | A | Incremental Winter Peak Savings (MW) | Achievable Economic RVT Potential | 0 | 0 | 0 | 0 | 0 | 0 | 0 | 0 | 0 | 0 | 0 | 0 | 0 | 0 | 0 | 0 | 0 | 0 | 0 | 0 | 0 | 0 | 0 | 0 | 0 | 0 | 0
F7_Commercial_OR - Health_Existing_Water Heating_Natural Gas_Advanced New Construction Designs_A_Achievable Economic RVT Potential | F7 | Commercial | OR - Health | Existing | Water Heating | Natural Gas | Advanced New Construction Designs | A | Cumulative Energy Savings (MWh or mTherms) | Achievable Economic RVT Potential | 0 | 0 | 0 | 0 | 0 | 0 | 0 | 0 | 0 | 0 | 0 | 0 | 0 | 0 | 0 | 0 | 0 | 0 | 0 | 0 | 0 | 0 | 0 | 0 | 0 | 0 | 0
F8_Commercial_OR - Health_Existing_Water Heating_Natural Gas_Advanced New Construction Designs_A_Achievable Economic RVT Potential | F8 | Commercial | OR - Health | Existing | Water Heating | Natural Gas | Advanced New Construction Designs | A | Cumulative Summer Peak Savings (MW) | Achievable Economic RVT Potential | 0 | 0 | 0 | 0 | 0 | 0 | 0 | 0 | 0 | 0 | 0 | 0 | 0 | 0 | 0 | 0 | 0 | 0 | 0 | 0 | 0 | 0 | 0 | 0 | 0 | 0 | 0
F9_Commercial_OR - Health_Existing_Water Heating_Natural Gas_Advanced New Construction Designs_A_Achievable Economic RVT Potential | F9 | Commercial | OR - Health | Existing | Water Heating | Natural Gas | Advanced New Construction Designs | A | Cumulative Winter Peak Savings (MW) | Achievable Economic RVT Potential | 0 | 0 | 0 | 0 | 0 | 0 | 0 | 0 | 0 | 0 | 0 | 0 | 0 | 0 | 0 | 0 | 0 | 0 | 0 | 0 | 0 | 0 | 0 | 0 | 0 | 0 | 0
F10_Commercial_OR - Health_Existing_Water Heating_Natural Gas_Advanced New Construction Designs_A_Achievable Economic RVT Potential | F10 | Commercial | OR - Health | Existing | Water Heating | Natural Gas | Advanced New Construction Designs | A | Purchases (Incremental) | Achievable Economic RVT Potential | 0 | 0 | 0 | 0 | 0 | 0 | 0 | 0 | 0 | 0 | 0 | 0 | 0 | 0 | 0 | 0 | 0 | 0 | 0 | 0 | 0 | 0 | 0 | 0 | 0 | 0 | 0
F11_Commercial_OR - Health_Existing_Water Heating_Natural Gas_Advanced New Construction Designs_A_Achievable Economic RVT Potential | F11 | Commercial | OR - Health | Existing | Water Heating | Natural Gas | Advanced New Construction Designs | A | Purchases (Cumulative) | Achievable Economic RVT Potential | 0 | 0 | 0 | 0 | 0 | 0 | 0 | 0 | 0 | 0 | 0 | 0 | 0 | 0 | 0 | 0 | 0 | 0 | 0 | 0 | 0 | 0 | 0 | 0 | 0 | 0 | 0
F1_Commercial_OR - Health_Existing_Space Heating_Natural Gas_Strategic Energy Management_A_Achievable Economic RVT Potential | F1 | Commercial | OR - Health | Existing | Space Heating | Natural Gas | Strategic Energy Management | A | Integrated Unit Energy Savings (kWh or therms) | Achievable Economic RVT Potential | 0 | 0 | 0.0065185 | 0.0064319 | 0.0063371 | 0.0062355 | 0.0061253 | 0.0060075 | 0.0058792 | 0.0057412 | 0.0055949 | 0.0054434 | 0.0052917 | 0.0051427 | 0.0049996 | 0.0048661 | 0.0047466 | 0.004652 | 0.0045829 | 0.0045265 | 0.0044861 | 0.0044494 | 0.0044435 | 0.0044381 | 0.0044331 | 0.0044287 | 0.0044246
F2_Commercial_OR - Health_Existing_Space Heating_Natural Gas_Strategic Energy Management_A_Achievable Economic RVT Potential | F2 | Commercial | OR - Health | Existing | Space Heating | Natural Gas | Strategic Energy Management | A | Integrated Unit Summer Peak Savings (kW) | Achievable Economic RVT Potential | 0 | 0 | 0 | 0 | 0 | 0 | 0 | 0 | 0 | 0 | 0 | 0 | 0 | 0 | 0 | 0 | 0 | 0 | 0 | 0 | 0 | 0 | 0 | 0 | 0 | 0 | 0
F3_Commercial_OR - Health_Existing_Space Heating_Natural Gas_Strategic Energy Management_A_Achievable Economic RVT Potential | F3 | Commercial | OR - Health | Existing | Space Heating | Natural Gas | Strategic Energy Management | A | Integrated Unit Winter Peak Savings (kW) | Achievable Economic RVT Potential | 0 | 0 | 0 | 0 | 0 | 0 | 0 | 0 | 0 | 0 | 0 | 0 | 0 | 0 | 0 | 0 | 0 | 0 | 0 | 0 | 0 | 0 | 0 | 0 | 0 | 0 | 0
F4_Commercial_OR - Health_Existing_Space Heating_Natural Gas_Strategic Energy Management_A_Achievable Economic RVT Potential | F4 | Commercial | OR - Health | Existing | Space Heating | Natural Gas | Strategic Energy Management | A | Incremental Energy Savings (MWh or mTherms) | Achievable Economic RVT Potential | 0 | 0 | 0 | 0 | 0 | 0 | 0 | 0 | 0 | 0 | 0 | 0 | 0 | 0 | 0 | 0 | 0 | 0 | 0 | 0 | 0 | 0 | 0 | 0 | 0 | 0 | 0
F5_Commercial_OR - Health_Existing_Space Heating_Natural Gas_Strategic Energy Management_A_Achievable Economic RVT Potential | F5 | Commercial | OR - Health | Existing | Space Heating | Natural Gas | Strategic Energy Management | A | Incremental Summer Peak Savings (MW) | Achievable Economic RVT Potential | 0 | 0 | 0 | 0 | 0 | 0 | 0 | 0 | 0 | 0 | 0 | 0 | 0 | 0 | 0 | 0 | 0 | 0 | 0 | 0 | 0 | 0 | 0 | 0 | 0 | 0 | 0
F6_Commercial_OR - Health_Existing_Space Heating_Natural Gas_Strategic Energy Management_A_Achievable Economic RVT Potential | F6 | Commercial | OR - Health | Existing | Space Heating | Natural Gas | Strategic Energy Management | A | Incremental Winter Peak Savings (MW) | Achievable Economic RVT Potential | 0 | 0 | 0 | 0 | 0 | 0 | 0 | 0 | 0 | 0 | 0 | 0 | 0 | 0 | 0 | 0 | 0 | 0 | 0 | 0 | 0 | 0 | 0 | 0 | 0 | 0 | 0
F7_Commercial_OR - Health_Existing_Space Heating_Natural Gas_Strategic Energy Management_A_Achievable Economic RVT Potential | F7 | Commercial | OR - Health | Existing | Space Heating | Natural Gas | Strategic Energy Management | A | Cumulative Energy Savings (MWh or mTherms) | Achievable Economic RVT Potential | 0 | 0 | 0 | 0 | 0 | 0 | 0 | 0 | 0 | 0 | 0 | 0 | 0 | 0 | 0 | 0 | 0 | 0 | 0 | 0 | 0 | 0 | 0 | 0 | 0 | 0 | 0
F8_Commercial_OR - Health_Existing_Space Heating_Natural Gas_Strategic Energy Management_A_Achievable Economic RVT Potential | F8 | Commercial | OR - Health | Existing | Space Heating | Natural Gas | Strategic Energy Management | A | Cumulative Summer Peak Savings (MW) | Achievable Economic RVT Potential | 0 | 0 | 0 | 0 | 0 | 0 | 0 | 0 | 0 | 0 | 0 | 0 | 0 | 0 | 0 | 0 | 0 | 0 | 0 | 0 | 0 | 0 | 0 | 0 | 0 | 0 | 0
F9_Commercial_OR - Health_Existing_Space Heating_Natural Gas_Strategic Energy Management_A_Achievable Economic RVT Potential | F9 | Commercial | OR - Health | Existing | Space Heating | Natural Gas | Strategic Energy Management | A | Cumulative Winter Peak Savings (MW) | Achievable Economic RVT Potential | 0 | 0 | 0 | 0 | 0 | 0 | 0 | 0 | 0 | 0 | 0 | 0 | 0 | 0 | 0 | 0 | 0 | 0 | 0 | 0 | 0 | 0 | 0 | 0 | 0 | 0 | 0
F10_Commercial_OR - Health_Existing_Space Heating_Natural Gas_Strategic Energy Management_A_Achievable Economic RVT Potential | F10 | Commercial | OR - Health | Existing | Space Heating | Natural Gas | Strategic Energy Management | A | Purchases (Incremental) | Achievable Economic RVT Potential | 0 | 0 | 0 | 0 | 0 | 0 | 0 | 0 | 0 | 0 | 0 | 0 | 0 | 0 | 0 | 0 | 0 | 0 | 0 | 0 | 0 | 0 | 0 | 0 | 0 | 0 | 0
F11_Commercial_OR - Health_Existing_Space Heating_Natural Gas_Strategic Energy Management_A_Achievable Economic RVT Potential | F11 | Commercial | OR - Health | Existing | Space Heating | Natural Gas | Strategic Energy Management | A | Purchases (Cumulative) | Achievable Economic RVT Potential | 0 | 0 | 0 | 0 | 0 | 0 | 0 | 0 | 0 | 0 | 0 | 0 | 0 | 0 | 0 | 0 | 0 | 0 | 0 | 0 | 0 | 0 | 0 | 0 | 0 | 0 | 0
F1_Commercial_OR - Health_Existing_Water Heating_Natural Gas_Strategic Energy Management_A_Achievable Economic RVT Potential | F1 | Commercial | OR - Health | Existing | Water Heating | Natural Gas | Strategic Energy Management | A | Integrated Unit Energy Savings (kWh or therms) | Achievable Economic RVT Potential | 0 | 0 | 0.0015128 | 0.0014845 | 0.0014585 | 0.0014343 | 0.0014117 | 0.0013905 | 0.0013712 | 0.0013539 | 0.0013381 | 0.001324 | 0.0013123 | 0.0013029 | 0.0012963 | 0.0012893 | 0.0012838 | 0.0012794 | 0.001276 | 0.0012733 | 0.0012713 | 0.0012699 | 0.0012689 | 0.0012682 | 0.0012673 | 0.001267 | 0.0012668
F2_Commercial_OR - Health_Existing_Water Heating_Natural Gas_Strategic Energy Management_A_Achievable Economic RVT Potential | F2 | Commercial | OR - Health | Existing | Water Heating | Natural Gas | Strategic Energy Management | A | Integrated Unit Summer Peak Savings (kW) | Achievable Economic RVT Potential | 0 | 0 | 0 | 0 | 0 | 0 | 0 | 0 | 0 | 0 | 0 | 0 | 0 | 0 | 0 | 0 | 0 | 0 | 0 | 0 | 0 | 0 | 0 | 0 | 0 | 0 | 0
F3_Commercial_OR - Health_Existing_Water Heating_Natural Gas_Strategic Energy Management_A_Achievable Economic RVT Potential | F3 | Commercial | OR - Health | Existing | Water Heating | Natural Gas | Strategic Energy Management | A | Integrated Unit Winter Peak Savings (kW) | Achievable Economic RVT Potential | 0 | 0 | 0 | 0 | 0 | 0 | 0 | 0 | 0 | 0 | 0 | 0 | 0 | 0 | 0 | 0 | 0 | 0 | 0 | 0 | 0 | 0 | 0 | 0 | 0 | 0 | 0
F4_Commercial_OR - Health_Existing_Water Heating_Natural Gas_Strategic Energy Management_A_Achievable Economic RVT Potential | F4 | Commercial | OR - Health | Existing | Water Heating | Natural Gas | Strategic Energy Management | A | Incremental Energy Savings (MWh or mTherms) | Achievable Economic RVT Potential | 0 | 0 | 0 | 0 | 0 | 0 | 0 | 0 | 0 | 0 | 0 | 0 | 0 | 0 | 0 | 0 | 0 | 0 | 0 | 0 | 0 | 0 | 0 | 0 | 0 | 0 | 0
F5_Commercial_OR - Health_Existing_Water Heating_Natural Gas_Strategic Energy Management_A_Achievable Economic RVT Potential | F5 | Commercial | OR - Health | Existing | Water Heating | Natural Gas | Strategic Energy Management | A | Incremental Summer Peak Savings (MW) | Achievable Economic RVT Potential | 0 | 0 | 0 | 0 | 0 | 0 | 0 | 0 | 0 | 0 | 0 | 0 | 0 | 0 | 0 | 0 | 0 | 0 | 0 | 0 | 0 | 0 | 0 | 0 | 0 | 0 | 0
F6_Commercial_OR - Health_Existing_Water Heating_Natural Gas_Strategic Energy Management_A_Achievable Economic RVT Potential | F6 | Commercial | OR - Health | Existing | Water Heating | Natural Gas | Strategic Energy Management | A | Incremental Winter Peak Savings (MW) | Achievable Economic RVT Potential | 0 | 0 | 0 | 0 | 0 | 0 | 0 | 0 | 0 | 0 | 0 | 0 | 0 | 0 | 0 | 0 | 0 | 0 | 0 | 0 | 0 | 0 | 0 | 0 | 0 | 0 | 0
F7_Commercial_OR - Health_Existing_Water Heating_Natural Gas_Strategic Energy Management_A_Achievable Economic RVT Potential | F7 | Commercial | OR - Health | Existing | Water Heating | Natural Gas | Strategic Energy Management | A | Cumulative Energy Savings (MWh or mTherms) | Achievable Economic RVT Potential | 0 | 0 | 0 | 0 | 0 | 0 | 0 | 0 | 0 | 0 | 0 | 0 | 0 | 0 | 0 | 0 | 0 | 0 | 0 | 0 | 0 | 0 | 0 | 0 | 0 | 0 | 0
F8_Commercial_OR - Health_Existing_Water Heating_Natural Gas_Strategic Energy Management_A_Achievable Economic RVT Potential | F8 | Commercial | OR - Health | Existing | Water Heating | Natural Gas | Strategic Energy Management | A | Cumulative Summer Peak Savings (MW) | Achievable Economic RVT Potential | 0 | 0 | 0 | 0 | 0 | 0 | 0 | 0 | 0 | 0 | 0 | 0 | 0 | 0 | 0 | 0 | 0 | 0 | 0 | 0 | 0 | 0 | 0 | 0 | 0 | 0 | 0
F9_Commercial_OR - Health_Existing_Water Heating_Natural Gas_Strategic Energy Management_A_Achievable Economic RVT Potential | F9 | Commercial | OR - Health | Existing | Water Heating | Natural Gas | Strategic Energy Management | A | Cumulative Winter Peak Savings (MW) | Achievable Economic RVT Potential | 0 | 0 | 0 | 0 | 0 | 0 | 0 | 0 | 0 | 0 | 0 | 0 | 0 | 0 | 0 | 0 | 0 | 0 | 0 | 0 | 0 | 0 | 0 | 0 | 0 | 0 | 0
F10_Commercial_OR - Health_Existing_Water Heating_Natural Gas_Strategic Energy Management_A_Achievable Economic RVT Potential | F10 | Commercial | OR - Health | Existing | Water Heating | Natural Gas | Strategic Energy Management | A | Purchases (Incremental) | Achievable Economic RVT Potential | 0 | 0 | 0 | 0 | 0 | 0 | 0 | 0 | 0 | 0 | 0 | 0 | 0 | 0 | 0 | 0 | 0 | 0 | 0 | 0 | 0 | 0 | 0 | 0 | 0 | 0 | 0
F11_Commercial_OR - Health_Existing_Water Heating_Natural Gas_Strategic Energy Management_A_Achievable Economic RVT Potential | F11 | Commercial | OR - Health | Existing | Water Heating | Natural Gas | Strategic Energy Management | A | Purchases (Cumulative) | Achievable Economic RVT Potential | 0 | 0 | 0 | 0 | 0 | 0 | 0 | 0 | 0 | 0 | 0 | 0 | 0 | 0 | 0 | 0 | 0 | 0 | 0 | 0 | 0 | 0 | 0 | 0 | 0 | 0 | 0
F1_Commercial_OR - Health_Existing_Space Heating_Natural Gas_Retrocommissioning_A_Achievable Economic RVT Potential | F1 | Commercial | OR - Health | Existing | Space Heating | Natural Gas | Retrocommissioning | A | Integrated Unit Energy Savings (kWh or therms) | Achievable Economic RVT Potential | 0 | 0 | 0.008001 | 0.0078886 | 0.0077662 | 0.0076386 | 0.0075036 | 0.0073593 | 0.0072022 | 0.007033 | 0.0068539 | 0.0066683 | 0.0064825 | 0.0062999 | 0.0061246 | 0.005961 | 0.0058146 | 0.0056988 | 0.0056141 | 0.005545 | 0.0054956 | 0.0054506 | 0.0054433 | 0.0054367 | 0.0054307 | 0.0054252 | 0.0054202
F2_Commercial_OR - Health_Existing_Space Heating_Natural Gas_Retrocommissioning_A_Achievable Economic RVT Potential | F2 | Commercial | OR - Health | Existing | Space Heating | Natural Gas | Retrocommissioning | A | Integrated Unit Summer Peak Savings (kW) | Achievable Economic RVT Potential | 0 | 0 | 0 | 0 | 0 | 0 | 0 | 0 | 0 | 0 | 0 | 0 | 0 | 0 | 0 | 0 | 0 | 0 | 0 | 0 | 0 | 0 | 0 | 0 | 0 | 0 | 0
F3_Commercial_OR - Health_Existing_Space Heating_Natural Gas_Retrocommissioning_A_Achievable Economic RVT Potential | F3 | Commercial | OR - Health | Existing | Space Heating | Natural Gas | Retrocommissioning | A | Integrated Unit Winter Peak Savings (kW) | Achievable Economic RVT Potential | 0 | 0 | 0 | 0 | 0 | 0 | 0 | 0 | 0 | 0 | 0 | 0 | 0 | 0 | 0 | 0 | 0 | 0 | 0 | 0 | 0 | 0 | 0 | 0 | 0 | 0 | 0
F4_Commercial_OR - Health_Existing_Space Heating_Natural Gas_Retrocommissioning_A_Achievable Economic RVT Potential | F4 | Commercial | OR - Health | Existing | Space Heating | Natural Gas | Retrocommissioning | A | Incremental Energy Savings (MWh or mTherms) | Achievable Economic RVT Potential | 0 | 0 | 0 | 0 | 0 | 0 | 0 | 0 | 0 | 0 | 0 | 0 | 0 | 0 | 0 | 0 | 0 | 0 | 0 | 0 | 0 | 0 | 0 | 0 | 0 | 0 | 0
F5_Commercial_OR - Health_Existing_Space Heating_Natural Gas_Retrocommissioning_A_Achievable Economic RVT Potential | F5 | Commercial | OR - Health | Existing | Space Heating | Natural Gas | Retrocommissioning | A | Incremental Summer Peak Savings (MW) | Achievable Economic RVT Potential | 0 | 0 | 0 | 0 | 0 | 0 | 0 | 0 | 0 | 0 | 0 | 0 | 0 | 0 | 0 | 0 | 0 | 0 | 0 | 0 | 0 | 0 | 0 | 0 | 0 | 0 | 0
F6_Commercial_OR - Health_Existing_Space Heating_Natural Gas_Retrocommissioning_A_Achievable Economic RVT Potential | F6 | Commercial | OR - Health | Existing | Space Heating | Natural Gas | Retrocommissioning | A | Incremental Winter Peak Savings (MW) | Achievable Economic RVT Potential | 0 | 0 | 0 | 0 | 0 | 0 | 0 | 0 | 0 | 0 | 0 | 0 | 0 | 0 | 0 | 0 | 0 | 0 | 0 | 0 | 0 | 0 | 0 | 0 | 0 | 0 | 0
F7_Commercial_OR - Health_Existing_Space Heating_Natural Gas_Retrocommissioning_A_Achievable Economic RVT Potential | F7 | Commercial | OR - Health | Existing | Space Heating | Natural Gas | Retrocommissioning | A | Cumulative Energy Savings (MWh or mTherms) | Achievable Economic RVT Potential | 0 | 0 | 0 | 0 | 0 | 0 | 0 | 0 | 0 | 0 | 0 | 0 | 0 | 0 | 0 | 0 | 0 | 0 | 0 | 0 | 0 | 0 | 0 | 0 | 0 | 0 | 0
F8_Commercial_OR - Health_Existing_Space Heating_Natural Gas_Retrocommissioning_A_Achievable Economic RVT Potential | F8 | Commercial | OR - Health | Existing | Space Heating | Natural Gas | Retrocommissioning | A | Cumulative Summer Peak Savings (MW) | Achievable Economic RVT Potential | 0 | 0 | 0 | 0 | 0 | 0 | 0 | 0 | 0 | 0 | 0 | 0 | 0 | 0 | 0 | 0 | 0 | 0 | 0 | 0 | 0 | 0 | 0 | 0 | 0 | 0 | 0
F9_Commercial_OR - Health_Existing_Space Heating_Natural Gas_Retrocommissioning_A_Achievable Economic RVT Potential | F9 | Commercial | OR - Health | Existing | Space Heating | Natural Gas | Retrocommissioning | A | Cumulative Winter Peak Savings (MW) | Achievable Economic RVT Potential | 0 | 0 | 0 | 0 | 0 | 0 | 0 | 0 | 0 | 0 | 0 | 0 | 0 | 0 | 0 | 0 | 0 | 0 | 0 | 0 | 0 | 0 | 0 | 0 | 0 | 0 | 0
F10_Commercial_OR - Health_Existing_Space Heating_Natural Gas_Retrocommissioning_A_Achievable Economic RVT Potential | F10 | Commercial | OR - Health | Existing | Space Heating | Natural Gas | Retrocommissioning | A | Purchases (Incremental) | Achievable Economic RVT Potential | 0 | 0 | 0 | 0 | 0 | 0 | 0 | 0 | 0 | 0 | 0 | 0 | 0 | 0 | 0 | 0 | 0 | 0 | 0 | 0 | 0 | 0 | 0 | 0 | 0 | 0 | 0
F11_Commercial_OR - Health_Existing_Space Heating_Natural Gas_Retrocommissioning_A_Achievable Economic RVT Potential | F11 | Commercial | OR - Health | Existing | Space Heating | Natural Gas | Retrocommissioning | A | Purchases (Cumulative) | Achievable Economic RVT Potential | 0 | 0 | 0 | 0 | 0 | 0 | 0 | 0 | 0 | 0 | 0 | 0 | 0 | 0 | 0 | 0 | 0 | 0 | 0 | 0 | 0 | 0 | 0 | 0 | 0 | 0 | 0
F1_Commercial_OR - Health_Existing_Water Heating_Natural Gas_Retrocommissioning_A_Achievable Economic RVT Potential | F1 | Commercial | OR - Health | Existing | Water Heating | Natural Gas | Retrocommissioning | A | Integrated Unit Energy Savings (kWh or therms) | Achievable Economic RVT Potential | 0 | 0 | 0.0018572 | 0.0018218 | 0.0017893 | 0.0017593 | 0.0017316 | 0.0017056 | 0.001682 | 0.0016607 | 0.0016413 | 0.001624 | 0.0016097 | 0.0015982 | 0.0015901 | 0.0015814 | 0.0015747 | 0.0015693 | 0.0015651 | 0.0015618 | 0.0015594 | 0.0015577 | 0.0015565 | 0.0015556 | 0.0015544 | 0.0015541 | 0.0015539
F2_Commercial_OR - Health_Existing_Water Heating_Natural Gas_Retrocommissioning_A_Achievable Economic RVT Potential | F2 | Commercial | OR - Health | Existing | Water Heating | Natural Gas | Retrocommissioning | A | Integrated Unit Summer Peak Savings (kW) | Achievable Economic RVT Potential | 0 | 0 | 0 | 0 | 0 | 0 | 0 | 0 | 0 | 0 | 0 | 0 | 0 | 0 | 0 | 0 | 0 | 0 | 0 | 0 | 0 | 0 | 0 | 0 | 0 | 0 | 0
F3_Commercial_OR - Health_Existing_Water Heating_Natural Gas_Retrocommissioning_A_Achievable Economic RVT Potential | F3 | Commercial | OR - Health | Existing | Water Heating | Natural Gas | Retrocommissioning | A | Integrated Unit Winter Peak Savings (kW) | Achievable Economic RVT Potential | 0 | 0 | 0 | 0 | 0 | 0 | 0 | 0 | 0 | 0 | 0 | 0 | 0 | 0 | 0 | 0 | 0 | 0 | 0 | 0 | 0 | 0 | 0 | 0 | 0 | 0 | 0
F4_Commercial_OR - Health_Existing_Water Heating_Natural Gas_Retrocommissioning_A_Achievable Economic RVT Potential | F4 | Commercial | OR - Health | Existing | Water Heating | Natural Gas | Retrocommissioning | A | Incremental Energy Savings (MWh or mTherms) | Achievable Economic RVT Potential | 0 | 0 | 0 | 0 | 0 | 0 | 0 | 0 | 0 | 0 | 0 | 0 | 0 | 0 | 0 | 0 | 0 | 0 | 0 | 0 | 0 | 0 | 0 | 0 | 0 | 0 | 0
F5_Commercial_OR - Health_Existing_Water Heating_Natural Gas_Retrocommissioning_A_Achievable Economic RVT Potential | F5 | Commercial | OR - Health | Existing | Water Heating | Natural Gas | Retrocommissioning | A | Incremental Summer Peak Savings (MW) | Achievable Economic RVT Potential | 0 | 0 | 0 | 0 | 0 | 0 | 0 | 0 | 0 | 0 | 0 | 0 | 0 | 0 | 0 | 0 | 0 | 0 | 0 | 0 | 0 | 0 | 0 | 0 | 0 | 0 | 0
F6_Commercial_OR - Health_Existing_Water Heating_Natural Gas_Retrocommissioning_A_Achievable Economic RVT Potential | F6 | Commercial | OR - Health | Existing | Water Heating | Natural Gas | Retrocommissioning | A | Incremental Winter Peak Savings (MW) | Achievable Economic RVT Potential | 0 | 0 | 0 | 0 | 0 | 0 | 0 | 0 | 0 | 0 | 0 | 0 | 0 | 0 | 0 | 0 | 0 | 0 | 0 | 0 | 0 | 0 | 0 | 0 | 0 | 0 | 0
F7_Commercial_OR - Health_Existing_Water Heating_Natural Gas_Retrocommissioning_A_Achievable Economic RVT Potential | F7 | Commercial | OR - Health | Existing | Water Heating | Natural Gas | Retrocommissioning | A | Cumulative Energy Savings (MWh or mTherms) | Achievable Economic RVT Potential | 0 | 0 | 0 | 0 | 0 | 0 | 0 | 0 | 0 | 0 | 0 | 0 | 0 | 0 | 0 | 0 | 0 | 0 | 0 | 0 | 0 | 0 | 0 | 0 | 0 | 0 | 0
F8_Commercial_OR - Health_Existing_Water Heating_Natural Gas_Retrocommissioning_A_Achievable Economic RVT Potential | F8 | Commercial | OR - Health | Existing | Water Heating | Natural Gas | Retrocommissioning | A | Cumulative Summer Peak Savings (MW) | Achievable Economic RVT Potential | 0 | 0 | 0 | 0 | 0 | 0 | 0 | 0 | 0 | 0 | 0 | 0 | 0 | 0 | 0 | 0 | 0 | 0 | 0 | 0 | 0 | 0 | 0 | 0 | 0 | 0 | 0
F9_Commercial_OR - Health_Existing_Water Heating_Natural Gas_Retrocommissioning_A_Achievable Economic RVT Potential | F9 | Commercial | OR - Health | Existing | Water Heating | Natural Gas | Retrocommissioning | A | Cumulative Winter Peak Savings (MW) | Achievable Economic RVT Potential | 0 | 0 | 0 | 0 | 0 | 0 | 0 | 0 | 0 | 0 | 0 | 0 | 0 | 0 | 0 | 0 | 0 | 0 | 0 | 0 | 0 | 0 | 0 | 0 | 0 | 0 | 0
F10_Commercial_OR - Health_Existing_Water Heating_Natural Gas_Retrocommissioning_A_Achievable Economic RVT Potential | F10 | Commercial | OR - Health | Existing | Water Heating | Natural Gas | Retrocommissioning | A | Purchases (Incremental) | Achievable Economic RVT Potential | 0 | 0 | 0 | 0 | 0 | 0 | 0 | 0 | 0 | 0 | 0 | 0 | 0 | 0 | 0 | 0 | 0 | 0 | 0 | 0 | 0 | 0 | 0 | 0 | 0 | 0 | 0
F11_Commercial_OR - Health_Existing_Water Heating_Natural Gas_Retrocommissioning_A_Achievable Economic RVT Potential | F11 | Commercial | OR - Health | Existing | Water Heating | Natural Gas | Retrocommissioning | A | Purchases (Cumulative) | Achievable Economic RVT Potential | 0 | 0 | 0 | 0 | 0 | 0 | 0 | 0 | 0 | 0 | 0 | 0 | 0 | 0 | 0 | 0 | 0 | 0 | 0 | 0 | 0 | 0 | 0 | 0 | 0 | 0 | 0
F1_Commercial_OR - Health_New_Space Heating_Natural Gas_Insulation - Ceiling_A_Achievable Economic RVT Potential | F1 | Commercial | OR - Health | New | Space Heating | Natural Gas | Insulation - Ceiling | A | Integrated Unit Energy Savings (kWh or therms) | Achievable Economic RVT Potential | 0 | 0 | 0 | 0 | 0 | 0 | 0 | 0 | 0 | 0 | 0 | 0 | 0 | 0 | 0 | 0 | 0 | 0 | 0 | 0 | 0 | 0 | 0 | 0 | 0 | 0 | 0
F2_Commercial_OR - Health_New_Space Heating_Natural Gas_Insulation - Ceiling_A_Achievable Economic RVT Potential | F2 | Commercial | OR - Health | New | Space Heating | Natural Gas | Insulation - Ceiling | A | Integrated Unit Summer Peak Savings (kW) | Achievable Economic RVT Potential | 0 | 0 | 0 | 0 | 0 | 0 | 0 | 0 | 0 | 0 | 0 | 0 | 0 | 0 | 0 | 0 | 0 | 0 | 0 | 0 | 0 | 0 | 0 | 0 | 0 | 0 | 0
F3_Commercial_OR - Health_New_Space Heating_Natural Gas_Insulation - Ceiling_A_Achievable Economic RVT Potential | F3 | Commercial | OR - Health | New | Space Heating | Natural Gas | Insulation - Ceiling | A | Integrated Unit Winter Peak Savings (kW) | Achievable Economic RVT Potential | 0 | 0 | 0 | 0 | 0 | 0 | 0 | 0 | 0 | 0 | 0 | 0 | 0 | 0 | 0 | 0 | 0 | 0 | 0 | 0 | 0 | 0 | 0 | 0 | 0 | 0 | 0
F4_Commercial_OR - Health_New_Space Heating_Natural Gas_Insulation - Ceiling_A_Achievable Economic RVT Potential | F4 | Commercial | OR - Health | New | Space Heating | Natural Gas | Insulation - Ceiling | A | Incremental Energy Savings (MWh or mTherms) | Achievable Economic RVT Potential | 0 | 0 | 0 | 0 | 0 | 0 | 0 | 0 | 0 | 0 | 0 | 0 | 0 | 0 | 0 | 0 | 0 | 0 | 0 | 0 | 0 | 0 | 0 | 0 | 0 | 0 | 0
F5_Commercial_OR - Health_New_Space Heating_Natural Gas_Insulation - Ceiling_A_Achievable Economic RVT Potential | F5 | Commercial | OR - Health | New | Space Heating | Natural Gas | Insulation - Ceiling | A | Incremental Summer Peak Savings (MW) | Achievable Economic RVT Potential | 0 | 0 | 0 | 0 | 0 | 0 | 0 | 0 | 0 | 0 | 0 | 0 | 0 | 0 | 0 | 0 | 0 | 0 | 0 | 0 | 0 | 0 | 0 | 0 | 0 | 0 | 0
F6_Commercial_OR - Health_New_Space Heating_Natural Gas_Insulation - Ceiling_A_Achievable Economic RVT Potential | F6 | Commercial | OR - Health | New | Space Heating | Natural Gas | Insulation - Ceiling | A | Incremental Winter Peak Savings (MW) | Achievable Economic RVT Potential | 0 | 0 | 0 | 0 | 0 | 0 | 0 | 0 | 0 | 0 | 0 | 0 | 0 | 0 | 0 | 0 | 0 | 0 | 0 | 0 | 0 | 0 | 0 | 0 | 0 | 0 | 0
F7_Commercial_OR - Health_New_Space Heating_Natural Gas_Insulation - Ceiling_A_Achievable Economic RVT Potential | F7 | Commercial | OR - Health | New | Space Heating | Natural Gas | Insulation - Ceiling | A | Cumulative Energy Savings (MWh or mTherms) | Achievable Economic RVT Potential | 0 | 0 | 0 | 0 | 0 | 0 | 0 | 0 | 0 | 0 | 0 | 0 | 0 | 0 | 0 | 0 | 0 | 0 | 0 | 0 | 0 | 0 | 0 | 0 | 0 | 0 | 0
F8_Commercial_OR - Health_New_Space Heating_Natural Gas_Insulation - Ceiling_A_Achievable Economic RVT Potential | F8 | Commercial | OR - Health | New | Space Heating | Natural Gas | Insulation - Ceiling | A | Cumulative Summer Peak Savings (MW) | Achievable Economic RVT Potential | 0 | 0 | 0 | 0 | 0 | 0 | 0 | 0 | 0 | 0 | 0 | 0 | 0 | 0 | 0 | 0 | 0 | 0 | 0 | 0 | 0 | 0 | 0 | 0 | 0 | 0 | 0
F9_Commercial_OR - Health_New_Space Heating_Natural Gas_Insulation - Ceiling_A_Achievable Economic RVT Potential | F9 | Commercial | OR - Health | New | Space Heating | Natural Gas | Insulation - Ceiling | A | Cumulative Winter Peak Savings (MW) | Achievable Economic RVT Potential | 0 | 0 | 0 | 0 | 0 | 0 | 0 | 0 | 0 | 0 | 0 | 0 | 0 | 0 | 0 | 0 | 0 | 0 | 0 | 0 | 0 | 0 | 0 | 0 | 0 | 0 | 0
F10_Commercial_OR - Health_New_Space Heating_Natural Gas_Insulation - Ceiling_A_Achievable Economic RVT Potential | F10 | Commercial | OR - Health | New | Space Heating | Natural Gas | Insulation - Ceiling | A | Purchases (Incremental) | Achievable Economic RVT Potential | 0 | 0 | 0 | 0 | 0 | 0 | 0 | 0 | 0 | 0 | 0 | 0 | 0 | 0 | 0 | 0 | 0 | 0 | 0 | 0 | 0 | 0 | 0 | 0 | 0 | 0 | 0
F11_Commercial_OR - Health_New_Space Heating_Natural Gas_Insulation - Ceiling_A_Achievable Economic RVT Potential | F11 | Commercial | OR - Health | New | Space Heating | Natural Gas | Insulation - Ceiling | A | Purchases (Cumulative) | Achievable Economic RVT Potential | 0 | 0 | 0 | 0 | 0 | 0 | 0 | 0 | 0 | 0 | 0 | 0 | 0 | 0 | 0 | 0 | 0 | 0 | 0 | 0 | 0 | 0 | 0 | 0 | 0 | 0 | 0
F1_Commercial_OR - Health_New_Space Heating_Natural Gas_Insulation - Ducting_A_Achievable Economic RVT Potential | F1 | Commercial | OR - Health | New | Space Heating | Natural Gas | Insulation - Ducting | A | Integrated Unit Energy Savings (kWh or therms) | Achievable Economic RVT Potential | 0 | 0 | 0 | 0 | 0 | 0 | 0 | 0 | 0 | 0 | 0 | 0 | 0 | 0 | 0 | 0 | 0 | 0 | 0 | 0 | 0 | 0 | 0 | 0 | 0 | 0 | 0
F2_Commercial_OR - Health_New_Space Heating_Natural Gas_Insulation - Ducting_A_Achievable Economic RVT Potential | F2 | Commercial | OR - Health | New | Space Heating | Natural Gas | Insulation - Ducting | A | Integrated Unit Summer Peak Savings (kW) | Achievable Economic RVT Potential | 0 | 0 | 0 | 0 | 0 | 0 | 0 | 0 | 0 | 0 | 0 | 0 | 0 | 0 | 0 | 0 | 0 | 0 | 0 | 0 | 0 | 0 | 0 | 0 | 0 | 0 | 0
F3_Commercial_OR - Health_New_Space Heating_Natural Gas_Insulation - Ducting_A_Achievable Economic RVT Potential | F3 | Commercial | OR - Health | New | Space Heating | Natural Gas | Insulation - Ducting | A | Integrated Unit Winter Peak Savings (kW) | Achievable Economic RVT Potential | 0 | 0 | 0 | 0 | 0 | 0 | 0 | 0 | 0 | 0 | 0 | 0 | 0 | 0 | 0 | 0 | 0 | 0 | 0 | 0 | 0 | 0 | 0 | 0 | 0 | 0 | 0
F4_Commercial_OR - Health_New_Space Heating_Natural Gas_Insulation - Ducting_A_Achievable Economic RVT Potential | F4 | Commercial | OR - Health | New | Space Heating | Natural Gas | Insulation - Ducting | A | Incremental Energy Savings (MWh or mTherms) | Achievable Economic RVT Potential | 0 | 0 | 0 | 0 | 0 | 0 | 0 | 0 | 0 | 0 | 0 | 0 | 0 | 0 | 0 | 0 | 0 | 0 | 0 | 0 | 0 | 0 | 0 | 0 | 0 | 0 | 0
F5_Commercial_OR - Health_New_Space Heating_Natural Gas_Insulation - Ducting_A_Achievable Economic RVT Potential | F5 | Commercial | OR - Health | New | Space Heating | Natural Gas | Insulation - Ducting | A | Incremental Summer Peak Savings (MW) | Achievable Economic RVT Potential | 0 | 0 | 0 | 0 | 0 | 0 | 0 | 0 | 0 | 0 | 0 | 0 | 0 | 0 | 0 | 0 | 0 | 0 | 0 | 0 | 0 | 0 | 0 | 0 | 0 | 0 | 0
F6_Commercial_OR - Health_New_Space Heating_Natural Gas_Insulation - Ducting_A_Achievable Economic RVT Potential | F6 | Commercial | OR - Health | New | Space Heating | Natural Gas | Insulation - Ducting | A | Incremental Winter Peak Savings (MW) | Achievable Economic RVT Potential | 0 | 0 | 0 | 0 | 0 | 0 | 0 | 0 | 0 | 0 | 0 | 0 | 0 | 0 | 0 | 0 | 0 | 0 | 0 | 0 | 0 | 0 | 0 | 0 | 0 | 0 | 0
F7_Commercial_OR - Health_New_Space Heating_Natural Gas_Insulation - Ducting_A_Achievable Economic RVT Potential | F7 | Commercial | OR - Health | New | Space Heating | Natural Gas | Insulation - Ducting | A | Cumulative Energy Savings (MWh or mTherms) | Achievable Economic RVT Potential | 0 | 0 | 0 | 0 | 0 | 0 | 0 | 0 | 0 | 0 | 0 | 0 | 0 | 0 | 0 | 0 | 0 | 0 | 0 | 0 | 0 | 0 | 0 | 0 | 0 | 0 | 0
F8_Commercial_OR - Health_New_Space Heating_Natural Gas_Insulation - Ducting_A_Achievable Economic RVT Potential | F8 | Commercial | OR - Health | New | Space Heating | Natural Gas | Insulation - Ducting | A | Cumulative Summer Peak Savings (MW) | Achievable Economic RVT Potential | 0 | 0 | 0 | 0 | 0 | 0 | 0 | 0 | 0 | 0 | 0 | 0 | 0 | 0 | 0 | 0 | 0 | 0 | 0 | 0 | 0 | 0 | 0 | 0 | 0 | 0 | 0
F9_Commercial_OR - Health_New_Space Heating_Natural Gas_Insulation - Ducting_A_Achievable Economic RVT Potential | F9 | Commercial | OR - Health | New | Space Heating | Natural Gas | Insulation - Ducting | A | Cumulative Winter Peak Savings (MW) | Achievable Economic RVT Potential | 0 | 0 | 0 | 0 | 0 | 0 | 0 | 0 | 0 | 0 | 0 | 0 | 0 | 0 | 0 | 0 | 0 | 0 | 0 | 0 | 0 | 0 | 0 | 0 | 0 | 0 | 0
F10_Commercial_OR - Health_New_Space Heating_Natural Gas_Insulation - Ducting_A_Achievable Economic RVT Potential | F10 | Commercial | OR - Health | New | Space Heating | Natural Gas | Insulation - Ducting | A | Purchases (Incremental) | Achievable Economic RVT Potential | 0 | 0 | 0 | 0 | 0 | 0 | 0 | 0 | 0 | 0 | 0 | 0 | 0 | 0 | 0 | 0 | 0 | 0 | 0 | 0 | 0 | 0 | 0 | 0 | 0 | 0 | 0
F11_Commercial_OR - Health_New_Space Heating_Natural Gas_Insulation - Ducting_A_Achievable Economic RVT Potential | F11 | Commercial | OR - Health | New | Space Heating | Natural Gas | Insulation - Ducting | A | Purchases (Cumulative) | Achievable Economic RVT Potential | 0 | 0 | 0 | 0 | 0 | 0 | 0 | 0 | 0 | 0 | 0 | 0 | 0 | 0 | 0 | 0 | 0 | 0 | 0 | 0 | 0 | 0 | 0 | 0 | 0 | 0 | 0
F1_Commercial_OR - Health_New_Space Heating_Natural Gas_Insulation - Wall Cavity_A_Achievable Economic RVT Potential | F1 | Commercial | OR - Health | New | Space Heating | Natural Gas | Insulation - Wall Cavity | A | Integrated Unit Energy Savings (kWh or therms) | Achievable Economic RVT Potential | 0 | 0 | 0 | 0 | 0 | 0 | 0 | 0 | 0 | 0 | 0 | 0 | 0 | 0 | 0 | 0 | 0 | 0 | 0 | 0 | 0 | 0 | 0 | 0 | 0 | 0 | 0
F2_Commercial_OR - Health_New_Space Heating_Natural Gas_Insulation - Wall Cavity_A_Achievable Economic RVT Potential | F2 | Commercial | OR - Health | New | Space Heating | Natural Gas | Insulation - Wall Cavity | A | Integrated Unit Summer Peak Savings (kW) | Achievable Economic RVT Potential | 0 | 0 | 0 | 0 | 0 | 0 | 0 | 0 | 0 | 0 | 0 | 0 | 0 | 0 | 0 | 0 | 0 | 0 | 0 | 0 | 0 | 0 | 0 | 0 | 0 | 0 | 0
F3_Commercial_OR - Health_New_Space Heating_Natural Gas_Insulation - Wall Cavity_A_Achievable Economic RVT Potential | F3 | Commercial | OR - Health | New | Space Heating | Natural Gas | Insulation - Wall Cavity | A | Integrated Unit Winter Peak Savings (kW) | Achievable Economic RVT Potential | 0 | 0 | 0 | 0 | 0 | 0 | 0 | 0 | 0 | 0 | 0 | 0 | 0 | 0 | 0 | 0 | 0 | 0 | 0 | 0 | 0 | 0 | 0 | 0 | 0 | 0 | 0
F4_Commercial_OR - Health_New_Space Heating_Natural Gas_Insulation - Wall Cavity_A_Achievable Economic RVT Potential | F4 | Commercial | OR - Health | New | Space Heating | Natural Gas | Insulation - Wall Cavity | A | Incremental Energy Savings (MWh or mTherms) | Achievable Economic RVT Potential | 0 | 0 | 0 | 0 | 0 | 0 | 0 | 0 | 0 | 0 | 0 | 0 | 0 | 0 | 0 | 0 | 0 | 0 | 0 | 0 | 0 | 0 | 0 | 0 | 0 | 0 | 0
F5_Commercial_OR - Health_New_Space Heating_Natural Gas_Insulation - Wall Cavity_A_Achievable Economic RVT Potential | F5 | Commercial | OR - Health | New | Space Heating | Natural Gas | Insulation - Wall Cavity | A | Incremental Summer Peak Savings (MW) | Achievable Economic RVT Potential | 0 | 0 | 0 | 0 | 0 | 0 | 0 | 0 | 0 | 0 | 0 | 0 | 0 | 0 | 0 | 0 | 0 | 0 | 0 | 0 | 0 | 0 | 0 | 0 | 0 | 0 | 0
F6_Commercial_OR - Health_New_Space Heating_Natural Gas_Insulation - Wall Cavity_A_Achievable Economic RVT Potential | F6 | Commercial | OR - Health | New | Space Heating | Natural Gas | Insulation - Wall Cavity | A | Incremental Winter Peak Savings (MW) | Achievable Economic RVT Potential | 0 | 0 | 0 | 0 | 0 | 0 | 0 | 0 | 0 | 0 | 0 | 0 | 0 | 0 | 0 | 0 | 0 | 0 | 0 | 0 | 0 | 0 | 0 | 0 | 0 | 0 | 0
F7_Commercial_OR - Health_New_Space Heating_Natural Gas_Insulation - Wall Cavity_A_Achievable Economic RVT Potential | F7 | Commercial | OR - Health | New | Space Heating | Natural Gas | Insulation - Wall Cavity | A | Cumulative Energy Savings (MWh or mTherms) | Achievable Economic RVT Potential | 0 | 0 | 0 | 0 | 0 | 0 | 0 | 0 | 0 | 0 | 0 | 0 | 0 | 0 | 0 | 0 | 0 | 0 | 0 | 0 | 0 | 0 | 0 | 0 | 0 | 0 | 0
F8_Commercial_OR - Health_New_Space Heating_Natural Gas_Insulation - Wall Cavity_A_Achievable Economic RVT Potential | F8 | Commercial | OR - Health | New | Space Heating | Natural Gas | Insulation - Wall Cavity | A | Cumulative Summer Peak Savings (MW) | Achievable Economic RVT Potential | 0 | 0 | 0 | 0 | 0 | 0 | 0 | 0 | 0 | 0 | 0 | 0 | 0 | 0 | 0 | 0 | 0 | 0 | 0 | 0 | 0 | 0 | 0 | 0 | 0 | 0 | 0
F9_Commercial_OR - Health_New_Space Heating_Natural Gas_Insulation - Wall Cavity_A_Achievable Economic RVT Potential | F9 | Commercial | OR - Health | New | Space Heating | Natural Gas | Insulation - Wall Cavity | A | Cumulative Winter Peak Savings (MW) | Achievable Economic RVT Potential | 0 | 0 | 0 | 0 | 0 | 0 | 0 | 0 | 0 | 0 | 0 | 0 | 0 | 0 | 0 | 0 | 0 | 0 | 0 | 0 | 0 | 0 | 0 | 0 | 0 | 0 | 0
F10_Commercial_OR - Health_New_Space Heating_Natural Gas_Insulation - Wall Cavity_A_Achievable Economic RVT Potential | F10 | Commercial | OR - Health | New | Space Heating | Natural Gas | Insulation - Wall Cavity | A | Purchases (Incremental) | Achievable Economic RVT Potential | 0 | 0 | 0 | 0 | 0 | 0 | 0 | 0 | 0 | 0 | 0 | 0 | 0 | 0 | 0 | 0 | 0 | 0 | 0 | 0 | 0 | 0 | 0 | 0 | 0 | 0 | 0
F11_Commercial_OR - Health_New_Space Heating_Natural Gas_Insulation - Wall Cavity_A_Achievable Economic RVT Potential | F11 | Commercial | OR - Health | New | Space Heating | Natural Gas | Insulation - Wall Cavity | A | Purchases (Cumulative) | Achievable Economic RVT Potential | 0 | 0 | 0 | 0 | 0 | 0 | 0 | 0 | 0 | 0 | 0 | 0 | 0 | 0 | 0 | 0 | 0 | 0 | 0 | 0 | 0 | 0 | 0 | 0 | 0 | 0 | 0
F1_Commercial_OR - Health_New_Space Heating_Natural Gas_Green Roof - Vegetated Rooftop_A_Achievable Economic RVT Potential | F1 | Commercial | OR - Health | New | Space Heating | Natural Gas | Green Roof - Vegetated Rooftop | A | Integrated Unit Energy Savings (kWh or therms) | Achievable Economic RVT Potential | 0 | 0 | 0 | 0 | 0 | 0 | 0 | 0 | 0 | 0 | 0 | 0 | 0 | 0 | 0 | 0 | 0 | 0 | 0 | 0 | 0 | 0 | 0 | 0 | 0 | 0 | 0
F2_Commercial_OR - Health_New_Space Heating_Natural Gas_Green Roof - Vegetated Rooftop_A_Achievable Economic RVT Potential | F2 | Commercial | OR - Health | New | Space Heating | Natural Gas | Green Roof - Vegetated Rooftop | A | Integrated Unit Summer Peak Savings (kW) | Achievable Economic RVT Potential | 0 | 0 | 0 | 0 | 0 | 0 | 0 | 0 | 0 | 0 | 0 | 0 | 0 | 0 | 0 | 0 | 0 | 0 | 0 | 0 | 0 | 0 | 0 | 0 | 0 | 0 | 0
F3_Commercial_OR - Health_New_Space Heating_Natural Gas_Green Roof - Vegetated Rooftop_A_Achievable Economic RVT Potential | F3 | Commercial | OR - Health | New | Space Heating | Natural Gas | Green Roof - Vegetated Rooftop | A | Integrated Unit Winter Peak Savings (kW) | Achievable Economic RVT Potential | 0 | 0 | 0 | 0 | 0 | 0 | 0 | 0 | 0 | 0 | 0 | 0 | 0 | 0 | 0 | 0 | 0 | 0 | 0 | 0 | 0 | 0 | 0 | 0 | 0 | 0 | 0
F4_Commercial_OR - Health_New_Space Heating_Natural Gas_Green Roof - Vegetated Rooftop_A_Achievable Economic RVT Potential | F4 | Commercial | OR - Health | New | Space Heating | Natural Gas | Green Roof - Vegetated Rooftop | A | Incremental Energy Savings (MWh or mTherms) | Achievable Economic RVT Potential | 0 | 0 | 0 | 0 | 0 | 0 | 0 | 0 | 0 | 0 | 0 | 0 | 0 | 0 | 0 | 0 | 0 | 0 | 0 | 0 | 0 | 0 | 0 | 0 | 0 | 0 | 0
F5_Commercial_OR - Health_New_Space Heating_Natural Gas_Green Roof - Vegetated Rooftop_A_Achievable Economic RVT Potential | F5 | Commercial | OR - Health | New | Space Heating | Natural Gas | Green Roof - Vegetated Rooftop | A | Incremental Summer Peak Savings (MW) | Achievable Economic RVT Potential | 0 | 0 | 0 | 0 | 0 | 0 | 0 | 0 | 0 | 0 | 0 | 0 | 0 | 0 | 0 | 0 | 0 | 0 | 0 | 0 | 0 | 0 | 0 | 0 | 0 | 0 | 0
F6_Commercial_OR - Health_New_Space Heating_Natural Gas_Green Roof - Vegetated Rooftop_A_Achievable Economic RVT Potential | F6 | Commercial | OR - Health | New | Space Heating | Natural Gas | Green Roof - Vegetated Rooftop | A | Incremental Winter Peak Savings (MW) | Achievable Economic RVT Potential | 0 | 0 | 0 | 0 | 0 | 0 | 0 | 0 | 0 | 0 | 0 | 0 | 0 | 0 | 0 | 0 | 0 | 0 | 0 | 0 | 0 | 0 | 0 | 0 | 0 | 0 | 0
F7_Commercial_OR - Health_New_Space Heating_Natural Gas_Green Roof - Vegetated Rooftop_A_Achievable Economic RVT Potential | F7 | Commercial | OR - Health | New | Space Heating | Natural Gas | Green Roof - Vegetated Rooftop | A | Cumulative Energy Savings (MWh or mTherms) | Achievable Economic RVT Potential | 0 | 0 | 0 | 0 | 0 | 0 | 0 | 0 | 0 | 0 | 0 | 0 | 0 | 0 | 0 | 0 | 0 | 0 | 0 | 0 | 0 | 0 | 0 | 0 | 0 | 0 | 0
F8_Commercial_OR - Health_New_Space Heating_Natural Gas_Green Roof - Vegetated Rooftop_A_Achievable Economic RVT Potential | F8 | Commercial | OR - Health | New | Space Heating | Natural Gas | Green Roof - Vegetated Rooftop | A | Cumulative Summer Peak Savings (MW) | Achievable Economic RVT Potential | 0 | 0 | 0 | 0 | 0 | 0 | 0 | 0 | 0 | 0 | 0 | 0 | 0 | 0 | 0 | 0 | 0 | 0 | 0 | 0 | 0 | 0 | 0 | 0 | 0 | 0 | 0
F9_Commercial_OR - Health_New_Space Heating_Natural Gas_Green Roof - Vegetated Rooftop_A_Achievable Economic RVT Potential | F9 | Commercial | OR - Health | New | Space Heating | Natural Gas | Green Roof - Vegetated Rooftop | A | Cumulative Winter Peak Savings (MW) | Achievable Economic RVT Potential | 0 | 0 | 0 | 0 | 0 | 0 | 0 | 0 | 0 | 0 | 0 | 0 | 0 | 0 | 0 | 0 | 0 | 0 | 0 | 0 | 0 | 0 | 0 | 0 | 0 | 0 | 0
F10_Commercial_OR - Health_New_Space Heating_Natural Gas_Green Roof - Vegetated Rooftop_A_Achievable Economic RVT Potential | F10 | Commercial | OR - Health | New | Space Heating | Natural Gas | Green Roof - Vegetated Rooftop | A | Purchases (Incremental) | Achievable Economic RVT Potential | 0 | 0 | 0 | 0 | 0 | 0 | 0 | 0 | 0 | 0 | 0 | 0 | 0 | 0 | 0 | 0 | 0 | 0 | 0 | 0 | 0 | 0 | 0 | 0 | 0 | 0 | 0
F11_Commercial_OR - Health_New_Space Heating_Natural Gas_Green Roof - Vegetated Rooftop_A_Achievable Economic RVT Potential | F11 | Commercial | OR - Health | New | Space Heating | Natural Gas | Green Roof - Vegetated Rooftop | A | Purchases (Cumulative) | Achievable Economic RVT Potential | 0 | 0 | 0 | 0 | 0 | 0 | 0 | 0 | 0 | 0 | 0 | 0 | 0 | 0 | 0 | 0 | 0 | 0 | 0 | 0 | 0 | 0 | 0 | 0 | 0 | 0 | 0
F1_Commercial_OR - Health_New_Space Heating_Natural Gas_Ducting - Repair and Sealing_A_Achievable Economic RVT Potential | F1 | Commercial | OR - Health | New | Space Heating | Natural Gas | Ducting - Repair and Sealing | A | Integrated Unit Energy Savings (kWh or therms) | Achievable Economic RVT Potential | 0 | 0 | 0 | 0 | 0 | 0 | 0 | 0 | 0 | 0 | 0 | 0 | 0 | 0 | 0 | 0 | 0 | 0 | 0 | 0 | 0 | 0 | 0 | 0 | 0 | 0 | 0
F2_Commercial_OR - Health_New_Space Heating_Natural Gas_Ducting - Repair and Sealing_A_Achievable Economic RVT Potential | F2 | Commercial | OR - Health | New | Space Heating | Natural Gas | Ducting - Repair and Sealing | A | Integrated Unit Summer Peak Savings (kW) | Achievable Economic RVT Potential | 0 | 0 | 0 | 0 | 0 | 0 | 0 | 0 | 0 | 0 | 0 | 0 | 0 | 0 | 0 | 0 | 0 | 0 | 0 | 0 | 0 | 0 | 0 | 0 | 0 | 0 | 0
F3_Commercial_OR - Health_New_Space Heating_Natural Gas_Ducting - Repair and Sealing_A_Achievable Economic RVT Potential | F3 | Commercial | OR - Health | New | Space Heating | Natural Gas | Ducting - Repair and Sealing | A | Integrated Unit Winter Peak Savings (kW) | Achievable Economic RVT Potential | 0 | 0 | 0 | 0 | 0 | 0 | 0 | 0 | 0 | 0 | 0 | 0 | 0 | 0 | 0 | 0 | 0 | 0 | 0 | 0 | 0 | 0 | 0 | 0 | 0 | 0 | 0
F4_Commercial_OR - Health_New_Space Heating_Natural Gas_Ducting - Repair and Sealing_A_Achievable Economic RVT Potential | F4 | Commercial | OR - Health | New | Space Heating | Natural Gas | Ducting - Repair and Sealing | A | Incremental Energy Savings (MWh or mTherms) | Achievable Economic RVT Potential | 0 | 0 | 0 | 0 | 0 | 0 | 0 | 0 | 0 | 0 | 0 | 0 | 0 | 0 | 0 | 0 | 0 | 0 | 0 | 0 | 0 | 0 | 0 | 0 | 0 | 0 | 0
F5_Commercial_OR - Health_New_Space Heating_Natural Gas_Ducting - Repair and Sealing_A_Achievable Economic RVT Potential | F5 | Commercial | OR - Health | New | Space Heating | Natural Gas | Ducting - Repair and Sealing | A | Incremental Summer Peak Savings (MW) | Achievable Economic RVT Potential | 0 | 0 | 0 | 0 | 0 | 0 | 0 | 0 | 0 | 0 | 0 | 0 | 0 | 0 | 0 | 0 | 0 | 0 | 0 | 0 | 0 | 0 | 0 | 0 | 0 | 0 | 0
F6_Commercial_OR - Health_New_Space Heating_Natural Gas_Ducting - Repair and Sealing_A_Achievable Economic RVT Potential | F6 | Commercial | OR - Health | New | Space Heating | Natural Gas | Ducting - Repair and Sealing | A | Incremental Winter Peak Savings (MW) | Achievable Economic RVT Potential | 0 | 0 | 0 | 0 | 0 | 0 | 0 | 0 | 0 | 0 | 0 | 0 | 0 | 0 | 0 | 0 | 0 | 0 | 0 | 0 | 0 | 0 | 0 | 0 | 0 | 0 | 0
F7_Commercial_OR - Health_New_Space Heating_Natural Gas_Ducting - Repair and Sealing_A_Achievable Economic RVT Potential | F7 | Commercial | OR - Health | New | Space Heating | Natural Gas | Ducting - Repair and Sealing | A | Cumulative Energy Savings (MWh or mTherms) | Achievable Economic RVT Potential | 0 | 0 | 0 | 0 | 0 | 0 | 0 | 0 | 0 | 0 | 0 | 0 | 0 | 0 | 0 | 0 | 0 | 0 | 0 | 0 | 0 | 0 | 0 | 0 | 0 | 0 | 0
F8_Commercial_OR - Health_New_Space Heating_Natural Gas_Ducting - Repair and Sealing_A_Achievable Economic RVT Potential | F8 | Commercial | OR - Health | New | Space Heating | Natural Gas | Ducting - Repair and Sealing | A | Cumulative Summer Peak Savings (MW) | Achievable Economic RVT Potential | 0 | 0 | 0 | 0 | 0 | 0 | 0 | 0 | 0 | 0 | 0 | 0 | 0 | 0 | 0 | 0 | 0 | 0 | 0 | 0 | 0 | 0 | 0 | 0 | 0 | 0 | 0
F9_Commercial_OR - Health_New_Space Heating_Natural Gas_Ducting - Repair and Sealing_A_Achievable Economic RVT Potential | F9 | Commercial | OR - Health | New | Space Heating | Natural Gas | Ducting - Repair and Sealing | A | Cumulative Winter Peak Savings (MW) | Achievable Economic RVT Potential | 0 | 0 | 0 | 0 | 0 | 0 | 0 | 0 | 0 | 0 | 0 | 0 | 0 | 0 | 0 | 0 | 0 | 0 | 0 | 0 | 0 | 0 | 0 | 0 | 0 | 0 | 0
F10_Commercial_OR - Health_New_Space Heating_Natural Gas_Ducting - Repair and Sealing_A_Achievable Economic RVT Potential | F10 | Commercial | OR - Health | New | Space Heating | Natural Gas | Ducting - Repair and Sealing | A | Purchases (Incremental) | Achievable Economic RVT Potential | 0 | 0 | 0 | 0 | 0 | 0 | 0 | 0 | 0 | 0 | 0 | 0 | 0 | 0 | 0 | 0 | 0 | 0 | 0 | 0 | 0 | 0 | 0 | 0 | 0 | 0 | 0
F11_Commercial_OR - Health_New_Space Heating_Natural Gas_Ducting - Repair and Sealing_A_Achievable Economic RVT Potential | F11 | Commercial | OR - Health | New | Space Heating | Natural Gas | Ducting - Repair and Sealing | A | Purchases (Cumulative) | Achievable Economic RVT Potential | 0 | 0 | 0 | 0 | 0 | 0 | 0 | 0 | 0 | 0 | 0 | 0 | 0 | 0 | 0 | 0 | 0 | 0 | 0 | 0 | 0 | 0 | 0 | 0 | 0 | 0 | 0
F1_Commercial_OR - Health_New_Space Heating_Natural Gas_Windows - High Efficiency Glazing_A_Achievable Economic RVT Potential | F1 | Commercial | OR - Health | New | Space Heating | Natural Gas | Windows - High Efficiency Glazing | A | Integrated Unit Energy Savings (kWh or therms) | Achievable Economic RVT Potential | 0 | 0 | 0 | 0 | 0 | 0 | 0 | 0 | 0 | 0 | 0 | 0 | 0 | 0 | 0 | 0 | 0 | 0 | 0 | 0 | 0 | 0 | 0 | 0 | 0 | 0 | 0
F2_Commercial_OR - Health_New_Space Heating_Natural Gas_Windows - High Efficiency Glazing_A_Achievable Economic RVT Potential | F2 | Commercial | OR - Health | New | Space Heating | Natural Gas | Windows - High Efficiency Glazing | A | Integrated Unit Summer Peak Savings (kW) | Achievable Economic RVT Potential | 0 | 0 | 0 | 0 | 0 | 0 | 0 | 0 | 0 | 0 | 0 | 0 | 0 | 0 | 0 | 0 | 0 | 0 | 0 | 0 | 0 | 0 | 0 | 0 | 0 | 0 | 0
F3_Commercial_OR - Health_New_Space Heating_Natural Gas_Windows - High Efficiency Glazing_A_Achievable Economic RVT Potential | F3 | Commercial | OR - Health | New | Space Heating | Natural Gas | Windows - High Efficiency Glazing | A | Integrated Unit Winter Peak Savings (kW) | Achievable Economic RVT Potential | 0 | 0 | 0 | 0 | 0 | 0 | 0 | 0 | 0 | 0 | 0 | 0 | 0 | 0 | 0 | 0 | 0 | 0 | 0 | 0 | 0 | 0 | 0 | 0 | 0 | 0 | 0
F4_Commercial_OR - Health_New_Space Heating_Natural Gas_Windows - High Efficiency Glazing_A_Achievable Economic RVT Potential | F4 | Commercial | OR - Health | New | Space Heating | Natural Gas | Windows - High Efficiency Glazing | A | Incremental Energy Savings (MWh or mTherms) | Achievable Economic RVT Potential | 0 | 0 | 0 | 0 | 0 | 0 | 0 | 0 | 0 | 0 | 0 | 0 | 0 | 0 | 0 | 0 | 0 | 0 | 0 | 0 | 0 | 0 | 0 | 0 | 0 | 0 | 0
F5_Commercial_OR - Health_New_Space Heating_Natural Gas_Windows - High Efficiency Glazing_A_Achievable Economic RVT Potential | F5 | Commercial | OR - Health | New | Space Heating | Natural Gas | Windows - High Efficiency Glazing | A | Incremental Summer Peak Savings (MW) | Achievable Economic RVT Potential | 0 | 0 | 0 | 0 | 0 | 0 | 0 | 0 | 0 | 0 | 0 | 0 | 0 | 0 | 0 | 0 | 0 | 0 | 0 | 0 | 0 | 0 | 0 | 0 | 0 | 0 | 0
F6_Commercial_OR - Health_New_Space Heating_Natural Gas_Windows - High Efficiency Glazing_A_Achievable Economic RVT Potential | F6 | Commercial | OR - Health | New | Space Heating | Natural Gas | Windows - High Efficiency Glazing | A | Incremental Winter Peak Savings (MW) | Achievable Economic RVT Potential | 0 | 0 | 0 | 0 | 0 | 0 | 0 | 0 | 0 | 0 | 0 | 0 | 0 | 0 | 0 | 0 | 0 | 0 | 0 | 0 | 0 | 0 | 0 | 0 | 0 | 0 | 0
F7_Commercial_OR - Health_New_Space Heating_Natural Gas_Windows - High Efficiency Glazing_A_Achievable Economic RVT Potential | F7 | Commercial | OR - Health | New | Space Heating | Natural Gas | Windows - High Efficiency Glazing | A | Cumulative Energy Savings (MWh or mTherms) | Achievable Economic RVT Potential | 0 | 0 | 0 | 0 | 0 | 0 | 0 | 0 | 0 | 0 | 0 | 0 | 0 | 0 | 0 | 0 | 0 | 0 | 0 | 0 | 0 | 0 | 0 | 0 | 0 | 0 | 0
F8_Commercial_OR - Health_New_Space Heating_Natural Gas_Windows - High Efficiency Glazing_A_Achievable Economic RVT Potential | F8 | Commercial | OR - Health | New | Space Heating | Natural Gas | Windows - High Efficiency Glazing | A | Cumulative Summer Peak Savings (MW) | Achievable Economic RVT Potential | 0 | 0 | 0 | 0 | 0 | 0 | 0 | 0 | 0 | 0 | 0 | 0 | 0 | 0 | 0 | 0 | 0 | 0 | 0 | 0 | 0 | 0 | 0 | 0 | 0 | 0 | 0
F9_Commercial_OR - Health_New_Space Heating_Natural Gas_Windows - High Efficiency Glazing_A_Achievable Economic RVT Potential | F9 | Commercial | OR - Health | New | Space Heating | Natural Gas | Windows - High Efficiency Glazing | A | Cumulative Winter Peak Savings (MW) | Achievable Economic RVT Potential | 0 | 0 | 0 | 0 | 0 | 0 | 0 | 0 | 0 | 0 | 0 | 0 | 0 | 0 | 0 | 0 | 0 | 0 | 0 | 0 | 0 | 0 | 0 | 0 | 0 | 0 | 0
F10_Commercial_OR - Health_New_Space Heating_Natural Gas_Windows - High Efficiency Glazing_A_Achievable Economic RVT Potential | F10 | Commercial | OR - Health | New | Space Heating | Natural Gas | Windows - High Efficiency Glazing | A | Purchases (Incremental) | Achievable Economic RVT Potential | 0 | 0 | 0 | 0 | 0 | 0 | 0 | 0 | 0 | 0 | 0 | 0 | 0 | 0 | 0 | 0 | 0 | 0 | 0 | 0 | 0 | 0 | 0 | 0 | 0 | 0 | 0
F11_Commercial_OR - Health_New_Space Heating_Natural Gas_Windows - High Efficiency Glazing_A_Achievable Economic RVT Potential | F11 | Commercial | OR - Health | New | Space Heating | Natural Gas | Windows - High Efficiency Glazing | A | Purchases (Cumulative) | Achievable Economic RVT Potential | 0 | 0 | 0 | 0 | 0 | 0 | 0 | 0 | 0 | 0 | 0 | 0 | 0 | 0 | 0 | 0 | 0 | 0 | 0 | 0 | 0 | 0 | 0 | 0 | 0 | 0 | 0
F1_Commercial_OR - Health_New_Space Heating_Natural Gas_Windows - Secondary Glazing Systems_A_Achievable Economic RVT Potential | F1 | Commercial | OR - Health | New | Space Heating | Natural Gas | Windows - Secondary Glazing Systems | A | Integrated Unit Energy Savings (kWh or therms) | Achievable Economic RVT Potential | 0 | 0 | 0 | 0 | 0 | 0 | 0 | 0 | 0 | 0 | 0 | 0 | 0 | 0 | 0 | 0 | 0 | 0 | 0 | 0 | 0 | 0 | 0 | 0 | 0 | 0 | 0
F2_Commercial_OR - Health_New_Space Heating_Natural Gas_Windows - Secondary Glazing Systems_A_Achievable Economic RVT Potential | F2 | Commercial | OR - Health | New | Space Heating | Natural Gas | Windows - Secondary Glazing Systems | A | Integrated Unit Summer Peak Savings (kW) | Achievable Economic RVT Potential | 0 | 0 | 0 | 0 | 0 | 0 | 0 | 0 | 0 | 0 | 0 | 0 | 0 | 0 | 0 | 0 | 0 | 0 | 0 | 0 | 0 | 0 | 0 | 0 | 0 | 0 | 0
F3_Commercial_OR - Health_New_Space Heating_Natural Gas_Windows - Secondary Glazing Systems_A_Achievable Economic RVT Potential | F3 | Commercial | OR - Health | New | Space Heating | Natural Gas | Windows - Secondary Glazing Systems | A | Integrated Unit Winter Peak Savings (kW) | Achievable Economic RVT Potential | 0 | 0 | 0 | 0 | 0 | 0 | 0 | 0 | 0 | 0 | 0 | 0 | 0 | 0 | 0 | 0 | 0 | 0 | 0 | 0 | 0 | 0 | 0 | 0 | 0 | 0 | 0
F4_Commercial_OR - Health_New_Space Heating_Natural Gas_Windows - Secondary Glazing Systems_A_Achievable Economic RVT Potential | F4 | Commercial | OR - Health | New | Space Heating | Natural Gas | Windows - Secondary Glazing Systems | A | Incremental Energy Savings (MWh or mTherms) | Achievable Economic RVT Potential | 0 | 0 | 0 | 0 | 0 | 0 | 0 | 0 | 0 | 0 | 0 | 0 | 0 | 0 | 0 | 0 | 0 | 0 | 0 | 0 | 0 | 0 | 0 | 0 | 0 | 0 | 0
F5_Commercial_OR - Health_New_Space Heating_Natural Gas_Windows - Secondary Glazing Systems_A_Achievable Economic RVT Potential | F5 | Commercial | OR - Health | New | Space Heating | Natural Gas | Windows - Secondary Glazing Systems | A | Incremental Summer Peak Savings (MW) | Achievable Economic RVT Potential | 0 | 0 | 0 | 0 | 0 | 0 | 0 | 0 | 0 | 0 | 0 | 0 | 0 | 0 | 0 | 0 | 0 | 0 | 0 | 0 | 0 | 0 | 0 | 0 | 0 | 0 | 0
F6_Commercial_OR - Health_New_Space Heating_Natural Gas_Windows - Secondary Glazing Systems_A_Achievable Economic RVT Potential | F6 | Commercial | OR - Health | New | Space Heating | Natural Gas | Windows - Secondary Glazing Systems | A | Incremental Winter Peak Savings (MW) | Achievable Economic RVT Potential | 0 | 0 | 0 | 0 | 0 | 0 | 0 | 0 | 0 | 0 | 0 | 0 | 0 | 0 | 0 | 0 | 0 | 0 | 0 | 0 | 0 | 0 | 0 | 0 | 0 | 0 | 0
F7_Commercial_OR - Health_New_Space Heating_Natural Gas_Windows - Secondary Glazing Systems_A_Achievable Economic RVT Potential | F7 | Commercial | OR - Health | New | Space Heating | Natural Gas | Windows - Secondary Glazing Systems | A | Cumulative Energy Savings (MWh or mTherms) | Achievable Economic RVT Potential | 0 | 0 | 0 | 0 | 0 | 0 | 0 | 0 | 0 | 0 | 0 | 0 | 0 | 0 | 0 | 0 | 0 | 0 | 0 | 0 | 0 | 0 | 0 | 0 | 0 | 0 | 0
F8_Commercial_OR - Health_New_Space Heating_Natural Gas_Windows - Secondary Glazing Systems_A_Achievable Economic RVT Potential | F8 | Commercial | OR - Health | New | Space Heating | Natural Gas | Windows - Secondary Glazing Systems | A | Cumulative Summer Peak Savings (MW) | Achievable Economic RVT Potential | 0 | 0 | 0 | 0 | 0 | 0 | 0 | 0 | 0 | 0 | 0 | 0 | 0 | 0 | 0 | 0 | 0 | 0 | 0 | 0 | 0 | 0 | 0 | 0 | 0 | 0 | 0
F9_Commercial_OR - Health_New_Space Heating_Natural Gas_Windows - Secondary Glazing Systems_A_Achievable Economic RVT Potential | F9 | Commercial | OR - Health | New | Space Heating | Natural Gas | Windows - Secondary Glazing Systems | A | Cumulative Winter Peak Savings (MW) | Achievable Economic RVT Potential | 0 | 0 | 0 | 0 | 0 | 0 | 0 | 0 | 0 | 0 | 0 | 0 | 0 | 0 | 0 | 0 | 0 | 0 | 0 | 0 | 0 | 0 | 0 | 0 | 0 | 0 | 0
F10_Commercial_OR - Health_New_Space Heating_Natural Gas_Windows - Secondary Glazing Systems_A_Achievable Economic RVT Potential | F10 | Commercial | OR - Health | New | Space Heating | Natural Gas | Windows - Secondary Glazing Systems | A | Purchases (Incremental) | Achievable Economic RVT Potential | 0 | 0 | 0 | 0 | 0 | 0 | 0 | 0 | 0 | 0 | 0 | 0 | 0 | 0 | 0 | 0 | 0 | 0 | 0 | 0 | 0 | 0 | 0 | 0 | 0 | 0 | 0
F11_Commercial_OR - Health_New_Space Heating_Natural Gas_Windows - Secondary Glazing Systems_A_Achievable Economic RVT Potential | F11 | Commercial | OR - Health | New | Space Heating | Natural Gas | Windows - Secondary Glazing Systems | A | Purchases (Cumulative) | Achievable Economic RVT Potential | 0 | 0 | 0 | 0 | 0 | 0 | 0 | 0 | 0 | 0 | 0 | 0 | 0 | 0 | 0 | 0 | 0 | 0 | 0 | 0 | 0 | 0 | 0 | 0 | 0 | 0 | 0
F1_Commercial_OR - Health_New_Space Heating_Natural Gas_HVAC - Energy Recovery Ventilator_A_Achievable Economic RVT Potential | F1 | Commercial | OR - Health | New | Space Heating | Natural Gas | HVAC - Energy Recovery Ventilator | A | Integrated Unit Energy Savings (kWh or therms) | Achievable Economic RVT Potential | 0 | 0 | 0 | 0 | 0 | 0 | 0 | 0 | 0 | 0 | 0 | 0 | 0 | 0 | 0 | 0 | 0 | 0 | 0 | 0 | 0 | 0 | 0 | 0 | 0 | 0 | 0
F2_Commercial_OR - Health_New_Space Heating_Natural Gas_HVAC - Energy Recovery Ventilator_A_Achievable Economic RVT Potential | F2 | Commercial | OR - Health | New | Space Heating | Natural Gas | HVAC - Energy Recovery Ventilator | A | Integrated Unit Summer Peak Savings (kW) | Achievable Economic RVT Potential | 0 | 0 | 0 | 0 | 0 | 0 | 0 | 0 | 0 | 0 | 0 | 0 | 0 | 0 | 0 | 0 | 0 | 0 | 0 | 0 | 0 | 0 | 0 | 0 | 0 | 0 | 0
F3_Commercial_OR - Health_New_Space Heating_Natural Gas_HVAC - Energy Recovery Ventilator_A_Achievable Economic RVT Potential | F3 | Commercial | OR - Health | New | Space Heating | Natural Gas | HVAC - Energy Recovery Ventilator | A | Integrated Unit Winter Peak Savings (kW) | Achievable Economic RVT Potential | 0 | 0 | 0 | 0 | 0 | 0 | 0 | 0 | 0 | 0 | 0 | 0 | 0 | 0 | 0 | 0 | 0 | 0 | 0 | 0 | 0 | 0 | 0 | 0 | 0 | 0 | 0
F4_Commercial_OR - Health_New_Space Heating_Natural Gas_HVAC - Energy Recovery Ventilator_A_Achievable Economic RVT Potential | F4 | Commercial | OR - Health | New | Space Heating | Natural Gas | HVAC - Energy Recovery Ventilator | A | Incremental Energy Savings (MWh or mTherms) | Achievable Economic RVT Potential | 0 | 0 | 0 | 0 | 0 | 0 | 0 | 0 | 0 | 0 | 0 | 0 | 0 | 0 | 0 | 0 | 0 | 0 | 0 | 0 | 0 | 0 | 0 | 0 | 0 | 0 | 0
F5_Commercial_OR - Health_New_Space Heating_Natural Gas_HVAC - Energy Recovery Ventilator_A_Achievable Economic RVT Potential | F5 | Commercial | OR - Health | New | Space Heating | Natural Gas | HVAC - Energy Recovery Ventilator | A | Incremental Summer Peak Savings (MW) | Achievable Economic RVT Potential | 0 | 0 | 0 | 0 | 0 | 0 | 0 | 0 | 0 | 0 | 0 | 0 | 0 | 0 | 0 | 0 | 0 | 0 | 0 | 0 | 0 | 0 | 0 | 0 | 0 | 0 | 0
F6_Commercial_OR - Health_New_Space Heating_Natural Gas_HVAC - Energy Recovery Ventilator_A_Achievable Economic RVT Potential | F6 | Commercial | OR - Health | New | Space Heating | Natural Gas | HVAC - Energy Recovery Ventilator | A | Incremental Winter Peak Savings (MW) | Achievable Economic RVT Potential | 0 | 0 | 0 | 0 | 0 | 0 | 0 | 0 | 0 | 0 | 0 | 0 | 0 | 0 | 0 | 0 | 0 | 0 | 0 | 0 | 0 | 0 | 0 | 0 | 0 | 0 | 0
F7_Commercial_OR - Health_New_Space Heating_Natural Gas_HVAC - Energy Recovery Ventilator_A_Achievable Economic RVT Potential | F7 | Commercial | OR - Health | New | Space Heating | Natural Gas | HVAC - Energy Recovery Ventilator | A | Cumulative Energy Savings (MWh or mTherms) | Achievable Economic RVT Potential | 0 | 0 | 0 | 0 | 0 | 0 | 0 | 0 | 0 | 0 | 0 | 0 | 0 | 0 | 0 | 0 | 0 | 0 | 0 | 0 | 0 | 0 | 0 | 0 | 0 | 0 | 0
F8_Commercial_OR - Health_New_Space Heating_Natural Gas_HVAC - Energy Recovery Ventilator_A_Achievable Economic RVT Potential | F8 | Commercial | OR - Health | New | Space Heating | Natural Gas | HVAC - Energy Recovery Ventilator | A | Cumulative Summer Peak Savings (MW) | Achievable Economic RVT Potential | 0 | 0 | 0 | 0 | 0 | 0 | 0 | 0 | 0 | 0 | 0 | 0 | 0 | 0 | 0 | 0 | 0 | 0 | 0 | 0 | 0 | 0 | 0 | 0 | 0 | 0 | 0
F9_Commercial_OR - Health_New_Space Heating_Natural Gas_HVAC - Energy Recovery Ventilator_A_Achievable Economic RVT Potential | F9 | Commercial | OR - Health | New | Space Heating | Natural Gas | HVAC - Energy Recovery Ventilator | A | Cumulative Winter Peak Savings (MW) | Achievable Economic RVT Potential | 0 | 0 | 0 | 0 | 0 | 0 | 0 | 0 | 0 | 0 | 0 | 0 | 0 | 0 | 0 | 0 | 0 | 0 | 0 | 0 | 0 | 0 | 0 | 0 | 0 | 0 | 0
F10_Commercial_OR - Health_New_Space Heating_Natural Gas_HVAC - Energy Recovery Ventilator_A_Achievable Economic RVT Potential | F10 | Commercial | OR - Health | New | Space Heating | Natural Gas | HVAC - Energy Recovery Ventilator | A | Purchases (Incremental) | Achievable Economic RVT Potential | 0 | 0 | 0 | 0 | 0 | 0 | 0 | 0 | 0 | 0 | 0 | 0 | 0 | 0 | 0 | 0 | 0 | 0 | 0 | 0 | 0 | 0 | 0 | 0 | 0 | 0 | 0
F11_Commercial_OR - Health_New_Space Heating_Natural Gas_HVAC - Energy Recovery Ventilator_A_Achievable Economic RVT Potential | F11 | Commercial | OR - Health | New | Space Heating | Natural Gas | HVAC - Energy Recovery Ventilator | A | Purchases (Cumulative) | Achievable Economic RVT Potential | 0 | 0 | 0 | 0 | 0 | 0 | 0 | 0 | 0 | 0 | 0 | 0 | 0 | 0 | 0 | 0 | 0 | 0 | 0 | 0 | 0 | 0 | 0 | 0 | 0 | 0 | 0
F1_Commercial_OR - Health_New_Space Heating_Natural Gas_Building Shell - Air Sealing (Infiltration Control)_A_Achievable Economic RVT Potential | F1 | Commercial | OR - Health | New | Space Heating | Natural Gas | Building Shell - Air Sealing (Infiltration Control) | A | Integrated Unit Energy Savings (kWh or therms) | Achievable Economic RVT Potential | 0 | 0 | 0 | 0 | 0 | 0 | 0 | 0 | 0 | 0 | 0 | 0 | 0 | 0 | 0 | 0 | 0 | 0 | 0 | 0 | 0 | 0 | 0 | 0 | 0 | 0 | 0
F2_Commercial_OR - Health_New_Space Heating_Natural Gas_Building Shell - Air Sealing (Infiltration Control)_A_Achievable Economic RVT Potential | F2 | Commercial | OR - Health | New | Space Heating | Natural Gas | Building Shell - Air Sealing (Infiltration Control) | A | Integrated Unit Summer Peak Savings (kW) | Achievable Economic RVT Potential | 0 | 0 | 0 | 0 | 0 | 0 | 0 | 0 | 0 | 0 | 0 | 0 | 0 | 0 | 0 | 0 | 0 | 0 | 0 | 0 | 0 | 0 | 0 | 0 | 0 | 0 | 0
F3_Commercial_OR - Health_New_Space Heating_Natural Gas_Building Shell - Air Sealing (Infiltration Control)_A_Achievable Economic RVT Potential | F3 | Commercial | OR - Health | New | Space Heating | Natural Gas | Building Shell - Air Sealing (Infiltration Control) | A | Integrated Unit Winter Peak Savings (kW) | Achievable Economic RVT Potential | 0 | 0 | 0 | 0 | 0 | 0 | 0 | 0 | 0 | 0 | 0 | 0 | 0 | 0 | 0 | 0 | 0 | 0 | 0 | 0 | 0 | 0 | 0 | 0 | 0 | 0 | 0
F4_Commercial_OR - Health_New_Space Heating_Natural Gas_Building Shell - Air Sealing (Infiltration Control)_A_Achievable Economic RVT Potential | F4 | Commercial | OR - Health | New | Space Heating | Natural Gas | Building Shell - Air Sealing (Infiltration Control) | A | Incremental Energy Savings (MWh or mTherms) | Achievable Economic RVT Potential | 0 | 0 | 0 | 0 | 0 | 0 | 0 | 0 | 0 | 0 | 0 | 0 | 0 | 0 | 0 | 0 | 0 | 0 | 0 | 0 | 0 | 0 | 0 | 0 | 0 | 0 | 0
F5_Commercial_OR - Health_New_Space Heating_Natural Gas_Building Shell - Air Sealing (Infiltration Control)_A_Achievable Economic RVT Potential | F5 | Commercial | OR - Health | New | Space Heating | Natural Gas | Building Shell - Air Sealing (Infiltration Control) | A | Incremental Summer Peak Savings (MW) | Achievable Economic RVT Potential | 0 | 0 | 0 | 0 | 0 | 0 | 0 | 0 | 0 | 0 | 0 | 0 | 0 | 0 | 0 | 0 | 0 | 0 | 0 | 0 | 0 | 0 | 0 | 0 | 0 | 0 | 0
F6_Commercial_OR - Health_New_Space Heating_Natural Gas_Building Shell - Air Sealing (Infiltration Control)_A_Achievable Economic RVT Potential | F6 | Commercial | OR - Health | New | Space Heating | Natural Gas | Building Shell - Air Sealing (Infiltration Control) | A | Incremental Winter Peak Savings (MW) | Achievable Economic RVT Potential | 0 | 0 | 0 | 0 | 0 | 0 | 0 | 0 | 0 | 0 | 0 | 0 | 0 | 0 | 0 | 0 | 0 | 0 | 0 | 0 | 0 | 0 | 0 | 0 | 0 | 0 | 0
F7_Commercial_OR - Health_New_Space Heating_Natural Gas_Building Shell - Air Sealing (Infiltration Control)_A_Achievable Economic RVT Potential | F7 | Commercial | OR - Health | New | Space Heating | Natural Gas | Building Shell - Air Sealing (Infiltration Control) | A | Cumulative Energy Savings (MWh or mTherms) | Achievable Economic RVT Potential | 0 | 0 | 0 | 0 | 0 | 0 | 0 | 0 | 0 | 0 | 0 | 0 | 0 | 0 | 0 | 0 | 0 | 0 | 0 | 0 | 0 | 0 | 0 | 0 | 0 | 0 | 0
F8_Commercial_OR - Health_New_Space Heating_Natural Gas_Building Shell - Air Sealing (Infiltration Control)_A_Achievable Economic RVT Potential | F8 | Commercial | OR - Health | New | Space Heating | Natural Gas | Building Shell - Air Sealing (Infiltration Control) | A | Cumulative Summer Peak Savings (MW) | Achievable Economic RVT Potential | 0 | 0 | 0 | 0 | 0 | 0 | 0 | 0 | 0 | 0 | 0 | 0 | 0 | 0 | 0 | 0 | 0 | 0 | 0 | 0 | 0 | 0 | 0 | 0 | 0 | 0 | 0
F9_Commercial_OR - Health_New_Space Heating_Natural Gas_Building Shell - Air Sealing (Infiltration Control)_A_Achievable Economic RVT Potential | F9 | Commercial | OR - Health | New | Space Heating | Natural Gas | Building Shell - Air Sealing (Infiltration Control) | A | Cumulative Winter Peak Savings (MW) | Achievable Economic RVT Potential | 0 | 0 | 0 | 0 | 0 | 0 | 0 | 0 | 0 | 0 | 0 | 0 | 0 | 0 | 0 | 0 | 0 | 0 | 0 | 0 | 0 | 0 | 0 | 0 | 0 | 0 | 0
F10_Commercial_OR - Health_New_Space Heating_Natural Gas_Building Shell - Air Sealing (Infiltration Control)_A_Achievable Economic RVT Potential | F10 | Commercial | OR - Health | New | Space Heating | Natural Gas | Building Shell - Air Sealing (Infiltration Control) | A | Purchases (Incremental) | Achievable Economic RVT Potential | 0 | 0 | 0 | 0 | 0 | 0 | 0 | 0 | 0 | 0 | 0 | 0 | 0 | 0 | 0 | 0 | 0 | 0 | 0 | 0 | 0 | 0 | 0 | 0 | 0 | 0 | 0
F11_Commercial_OR - Health_New_Space Heating_Natural Gas_Building Shell - Air Sealing (Infiltration Control)_A_Achievable Economic RVT Potential | F11 | Commercial | OR - Health | New | Space Heating | Natural Gas | Building Shell - Air Sealing (Infiltration Control) | A | Purchases (Cumulative) | Achievable Economic RVT Potential | 0 | 0 | 0 | 0 | 0 | 0 | 0 | 0 | 0 | 0 | 0 | 0 | 0 | 0 | 0 | 0 | 0 | 0 | 0 | 0 | 0 | 0 | 0 | 0 | 0 | 0 | 0
F1_Commercial_OR - Health_New_Space Heating_Natural Gas_Ventilation - Demand Controlled_A_Achievable Economic RVT Potential | F1 | Commercial | OR - Health | New | Space Heating | Natural Gas | Ventilation - Demand Controlled | A | Integrated Unit Energy Savings (kWh or therms) | Achievable Economic RVT Potential | 0 | 0 | 0 | 0 | 0 | 0 | 0 | 0 | 0 | 0 | 0 | 0 | 0 | 0 | 0 | 0 | 0 | 0 | 0 | 0 | 0 | 0 | 0 | 0 | 0 | 0 | 0
F2_Commercial_OR - Health_New_Space Heating_Natural Gas_Ventilation - Demand Controlled_A_Achievable Economic RVT Potential | F2 | Commercial | OR - Health | New | Space Heating | Natural Gas | Ventilation - Demand Controlled | A | Integrated Unit Summer Peak Savings (kW) | Achievable Economic RVT Potential | 0 | 0 | 0 | 0 | 0 | 0 | 0 | 0 | 0 | 0 | 0 | 0 | 0 | 0 | 0 | 0 | 0 | 0 | 0 | 0 | 0 | 0 | 0 | 0 | 0 | 0 | 0
F3_Commercial_OR - Health_New_Space Heating_Natural Gas_Ventilation - Demand Controlled_A_Achievable Economic RVT Potential | F3 | Commercial | OR - Health | New | Space Heating | Natural Gas | Ventilation - Demand Controlled | A | Integrated Unit Winter Peak Savings (kW) | Achievable Economic RVT Potential | 0 | 0 | 0 | 0 | 0 | 0 | 0 | 0 | 0 | 0 | 0 | 0 | 0 | 0 | 0 | 0 | 0 | 0 | 0 | 0 | 0 | 0 | 0 | 0 | 0 | 0 | 0
F4_Commercial_OR - Health_New_Space Heating_Natural Gas_Ventilation - Demand Controlled_A_Achievable Economic RVT Potential | F4 | Commercial | OR - Health | New | Space Heating | Natural Gas | Ventilation - Demand Controlled | A | Incremental Energy Savings (MWh or mTherms) | Achievable Economic RVT Potential | 0 | 0 | 0 | 0 | 0 | 0 | 0 | 0 | 0 | 0 | 0 | 0 | 0 | 0 | 0 | 0 | 0 | 0 | 0 | 0 | 0 | 0 | 0 | 0 | 0 | 0 | 0
F5_Commercial_OR - Health_New_Space Heating_Natural Gas_Ventilation - Demand Controlled_A_Achievable Economic RVT Potential | F5 | Commercial | OR - Health | New | Space Heating | Natural Gas | Ventilation - Demand Controlled | A | Incremental Summer Peak Savings (MW) | Achievable Economic RVT Potential | 0 | 0 | 0 | 0 | 0 | 0 | 0 | 0 | 0 | 0 | 0 | 0 | 0 | 0 | 0 | 0 | 0 | 0 | 0 | 0 | 0 | 0 | 0 | 0 | 0 | 0 | 0
F6_Commercial_OR - Health_New_Space Heating_Natural Gas_Ventilation - Demand Controlled_A_Achievable Economic RVT Potential | F6 | Commercial | OR - Health | New | Space Heating | Natural Gas | Ventilation - Demand Controlled | A | Incremental Winter Peak Savings (MW) | Achievable Economic RVT Potential | 0 | 0 | 0 | 0 | 0 | 0 | 0 | 0 | 0 | 0 | 0 | 0 | 0 | 0 | 0 | 0 | 0 | 0 | 0 | 0 | 0 | 0 | 0 | 0 | 0 | 0 | 0
F7_Commercial_OR - Health_New_Space Heating_Natural Gas_Ventilation - Demand Controlled_A_Achievable Economic RVT Potential | F7 | Commercial | OR - Health | New | Space Heating | Natural Gas | Ventilation - Demand Controlled | A | Cumulative Energy Savings (MWh or mTherms) | Achievable Economic RVT Potential | 0 | 0 | 0 | 0 | 0 | 0 | 0 | 0 | 0 | 0 | 0 | 0 | 0 | 0 | 0 | 0 | 0 | 0 | 0 | 0 | 0 | 0 | 0 | 0 | 0 | 0 | 0
F8_Commercial_OR - Health_New_Space Heating_Natural Gas_Ventilation - Demand Controlled_A_Achievable Economic RVT Potential | F8 | Commercial | OR - Health | New | Space Heating | Natural Gas | Ventilation - Demand Controlled | A | Cumulative Summer Peak Savings (MW) | Achievable Economic RVT Potential | 0 | 0 | 0 | 0 | 0 | 0 | 0 | 0 | 0 | 0 | 0 | 0 | 0 | 0 | 0 | 0 | 0 | 0 | 0 | 0 | 0 | 0 | 0 | 0 | 0 | 0 | 0
F9_Commercial_OR - Health_New_Space Heating_Natural Gas_Ventilation - Demand Controlled_A_Achievable Economic RVT Potential | F9 | Commercial | OR - Health | New | Space Heating | Natural Gas | Ventilation - Demand Controlled | A | Cumulative Winter Peak Savings (MW) | Achievable Economic RVT Potential | 0 | 0 | 0 | 0 | 0 | 0 | 0 | 0 | 0 | 0 | 0 | 0 | 0 | 0 | 0 | 0 | 0 | 0 | 0 | 0 | 0 | 0 | 0 | 0 | 0 | 0 | 0
F10_Commercial_OR - Health_New_Space Heating_Natural Gas_Ventilation - Demand Controlled_A_Achievable Economic RVT Potential | F10 | Commercial | OR - Health | New | Space Heating | Natural Gas | Ventilation - Demand Controlled | A | Purchases (Incremental) | Achievable Economic RVT Potential | 0 | 0 | 0 | 0 | 0 | 0 | 0 | 0 | 0 | 0 | 0 | 0 | 0 | 0 | 0 | 0 | 0 | 0 | 0 | 0 | 0 | 0 | 0 | 0 | 0 | 0 | 0
F11_Commercial_OR - Health_New_Space Heating_Natural Gas_Ventilation - Demand Controlled_A_Achievable Economic RVT Potential | F11 | Commercial | OR - Health | New | Space Heating | Natural Gas | Ventilation - Demand Controlled | A | Purchases (Cumulative) | Achievable Economic RVT Potential | 0 | 0 | 0 | 0 | 0 | 0 | 0 | 0 | 0 | 0 | 0 | 0 | 0 | 0 | 0 | 0 | 0 | 0 | 0 | 0 | 0 | 0 | 0 | 0 | 0 | 0 | 0
F1_Commercial_OR - Health_New_Space Heating_Natural Gas_HVAC - Dedicated Outdoor Air System (DOAS)_A_Achievable Economic RVT Potential | F1 | Commercial | OR - Health | New | Space Heating | Natural Gas | HVAC - Dedicated Outdoor Air System (DOAS) | A | Integrated Unit Energy Savings (kWh or therms) | Achievable Economic RVT Potential | 0 | 0 | 0 | 0 | 0 | 0 | 0 | 0 | 0 | 0 | 0 | 0 | 0 | 0 | 0 | 0 | 0 | 0 | 0 | 0 | 0 | 0 | 0 | 0 | 0 | 0 | 0
F2_Commercial_OR - Health_New_Space Heating_Natural Gas_HVAC - Dedicated Outdoor Air System (DOAS)_A_Achievable Economic RVT Potential | F2 | Commercial | OR - Health | New | Space Heating | Natural Gas | HVAC - Dedicated Outdoor Air System (DOAS) | A | Integrated Unit Summer Peak Savings (kW) | Achievable Economic RVT Potential | 0 | 0 | 0 | 0 | 0 | 0 | 0 | 0 | 0 | 0 | 0 | 0 | 0 | 0 | 0 | 0 | 0 | 0 | 0 | 0 | 0 | 0 | 0 | 0 | 0 | 0 | 0
F3_Commercial_OR - Health_New_Space Heating_Natural Gas_HVAC - Dedicated Outdoor Air System (DOAS)_A_Achievable Economic RVT Potential | F3 | Commercial | OR - Health | New | Space Heating | Natural Gas | HVAC - Dedicated Outdoor Air System (DOAS) | A | Integrated Unit Winter Peak Savings (kW) | Achievable Economic RVT Potential | 0 | 0 | 0 | 0 | 0 | 0 | 0 | 0 | 0 | 0 | 0 | 0 | 0 | 0 | 0 | 0 | 0 | 0 | 0 | 0 | 0 | 0 | 0 | 0 | 0 | 0 | 0
F4_Commercial_OR - Health_New_Space Heating_Natural Gas_HVAC - Dedicated Outdoor Air System (DOAS)_A_Achievable Economic RVT Potential | F4 | Commercial | OR - Health | New | Space Heating | Natural Gas | HVAC - Dedicated Outdoor Air System (DOAS) | A | Incremental Energy Savings (MWh or mTherms) | Achievable Economic RVT Potential | 0 | 0 | 0 | 0 | 0 | 0 | 0 | 0 | 0 | 0 | 0 | 0 | 0 | 0 | 0 | 0 | 0 | 0 | 0 | 0 | 0 | 0 | 0 | 0 | 0 | 0 | 0
F5_Commercial_OR - Health_New_Space Heating_Natural Gas_HVAC - Dedicated Outdoor Air System (DOAS)_A_Achievable Economic RVT Potential | F5 | Commercial | OR - Health | New | Space Heating | Natural Gas | HVAC - Dedicated Outdoor Air System (DOAS) | A | Incremental Summer Peak Savings (MW) | Achievable Economic RVT Potential | 0 | 0 | 0 | 0 | 0 | 0 | 0 | 0 | 0 | 0 | 0 | 0 | 0 | 0 | 0 | 0 | 0 | 0 | 0 | 0 | 0 | 0 | 0 | 0 | 0 | 0 | 0
F6_Commercial_OR - Health_New_Space Heating_Natural Gas_HVAC - Dedicated Outdoor Air System (DOAS)_A_Achievable Economic RVT Potential | F6 | Commercial | OR - Health | New | Space Heating | Natural Gas | HVAC - Dedicated Outdoor Air System (DOAS) | A | Incremental Winter Peak Savings (MW) | Achievable Economic RVT Potential | 0 | 0 | 0 | 0 | 0 | 0 | 0 | 0 | 0 | 0 | 0 | 0 | 0 | 0 | 0 | 0 | 0 | 0 | 0 | 0 | 0 | 0 | 0 | 0 | 0 | 0 | 0
F7_Commercial_OR - Health_New_Space Heating_Natural Gas_HVAC - Dedicated Outdoor Air System (DOAS)_A_Achievable Economic RVT Potential | F7 | Commercial | OR - Health | New | Space Heating | Natural Gas | HVAC - Dedicated Outdoor Air System (DOAS) | A | Cumulative Energy Savings (MWh or mTherms) | Achievable Economic RVT Potential | 0 | 0 | 0 | 0 | 0 | 0 | 0 | 0 | 0 | 0 | 0 | 0 | 0 | 0 | 0 | 0 | 0 | 0 | 0 | 0 | 0 | 0 | 0 | 0 | 0 | 0 | 0
F8_Commercial_OR - Health_New_Space Heating_Natural Gas_HVAC - Dedicated Outdoor Air System (DOAS)_A_Achievable Economic RVT Potential | F8 | Commercial | OR - Health | New | Space Heating | Natural Gas | HVAC - Dedicated Outdoor Air System (DOAS) | A | Cumulative Summer Peak Savings (MW) | Achievable Economic RVT Potential | 0 | 0 | 0 | 0 | 0 | 0 | 0 | 0 | 0 | 0 | 0 | 0 | 0 | 0 | 0 | 0 | 0 | 0 | 0 | 0 | 0 | 0 | 0 | 0 | 0 | 0 | 0
F9_Commercial_OR - Health_New_Space Heating_Natural Gas_HVAC - Dedicated Outdoor Air System (DOAS)_A_Achievable Economic RVT Potential | F9 | Commercial | OR - Health | New | Space Heating | Natural Gas | HVAC - Dedicated Outdoor Air System (DOAS) | A | Cumulative Winter Peak Savings (MW) | Achievable Economic RVT Potential | 0 | 0 | 0 | 0 | 0 | 0 | 0 | 0 | 0 | 0 | 0 | 0 | 0 | 0 | 0 | 0 | 0 | 0 | 0 | 0 | 0 | 0 | 0 | 0 | 0 | 0 | 0
F10_Commercial_OR - Health_New_Space Heating_Natural Gas_HVAC - Dedicated Outdoor Air System (DOAS)_A_Achievable Economic RVT Potential | F10 | Commercial | OR - Health | New | Space Heating | Natural Gas | HVAC - Dedicated Outdoor Air System (DOAS) | A | Purchases (Incremental) | Achievable Economic RVT Potential | 0 | 0 | 0 | 0 | 0 | 0 | 0 | 0 | 0 | 0 | 0 | 0 | 0 | 0 | 0 | 0 | 0 | 0 | 0 | 0 | 0 | 0 | 0 | 0 | 0 | 0 | 0
F11_Commercial_OR - Health_New_Space Heating_Natural Gas_HVAC - Dedicated Outdoor Air System (DOAS)_A_Achievable Economic RVT Potential | F11 | Commercial | OR - Health | New | Space Heating | Natural Gas | HVAC - Dedicated Outdoor Air System (DOAS) | A | Purchases (Cumulative) | Achievable Economic RVT Potential | 0 | 0 | 0 | 0 | 0 | 0 | 0 | 0 | 0 | 0 | 0 | 0 | 0 | 0 | 0 | 0 | 0 | 0 | 0 | 0 | 0 | 0 | 0 | 0 | 0 | 0 | 0
F1_Commercial_OR - Health_New_Space Heating_Natural Gas_Destratification Fans (HVLS)_A_Achievable Economic RVT Potential | F1 | Commercial | OR - Health | New | Space Heating | Natural Gas | Destratification Fans (HVLS) | A | Integrated Unit Energy Savings (kWh or therms) | Achievable Economic RVT Potential | 0 | 0 | 0 | 0 | 0 | 0 | 0 | 0 | 0 | 0 | 0 | 0 | 0 | 0 | 0 | 0 | 0 | 0 | 0 | 0 | 0 | 0 | 0 | 0 | 0 | 0 | 0
F2_Commercial_OR - Health_New_Space Heating_Natural Gas_Destratification Fans (HVLS)_A_Achievable Economic RVT Potential | F2 | Commercial | OR - Health | New | Space Heating | Natural Gas | Destratification Fans (HVLS) | A | Integrated Unit Summer Peak Savings (kW) | Achievable Economic RVT Potential | 0 | 0 | 0 | 0 | 0 | 0 | 0 | 0 | 0 | 0 | 0 | 0 | 0 | 0 | 0 | 0 | 0 | 0 | 0 | 0 | 0 | 0 | 0 | 0 | 0 | 0 | 0
F3_Commercial_OR - Health_New_Space Heating_Natural Gas_Destratification Fans (HVLS)_A_Achievable Economic RVT Potential | F3 | Commercial | OR - Health | New | Space Heating | Natural Gas | Destratification Fans (HVLS) | A | Integrated Unit Winter Peak Savings (kW) | Achievable Economic RVT Potential | 0 | 0 | 0 | 0 | 0 | 0 | 0 | 0 | 0 | 0 | 0 | 0 | 0 | 0 | 0 | 0 | 0 | 0 | 0 | 0 | 0 | 0 | 0 | 0 | 0 | 0 | 0
F4_Commercial_OR - Health_New_Space Heating_Natural Gas_Destratification Fans (HVLS)_A_Achievable Economic RVT Potential | F4 | Commercial | OR - Health | New | Space Heating | Natural Gas | Destratification Fans (HVLS) | A | Incremental Energy Savings (MWh or mTherms) | Achievable Economic RVT Potential | 0 | 0 | 0 | 0 | 0 | 0 | 0 | 0 | 0 | 0 | 0 | 0 | 0 | 0 | 0 | 0 | 0 | 0 | 0 | 0 | 0 | 0 | 0 | 0 | 0 | 0 | 0
F5_Commercial_OR - Health_New_Space Heating_Natural Gas_Destratification Fans (HVLS)_A_Achievable Economic RVT Potential | F5 | Commercial | OR - Health | New | Space Heating | Natural Gas | Destratification Fans (HVLS) | A | Incremental Summer Peak Savings (MW) | Achievable Economic RVT Potential | 0 | 0 | 0 | 0 | 0 | 0 | 0 | 0 | 0 | 0 | 0 | 0 | 0 | 0 | 0 | 0 | 0 | 0 | 0 | 0 | 0 | 0 | 0 | 0 | 0 | 0 | 0
F6_Commercial_OR - Health_New_Space Heating_Natural Gas_Destratification Fans (HVLS)_A_Achievable Economic RVT Potential | F6 | Commercial | OR - Health | New | Space Heating | Natural Gas | Destratification Fans (HVLS) | A | Incremental Winter Peak Savings (MW) | Achievable Economic RVT Potential | 0 | 0 | 0 | 0 | 0 | 0 | 0 | 0 | 0 | 0 | 0 | 0 | 0 | 0 | 0 | 0 | 0 | 0 | 0 | 0 | 0 | 0 | 0 | 0 | 0 | 0 | 0
F7_Commercial_OR - Health_New_Space Heating_Natural Gas_Destratification Fans (HVLS)_A_Achievable Economic RVT Potential | F7 | Commercial | OR - Health | New | Space Heating | Natural Gas | Destratification Fans (HVLS) | A | Cumulative Energy Savings (MWh or mTherms) | Achievable Economic RVT Potential | 0 | 0 | 0 | 0 | 0 | 0 | 0 | 0 | 0 | 0 | 0 | 0 | 0 | 0 | 0 | 0 | 0 | 0 | 0 | 0 | 0 | 0 | 0 | 0 | 0 | 0 | 0
F8_Commercial_OR - Health_New_Space Heating_Natural Gas_Destratification Fans (HVLS)_A_Achievable Economic RVT Potential | F8 | Commercial | OR - Health | New | Space Heating | Natural Gas | Destratification Fans (HVLS) | A | Cumulative Summer Peak Savings (MW) | Achievable Economic RVT Potential | 0 | 0 | 0 | 0 | 0 | 0 | 0 | 0 | 0 | 0 | 0 | 0 | 0 | 0 | 0 | 0 | 0 | 0 | 0 | 0 | 0 | 0 | 0 | 0 | 0 | 0 | 0
F9_Commercial_OR - Health_New_Space Heating_Natural Gas_Destratification Fans (HVLS)_A_Achievable Economic RVT Potential | F9 | Commercial | OR - Health | New | Space Heating | Natural Gas | Destratification Fans (HVLS) | A | Cumulative Winter Peak Savings (MW) | Achievable Economic RVT Potential | 0 | 0 | 0 | 0 | 0 | 0 | 0 | 0 | 0 | 0 | 0 | 0 | 0 | 0 | 0 | 0 | 0 | 0 | 0 | 0 | 0 | 0 | 0 | 0 | 0 | 0 | 0
F10_Commercial_OR - Health_New_Space Heating_Natural Gas_Destratification Fans (HVLS)_A_Achievable Economic RVT Potential | F10 | Commercial | OR - Health | New | Space Heating | Natural Gas | Destratification Fans (HVLS) | A | Purchases (Incremental) | Achievable Economic RVT Potential | 0 | 0 | 0 | 0 | 0 | 0 | 0 | 0 | 0 | 0 | 0 | 0 | 0 | 0 | 0 | 0 | 0 | 0 | 0 | 0 | 0 | 0 | 0 | 0 | 0 | 0 | 0
F11_Commercial_OR - Health_New_Space Heating_Natural Gas_Destratification Fans (HVLS)_A_Achievable Economic RVT Potential | F11 | Commercial | OR - Health | New | Space Heating | Natural Gas | Destratification Fans (HVLS) | A | Purchases (Cumulative) | Achievable Economic RVT Potential | 0 | 0 | 0 | 0 | 0 | 0 | 0 | 0 | 0 | 0 | 0 | 0 | 0 | 0 | 0 | 0 | 0 | 0 | 0 | 0 | 0 | 0 | 0 | 0 | 0 | 0 | 0
F1_Commercial_OR - Health_New_Space Heating_Natural Gas_Gas Boiler - Maintenance_A_Achievable Economic RVT Potential | F1 | Commercial | OR - Health | New | Space Heating | Natural Gas | Gas Boiler - Maintenance | A | Integrated Unit Energy Savings (kWh or therms) | Achievable Economic RVT Potential | 0 | 0 | 0 | 0 | 0 | 0 | 0 | 0 | 0 | 0 | 0 | 0 | 0 | 0 | 0 | 0 | 0 | 0 | 0 | 0 | 0 | 0 | 0 | 0 | 0 | 0 | 0
F2_Commercial_OR - Health_New_Space Heating_Natural Gas_Gas Boiler - Maintenance_A_Achievable Economic RVT Potential | F2 | Commercial | OR - Health | New | Space Heating | Natural Gas | Gas Boiler - Maintenance | A | Integrated Unit Summer Peak Savings (kW) | Achievable Economic RVT Potential | 0 | 0 | 0 | 0 | 0 | 0 | 0 | 0 | 0 | 0 | 0 | 0 | 0 | 0 | 0 | 0 | 0 | 0 | 0 | 0 | 0 | 0 | 0 | 0 | 0 | 0 | 0
F3_Commercial_OR - Health_New_Space Heating_Natural Gas_Gas Boiler - Maintenance_A_Achievable Economic RVT Potential | F3 | Commercial | OR - Health | New | Space Heating | Natural Gas | Gas Boiler - Maintenance | A | Integrated Unit Winter Peak Savings (kW) | Achievable Economic RVT Potential | 0 | 0 | 0 | 0 | 0 | 0 | 0 | 0 | 0 | 0 | 0 | 0 | 0 | 0 | 0 | 0 | 0 | 0 | 0 | 0 | 0 | 0 | 0 | 0 | 0 | 0 | 0
F4_Commercial_OR - Health_New_Space Heating_Natural Gas_Gas Boiler - Maintenance_A_Achievable Economic RVT Potential | F4 | Commercial | OR - Health | New | Space Heating | Natural Gas | Gas Boiler - Maintenance | A | Incremental Energy Savings (MWh or mTherms) | Achievable Economic RVT Potential | 0 | 0 | 0 | 0 | 0 | 0 | 0 | 0 | 0 | 0 | 0 | 0 | 0 | 0 | 0 | 0 | 0 | 0 | 0 | 0 | 0 | 0 | 0 | 0 | 0 | 0 | 0
F5_Commercial_OR - Health_New_Space Heating_Natural Gas_Gas Boiler - Maintenance_A_Achievable Economic RVT Potential | F5 | Commercial | OR - Health | New | Space Heating | Natural Gas | Gas Boiler - Maintenance | A | Incremental Summer Peak Savings (MW) | Achievable Economic RVT Potential | 0 | 0 | 0 | 0 | 0 | 0 | 0 | 0 | 0 | 0 | 0 | 0 | 0 | 0 | 0 | 0 | 0 | 0 | 0 | 0 | 0 | 0 | 0 | 0 | 0 | 0 | 0
F6_Commercial_OR - Health_New_Space Heating_Natural Gas_Gas Boiler - Maintenance_A_Achievable Economic RVT Potential | F6 | Commercial | OR - Health | New | Space Heating | Natural Gas | Gas Boiler - Maintenance | A | Incremental Winter Peak Savings (MW) | Achievable Economic RVT Potential | 0 | 0 | 0 | 0 | 0 | 0 | 0 | 0 | 0 | 0 | 0 | 0 | 0 | 0 | 0 | 0 | 0 | 0 | 0 | 0 | 0 | 0 | 0 | 0 | 0 | 0 | 0
F7_Commercial_OR - Health_New_Space Heating_Natural Gas_Gas Boiler - Maintenance_A_Achievable Economic RVT Potential | F7 | Commercial | OR - Health | New | Space Heating | Natural Gas | Gas Boiler - Maintenance | A | Cumulative Energy Savings (MWh or mTherms) | Achievable Economic RVT Potential | 0 | 0 | 0 | 0 | 0 | 0 | 0 | 0 | 0 | 0 | 0 | 0 | 0 | 0 | 0 | 0 | 0 | 0 | 0 | 0 | 0 | 0 | 0 | 0 | 0 | 0 | 0
F8_Commercial_OR - Health_New_Space Heating_Natural Gas_Gas Boiler - Maintenance_A_Achievable Economic RVT Potential | F8 | Commercial | OR - Health | New | Space Heating | Natural Gas | Gas Boiler - Maintenance | A | Cumulative Summer Peak Savings (MW) | Achievable Economic RVT Potential | 0 | 0 | 0 | 0 | 0 | 0 | 0 | 0 | 0 | 0 | 0 | 0 | 0 | 0 | 0 | 0 | 0 | 0 | 0 | 0 | 0 | 0 | 0 | 0 | 0 | 0 | 0
F9_Commercial_OR - Health_New_Space Heating_Natural Gas_Gas Boiler - Maintenance_A_Achievable Economic RVT Potential | F9 | Commercial | OR - Health | New | Space Heating | Natural Gas | Gas Boiler - Maintenance | A | Cumulative Winter Peak Savings (MW) | Achievable Economic RVT Potential | 0 | 0 | 0 | 0 | 0 | 0 | 0 | 0 | 0 | 0 | 0 | 0 | 0 | 0 | 0 | 0 | 0 | 0 | 0 | 0 | 0 | 0 | 0 | 0 | 0 | 0 | 0
F10_Commercial_OR - Health_New_Space Heating_Natural Gas_Gas Boiler - Maintenance_A_Achievable Economic RVT Potential | F10 | Commercial | OR - Health | New | Space Heating | Natural Gas | Gas Boiler - Maintenance | A | Purchases (Incremental) | Achievable Economic RVT Potential | 0 | 0 | 0 | 0 | 0 | 0 | 0 | 0 | 0 | 0 | 0 | 0 | 0 | 0 | 0 | 0 | 0 | 0 | 0 | 0 | 0 | 0 | 0 | 0 | 0 | 0 | 0
F11_Commercial_OR - Health_New_Space Heating_Natural Gas_Gas Boiler - Maintenance_A_Achievable Economic RVT Potential | F11 | Commercial | OR - Health | New | Space Heating | Natural Gas | Gas Boiler - Maintenance | A | Purchases (Cumulative) | Achievable Economic RVT Potential | 0 | 0 | 0 | 0 | 0 | 0 | 0 | 0 | 0 | 0 | 0 | 0 | 0 | 0 | 0 | 0 | 0 | 0 | 0 | 0 | 0 | 0 | 0 | 0 | 0 | 0 | 0
F1_Commercial_OR - Health_New_Space Heating_Natural Gas_Gas Furnace - Maintenance_A_Achievable Economic RVT Potential | F1 | Commercial | OR - Health | New | Space Heating | Natural Gas | Gas Furnace - Maintenance | A | Integrated Unit Energy Savings (kWh or therms) | Achievable Economic RVT Potential | 0 | 0 | 0 | 0 | 0 | 0 | 0 | 0 | 0 | 0 | 0 | 0 | 0 | 0 | 0 | 0 | 0 | 0 | 0 | 0 | 0 | 0 | 0 | 0 | 0 | 0 | 0
F2_Commercial_OR - Health_New_Space Heating_Natural Gas_Gas Furnace - Maintenance_A_Achievable Economic RVT Potential | F2 | Commercial | OR - Health | New | Space Heating | Natural Gas | Gas Furnace - Maintenance | A | Integrated Unit Summer Peak Savings (kW) | Achievable Economic RVT Potential | 0 | 0 | 0 | 0 | 0 | 0 | 0 | 0 | 0 | 0 | 0 | 0 | 0 | 0 | 0 | 0 | 0 | 0 | 0 | 0 | 0 | 0 | 0 | 0 | 0 | 0 | 0
F3_Commercial_OR - Health_New_Space Heating_Natural Gas_Gas Furnace - Maintenance_A_Achievable Economic RVT Potential | F3 | Commercial | OR - Health | New | Space Heating | Natural Gas | Gas Furnace - Maintenance | A | Integrated Unit Winter Peak Savings (kW) | Achievable Economic RVT Potential | 0 | 0 | 0 | 0 | 0 | 0 | 0 | 0 | 0 | 0 | 0 | 0 | 0 | 0 | 0 | 0 | 0 | 0 | 0 | 0 | 0 | 0 | 0 | 0 | 0 | 0 | 0
F4_Commercial_OR - Health_New_Space Heating_Natural Gas_Gas Furnace - Maintenance_A_Achievable Economic RVT Potential | F4 | Commercial | OR - Health | New | Space Heating | Natural Gas | Gas Furnace - Maintenance | A | Incremental Energy Savings (MWh or mTherms) | Achievable Economic RVT Potential | 0 | 0 | 0 | 0 | 0 | 0 | 0 | 0 | 0 | 0 | 0 | 0 | 0 | 0 | 0 | 0 | 0 | 0 | 0 | 0 | 0 | 0 | 0 | 0 | 0 | 0 | 0
F5_Commercial_OR - Health_New_Space Heating_Natural Gas_Gas Furnace - Maintenance_A_Achievable Economic RVT Potential | F5 | Commercial | OR - Health | New | Space Heating | Natural Gas | Gas Furnace - Maintenance | A | Incremental Summer Peak Savings (MW) | Achievable Economic RVT Potential | 0 | 0 | 0 | 0 | 0 | 0 | 0 | 0 | 0 | 0 | 0 | 0 | 0 | 0 | 0 | 0 | 0 | 0 | 0 | 0 | 0 | 0 | 0 | 0 | 0 | 0 | 0
F6_Commercial_OR - Health_New_Space Heating_Natural Gas_Gas Furnace - Maintenance_A_Achievable Economic RVT Potential | F6 | Commercial | OR - Health | New | Space Heating | Natural Gas | Gas Furnace - Maintenance | A | Incremental Winter Peak Savings (MW) | Achievable Economic RVT Potential | 0 | 0 | 0 | 0 | 0 | 0 | 0 | 0 | 0 | 0 | 0 | 0 | 0 | 0 | 0 | 0 | 0 | 0 | 0 | 0 | 0 | 0 | 0 | 0 | 0 | 0 | 0
F7_Commercial_OR - Health_New_Space Heating_Natural Gas_Gas Furnace - Maintenance_A_Achievable Economic RVT Potential | F7 | Commercial | OR - Health | New | Space Heating | Natural Gas | Gas Furnace - Maintenance | A | Cumulative Energy Savings (MWh or mTherms) | Achievable Economic RVT Potential | 0 | 0 | 0 | 0 | 0 | 0 | 0 | 0 | 0 | 0 | 0 | 0 | 0 | 0 | 0 | 0 | 0 | 0 | 0 | 0 | 0 | 0 | 0 | 0 | 0 | 0 | 0
F8_Commercial_OR - Health_New_Space Heating_Natural Gas_Gas Furnace - Maintenance_A_Achievable Economic RVT Potential | F8 | Commercial | OR - Health | New | Space Heating | Natural Gas | Gas Furnace - Maintenance | A | Cumulative Summer Peak Savings (MW) | Achievable Economic RVT Potential | 0 | 0 | 0 | 0 | 0 | 0 | 0 | 0 | 0 | 0 | 0 | 0 | 0 | 0 | 0 | 0 | 0 | 0 | 0 | 0 | 0 | 0 | 0 | 0 | 0 | 0 | 0
F9_Commercial_OR - Health_New_Space Heating_Natural Gas_Gas Furnace - Maintenance_A_Achievable Economic RVT Potential | F9 | Commercial | OR - Health | New | Space Heating | Natural Gas | Gas Furnace - Maintenance | A | Cumulative Winter Peak Savings (MW) | Achievable Economic RVT Potential | 0 | 0 | 0 | 0 | 0 | 0 | 0 | 0 | 0 | 0 | 0 | 0 | 0 | 0 | 0 | 0 | 0 | 0 | 0 | 0 | 0 | 0 | 0 | 0 | 0 | 0 | 0
F10_Commercial_OR - Health_New_Space Heating_Natural Gas_Gas Furnace - Maintenance_A_Achievable Economic RVT Potential | F10 | Commercial | OR - Health | New | Space Heating | Natural Gas | Gas Furnace - Maintenance | A | Purchases (Incremental) | Achievable Economic RVT Potential | 0 | 0 | 0 | 0 | 0 | 0 | 0 | 0 | 0 | 0 | 0 | 0 | 0 | 0 | 0 | 0 | 0 | 0 | 0 | 0 | 0 | 0 | 0 | 0 | 0 | 0 | 0
F11_Commercial_OR - Health_New_Space Heating_Natural Gas_Gas Furnace - Maintenance_A_Achievable Economic RVT Potential | F11 | Commercial | OR - Health | New | Space Heating | Natural Gas | Gas Furnace - Maintenance | A | Purchases (Cumulative) | Achievable Economic RVT Potential | 0 | 0 | 0 | 0 | 0 | 0 | 0 | 0 | 0 | 0 | 0 | 0 | 0 | 0 | 0 | 0 | 0 | 0 | 0 | 0 | 0 | 0 | 0 | 0 | 0 | 0 | 0
F1_Commercial_OR - Health_New_Space Heating_Natural Gas_Gas Boiler - Hot Water Reset_A_Achievable Economic RVT Potential | F1 | Commercial | OR - Health | New | Space Heating | Natural Gas | Gas Boiler - Hot Water Reset | A | Integrated Unit Energy Savings (kWh or therms) | Achievable Economic RVT Potential | 0 | 0 | 0 | 0 | 0 | 0 | 0 | 0 | 0 | 0 | 0 | 0 | 0 | 0 | 0 | 0 | 0 | 0 | 0 | 0 | 0 | 0 | 0 | 0 | 0 | 0 | 0
F2_Commercial_OR - Health_New_Space Heating_Natural Gas_Gas Boiler - Hot Water Reset_A_Achievable Economic RVT Potential | F2 | Commercial | OR - Health | New | Space Heating | Natural Gas | Gas Boiler - Hot Water Reset | A | Integrated Unit Summer Peak Savings (kW) | Achievable Economic RVT Potential | 0 | 0 | 0 | 0 | 0 | 0 | 0 | 0 | 0 | 0 | 0 | 0 | 0 | 0 | 0 | 0 | 0 | 0 | 0 | 0 | 0 | 0 | 0 | 0 | 0 | 0 | 0
F3_Commercial_OR - Health_New_Space Heating_Natural Gas_Gas Boiler - Hot Water Reset_A_Achievable Economic RVT Potential | F3 | Commercial | OR - Health | New | Space Heating | Natural Gas | Gas Boiler - Hot Water Reset | A | Integrated Unit Winter Peak Savings (kW) | Achievable Economic RVT Potential | 0 | 0 | 0 | 0 | 0 | 0 | 0 | 0 | 0 | 0 | 0 | 0 | 0 | 0 | 0 | 0 | 0 | 0 | 0 | 0 | 0 | 0 | 0 | 0 | 0 | 0 | 0
F4_Commercial_OR - Health_New_Space Heating_Natural Gas_Gas Boiler - Hot Water Reset_A_Achievable Economic RVT Potential | F4 | Commercial | OR - Health | New | Space Heating | Natural Gas | Gas Boiler - Hot Water Reset | A | Incremental Energy Savings (MWh or mTherms) | Achievable Economic RVT Potential | 0 | 0 | 0 | 0 | 0 | 0 | 0 | 0 | 0 | 0 | 0 | 0 | 0 | 0 | 0 | 0 | 0 | 0 | 0 | 0 | 0 | 0 | 0 | 0 | 0 | 0 | 0
F5_Commercial_OR - Health_New_Space Heating_Natural Gas_Gas Boiler - Hot Water Reset_A_Achievable Economic RVT Potential | F5 | Commercial | OR - Health | New | Space Heating | Natural Gas | Gas Boiler - Hot Water Reset | A | Incremental Summer Peak Savings (MW) | Achievable Economic RVT Potential | 0 | 0 | 0 | 0 | 0 | 0 | 0 | 0 | 0 | 0 | 0 | 0 | 0 | 0 | 0 | 0 | 0 | 0 | 0 | 0 | 0 | 0 | 0 | 0 | 0 | 0 | 0
F6_Commercial_OR - Health_New_Space Heating_Natural Gas_Gas Boiler - Hot Water Reset_A_Achievable Economic RVT Potential | F6 | Commercial | OR - Health | New | Space Heating | Natural Gas | Gas Boiler - Hot Water Reset | A | Incremental Winter Peak Savings (MW) | Achievable Economic RVT Potential | 0 | 0 | 0 | 0 | 0 | 0 | 0 | 0 | 0 | 0 | 0 | 0 | 0 | 0 | 0 | 0 | 0 | 0 | 0 | 0 | 0 | 0 | 0 | 0 | 0 | 0 | 0
F7_Commercial_OR - Health_New_Space Heating_Natural Gas_Gas Boiler - Hot Water Reset_A_Achievable Economic RVT Potential | F7 | Commercial | OR - Health | New | Space Heating | Natural Gas | Gas Boiler - Hot Water Reset | A | Cumulative Energy Savings (MWh or mTherms) | Achievable Economic RVT Potential | 0 | 0 | 0 | 0 | 0 | 0 | 0 | 0 | 0 | 0 | 0 | 0 | 0 | 0 | 0 | 0 | 0 | 0 | 0 | 0 | 0 | 0 | 0 | 0 | 0 | 0 | 0
F8_Commercial_OR - Health_New_Space Heating_Natural Gas_Gas Boiler - Hot Water Reset_A_Achievable Economic RVT Potential | F8 | Commercial | OR - Health | New | Space Heating | Natural Gas | Gas Boiler - Hot Water Reset | A | Cumulative Summer Peak Savings (MW) | Achievable Economic RVT Potential | 0 | 0 | 0 | 0 | 0 | 0 | 0 | 0 | 0 | 0 | 0 | 0 | 0 | 0 | 0 | 0 | 0 | 0 | 0 | 0 | 0 | 0 | 0 | 0 | 0 | 0 | 0
F9_Commercial_OR - Health_New_Space Heating_Natural Gas_Gas Boiler - Hot Water Reset_A_Achievable Economic RVT Potential | F9 | Commercial | OR - Health | New | Space Heating | Natural Gas | Gas Boiler - Hot Water Reset | A | Cumulative Winter Peak Savings (MW) | Achievable Economic RVT Potential | 0 | 0 | 0 | 0 | 0 | 0 | 0 | 0 | 0 | 0 | 0 | 0 | 0 | 0 | 0 | 0 | 0 | 0 | 0 | 0 | 0 | 0 | 0 | 0 | 0 | 0 | 0
F10_Commercial_OR - Health_New_Space Heating_Natural Gas_Gas Boiler - Hot Water Reset_A_Achievable Economic RVT Potential | F10 | Commercial | OR - Health | New | Space Heating | Natural Gas | Gas Boiler - Hot Water Reset | A | Purchases (Incremental) | Achievable Economic RVT Potential | 0 | 0 | 0 | 0 | 0 | 0 | 0 | 0 | 0 | 0 | 0 | 0 | 0 | 0 | 0 | 0 | 0 | 0 | 0 | 0 | 0 | 0 | 0 | 0 | 0 | 0 | 0
F11_Commercial_OR - Health_New_Space Heating_Natural Gas_Gas Boiler - Hot Water Reset_A_Achievable Economic RVT Potential | F11 | Commercial | OR - Health | New | Space Heating | Natural Gas | Gas Boiler - Hot Water Reset | A | Purchases (Cumulative) | Achievable Economic RVT Potential | 0 | 0 | 0 | 0 | 0 | 0 | 0 | 0 | 0 | 0 | 0 | 0 | 0 | 0 | 0 | 0 | 0 | 0 | 0 | 0 | 0 | 0 | 0 | 0 | 0 | 0 | 0
F1_Commercial_OR - Health_New_Space Heating_Natural Gas_Gas Boiler - Steam Trap Replacement_A_Achievable Economic RVT Potential | F1 | Commercial | OR - Health | New | Space Heating | Natural Gas | Gas Boiler - Steam Trap Replacement | A | Integrated Unit Energy Savings (kWh or therms) | Achievable Economic RVT Potential | 0 | 0 | 0 | 0 | 0 | 0 | 0 | 0 | 0 | 0 | 0 | 0 | 0 | 0 | 0 | 0 | 0 | 0 | 0 | 0 | 0 | 0 | 0 | 0 | 0 | 0 | 0
F2_Commercial_OR - Health_New_Space Heating_Natural Gas_Gas Boiler - Steam Trap Replacement_A_Achievable Economic RVT Potential | F2 | Commercial | OR - Health | New | Space Heating | Natural Gas | Gas Boiler - Steam Trap Replacement | A | Integrated Unit Summer Peak Savings (kW) | Achievable Economic RVT Potential | 0 | 0 | 0 | 0 | 0 | 0 | 0 | 0 | 0 | 0 | 0 | 0 | 0 | 0 | 0 | 0 | 0 | 0 | 0 | 0 | 0 | 0 | 0 | 0 | 0 | 0 | 0
F3_Commercial_OR - Health_New_Space Heating_Natural Gas_Gas Boiler - Steam Trap Replacement_A_Achievable Economic RVT Potential | F3 | Commercial | OR - Health | New | Space Heating | Natural Gas | Gas Boiler - Steam Trap Replacement | A | Integrated Unit Winter Peak Savings (kW) | Achievable Economic RVT Potential | 0 | 0 | 0 | 0 | 0 | 0 | 0 | 0 | 0 | 0 | 0 | 0 | 0 | 0 | 0 | 0 | 0 | 0 | 0 | 0 | 0 | 0 | 0 | 0 | 0 | 0 | 0
F4_Commercial_OR - Health_New_Space Heating_Natural Gas_Gas Boiler - Steam Trap Replacement_A_Achievable Economic RVT Potential | F4 | Commercial | OR - Health | New | Space Heating | Natural Gas | Gas Boiler - Steam Trap Replacement | A | Incremental Energy Savings (MWh or mTherms) | Achievable Economic RVT Potential | 0 | 0 | 0 | 0 | 0 | 0 | 0 | 0 | 0 | 0 | 0 | 0 | 0 | 0 | 0 | 0 | 0 | 0 | 0 | 0 | 0 | 0 | 0 | 0 | 0 | 0 | 0
F5_Commercial_OR - Health_New_Space Heating_Natural Gas_Gas Boiler - Steam Trap Replacement_A_Achievable Economic RVT Potential | F5 | Commercial | OR - Health | New | Space Heating | Natural Gas | Gas Boiler - Steam Trap Replacement | A | Incremental Summer Peak Savings (MW) | Achievable Economic RVT Potential | 0 | 0 | 0 | 0 | 0 | 0 | 0 | 0 | 0 | 0 | 0 | 0 | 0 | 0 | 0 | 0 | 0 | 0 | 0 | 0 | 0 | 0 | 0 | 0 | 0 | 0 | 0
F6_Commercial_OR - Health_New_Space Heating_Natural Gas_Gas Boiler - Steam Trap Replacement_A_Achievable Economic RVT Potential | F6 | Commercial | OR - Health | New | Space Heating | Natural Gas | Gas Boiler - Steam Trap Replacement | A | Incremental Winter Peak Savings (MW) | Achievable Economic RVT Potential | 0 | 0 | 0 | 0 | 0 | 0 | 0 | 0 | 0 | 0 | 0 | 0 | 0 | 0 | 0 | 0 | 0 | 0 | 0 | 0 | 0 | 0 | 0 | 0 | 0 | 0 | 0
F7_Commercial_OR - Health_New_Space Heating_Natural Gas_Gas Boiler - Steam Trap Replacement_A_Achievable Economic RVT Potential | F7 | Commercial | OR - Health | New | Space Heating | Natural Gas | Gas Boiler - Steam Trap Replacement | A | Cumulative Energy Savings (MWh or mTherms) | Achievable Economic RVT Potential | 0 | 0 | 0 | 0 | 0 | 0 | 0 | 0 | 0 | 0 | 0 | 0 | 0 | 0 | 0 | 0 | 0 | 0 | 0 | 0 | 0 | 0 | 0 | 0 | 0 | 0 | 0
F8_Commercial_OR - Health_New_Space Heating_Natural Gas_Gas Boiler - Steam Trap Replacement_A_Achievable Economic RVT Potential | F8 | Commercial | OR - Health | New | Space Heating | Natural Gas | Gas Boiler - Steam Trap Replacement | A | Cumulative Summer Peak Savings (MW) | Achievable Economic RVT Potential | 0 | 0 | 0 | 0 | 0 | 0 | 0 | 0 | 0 | 0 | 0 | 0 | 0 | 0 | 0 | 0 | 0 | 0 | 0 | 0 | 0 | 0 | 0 | 0 | 0 | 0 | 0
F9_Commercial_OR - Health_New_Space Heating_Natural Gas_Gas Boiler - Steam Trap Replacement_A_Achievable Economic RVT Potential | F9 | Commercial | OR - Health | New | Space Heating | Natural Gas | Gas Boiler - Steam Trap Replacement | A | Cumulative Winter Peak Savings (MW) | Achievable Economic RVT Potential | 0 | 0 | 0 | 0 | 0 | 0 | 0 | 0 | 0 | 0 | 0 | 0 | 0 | 0 | 0 | 0 | 0 | 0 | 0 | 0 | 0 | 0 | 0 | 0 | 0 | 0 | 0
F10_Commercial_OR - Health_New_Space Heating_Natural Gas_Gas Boiler - Steam Trap Replacement_A_Achievable Economic RVT Potential | F10 | Commercial | OR - Health | New | Space Heating | Natural Gas | Gas Boiler - Steam Trap Replacement | A | Purchases (Incremental) | Achievable Economic RVT Potential | 0 | 0 | 0 | 0 | 0 | 0 | 0 | 0 | 0 | 0 | 0 | 0 | 0 | 0 | 0 | 0 | 0 | 0 | 0 | 0 | 0 | 0 | 0 | 0 | 0 | 0 | 0
F11_Commercial_OR - Health_New_Space Heating_Natural Gas_Gas Boiler - Steam Trap Replacement_A_Achievable Economic RVT Potential | F11 | Commercial | OR - Health | New | Space Heating | Natural Gas | Gas Boiler - Steam Trap Replacement | A | Purchases (Cumulative) | Achievable Economic RVT Potential | 0 | 0 | 0 | 0 | 0 | 0 | 0 | 0 | 0 | 0 | 0 | 0 | 0 | 0 | 0 | 0 | 0 | 0 | 0 | 0 | 0 | 0 | 0 | 0 | 0 | 0 | 0
F1_Commercial_OR - Health_New_Space Heating_Natural Gas_Gas Boiler - High Turndown Burner_A_Achievable Economic RVT Potential | F1 | Commercial | OR - Health | New | Space Heating | Natural Gas | Gas Boiler - High Turndown Burner | A | Integrated Unit Energy Savings (kWh or therms) | Achievable Economic RVT Potential | 0 | 0 | 0 | 0 | 0 | 0 | 0 | 0 | 0 | 0 | 0 | 0 | 0 | 0 | 0 | 0 | 0 | 0 | 0 | 0 | 0 | 0 | 0 | 0 | 0 | 0 | 0
F2_Commercial_OR - Health_New_Space Heating_Natural Gas_Gas Boiler - High Turndown Burner_A_Achievable Economic RVT Potential | F2 | Commercial | OR - Health | New | Space Heating | Natural Gas | Gas Boiler - High Turndown Burner | A | Integrated Unit Summer Peak Savings (kW) | Achievable Economic RVT Potential | 0 | 0 | 0 | 0 | 0 | 0 | 0 | 0 | 0 | 0 | 0 | 0 | 0 | 0 | 0 | 0 | 0 | 0 | 0 | 0 | 0 | 0 | 0 | 0 | 0 | 0 | 0
F3_Commercial_OR - Health_New_Space Heating_Natural Gas_Gas Boiler - High Turndown Burner_A_Achievable Economic RVT Potential | F3 | Commercial | OR - Health | New | Space Heating | Natural Gas | Gas Boiler - High Turndown Burner | A | Integrated Unit Winter Peak Savings (kW) | Achievable Economic RVT Potential | 0 | 0 | 0 | 0 | 0 | 0 | 0 | 0 | 0 | 0 | 0 | 0 | 0 | 0 | 0 | 0 | 0 | 0 | 0 | 0 | 0 | 0 | 0 | 0 | 0 | 0 | 0
F4_Commercial_OR - Health_New_Space Heating_Natural Gas_Gas Boiler - High Turndown Burner_A_Achievable Economic RVT Potential | F4 | Commercial | OR - Health | New | Space Heating | Natural Gas | Gas Boiler - High Turndown Burner | A | Incremental Energy Savings (MWh or mTherms) | Achievable Economic RVT Potential | 0 | 0 | 0 | 0 | 0 | 0 | 0 | 0 | 0 | 0 | 0 | 0 | 0 | 0 | 0 | 0 | 0 | 0 | 0 | 0 | 0 | 0 | 0 | 0 | 0 | 0 | 0
F5_Commercial_OR - Health_New_Space Heating_Natural Gas_Gas Boiler - High Turndown Burner_A_Achievable Economic RVT Potential | F5 | Commercial | OR - Health | New | Space Heating | Natural Gas | Gas Boiler - High Turndown Burner | A | Incremental Summer Peak Savings (MW) | Achievable Economic RVT Potential | 0 | 0 | 0 | 0 | 0 | 0 | 0 | 0 | 0 | 0 | 0 | 0 | 0 | 0 | 0 | 0 | 0 | 0 | 0 | 0 | 0 | 0 | 0 | 0 | 0 | 0 | 0
F6_Commercial_OR - Health_New_Space Heating_Natural Gas_Gas Boiler - High Turndown Burner_A_Achievable Economic RVT Potential | F6 | Commercial | OR - Health | New | Space Heating | Natural Gas | Gas Boiler - High Turndown Burner | A | Incremental Winter Peak Savings (MW) | Achievable Economic RVT Potential | 0 | 0 | 0 | 0 | 0 | 0 | 0 | 0 | 0 | 0 | 0 | 0 | 0 | 0 | 0 | 0 | 0 | 0 | 0 | 0 | 0 | 0 | 0 | 0 | 0 | 0 | 0
F7_Commercial_OR - Health_New_Space Heating_Natural Gas_Gas Boiler - High Turndown Burner_A_Achievable Economic RVT Potential | F7 | Commercial | OR - Health | New | Space Heating | Natural Gas | Gas Boiler - High Turndown Burner | A | Cumulative Energy Savings (MWh or mTherms) | Achievable Economic RVT Potential | 0 | 0 | 0 | 0 | 0 | 0 | 0 | 0 | 0 | 0 | 0 | 0 | 0 | 0 | 0 | 0 | 0 | 0 | 0 | 0 | 0 | 0 | 0 | 0 | 0 | 0 | 0
F8_Commercial_OR - Health_New_Space Heating_Natural Gas_Gas Boiler - High Turndown Burner_A_Achievable Economic RVT Potential | F8 | Commercial | OR - Health | New | Space Heating | Natural Gas | Gas Boiler - High Turndown Burner | A | Cumulative Summer Peak Savings (MW) | Achievable Economic RVT Potential | 0 | 0 | 0 | 0 | 0 | 0 | 0 | 0 | 0 | 0 | 0 | 0 | 0 | 0 | 0 | 0 | 0 | 0 | 0 | 0 | 0 | 0 | 0 | 0 | 0 | 0 | 0
F9_Commercial_OR - Health_New_Space Heating_Natural Gas_Gas Boiler - High Turndown Burner_A_Achievable Economic RVT Potential | F9 | Commercial | OR - Health | New | Space Heating | Natural Gas | Gas Boiler - High Turndown Burner | A | Cumulative Winter Peak Savings (MW) | Achievable Economic RVT Potential | 0 | 0 | 0 | 0 | 0 | 0 | 0 | 0 | 0 | 0 | 0 | 0 | 0 | 0 | 0 | 0 | 0 | 0 | 0 | 0 | 0 | 0 | 0 | 0 | 0 | 0 | 0
F10_Commercial_OR - Health_New_Space Heating_Natural Gas_Gas Boiler - High Turndown Burner_A_Achievable Economic RVT Potential | F10 | Commercial | OR - Health | New | Space Heating | Natural Gas | Gas Boiler - High Turndown Burner | A | Purchases (Incremental) | Achievable Economic RVT Potential | 0 | 0 | 0 | 0 | 0 | 0 | 0 | 0 | 0 | 0 | 0 | 0 | 0 | 0 | 0 | 0 | 0 | 0 | 0 | 0 | 0 | 0 | 0 | 0 | 0 | 0 | 0
F11_Commercial_OR - Health_New_Space Heating_Natural Gas_Gas Boiler - High Turndown Burner_A_Achievable Economic RVT Potential | F11 | Commercial | OR - Health | New | Space Heating | Natural Gas | Gas Boiler - High Turndown Burner | A | Purchases (Cumulative) | Achievable Economic RVT Potential | 0 | 0 | 0 | 0 | 0 | 0 | 0 | 0 | 0 | 0 | 0 | 0 | 0 | 0 | 0 | 0 | 0 | 0 | 0 | 0 | 0 | 0 | 0 | 0 | 0 | 0 | 0
F1_Commercial_OR - Health_New_Space Heating_Natural Gas_Gas Boiler - Burner Control Optimization_A_Achievable Economic RVT Potential | F1 | Commercial | OR - Health | New | Space Heating | Natural Gas | Gas Boiler - Burner Control Optimization | A | Integrated Unit Energy Savings (kWh or therms) | Achievable Economic RVT Potential | 0 | 0 | 0 | 0 | 0 | 0 | 0 | 0 | 0 | 0 | 0 | 0 | 0 | 0 | 0 | 0 | 0 | 0 | 0 | 0 | 0 | 0 | 0 | 0 | 0 | 0 | 0
F2_Commercial_OR - Health_New_Space Heating_Natural Gas_Gas Boiler - Burner Control Optimization_A_Achievable Economic RVT Potential | F2 | Commercial | OR - Health | New | Space Heating | Natural Gas | Gas Boiler - Burner Control Optimization | A | Integrated Unit Summer Peak Savings (kW) | Achievable Economic RVT Potential | 0 | 0 | 0 | 0 | 0 | 0 | 0 | 0 | 0 | 0 | 0 | 0 | 0 | 0 | 0 | 0 | 0 | 0 | 0 | 0 | 0 | 0 | 0 | 0 | 0 | 0 | 0
F3_Commercial_OR - Health_New_Space Heating_Natural Gas_Gas Boiler - Burner Control Optimization_A_Achievable Economic RVT Potential | F3 | Commercial | OR - Health | New | Space Heating | Natural Gas | Gas Boiler - Burner Control Optimization | A | Integrated Unit Winter Peak Savings (kW) | Achievable Economic RVT Potential | 0 | 0 | 0 | 0 | 0 | 0 | 0 | 0 | 0 | 0 | 0 | 0 | 0 | 0 | 0 | 0 | 0 | 0 | 0 | 0 | 0 | 0 | 0 | 0 | 0 | 0 | 0
F4_Commercial_OR - Health_New_Space Heating_Natural Gas_Gas Boiler - Burner Control Optimization_A_Achievable Economic RVT Potential | F4 | Commercial | OR - Health | New | Space Heating | Natural Gas | Gas Boiler - Burner Control Optimization | A | Incremental Energy Savings (MWh or mTherms) | Achievable Economic RVT Potential | 0 | 0 | 0 | 0 | 0 | 0 | 0 | 0 | 0 | 0 | 0 | 0 | 0 | 0 | 0 | 0 | 0 | 0 | 0 | 0 | 0 | 0 | 0 | 0 | 0 | 0 | 0
F5_Commercial_OR - Health_New_Space Heating_Natural Gas_Gas Boiler - Burner Control Optimization_A_Achievable Economic RVT Potential | F5 | Commercial | OR - Health | New | Space Heating | Natural Gas | Gas Boiler - Burner Control Optimization | A | Incremental Summer Peak Savings (MW) | Achievable Economic RVT Potential | 0 | 0 | 0 | 0 | 0 | 0 | 0 | 0 | 0 | 0 | 0 | 0 | 0 | 0 | 0 | 0 | 0 | 0 | 0 | 0 | 0 | 0 | 0 | 0 | 0 | 0 | 0
F6_Commercial_OR - Health_New_Space Heating_Natural Gas_Gas Boiler - Burner Control Optimization_A_Achievable Economic RVT Potential | F6 | Commercial | OR - Health | New | Space Heating | Natural Gas | Gas Boiler - Burner Control Optimization | A | Incremental Winter Peak Savings (MW) | Achievable Economic RVT Potential | 0 | 0 | 0 | 0 | 0 | 0 | 0 | 0 | 0 | 0 | 0 | 0 | 0 | 0 | 0 | 0 | 0 | 0 | 0 | 0 | 0 | 0 | 0 | 0 | 0 | 0 | 0
F7_Commercial_OR - Health_New_Space Heating_Natural Gas_Gas Boiler - Burner Control Optimization_A_Achievable Economic RVT Potential | F7 | Commercial | OR - Health | New | Space Heating | Natural Gas | Gas Boiler - Burner Control Optimization | A | Cumulative Energy Savings (MWh or mTherms) | Achievable Economic RVT Potential | 0 | 0 | 0 | 0 | 0 | 0 | 0 | 0 | 0 | 0 | 0 | 0 | 0 | 0 | 0 | 0 | 0 | 0 | 0 | 0 | 0 | 0 | 0 | 0 | 0 | 0 | 0
F8_Commercial_OR - Health_New_Space Heating_Natural Gas_Gas Boiler - Burner Control Optimization_A_Achievable Economic RVT Potential | F8 | Commercial | OR - Health | New | Space Heating | Natural Gas | Gas Boiler - Burner Control Optimization | A | Cumulative Summer Peak Savings (MW) | Achievable Economic RVT Potential | 0 | 0 | 0 | 0 | 0 | 0 | 0 | 0 | 0 | 0 | 0 | 0 | 0 | 0 | 0 | 0 | 0 | 0 | 0 | 0 | 0 | 0 | 0 | 0 | 0 | 0 | 0
F9_Commercial_OR - Health_New_Space Heating_Natural Gas_Gas Boiler - Burner Control Optimization_A_Achievable Economic RVT Potential | F9 | Commercial | OR - Health | New | Space Heating | Natural Gas | Gas Boiler - Burner Control Optimization | A | Cumulative Winter Peak Savings (MW) | Achievable Economic RVT Potential | 0 | 0 | 0 | 0 | 0 | 0 | 0 | 0 | 0 | 0 | 0 | 0 | 0 | 0 | 0 | 0 | 0 | 0 | 0 | 0 | 0 | 0 | 0 | 0 | 0 | 0 | 0
F10_Commercial_OR - Health_New_Space Heating_Natural Gas_Gas Boiler - Burner Control Optimization_A_Achievable Economic RVT Potential | F10 | Commercial | OR - Health | New | Space Heating | Natural Gas | Gas Boiler - Burner Control Optimization | A | Purchases (Incremental) | Achievable Economic RVT Potential | 0 | 0 | 0 | 0 | 0 | 0 | 0 | 0 | 0 | 0 | 0 | 0 | 0 | 0 | 0 | 0 | 0 | 0 | 0 | 0 | 0 | 0 | 0 | 0 | 0 | 0 | 0
F11_Commercial_OR - Health_New_Space Heating_Natural Gas_Gas Boiler - Burner Control Optimization_A_Achievable Economic RVT Potential | F11 | Commercial | OR - Health | New | Space Heating | Natural Gas | Gas Boiler - Burner Control Optimization | A | Purchases (Cumulative) | Achievable Economic RVT Potential | 0 | 0 | 0 | 0 | 0 | 0 | 0 | 0 | 0 | 0 | 0 | 0 | 0 | 0 | 0 | 0 | 0 | 0 | 0 | 0 | 0 | 0 | 0 | 0 | 0 | 0 | 0
F1_Commercial_OR - Health_New_Space Heating_Natural Gas_Gas Boiler - Stack Economizer_A_Achievable Economic RVT Potential | F1 | Commercial | OR - Health | New | Space Heating | Natural Gas | Gas Boiler - Stack Economizer | A | Integrated Unit Energy Savings (kWh or therms) | Achievable Economic RVT Potential | 0 | 0 | 0 | 0 | 0 | 0 | 0 | 0 | 0 | 0 | 0 | 0 | 0 | 0 | 0 | 0 | 0 | 0 | 0 | 0 | 0 | 0 | 0 | 0 | 0 | 0 | 0
F2_Commercial_OR - Health_New_Space Heating_Natural Gas_Gas Boiler - Stack Economizer_A_Achievable Economic RVT Potential | F2 | Commercial | OR - Health | New | Space Heating | Natural Gas | Gas Boiler - Stack Economizer | A | Integrated Unit Summer Peak Savings (kW) | Achievable Economic RVT Potential | 0 | 0 | 0 | 0 | 0 | 0 | 0 | 0 | 0 | 0 | 0 | 0 | 0 | 0 | 0 | 0 | 0 | 0 | 0 | 0 | 0 | 0 | 0 | 0 | 0 | 0 | 0
F3_Commercial_OR - Health_New_Space Heating_Natural Gas_Gas Boiler - Stack Economizer_A_Achievable Economic RVT Potential | F3 | Commercial | OR - Health | New | Space Heating | Natural Gas | Gas Boiler - Stack Economizer | A | Integrated Unit Winter Peak Savings (kW) | Achievable Economic RVT Potential | 0 | 0 | 0 | 0 | 0 | 0 | 0 | 0 | 0 | 0 | 0 | 0 | 0 | 0 | 0 | 0 | 0 | 0 | 0 | 0 | 0 | 0 | 0 | 0 | 0 | 0 | 0
F4_Commercial_OR - Health_New_Space Heating_Natural Gas_Gas Boiler - Stack Economizer_A_Achievable Economic RVT Potential | F4 | Commercial | OR - Health | New | Space Heating | Natural Gas | Gas Boiler - Stack Economizer | A | Incremental Energy Savings (MWh or mTherms) | Achievable Economic RVT Potential | 0 | 0 | 0 | 0 | 0 | 0 | 0 | 0 | 0 | 0 | 0 | 0 | 0 | 0 | 0 | 0 | 0 | 0 | 0 | 0 | 0 | 0 | 0 | 0 | 0 | 0 | 0
F5_Commercial_OR - Health_New_Space Heating_Natural Gas_Gas Boiler - Stack Economizer_A_Achievable Economic RVT Potential | F5 | Commercial | OR - Health | New | Space Heating | Natural Gas | Gas Boiler - Stack Economizer | A | Incremental Summer Peak Savings (MW) | Achievable Economic RVT Potential | 0 | 0 | 0 | 0 | 0 | 0 | 0 | 0 | 0 | 0 | 0 | 0 | 0 | 0 | 0 | 0 | 0 | 0 | 0 | 0 | 0 | 0 | 0 | 0 | 0 | 0 | 0
F6_Commercial_OR - Health_New_Space Heating_Natural Gas_Gas Boiler - Stack Economizer_A_Achievable Economic RVT Potential | F6 | Commercial | OR - Health | New | Space Heating | Natural Gas | Gas Boiler - Stack Economizer | A | Incremental Winter Peak Savings (MW) | Achievable Economic RVT Potential | 0 | 0 | 0 | 0 | 0 | 0 | 0 | 0 | 0 | 0 | 0 | 0 | 0 | 0 | 0 | 0 | 0 | 0 | 0 | 0 | 0 | 0 | 0 | 0 | 0 | 0 | 0
F7_Commercial_OR - Health_New_Space Heating_Natural Gas_Gas Boiler - Stack Economizer_A_Achievable Economic RVT Potential | F7 | Commercial | OR - Health | New | Space Heating | Natural Gas | Gas Boiler - Stack Economizer | A | Cumulative Energy Savings (MWh or mTherms) | Achievable Economic RVT Potential | 0 | 0 | 0 | 0 | 0 | 0 | 0 | 0 | 0 | 0 | 0 | 0 | 0 | 0 | 0 | 0 | 0 | 0 | 0 | 0 | 0 | 0 | 0 | 0 | 0 | 0 | 0
F8_Commercial_OR - Health_New_Space Heating_Natural Gas_Gas Boiler - Stack Economizer_A_Achievable Economic RVT Potential | F8 | Commercial | OR - Health | New | Space Heating | Natural Gas | Gas Boiler - Stack Economizer | A | Cumulative Summer Peak Savings (MW) | Achievable Economic RVT Potential | 0 | 0 | 0 | 0 | 0 | 0 | 0 | 0 | 0 | 0 | 0 | 0 | 0 | 0 | 0 | 0 | 0 | 0 | 0 | 0 | 0 | 0 | 0 | 0 | 0 | 0 | 0
F9_Commercial_OR - Health_New_Space Heating_Natural Gas_Gas Boiler - Stack Economizer_A_Achievable Economic RVT Potential | F9 | Commercial | OR - Health | New | Space Heating | Natural Gas | Gas Boiler - Stack Economizer | A | Cumulative Winter Peak Savings (MW) | Achievable Economic RVT Potential | 0 | 0 | 0 | 0 | 0 | 0 | 0 | 0 | 0 | 0 | 0 | 0 | 0 | 0 | 0 | 0 | 0 | 0 | 0 | 0 | 0 | 0 | 0 | 0 | 0 | 0 | 0
F10_Commercial_OR - Health_New_Space Heating_Natural Gas_Gas Boiler - Stack Economizer_A_Achievable Economic RVT Potential | F10 | Commercial | OR - Health | New | Space Heating | Natural Gas | Gas Boiler - Stack Economizer | A | Purchases (Incremental) | Achievable Economic RVT Potential | 0 | 0 | 0 | 0 | 0 | 0 | 0 | 0 | 0 | 0 | 0 | 0 | 0 | 0 | 0 | 0 | 0 | 0 | 0 | 0 | 0 | 0 | 0 | 0 | 0 | 0 | 0
F11_Commercial_OR - Health_New_Space Heating_Natural Gas_Gas Boiler - Stack Economizer_A_Achievable Economic RVT Potential | F11 | Commercial | OR - Health | New | Space Heating | Natural Gas | Gas Boiler - Stack Economizer | A | Purchases (Cumulative) | Achievable Economic RVT Potential | 0 | 0 | 0 | 0 | 0 | 0 | 0 | 0 | 0 | 0 | 0 | 0 | 0 | 0 | 0 | 0 | 0 | 0 | 0 | 0 | 0 | 0 | 0 | 0 | 0 | 0 | 0
F1_Commercial_OR - Health_New_Space Heating_Natural Gas_Gas Boiler - Thermostatic Radiator Valves_A_Achievable Economic RVT Potential | F1 | Commercial | OR - Health | New | Space Heating | Natural Gas | Gas Boiler - Thermostatic Radiator Valves | A | Integrated Unit Energy Savings (kWh or therms) | Achievable Economic RVT Potential | 0 | 0 | 0 | 0 | 0 | 0 | 0 | 0 | 0 | 0 | 0 | 0 | 0 | 0 | 0 | 0 | 0 | 0 | 0 | 0 | 0 | 0 | 0 | 0 | 0 | 0 | 0
F2_Commercial_OR - Health_New_Space Heating_Natural Gas_Gas Boiler - Thermostatic Radiator Valves_A_Achievable Economic RVT Potential | F2 | Commercial | OR - Health | New | Space Heating | Natural Gas | Gas Boiler - Thermostatic Radiator Valves | A | Integrated Unit Summer Peak Savings (kW) | Achievable Economic RVT Potential | 0 | 0 | 0 | 0 | 0 | 0 | 0 | 0 | 0 | 0 | 0 | 0 | 0 | 0 | 0 | 0 | 0 | 0 | 0 | 0 | 0 | 0 | 0 | 0 | 0 | 0 | 0
F3_Commercial_OR - Health_New_Space Heating_Natural Gas_Gas Boiler - Thermostatic Radiator Valves_A_Achievable Economic RVT Potential | F3 | Commercial | OR - Health | New | Space Heating | Natural Gas | Gas Boiler - Thermostatic Radiator Valves | A | Integrated Unit Winter Peak Savings (kW) | Achievable Economic RVT Potential | 0 | 0 | 0 | 0 | 0 | 0 | 0 | 0 | 0 | 0 | 0 | 0 | 0 | 0 | 0 | 0 | 0 | 0 | 0 | 0 | 0 | 0 | 0 | 0 | 0 | 0 | 0
F4_Commercial_OR - Health_New_Space Heating_Natural Gas_Gas Boiler - Thermostatic Radiator Valves_A_Achievable Economic RVT Potential | F4 | Commercial | OR - Health | New | Space Heating | Natural Gas | Gas Boiler - Thermostatic Radiator Valves | A | Incremental Energy Savings (MWh or mTherms) | Achievable Economic RVT Potential | 0 | 0 | 0 | 0 | 0 | 0 | 0 | 0 | 0 | 0 | 0 | 0 | 0 | 0 | 0 | 0 | 0 | 0 | 0 | 0 | 0 | 0 | 0 | 0 | 0 | 0 | 0
F5_Commercial_OR - Health_New_Space Heating_Natural Gas_Gas Boiler - Thermostatic Radiator Valves_A_Achievable Economic RVT Potential | F5 | Commercial | OR - Health | New | Space Heating | Natural Gas | Gas Boiler - Thermostatic Radiator Valves | A | Incremental Summer Peak Savings (MW) | Achievable Economic RVT Potential | 0 | 0 | 0 | 0 | 0 | 0 | 0 | 0 | 0 | 0 | 0 | 0 | 0 | 0 | 0 | 0 | 0 | 0 | 0 | 0 | 0 | 0 | 0 | 0 | 0 | 0 | 0
F6_Commercial_OR - Health_New_Space Heating_Natural Gas_Gas Boiler - Thermostatic Radiator Valves_A_Achievable Economic RVT Potential | F6 | Commercial | OR - Health | New | Space Heating | Natural Gas | Gas Boiler - Thermostatic Radiator Valves | A | Incremental Winter Peak Savings (MW) | Achievable Economic RVT Potential | 0 | 0 | 0 | 0 | 0 | 0 | 0 | 0 | 0 | 0 | 0 | 0 | 0 | 0 | 0 | 0 | 0 | 0 | 0 | 0 | 0 | 0 | 0 | 0 | 0 | 0 | 0
F7_Commercial_OR - Health_New_Space Heating_Natural Gas_Gas Boiler - Thermostatic Radiator Valves_A_Achievable Economic RVT Potential | F7 | Commercial | OR - Health | New | Space Heating | Natural Gas | Gas Boiler - Thermostatic Radiator Valves | A | Cumulative Energy Savings (MWh or mTherms) | Achievable Economic RVT Potential | 0 | 0 | 0 | 0 | 0 | 0 | 0 | 0 | 0 | 0 | 0 | 0 | 0 | 0 | 0 | 0 | 0 | 0 | 0 | 0 | 0 | 0 | 0 | 0 | 0 | 0 | 0
F8_Commercial_OR - Health_New_Space Heating_Natural Gas_Gas Boiler - Thermostatic Radiator Valves_A_Achievable Economic RVT Potential | F8 | Commercial | OR - Health | New | Space Heating | Natural Gas | Gas Boiler - Thermostatic Radiator Valves | A | Cumulative Summer Peak Savings (MW) | Achievable Economic RVT Potential | 0 | 0 | 0 | 0 | 0 | 0 | 0 | 0 | 0 | 0 | 0 | 0 | 0 | 0 | 0 | 0 | 0 | 0 | 0 | 0 | 0 | 0 | 0 | 0 | 0 | 0 | 0
F9_Commercial_OR - Health_New_Space Heating_Natural Gas_Gas Boiler - Thermostatic Radiator Valves_A_Achievable Economic RVT Potential | F9 | Commercial | OR - Health | New | Space Heating | Natural Gas | Gas Boiler - Thermostatic Radiator Valves | A | Cumulative Winter Peak Savings (MW) | Achievable Economic RVT Potential | 0 | 0 | 0 | 0 | 0 | 0 | 0 | 0 | 0 | 0 | 0 | 0 | 0 | 0 | 0 | 0 | 0 | 0 | 0 | 0 | 0 | 0 | 0 | 0 | 0 | 0 | 0
F10_Commercial_OR - Health_New_Space Heating_Natural Gas_Gas Boiler - Thermostatic Radiator Valves_A_Achievable Economic RVT Potential | F10 | Commercial | OR - Health | New | Space Heating | Natural Gas | Gas Boiler - Thermostatic Radiator Valves | A | Purchases (Incremental) | Achievable Economic RVT Potential | 0 | 0 | 0 | 0 | 0 | 0 | 0 | 0 | 0 | 0 | 0 | 0 | 0 | 0 | 0 | 0 | 0 | 0 | 0 | 0 | 0 | 0 | 0 | 0 | 0 | 0 | 0
F11_Commercial_OR - Health_New_Space Heating_Natural Gas_Gas Boiler - Thermostatic Radiator Valves_A_Achievable Economic RVT Potential | F11 | Commercial | OR - Health | New | Space Heating | Natural Gas | Gas Boiler - Thermostatic Radiator Valves | A | Purchases (Cumulative) | Achievable Economic RVT Potential | 0 | 0 | 0 | 0 | 0 | 0 | 0 | 0 | 0 | 0 | 0 | 0 | 0 | 0 | 0 | 0 | 0 | 0 | 0 | 0 | 0 | 0 | 0 | 0 | 0 | 0 | 0
F1_Commercial_OR - Health_New_Space Heating_Natural Gas_HVAC - Shut Off Damper_A_Achievable Economic RVT Potential | F1 | Commercial | OR - Health | New | Space Heating | Natural Gas | HVAC - Shut Off Damper | A | Integrated Unit Energy Savings (kWh or therms) | Achievable Economic RVT Potential | 0 | 0 | 0 | 0 | 0 | 0 | 0 | 0 | 0 | 0 | 0 | 0 | 0 | 0 | 0 | 0 | 0 | 0 | 0 | 0 | 0 | 0 | 0 | 0 | 0 | 0 | 0
F2_Commercial_OR - Health_New_Space Heating_Natural Gas_HVAC - Shut Off Damper_A_Achievable Economic RVT Potential | F2 | Commercial | OR - Health | New | Space Heating | Natural Gas | HVAC - Shut Off Damper | A | Integrated Unit Summer Peak Savings (kW) | Achievable Economic RVT Potential | 0 | 0 | 0 | 0 | 0 | 0 | 0 | 0 | 0 | 0 | 0 | 0 | 0 | 0 | 0 | 0 | 0 | 0 | 0 | 0 | 0 | 0 | 0 | 0 | 0 | 0 | 0
F3_Commercial_OR - Health_New_Space Heating_Natural Gas_HVAC - Shut Off Damper_A_Achievable Economic RVT Potential | F3 | Commercial | OR - Health | New | Space Heating | Natural Gas | HVAC - Shut Off Damper | A | Integrated Unit Winter Peak Savings (kW) | Achievable Economic RVT Potential | 0 | 0 | 0 | 0 | 0 | 0 | 0 | 0 | 0 | 0 | 0 | 0 | 0 | 0 | 0 | 0 | 0 | 0 | 0 | 0 | 0 | 0 | 0 | 0 | 0 | 0 | 0
F4_Commercial_OR - Health_New_Space Heating_Natural Gas_HVAC - Shut Off Damper_A_Achievable Economic RVT Potential | F4 | Commercial | OR - Health | New | Space Heating | Natural Gas | HVAC - Shut Off Damper | A | Incremental Energy Savings (MWh or mTherms) | Achievable Economic RVT Potential | 0 | 0 | 0 | 0 | 0 | 0 | 0 | 0 | 0 | 0 | 0 | 0 | 0 | 0 | 0 | 0 | 0 | 0 | 0 | 0 | 0 | 0 | 0 | 0 | 0 | 0 | 0
F5_Commercial_OR - Health_New_Space Heating_Natural Gas_HVAC - Shut Off Damper_A_Achievable Economic RVT Potential | F5 | Commercial | OR - Health | New | Space Heating | Natural Gas | HVAC - Shut Off Damper | A | Incremental Summer Peak Savings (MW) | Achievable Economic RVT Potential | 0 | 0 | 0 | 0 | 0 | 0 | 0 | 0 | 0 | 0 | 0 | 0 | 0 | 0 | 0 | 0 | 0 | 0 | 0 | 0 | 0 | 0 | 0 | 0 | 0 | 0 | 0
F6_Commercial_OR - Health_New_Space Heating_Natural Gas_HVAC - Shut Off Damper_A_Achievable Economic RVT Potential | F6 | Commercial | OR - Health | New | Space Heating | Natural Gas | HVAC - Shut Off Damper | A | Incremental Winter Peak Savings (MW) | Achievable Economic RVT Potential | 0 | 0 | 0 | 0 | 0 | 0 | 0 | 0 | 0 | 0 | 0 | 0 | 0 | 0 | 0 | 0 | 0 | 0 | 0 | 0 | 0 | 0 | 0 | 0 | 0 | 0 | 0
F7_Commercial_OR - Health_New_Space Heating_Natural Gas_HVAC - Shut Off Damper_A_Achievable Economic RVT Potential | F7 | Commercial | OR - Health | New | Space Heating | Natural Gas | HVAC - Shut Off Damper | A | Cumulative Energy Savings (MWh or mTherms) | Achievable Economic RVT Potential | 0 | 0 | 0 | 0 | 0 | 0 | 0 | 0 | 0 | 0 | 0 | 0 | 0 | 0 | 0 | 0 | 0 | 0 | 0 | 0 | 0 | 0 | 0 | 0 | 0 | 0 | 0
F8_Commercial_OR - Health_New_Space Heating_Natural Gas_HVAC - Shut Off Damper_A_Achievable Economic RVT Potential | F8 | Commercial | OR - Health | New | Space Heating | Natural Gas | HVAC - Shut Off Damper | A | Cumulative Summer Peak Savings (MW) | Achievable Economic RVT Potential | 0 | 0 | 0 | 0 | 0 | 0 | 0 | 0 | 0 | 0 | 0 | 0 | 0 | 0 | 0 | 0 | 0 | 0 | 0 | 0 | 0 | 0 | 0 | 0 | 0 | 0 | 0
F9_Commercial_OR - Health_New_Space Heating_Natural Gas_HVAC - Shut Off Damper_A_Achievable Economic RVT Potential | F9 | Commercial | OR - Health | New | Space Heating | Natural Gas | HVAC - Shut Off Damper | A | Cumulative Winter Peak Savings (MW) | Achievable Economic RVT Potential | 0 | 0 | 0 | 0 | 0 | 0 | 0 | 0 | 0 | 0 | 0 | 0 | 0 | 0 | 0 | 0 | 0 | 0 | 0 | 0 | 0 | 0 | 0 | 0 | 0 | 0 | 0
F10_Commercial_OR - Health_New_Space Heating_Natural Gas_HVAC - Shut Off Damper_A_Achievable Economic RVT Potential | F10 | Commercial | OR - Health | New | Space Heating | Natural Gas | HVAC - Shut Off Damper | A | Purchases (Incremental) | Achievable Economic RVT Potential | 0 | 0 | 0 | 0 | 0 | 0 | 0 | 0 | 0 | 0 | 0 | 0 | 0 | 0 | 0 | 0 | 0 | 0 | 0 | 0 | 0 | 0 | 0 | 0 | 0 | 0 | 0
F11_Commercial_OR - Health_New_Space Heating_Natural Gas_HVAC - Shut Off Damper_A_Achievable Economic RVT Potential | F11 | Commercial | OR - Health | New | Space Heating | Natural Gas | HVAC - Shut Off Damper | A | Purchases (Cumulative) | Achievable Economic RVT Potential | 0 | 0 | 0 | 0 | 0 | 0 | 0 | 0 | 0 | 0 | 0 | 0 | 0 | 0 | 0 | 0 | 0 | 0 | 0 | 0 | 0 | 0 | 0 | 0 | 0 | 0 | 0
F1_Commercial_OR - Health_New_Space Heating_Natural Gas_Gas Furnace - Tube Inserts_A_Achievable Economic RVT Potential | F1 | Commercial | OR - Health | New | Space Heating | Natural Gas | Gas Furnace - Tube Inserts | A | Integrated Unit Energy Savings (kWh or therms) | Achievable Economic RVT Potential | 0 | 0 | 0 | 0 | 0 | 0 | 0 | 0 | 0 | 0 | 0 | 0 | 0 | 0 | 0 | 0 | 0 | 0 | 0 | 0 | 0 | 0 | 0 | 0 | 0 | 0 | 0
F2_Commercial_OR - Health_New_Space Heating_Natural Gas_Gas Furnace - Tube Inserts_A_Achievable Economic RVT Potential | F2 | Commercial | OR - Health | New | Space Heating | Natural Gas | Gas Furnace - Tube Inserts | A | Integrated Unit Summer Peak Savings (kW) | Achievable Economic RVT Potential | 0 | 0 | 0 | 0 | 0 | 0 | 0 | 0 | 0 | 0 | 0 | 0 | 0 | 0 | 0 | 0 | 0 | 0 | 0 | 0 | 0 | 0 | 0 | 0 | 0 | 0 | 0
F3_Commercial_OR - Health_New_Space Heating_Natural Gas_Gas Furnace - Tube Inserts_A_Achievable Economic RVT Potential | F3 | Commercial | OR - Health | New | Space Heating | Natural Gas | Gas Furnace - Tube Inserts | A | Integrated Unit Winter Peak Savings (kW) | Achievable Economic RVT Potential | 0 | 0 | 0 | 0 | 0 | 0 | 0 | 0 | 0 | 0 | 0 | 0 | 0 | 0 | 0 | 0 | 0 | 0 | 0 | 0 | 0 | 0 | 0 | 0 | 0 | 0 | 0
F4_Commercial_OR - Health_New_Space Heating_Natural Gas_Gas Furnace - Tube Inserts_A_Achievable Economic RVT Potential | F4 | Commercial | OR - Health | New | Space Heating | Natural Gas | Gas Furnace - Tube Inserts | A | Incremental Energy Savings (MWh or mTherms) | Achievable Economic RVT Potential | 0 | 0 | 0 | 0 | 0 | 0 | 0 | 0 | 0 | 0 | 0 | 0 | 0 | 0 | 0 | 0 | 0 | 0 | 0 | 0 | 0 | 0 | 0 | 0 | 0 | 0 | 0
F5_Commercial_OR - Health_New_Space Heating_Natural Gas_Gas Furnace - Tube Inserts_A_Achievable Economic RVT Potential | F5 | Commercial | OR - Health | New | Space Heating | Natural Gas | Gas Furnace - Tube Inserts | A | Incremental Summer Peak Savings (MW) | Achievable Economic RVT Potential | 0 | 0 | 0 | 0 | 0 | 0 | 0 | 0 | 0 | 0 | 0 | 0 | 0 | 0 | 0 | 0 | 0 | 0 | 0 | 0 | 0 | 0 | 0 | 0 | 0 | 0 | 0
F6_Commercial_OR - Health_New_Space Heating_Natural Gas_Gas Furnace - Tube Inserts_A_Achievable Economic RVT Potential | F6 | Commercial | OR - Health | New | Space Heating | Natural Gas | Gas Furnace - Tube Inserts | A | Incremental Winter Peak Savings (MW) | Achievable Economic RVT Potential | 0 | 0 | 0 | 0 | 0 | 0 | 0 | 0 | 0 | 0 | 0 | 0 | 0 | 0 | 0 | 0 | 0 | 0 | 0 | 0 | 0 | 0 | 0 | 0 | 0 | 0 | 0
F7_Commercial_OR - Health_New_Space Heating_Natural Gas_Gas Furnace - Tube Inserts_A_Achievable Economic RVT Potential | F7 | Commercial | OR - Health | New | Space Heating | Natural Gas | Gas Furnace - Tube Inserts | A | Cumulative Energy Savings (MWh or mTherms) | Achievable Economic RVT Potential | 0 | 0 | 0 | 0 | 0 | 0 | 0 | 0 | 0 | 0 | 0 | 0 | 0 | 0 | 0 | 0 | 0 | 0 | 0 | 0 | 0 | 0 | 0 | 0 | 0 | 0 | 0
F8_Commercial_OR - Health_New_Space Heating_Natural Gas_Gas Furnace - Tube Inserts_A_Achievable Economic RVT Potential | F8 | Commercial | OR - Health | New | Space Heating | Natural Gas | Gas Furnace - Tube Inserts | A | Cumulative Summer Peak Savings (MW) | Achievable Economic RVT Potential | 0 | 0 | 0 | 0 | 0 | 0 | 0 | 0 | 0 | 0 | 0 | 0 | 0 | 0 | 0 | 0 | 0 | 0 | 0 | 0 | 0 | 0 | 0 | 0 | 0 | 0 | 0
F9_Commercial_OR - Health_New_Space Heating_Natural Gas_Gas Furnace - Tube Inserts_A_Achievable Economic RVT Potential | F9 | Commercial | OR - Health | New | Space Heating | Natural Gas | Gas Furnace - Tube Inserts | A | Cumulative Winter Peak Savings (MW) | Achievable Economic RVT Potential | 0 | 0 | 0 | 0 | 0 | 0 | 0 | 0 | 0 | 0 | 0 | 0 | 0 | 0 | 0 | 0 | 0 | 0 | 0 | 0 | 0 | 0 | 0 | 0 | 0 | 0 | 0
F10_Commercial_OR - Health_New_Space Heating_Natural Gas_Gas Furnace - Tube Inserts_A_Achievable Economic RVT Potential | F10 | Commercial | OR - Health | New | Space Heating | Natural Gas | Gas Furnace - Tube Inserts | A | Purchases (Incremental) | Achievable Economic RVT Potential | 0 | 0 | 0 | 0 | 0 | 0 | 0 | 0 | 0 | 0 | 0 | 0 | 0 | 0 | 0 | 0 | 0 | 0 | 0 | 0 | 0 | 0 | 0 | 0 | 0 | 0 | 0
F11_Commercial_OR - Health_New_Space Heating_Natural Gas_Gas Furnace - Tube Inserts_A_Achievable Economic RVT Potential | F11 | Commercial | OR - Health | New | Space Heating | Natural Gas | Gas Furnace - Tube Inserts | A | Purchases (Cumulative) | Achievable Economic RVT Potential | 0 | 0 | 0 | 0 | 0 | 0 | 0 | 0 | 0 | 0 | 0 | 0 | 0 | 0 | 0 | 0 | 0 | 0 | 0 | 0 | 0 | 0 | 0 | 0 | 0 | 0 | 0
F1_Commercial_OR - Health_New_Space Heating_Natural Gas_Gas Boiler - Insulate Steam Lines/Condensate Tank_A_Achievable Economic RVT Potential | F1 | Commercial | OR - Health | New | Space Heating | Natural Gas | Gas Boiler - Insulate Steam Lines/Condensate Tank | A | Integrated Unit Energy Savings (kWh or therms) | Achievable Economic RVT Potential | 0 | 0 | 0 | 0 | 0 | 0 | 0 | 0 | 0 | 0 | 0 | 0 | 0 | 0 | 0 | 0 | 0 | 0 | 0 | 0 | 0 | 0 | 0 | 0 | 0 | 0 | 0
F2_Commercial_OR - Health_New_Space Heating_Natural Gas_Gas Boiler - Insulate Steam Lines/Condensate Tank_A_Achievable Economic RVT Potential | F2 | Commercial | OR - Health | New | Space Heating | Natural Gas | Gas Boiler - Insulate Steam Lines/Condensate Tank | A | Integrated Unit Summer Peak Savings (kW) | Achievable Economic RVT Potential | 0 | 0 | 0 | 0 | 0 | 0 | 0 | 0 | 0 | 0 | 0 | 0 | 0 | 0 | 0 | 0 | 0 | 0 | 0 | 0 | 0 | 0 | 0 | 0 | 0 | 0 | 0
F3_Commercial_OR - Health_New_Space Heating_Natural Gas_Gas Boiler - Insulate Steam Lines/Condensate Tank_A_Achievable Economic RVT Potential | F3 | Commercial | OR - Health | New | Space Heating | Natural Gas | Gas Boiler - Insulate Steam Lines/Condensate Tank | A | Integrated Unit Winter Peak Savings (kW) | Achievable Economic RVT Potential | 0 | 0 | 0 | 0 | 0 | 0 | 0 | 0 | 0 | 0 | 0 | 0 | 0 | 0 | 0 | 0 | 0 | 0 | 0 | 0 | 0 | 0 | 0 | 0 | 0 | 0 | 0
F4_Commercial_OR - Health_New_Space Heating_Natural Gas_Gas Boiler - Insulate Steam Lines/Condensate Tank_A_Achievable Economic RVT Potential | F4 | Commercial | OR - Health | New | Space Heating | Natural Gas | Gas Boiler - Insulate Steam Lines/Condensate Tank | A | Incremental Energy Savings (MWh or mTherms) | Achievable Economic RVT Potential | 0 | 0 | 0 | 0 | 0 | 0 | 0 | 0 | 0 | 0 | 0 | 0 | 0 | 0 | 0 | 0 | 0 | 0 | 0 | 0 | 0 | 0 | 0 | 0 | 0 | 0 | 0
F5_Commercial_OR - Health_New_Space Heating_Natural Gas_Gas Boiler - Insulate Steam Lines/Condensate Tank_A_Achievable Economic RVT Potential | F5 | Commercial | OR - Health | New | Space Heating | Natural Gas | Gas Boiler - Insulate Steam Lines/Condensate Tank | A | Incremental Summer Peak Savings (MW) | Achievable Economic RVT Potential | 0 | 0 | 0 | 0 | 0 | 0 | 0 | 0 | 0 | 0 | 0 | 0 | 0 | 0 | 0 | 0 | 0 | 0 | 0 | 0 | 0 | 0 | 0 | 0 | 0 | 0 | 0
F6_Commercial_OR - Health_New_Space Heating_Natural Gas_Gas Boiler - Insulate Steam Lines/Condensate Tank_A_Achievable Economic RVT Potential | F6 | Commercial | OR - Health | New | Space Heating | Natural Gas | Gas Boiler - Insulate Steam Lines/Condensate Tank | A | Incremental Winter Peak Savings (MW) | Achievable Economic RVT Potential | 0 | 0 | 0 | 0 | 0 | 0 | 0 | 0 | 0 | 0 | 0 | 0 | 0 | 0 | 0 | 0 | 0 | 0 | 0 | 0 | 0 | 0 | 0 | 0 | 0 | 0 | 0
F7_Commercial_OR - Health_New_Space Heating_Natural Gas_Gas Boiler - Insulate Steam Lines/Condensate Tank_A_Achievable Economic RVT Potential | F7 | Commercial | OR - Health | New | Space Heating | Natural Gas | Gas Boiler - Insulate Steam Lines/Condensate Tank | A | Cumulative Energy Savings (MWh or mTherms) | Achievable Economic RVT Potential | 0 | 0 | 0 | 0 | 0 | 0 | 0 | 0 | 0 | 0 | 0 | 0 | 0 | 0 | 0 | 0 | 0 | 0 | 0 | 0 | 0 | 0 | 0 | 0 | 0 | 0 | 0
F8_Commercial_OR - Health_New_Space Heating_Natural Gas_Gas Boiler - Insulate Steam Lines/Condensate Tank_A_Achievable Economic RVT Potential | F8 | Commercial | OR - Health | New | Space Heating | Natural Gas | Gas Boiler - Insulate Steam Lines/Condensate Tank | A | Cumulative Summer Peak Savings (MW) | Achievable Economic RVT Potential | 0 | 0 | 0 | 0 | 0 | 0 | 0 | 0 | 0 | 0 | 0 | 0 | 0 | 0 | 0 | 0 | 0 | 0 | 0 | 0 | 0 | 0 | 0 | 0 | 0 | 0 | 0
F9_Commercial_OR - Health_New_Space Heating_Natural Gas_Gas Boiler - Insulate Steam Lines/Condensate Tank_A_Achievable Economic RVT Potential | F9 | Commercial | OR - Health | New | Space Heating | Natural Gas | Gas Boiler - Insulate Steam Lines/Condensate Tank | A | Cumulative Winter Peak Savings (MW) | Achievable Economic RVT Potential | 0 | 0 | 0 | 0 | 0 | 0 | 0 | 0 | 0 | 0 | 0 | 0 | 0 | 0 | 0 | 0 | 0 | 0 | 0 | 0 | 0 | 0 | 0 | 0 | 0 | 0 | 0
F10_Commercial_OR - Health_New_Space Heating_Natural Gas_Gas Boiler - Insulate Steam Lines/Condensate Tank_A_Achievable Economic RVT Potential | F10 | Commercial | OR - Health | New | Space Heating | Natural Gas | Gas Boiler - Insulate Steam Lines/Condensate Tank | A | Purchases (Incremental) | Achievable Economic RVT Potential | 0 | 0 | 0 | 0 | 0 | 0 | 0 | 0 | 0 | 0 | 0 | 0 | 0 | 0 | 0 | 0 | 0 | 0 | 0 | 0 | 0 | 0 | 0 | 0 | 0 | 0 | 0
F11_Commercial_OR - Health_New_Space Heating_Natural Gas_Gas Boiler - Insulate Steam Lines/Condensate Tank_A_Achievable Economic RVT Potential | F11 | Commercial | OR - Health | New | Space Heating | Natural Gas | Gas Boiler - Insulate Steam Lines/Condensate Tank | A | Purchases (Cumulative) | Achievable Economic RVT Potential | 0 | 0 | 0 | 0 | 0 | 0 | 0 | 0 | 0 | 0 | 0 | 0 | 0 | 0 | 0 | 0 | 0 | 0 | 0 | 0 | 0 | 0 | 0 | 0 | 0 | 0 | 0
F1_Commercial_OR - Health_New_Space Heating_Natural Gas_Gas Boiler - Insulate Hot Water Lines_A_Achievable Economic RVT Potential | F1 | Commercial | OR - Health | New | Space Heating | Natural Gas | Gas Boiler - Insulate Hot Water Lines | A | Integrated Unit Energy Savings (kWh or therms) | Achievable Economic RVT Potential | 0 | 0 | 0 | 0 | 0 | 0 | 0 | 0 | 0 | 0 | 0 | 0 | 0 | 0 | 0 | 0 | 0 | 0 | 0 | 0 | 0 | 0 | 0 | 0 | 0 | 0 | 0
F2_Commercial_OR - Health_New_Space Heating_Natural Gas_Gas Boiler - Insulate Hot Water Lines_A_Achievable Economic RVT Potential | F2 | Commercial | OR - Health | New | Space Heating | Natural Gas | Gas Boiler - Insulate Hot Water Lines | A | Integrated Unit Summer Peak Savings (kW) | Achievable Economic RVT Potential | 0 | 0 | 0 | 0 | 0 | 0 | 0 | 0 | 0 | 0 | 0 | 0 | 0 | 0 | 0 | 0 | 0 | 0 | 0 | 0 | 0 | 0 | 0 | 0 | 0 | 0 | 0
F3_Commercial_OR - Health_New_Space Heating_Natural Gas_Gas Boiler - Insulate Hot Water Lines_A_Achievable Economic RVT Potential | F3 | Commercial | OR - Health | New | Space Heating | Natural Gas | Gas Boiler - Insulate Hot Water Lines | A | Integrated Unit Winter Peak Savings (kW) | Achievable Economic RVT Potential | 0 | 0 | 0 | 0 | 0 | 0 | 0 | 0 | 0 | 0 | 0 | 0 | 0 | 0 | 0 | 0 | 0 | 0 | 0 | 0 | 0 | 0 | 0 | 0 | 0 | 0 | 0
F4_Commercial_OR - Health_New_Space Heating_Natural Gas_Gas Boiler - Insulate Hot Water Lines_A_Achievable Economic RVT Potential | F4 | Commercial | OR - Health | New | Space Heating | Natural Gas | Gas Boiler - Insulate Hot Water Lines | A | Incremental Energy Savings (MWh or mTherms) | Achievable Economic RVT Potential | 0 | 0 | 0 | 0 | 0 | 0 | 0 | 0 | 0 | 0 | 0 | 0 | 0 | 0 | 0 | 0 | 0 | 0 | 0 | 0 | 0 | 0 | 0 | 0 | 0 | 0 | 0
F5_Commercial_OR - Health_New_Space Heating_Natural Gas_Gas Boiler - Insulate Hot Water Lines_A_Achievable Economic RVT Potential | F5 | Commercial | OR - Health | New | Space Heating | Natural Gas | Gas Boiler - Insulate Hot Water Lines | A | Incremental Summer Peak Savings (MW) | Achievable Economic RVT Potential | 0 | 0 | 0 | 0 | 0 | 0 | 0 | 0 | 0 | 0 | 0 | 0 | 0 | 0 | 0 | 0 | 0 | 0 | 0 | 0 | 0 | 0 | 0 | 0 | 0 | 0 | 0
F6_Commercial_OR - Health_New_Space Heating_Natural Gas_Gas Boiler - Insulate Hot Water Lines_A_Achievable Economic RVT Potential | F6 | Commercial | OR - Health | New | Space Heating | Natural Gas | Gas Boiler - Insulate Hot Water Lines | A | Incremental Winter Peak Savings (MW) | Achievable Economic RVT Potential | 0 | 0 | 0 | 0 | 0 | 0 | 0 | 0 | 0 | 0 | 0 | 0 | 0 | 0 | 0 | 0 | 0 | 0 | 0 | 0 | 0 | 0 | 0 | 0 | 0 | 0 | 0
F7_Commercial_OR - Health_New_Space Heating_Natural Gas_Gas Boiler - Insulate Hot Water Lines_A_Achievable Economic RVT Potential | F7 | Commercial | OR - Health | New | Space Heating | Natural Gas | Gas Boiler - Insulate Hot Water Lines | A | Cumulative Energy Savings (MWh or mTherms) | Achievable Economic RVT Potential | 0 | 0 | 0 | 0 | 0 | 0 | 0 | 0 | 0 | 0 | 0 | 0 | 0 | 0 | 0 | 0 | 0 | 0 | 0 | 0 | 0 | 0 | 0 | 0 | 0 | 0 | 0
F8_Commercial_OR - Health_New_Space Heating_Natural Gas_Gas Boiler - Insulate Hot Water Lines_A_Achievable Economic RVT Potential | F8 | Commercial | OR - Health | New | Space Heating | Natural Gas | Gas Boiler - Insulate Hot Water Lines | A | Cumulative Summer Peak Savings (MW) | Achievable Economic RVT Potential | 0 | 0 | 0 | 0 | 0 | 0 | 0 | 0 | 0 | 0 | 0 | 0 | 0 | 0 | 0 | 0 | 0 | 0 | 0 | 0 | 0 | 0 | 0 | 0 | 0 | 0 | 0
F9_Commercial_OR - Health_New_Space Heating_Natural Gas_Gas Boiler - Insulate Hot Water Lines_A_Achievable Economic RVT Potential | F9 | Commercial | OR - Health | New | Space Heating | Natural Gas | Gas Boiler - Insulate Hot Water Lines | A | Cumulative Winter Peak Savings (MW) | Achievable Economic RVT Potential | 0 | 0 | 0 | 0 | 0 | 0 | 0 | 0 | 0 | 0 | 0 | 0 | 0 | 0 | 0 | 0 | 0 | 0 | 0 | 0 | 0 | 0 | 0 | 0 | 0 | 0 | 0
F10_Commercial_OR - Health_New_Space Heating_Natural Gas_Gas Boiler - Insulate Hot Water Lines_A_Achievable Economic RVT Potential | F10 | Commercial | OR - Health | New | Space Heating | Natural Gas | Gas Boiler - Insulate Hot Water Lines | A | Purchases (Incremental) | Achievable Economic RVT Potential | 0 | 0 | 0 | 0 | 0 | 0 | 0 | 0 | 0 | 0 | 0 | 0 | 0 | 0 | 0 | 0 | 0 | 0 | 0 | 0 | 0 | 0 | 0 | 0 | 0 | 0 | 0
F11_Commercial_OR - Health_New_Space Heating_Natural Gas_Gas Boiler - Insulate Hot Water Lines_A_Achievable Economic RVT Potential | F11 | Commercial | OR - Health | New | Space Heating | Natural Gas | Gas Boiler - Insulate Hot Water Lines | A | Purchases (Cumulative) | Achievable Economic RVT Potential | 0 | 0 | 0 | 0 | 0 | 0 | 0 | 0 | 0 | 0 | 0 | 0 | 0 | 0 | 0 | 0 | 0 | 0 | 0 | 0 | 0 | 0 | 0 | 0 | 0 | 0 | 0
F1_Commercial_OR - Health_New_Space Heating_Natural Gas_Condensing RTU_A_Achievable Economic RVT Potential | F1 | Commercial | OR - Health | New | Space Heating | Natural Gas | Condensing RTU | A | Integrated Unit Energy Savings (kWh or therms) | Achievable Economic RVT Potential | 0 | 0 | 0 | 0 | 0 | 0 | 0 | 0 | 0 | 0 | 0 | 0 | 0 | 0 | 0 | 0 | 0 | 0 | 0 | 0 | 0 | 0 | 0 | 0 | 0 | 0 | 0
F2_Commercial_OR - Health_New_Space Heating_Natural Gas_Condensing RTU_A_Achievable Economic RVT Potential | F2 | Commercial | OR - Health | New | Space Heating | Natural Gas | Condensing RTU | A | Integrated Unit Summer Peak Savings (kW) | Achievable Economic RVT Potential | 0 | 0 | 0 | 0 | 0 | 0 | 0 | 0 | 0 | 0 | 0 | 0 | 0 | 0 | 0 | 0 | 0 | 0 | 0 | 0 | 0 | 0 | 0 | 0 | 0 | 0 | 0
F3_Commercial_OR - Health_New_Space Heating_Natural Gas_Condensing RTU_A_Achievable Economic RVT Potential | F3 | Commercial | OR - Health | New | Space Heating | Natural Gas | Condensing RTU | A | Integrated Unit Winter Peak Savings (kW) | Achievable Economic RVT Potential | 0 | 0 | 0 | 0 | 0 | 0 | 0 | 0 | 0 | 0 | 0 | 0 | 0 | 0 | 0 | 0 | 0 | 0 | 0 | 0 | 0 | 0 | 0 | 0 | 0 | 0 | 0
F4_Commercial_OR - Health_New_Space Heating_Natural Gas_Condensing RTU_A_Achievable Economic RVT Potential | F4 | Commercial | OR - Health | New | Space Heating | Natural Gas | Condensing RTU | A | Incremental Energy Savings (MWh or mTherms) | Achievable Economic RVT Potential | 0 | 0 | 0 | 0 | 0 | 0 | 0 | 0 | 0 | 0 | 0 | 0 | 0 | 0 | 0 | 0 | 0 | 0 | 0 | 0 | 0 | 0 | 0 | 0 | 0 | 0 | 0
F5_Commercial_OR - Health_New_Space Heating_Natural Gas_Condensing RTU_A_Achievable Economic RVT Potential | F5 | Commercial | OR - Health | New | Space Heating | Natural Gas | Condensing RTU | A | Incremental Summer Peak Savings (MW) | Achievable Economic RVT Potential | 0 | 0 | 0 | 0 | 0 | 0 | 0 | 0 | 0 | 0 | 0 | 0 | 0 | 0 | 0 | 0 | 0 | 0 | 0 | 0 | 0 | 0 | 0 | 0 | 0 | 0 | 0
F6_Commercial_OR - Health_New_Space Heating_Natural Gas_Condensing RTU_A_Achievable Economic RVT Potential | F6 | Commercial | OR - Health | New | Space Heating | Natural Gas | Condensing RTU | A | Incremental Winter Peak Savings (MW) | Achievable Economic RVT Potential | 0 | 0 | 0 | 0 | 0 | 0 | 0 | 0 | 0 | 0 | 0 | 0 | 0 | 0 | 0 | 0 | 0 | 0 | 0 | 0 | 0 | 0 | 0 | 0 | 0 | 0 | 0
F7_Commercial_OR - Health_New_Space Heating_Natural Gas_Condensing RTU_A_Achievable Economic RVT Potential | F7 | Commercial | OR - Health | New | Space Heating | Natural Gas | Condensing RTU | A | Cumulative Energy Savings (MWh or mTherms) | Achievable Economic RVT Potential | 0 | 0 | 0 | 0 | 0 | 0 | 0 | 0 | 0 | 0 | 0 | 0 | 0 | 0 | 0 | 0 | 0 | 0 | 0 | 0 | 0 | 0 | 0 | 0 | 0 | 0 | 0
F8_Commercial_OR - Health_New_Space Heating_Natural Gas_Condensing RTU_A_Achievable Economic RVT Potential | F8 | Commercial | OR - Health | New | Space Heating | Natural Gas | Condensing RTU | A | Cumulative Summer Peak Savings (MW) | Achievable Economic RVT Potential | 0 | 0 | 0 | 0 | 0 | 0 | 0 | 0 | 0 | 0 | 0 | 0 | 0 | 0 | 0 | 0 | 0 | 0 | 0 | 0 | 0 | 0 | 0 | 0 | 0 | 0 | 0
F9_Commercial_OR - Health_New_Space Heating_Natural Gas_Condensing RTU_A_Achievable Economic RVT Potential | F9 | Commercial | OR - Health | New | Space Heating | Natural Gas | Condensing RTU | A | Cumulative Winter Peak Savings (MW) | Achievable Economic RVT Potential | 0 | 0 | 0 | 0 | 0 | 0 | 0 | 0 | 0 | 0 | 0 | 0 | 0 | 0 | 0 | 0 | 0 | 0 | 0 | 0 | 0 | 0 | 0 | 0 | 0 | 0 | 0
F10_Commercial_OR - Health_New_Space Heating_Natural Gas_Condensing RTU_A_Achievable Economic RVT Potential | F10 | Commercial | OR - Health | New | Space Heating | Natural Gas | Condensing RTU | A | Purchases (Incremental) | Achievable Economic RVT Potential | 0 | 0 | 0 | 0 | 0 | 0 | 0 | 0 | 0 | 0 | 0 | 0 | 0 | 0 | 0 | 0 | 0 | 0 | 0 | 0 | 0 | 0 | 0 | 0 | 0 | 0 | 0
F11_Commercial_OR - Health_New_Space Heating_Natural Gas_Condensing RTU_A_Achievable Economic RVT Potential | F11 | Commercial | OR - Health | New | Space Heating | Natural Gas | Condensing RTU | A | Purchases (Cumulative) | Achievable Economic RVT Potential | 0 | 0 | 0 | 0 | 0 | 0 | 0 | 0 | 0 | 0 | 0 | 0 | 0 | 0 | 0 | 0 | 0 | 0 | 0 | 0 | 0 | 0 | 0 | 0 | 0 | 0 | 0
F1_Commercial_OR - Health_New_Space Heating_Natural Gas_Hydronic Heating Radiator Replacement_A_Achievable Economic RVT Potential | F1 | Commercial | OR - Health | New | Space Heating | Natural Gas | Hydronic Heating Radiator Replacement | A | Integrated Unit Energy Savings (kWh or therms) | Achievable Economic RVT Potential | 0 | 0 | 0 | 0 | 0 | 0 | 0 | 0 | 0 | 0 | 0 | 0 | 0 | 0 | 0 | 0 | 0 | 0 | 0 | 0 | 0 | 0 | 0 | 0 | 0 | 0 | 0
F2_Commercial_OR - Health_New_Space Heating_Natural Gas_Hydronic Heating Radiator Replacement_A_Achievable Economic RVT Potential | F2 | Commercial | OR - Health | New | Space Heating | Natural Gas | Hydronic Heating Radiator Replacement | A | Integrated Unit Summer Peak Savings (kW) | Achievable Economic RVT Potential | 0 | 0 | 0 | 0 | 0 | 0 | 0 | 0 | 0 | 0 | 0 | 0 | 0 | 0 | 0 | 0 | 0 | 0 | 0 | 0 | 0 | 0 | 0 | 0 | 0 | 0 | 0
F3_Commercial_OR - Health_New_Space Heating_Natural Gas_Hydronic Heating Radiator Replacement_A_Achievable Economic RVT Potential | F3 | Commercial | OR - Health | New | Space Heating | Natural Gas | Hydronic Heating Radiator Replacement | A | Integrated Unit Winter Peak Savings (kW) | Achievable Economic RVT Potential | 0 | 0 | 0 | 0 | 0 | 0 | 0 | 0 | 0 | 0 | 0 | 0 | 0 | 0 | 0 | 0 | 0 | 0 | 0 | 0 | 0 | 0 | 0 | 0 | 0 | 0 | 0
F4_Commercial_OR - Health_New_Space Heating_Natural Gas_Hydronic Heating Radiator Replacement_A_Achievable Economic RVT Potential | F4 | Commercial | OR - Health | New | Space Heating | Natural Gas | Hydronic Heating Radiator Replacement | A | Incremental Energy Savings (MWh or mTherms) | Achievable Economic RVT Potential | 0 | 0 | 0 | 0 | 0 | 0 | 0 | 0 | 0 | 0 | 0 | 0 | 0 | 0 | 0 | 0 | 0 | 0 | 0 | 0 | 0 | 0 | 0 | 0 | 0 | 0 | 0
F5_Commercial_OR - Health_New_Space Heating_Natural Gas_Hydronic Heating Radiator Replacement_A_Achievable Economic RVT Potential | F5 | Commercial | OR - Health | New | Space Heating | Natural Gas | Hydronic Heating Radiator Replacement | A | Incremental Summer Peak Savings (MW) | Achievable Economic RVT Potential | 0 | 0 | 0 | 0 | 0 | 0 | 0 | 0 | 0 | 0 | 0 | 0 | 0 | 0 | 0 | 0 | 0 | 0 | 0 | 0 | 0 | 0 | 0 | 0 | 0 | 0 | 0
F6_Commercial_OR - Health_New_Space Heating_Natural Gas_Hydronic Heating Radiator Replacement_A_Achievable Economic RVT Potential | F6 | Commercial | OR - Health | New | Space Heating | Natural Gas | Hydronic Heating Radiator Replacement | A | Incremental Winter Peak Savings (MW) | Achievable Economic RVT Potential | 0 | 0 | 0 | 0 | 0 | 0 | 0 | 0 | 0 | 0 | 0 | 0 | 0 | 0 | 0 | 0 | 0 | 0 | 0 | 0 | 0 | 0 | 0 | 0 | 0 | 0 | 0
F7_Commercial_OR - Health_New_Space Heating_Natural Gas_Hydronic Heating Radiator Replacement_A_Achievable Economic RVT Potential | F7 | Commercial | OR - Health | New | Space Heating | Natural Gas | Hydronic Heating Radiator Replacement | A | Cumulative Energy Savings (MWh or mTherms) | Achievable Economic RVT Potential | 0 | 0 | 0 | 0 | 0 | 0 | 0 | 0 | 0 | 0 | 0 | 0 | 0 | 0 | 0 | 0 | 0 | 0 | 0 | 0 | 0 | 0 | 0 | 0 | 0 | 0 | 0
F8_Commercial_OR - Health_New_Space Heating_Natural Gas_Hydronic Heating Radiator Replacement_A_Achievable Economic RVT Potential | F8 | Commercial | OR - Health | New | Space Heating | Natural Gas | Hydronic Heating Radiator Replacement | A | Cumulative Summer Peak Savings (MW) | Achievable Economic RVT Potential | 0 | 0 | 0 | 0 | 0 | 0 | 0 | 0 | 0 | 0 | 0 | 0 | 0 | 0 | 0 | 0 | 0 | 0 | 0 | 0 | 0 | 0 | 0 | 0 | 0 | 0 | 0
F9_Commercial_OR - Health_New_Space Heating_Natural Gas_Hydronic Heating Radiator Replacement_A_Achievable Economic RVT Potential | F9 | Commercial | OR - Health | New | Space Heating | Natural Gas | Hydronic Heating Radiator Replacement | A | Cumulative Winter Peak Savings (MW) | Achievable Economic RVT Potential | 0 | 0 | 0 | 0 | 0 | 0 | 0 | 0 | 0 | 0 | 0 | 0 | 0 | 0 | 0 | 0 | 0 | 0 | 0 | 0 | 0 | 0 | 0 | 0 | 0 | 0 | 0
F10_Commercial_OR - Health_New_Space Heating_Natural Gas_Hydronic Heating Radiator Replacement_A_Achievable Economic RVT Potential | F10 | Commercial | OR - Health | New | Space Heating | Natural Gas | Hydronic Heating Radiator Replacement | A | Purchases (Incremental) | Achievable Economic RVT Potential | 0 | 0 | 0 | 0 | 0 | 0 | 0 | 0 | 0 | 0 | 0 | 0 | 0 | 0 | 0 | 0 | 0 | 0 | 0 | 0 | 0 | 0 | 0 | 0 | 0 | 0 | 0
F11_Commercial_OR - Health_New_Space Heating_Natural Gas_Hydronic Heating Radiator Replacement_A_Achievable Economic RVT Potential | F11 | Commercial | OR - Health | New | Space Heating | Natural Gas | Hydronic Heating Radiator Replacement | A | Purchases (Cumulative) | Achievable Economic RVT Potential | 0 | 0 | 0 | 0 | 0 | 0 | 0 | 0 | 0 | 0 | 0 | 0 | 0 | 0 | 0 | 0 | 0 | 0 | 0 | 0 | 0 | 0 | 0 | 0 | 0 | 0 | 0
F1_Commercial_OR - Health_New_Space Heating_Natural Gas_Thermostat - Connected_A_Achievable Economic RVT Potential | F1 | Commercial | OR - Health | New | Space Heating | Natural Gas | Thermostat - Connected | A | Integrated Unit Energy Savings (kWh or therms) | Achievable Economic RVT Potential | 0 | 0 | 0 | 0 | 0 | 0 | 0 | 0 | 0 | 0 | 0 | 0 | 0 | 0 | 0 | 0 | 0 | 0 | 0 | 0 | 0 | 0 | 0 | 0 | 0 | 0 | 0
F2_Commercial_OR - Health_New_Space Heating_Natural Gas_Thermostat - Connected_A_Achievable Economic RVT Potential | F2 | Commercial | OR - Health | New | Space Heating | Natural Gas | Thermostat - Connected | A | Integrated Unit Summer Peak Savings (kW) | Achievable Economic RVT Potential | 0 | 0 | 0 | 0 | 0 | 0 | 0 | 0 | 0 | 0 | 0 | 0 | 0 | 0 | 0 | 0 | 0 | 0 | 0 | 0 | 0 | 0 | 0 | 0 | 0 | 0 | 0
F3_Commercial_OR - Health_New_Space Heating_Natural Gas_Thermostat - Connected_A_Achievable Economic RVT Potential | F3 | Commercial | OR - Health | New | Space Heating | Natural Gas | Thermostat - Connected | A | Integrated Unit Winter Peak Savings (kW) | Achievable Economic RVT Potential | 0 | 0 | 0 | 0 | 0 | 0 | 0 | 0 | 0 | 0 | 0 | 0 | 0 | 0 | 0 | 0 | 0 | 0 | 0 | 0 | 0 | 0 | 0 | 0 | 0 | 0 | 0
F4_Commercial_OR - Health_New_Space Heating_Natural Gas_Thermostat - Connected_A_Achievable Economic RVT Potential | F4 | Commercial | OR - Health | New | Space Heating | Natural Gas | Thermostat - Connected | A | Incremental Energy Savings (MWh or mTherms) | Achievable Economic RVT Potential | 0 | 0 | 0 | 0 | 0 | 0 | 0 | 0 | 0 | 0 | 0 | 0 | 0 | 0 | 0 | 0 | 0 | 0 | 0 | 0 | 0 | 0 | 0 | 0 | 0 | 0 | 0
F5_Commercial_OR - Health_New_Space Heating_Natural Gas_Thermostat - Connected_A_Achievable Economic RVT Potential | F5 | Commercial | OR - Health | New | Space Heating | Natural Gas | Thermostat - Connected | A | Incremental Summer Peak Savings (MW) | Achievable Economic RVT Potential | 0 | 0 | 0 | 0 | 0 | 0 | 0 | 0 | 0 | 0 | 0 | 0 | 0 | 0 | 0 | 0 | 0 | 0 | 0 | 0 | 0 | 0 | 0 | 0 | 0 | 0 | 0
F6_Commercial_OR - Health_New_Space Heating_Natural Gas_Thermostat - Connected_A_Achievable Economic RVT Potential | F6 | Commercial | OR - Health | New | Space Heating | Natural Gas | Thermostat - Connected | A | Incremental Winter Peak Savings (MW) | Achievable Economic RVT Potential | 0 | 0 | 0 | 0 | 0 | 0 | 0 | 0 | 0 | 0 | 0 | 0 | 0 | 0 | 0 | 0 | 0 | 0 | 0 | 0 | 0 | 0 | 0 | 0 | 0 | 0 | 0
F7_Commercial_OR - Health_New_Space Heating_Natural Gas_Thermostat - Connected_A_Achievable Economic RVT Potential | F7 | Commercial | OR - Health | New | Space Heating | Natural Gas | Thermostat - Connected | A | Cumulative Energy Savings (MWh or mTherms) | Achievable Economic RVT Potential | 0 | 0 | 0 | 0 | 0 | 0 | 0 | 0 | 0 | 0 | 0 | 0 | 0 | 0 | 0 | 0 | 0 | 0 | 0 | 0 | 0 | 0 | 0 | 0 | 0 | 0 | 0
F8_Commercial_OR - Health_New_Space Heating_Natural Gas_Thermostat - Connected_A_Achievable Economic RVT Potential | F8 | Commercial | OR - Health | New | Space Heating | Natural Gas | Thermostat - Connected | A | Cumulative Summer Peak Savings (MW) | Achievable Economic RVT Potential | 0 | 0 | 0 | 0 | 0 | 0 | 0 | 0 | 0 | 0 | 0 | 0 | 0 | 0 | 0 | 0 | 0 | 0 | 0 | 0 | 0 | 0 | 0 | 0 | 0 | 0 | 0
F9_Commercial_OR - Health_New_Space Heating_Natural Gas_Thermostat - Connected_A_Achievable Economic RVT Potential | F9 | Commercial | OR - Health | New | Space Heating | Natural Gas | Thermostat - Connected | A | Cumulative Winter Peak Savings (MW) | Achievable Economic RVT Potential | 0 | 0 | 0 | 0 | 0 | 0 | 0 | 0 | 0 | 0 | 0 | 0 | 0 | 0 | 0 | 0 | 0 | 0 | 0 | 0 | 0 | 0 | 0 | 0 | 0 | 0 | 0
F10_Commercial_OR - Health_New_Space Heating_Natural Gas_Thermostat - Connected_A_Achievable Economic RVT Potential | F10 | Commercial | OR - Health | New | Space Heating | Natural Gas | Thermostat - Connected | A | Purchases (Incremental) | Achievable Economic RVT Potential | 0 | 0 | 0 | 0 | 0 | 0 | 0 | 0 | 0 | 0 | 0 | 0 | 0 | 0 | 0 | 0 | 0 | 0 | 0 | 0 | 0 | 0 | 0 | 0 | 0 | 0 | 0
F11_Commercial_OR - Health_New_Space Heating_Natural Gas_Thermostat - Connected_A_Achievable Economic RVT Potential | F11 | Commercial | OR - Health | New | Space Heating | Natural Gas | Thermostat - Connected | A | Purchases (Cumulative) | Achievable Economic RVT Potential | 0 | 0 | 0 | 0 | 0 | 0 | 0 | 0 | 0 | 0 | 0 | 0 | 0 | 0 | 0 | 0 | 0 | 0 | 0 | 0 | 0 | 0 | 0 | 0 | 0 | 0 | 0
F1_Commercial_OR - Health_New_Water Heating_Natural Gas_Water Heater - Thermostatic Shower Restriction Valve_A_Achievable Economic RVT Potential | F1 | Commercial | OR - Health | New | Water Heating | Natural Gas | Water Heater - Thermostatic Shower Restriction Valve | A | Integrated Unit Energy Savings (kWh or therms) | Achievable Economic RVT Potential | 0 | 0 | 0 | 0 | 0 | 0 | 0 | 0 | 0 | 0 | 0 | 0 | 0 | 0 | 0 | 0 | 0 | 0 | 0 | 0 | 0 | 0 | 0 | 0 | 0 | 0 | 0
F2_Commercial_OR - Health_New_Water Heating_Natural Gas_Water Heater - Thermostatic Shower Restriction Valve_A_Achievable Economic RVT Potential | F2 | Commercial | OR - Health | New | Water Heating | Natural Gas | Water Heater - Thermostatic Shower Restriction Valve | A | Integrated Unit Summer Peak Savings (kW) | Achievable Economic RVT Potential | 0 | 0 | 0 | 0 | 0 | 0 | 0 | 0 | 0 | 0 | 0 | 0 | 0 | 0 | 0 | 0 | 0 | 0 | 0 | 0 | 0 | 0 | 0 | 0 | 0 | 0 | 0
F3_Commercial_OR - Health_New_Water Heating_Natural Gas_Water Heater - Thermostatic Shower Restriction Valve_A_Achievable Economic RVT Potential | F3 | Commercial | OR - Health | New | Water Heating | Natural Gas | Water Heater - Thermostatic Shower Restriction Valve | A | Integrated Unit Winter Peak Savings (kW) | Achievable Economic RVT Potential | 0 | 0 | 0 | 0 | 0 | 0 | 0 | 0 | 0 | 0 | 0 | 0 | 0 | 0 | 0 | 0 | 0 | 0 | 0 | 0 | 0 | 0 | 0 | 0 | 0 | 0 | 0
F4_Commercial_OR - Health_New_Water Heating_Natural Gas_Water Heater - Thermostatic Shower Restriction Valve_A_Achievable Economic RVT Potential | F4 | Commercial | OR - Health | New | Water Heating | Natural Gas | Water Heater - Thermostatic Shower Restriction Valve | A | Incremental Energy Savings (MWh or mTherms) | Achievable Economic RVT Potential | 0 | 0 | 0 | 0 | 0 | 0 | 0 | 0 | 0 | 0 | 0 | 0 | 0 | 0 | 0 | 0 | 0 | 0 | 0 | 0 | 0 | 0 | 0 | 0 | 0 | 0 | 0
F5_Commercial_OR - Health_New_Water Heating_Natural Gas_Water Heater - Thermostatic Shower Restriction Valve_A_Achievable Economic RVT Potential | F5 | Commercial | OR - Health | New | Water Heating | Natural Gas | Water Heater - Thermostatic Shower Restriction Valve | A | Incremental Summer Peak Savings (MW) | Achievable Economic RVT Potential | 0 | 0 | 0 | 0 | 0 | 0 | 0 | 0 | 0 | 0 | 0 | 0 | 0 | 0 | 0 | 0 | 0 | 0 | 0 | 0 | 0 | 0 | 0 | 0 | 0 | 0 | 0
F6_Commercial_OR - Health_New_Water Heating_Natural Gas_Water Heater - Thermostatic Shower Restriction Valve_A_Achievable Economic RVT Potential | F6 | Commercial | OR - Health | New | Water Heating | Natural Gas | Water Heater - Thermostatic Shower Restriction Valve | A | Incremental Winter Peak Savings (MW) | Achievable Economic RVT Potential | 0 | 0 | 0 | 0 | 0 | 0 | 0 | 0 | 0 | 0 | 0 | 0 | 0 | 0 | 0 | 0 | 0 | 0 | 0 | 0 | 0 | 0 | 0 | 0 | 0 | 0 | 0
F7_Commercial_OR - Health_New_Water Heating_Natural Gas_Water Heater - Thermostatic Shower Restriction Valve_A_Achievable Economic RVT Potential | F7 | Commercial | OR - Health | New | Water Heating | Natural Gas | Water Heater - Thermostatic Shower Restriction Valve | A | Cumulative Energy Savings (MWh or mTherms) | Achievable Economic RVT Potential | 0 | 0 | 0 | 0 | 0 | 0 | 0 | 0 | 0 | 0 | 0 | 0 | 0 | 0 | 0 | 0 | 0 | 0 | 0 | 0 | 0 | 0 | 0 | 0 | 0 | 0 | 0
F8_Commercial_OR - Health_New_Water Heating_Natural Gas_Water Heater - Thermostatic Shower Restriction Valve_A_Achievable Economic RVT Potential | F8 | Commercial | OR - Health | New | Water Heating | Natural Gas | Water Heater - Thermostatic Shower Restriction Valve | A | Cumulative Summer Peak Savings (MW) | Achievable Economic RVT Potential | 0 | 0 | 0 | 0 | 0 | 0 | 0 | 0 | 0 | 0 | 0 | 0 | 0 | 0 | 0 | 0 | 0 | 0 | 0 | 0 | 0 | 0 | 0 | 0 | 0 | 0 | 0
F9_Commercial_OR - Health_New_Water Heating_Natural Gas_Water Heater - Thermostatic Shower Restriction Valve_A_Achievable Economic RVT Potential | F9 | Commercial | OR - Health | New | Water Heating | Natural Gas | Water Heater - Thermostatic Shower Restriction Valve | A | Cumulative Winter Peak Savings (MW) | Achievable Economic RVT Potential | 0 | 0 | 0 | 0 | 0 | 0 | 0 | 0 | 0 | 0 | 0 | 0 | 0 | 0 | 0 | 0 | 0 | 0 | 0 | 0 | 0 | 0 | 0 | 0 | 0 | 0 | 0
F10_Commercial_OR - Health_New_Water Heating_Natural Gas_Water Heater - Thermostatic Shower Restriction Valve_A_Achievable Economic RVT Potential | F10 | Commercial | OR - Health | New | Water Heating | Natural Gas | Water Heater - Thermostatic Shower Restriction Valve | A | Purchases (Incremental) | Achievable Economic RVT Potential | 0 | 0 | 0 | 0 | 0 | 0 | 0 | 0 | 0 | 0 | 0 | 0 | 0 | 0 | 0 | 0 | 0 | 0 | 0 | 0 | 0 | 0 | 0 | 0 | 0 | 0 | 0
F11_Commercial_OR - Health_New_Water Heating_Natural Gas_Water Heater - Thermostatic Shower Restriction Valve_A_Achievable Economic RVT Potential | F11 | Commercial | OR - Health | New | Water Heating | Natural Gas | Water Heater - Thermostatic Shower Restriction Valve | A | Purchases (Cumulative) | Achievable Economic RVT Potential | 0 | 0 | 0 | 0 | 0 | 0 | 0 | 0 | 0 | 0 | 0 | 0 | 0 | 0 | 0 | 0 | 0 | 0 | 0 | 0 | 0 | 0 | 0 | 0 | 0 | 0 | 0
F1_Commercial_OR - Health_New_Water Heating_Natural Gas_Water Heater - Pre-Rinse Spray Valve_A_Achievable Economic RVT Potential | F1 | Commercial | OR - Health | New | Water Heating | Natural Gas | Water Heater - Pre-Rinse Spray Valve | A | Integrated Unit Energy Savings (kWh or therms) | Achievable Economic RVT Potential | 0 | 0 | 0 | 0 | 0 | 0 | 0 | 0 | 0 | 0 | 0 | 0 | 0 | 0 | 0 | 0 | 0 | 0 | 0 | 0 | 0 | 0 | 0 | 0 | 0 | 0 | 0
F2_Commercial_OR - Health_New_Water Heating_Natural Gas_Water Heater - Pre-Rinse Spray Valve_A_Achievable Economic RVT Potential | F2 | Commercial | OR - Health | New | Water Heating | Natural Gas | Water Heater - Pre-Rinse Spray Valve | A | Integrated Unit Summer Peak Savings (kW) | Achievable Economic RVT Potential | 0 | 0 | 0 | 0 | 0 | 0 | 0 | 0 | 0 | 0 | 0 | 0 | 0 | 0 | 0 | 0 | 0 | 0 | 0 | 0 | 0 | 0 | 0 | 0 | 0 | 0 | 0
F3_Commercial_OR - Health_New_Water Heating_Natural Gas_Water Heater - Pre-Rinse Spray Valve_A_Achievable Economic RVT Potential | F3 | Commercial | OR - Health | New | Water Heating | Natural Gas | Water Heater - Pre-Rinse Spray Valve | A | Integrated Unit Winter Peak Savings (kW) | Achievable Economic RVT Potential | 0 | 0 | 0 | 0 | 0 | 0 | 0 | 0 | 0 | 0 | 0 | 0 | 0 | 0 | 0 | 0 | 0 | 0 | 0 | 0 | 0 | 0 | 0 | 0 | 0 | 0 | 0
F4_Commercial_OR - Health_New_Water Heating_Natural Gas_Water Heater - Pre-Rinse Spray Valve_A_Achievable Economic RVT Potential | F4 | Commercial | OR - Health | New | Water Heating | Natural Gas | Water Heater - Pre-Rinse Spray Valve | A | Incremental Energy Savings (MWh or mTherms) | Achievable Economic RVT Potential | 0 | 0 | 0 | 0 | 0 | 0 | 0 | 0 | 0 | 0 | 0 | 0 | 0 | 0 | 0 | 0 | 0 | 0 | 0 | 0 | 0 | 0 | 0 | 0 | 0 | 0 | 0
F5_Commercial_OR - Health_New_Water Heating_Natural Gas_Water Heater - Pre-Rinse Spray Valve_A_Achievable Economic RVT Potential | F5 | Commercial | OR - Health | New | Water Heating | Natural Gas | Water Heater - Pre-Rinse Spray Valve | A | Incremental Summer Peak Savings (MW) | Achievable Economic RVT Potential | 0 | 0 | 0 | 0 | 0 | 0 | 0 | 0 | 0 | 0 | 0 | 0 | 0 | 0 | 0 | 0 | 0 | 0 | 0 | 0 | 0 | 0 | 0 | 0 | 0 | 0 | 0
F6_Commercial_OR - Health_New_Water Heating_Natural Gas_Water Heater - Pre-Rinse Spray Valve_A_Achievable Economic RVT Potential | F6 | Commercial | OR - Health | New | Water Heating | Natural Gas | Water Heater - Pre-Rinse Spray Valve | A | Incremental Winter Peak Savings (MW) | Achievable Economic RVT Potential | 0 | 0 | 0 | 0 | 0 | 0 | 0 | 0 | 0 | 0 | 0 | 0 | 0 | 0 | 0 | 0 | 0 | 0 | 0 | 0 | 0 | 0 | 0 | 0 | 0 | 0 | 0
F7_Commercial_OR - Health_New_Water Heating_Natural Gas_Water Heater - Pre-Rinse Spray Valve_A_Achievable Economic RVT Potential | F7 | Commercial | OR - Health | New | Water Heating | Natural Gas | Water Heater - Pre-Rinse Spray Valve | A | Cumulative Energy Savings (MWh or mTherms) | Achievable Economic RVT Potential | 0 | 0 | 0 | 0 | 0 | 0 | 0 | 0 | 0 | 0 | 0 | 0 | 0 | 0 | 0 | 0 | 0 | 0 | 0 | 0 | 0 | 0 | 0 | 0 | 0 | 0 | 0
F8_Commercial_OR - Health_New_Water Heating_Natural Gas_Water Heater - Pre-Rinse Spray Valve_A_Achievable Economic RVT Potential | F8 | Commercial | OR - Health | New | Water Heating | Natural Gas | Water Heater - Pre-Rinse Spray Valve | A | Cumulative Summer Peak Savings (MW) | Achievable Economic RVT Potential | 0 | 0 | 0 | 0 | 0 | 0 | 0 | 0 | 0 | 0 | 0 | 0 | 0 | 0 | 0 | 0 | 0 | 0 | 0 | 0 | 0 | 0 | 0 | 0 | 0 | 0 | 0
F9_Commercial_OR - Health_New_Water Heating_Natural Gas_Water Heater - Pre-Rinse Spray Valve_A_Achievable Economic RVT Potential | F9 | Commercial | OR - Health | New | Water Heating | Natural Gas | Water Heater - Pre-Rinse Spray Valve | A | Cumulative Winter Peak Savings (MW) | Achievable Economic RVT Potential | 0 | 0 | 0 | 0 | 0 | 0 | 0 | 0 | 0 | 0 | 0 | 0 | 0 | 0 | 0 | 0 | 0 | 0 | 0 | 0 | 0 | 0 | 0 | 0 | 0 | 0 | 0
F10_Commercial_OR - Health_New_Water Heating_Natural Gas_Water Heater - Pre-Rinse Spray Valve_A_Achievable Economic RVT Potential | F10 | Commercial | OR - Health | New | Water Heating | Natural Gas | Water Heater - Pre-Rinse Spray Valve | A | Purchases (Incremental) | Achievable Economic RVT Potential | 0 | 0 | 0 | 0 | 0 | 0 | 0 | 0 | 0 | 0 | 0 | 0 | 0 | 0 | 0 | 0 | 0 | 0 | 0 | 0 | 0 | 0 | 0 | 0 | 0 | 0 | 0
F11_Commercial_OR - Health_New_Water Heating_Natural Gas_Water Heater - Pre-Rinse Spray Valve_A_Achievable Economic RVT Potential | F11 | Commercial | OR - Health | New | Water Heating | Natural Gas | Water Heater - Pre-Rinse Spray Valve | A | Purchases (Cumulative) | Achievable Economic RVT Potential | 0 | 0 | 0 | 0 | 0 | 0 | 0 | 0 | 0 | 0 | 0 | 0 | 0 | 0 | 0 | 0 | 0 | 0 | 0 | 0 | 0 | 0 | 0 | 0 | 0 | 0 | 0
F1_Commercial_OR - Health_New_Water Heating_Natural Gas_Water Heater - Temperature Setback_A_Achievable Economic RVT Potential | F1 | Commercial | OR - Health | New | Water Heating | Natural Gas | Water Heater - Temperature Setback | A | Integrated Unit Energy Savings (kWh or therms) | Achievable Economic RVT Potential | 0 | 0 | 0 | 0 | 0 | 0 | 0 | 0 | 0 | 0 | 0 | 0 | 0 | 0 | 0 | 0 | 0 | 0 | 0 | 0 | 0 | 0 | 0 | 0 | 0 | 0 | 0
F2_Commercial_OR - Health_New_Water Heating_Natural Gas_Water Heater - Temperature Setback_A_Achievable Economic RVT Potential | F2 | Commercial | OR - Health | New | Water Heating | Natural Gas | Water Heater - Temperature Setback | A | Integrated Unit Summer Peak Savings (kW) | Achievable Economic RVT Potential | 0 | 0 | 0 | 0 | 0 | 0 | 0 | 0 | 0 | 0 | 0 | 0 | 0 | 0 | 0 | 0 | 0 | 0 | 0 | 0 | 0 | 0 | 0 | 0 | 0 | 0 | 0
F3_Commercial_OR - Health_New_Water Heating_Natural Gas_Water Heater - Temperature Setback_A_Achievable Economic RVT Potential | F3 | Commercial | OR - Health | New | Water Heating | Natural Gas | Water Heater - Temperature Setback | A | Integrated Unit Winter Peak Savings (kW) | Achievable Economic RVT Potential | 0 | 0 | 0 | 0 | 0 | 0 | 0 | 0 | 0 | 0 | 0 | 0 | 0 | 0 | 0 | 0 | 0 | 0 | 0 | 0 | 0 | 0 | 0 | 0 | 0 | 0 | 0
F4_Commercial_OR - Health_New_Water Heating_Natural Gas_Water Heater - Temperature Setback_A_Achievable Economic RVT Potential | F4 | Commercial | OR - Health | New | Water Heating | Natural Gas | Water Heater - Temperature Setback | A | Incremental Energy Savings (MWh or mTherms) | Achievable Economic RVT Potential | 0 | 0 | 0 | 0 | 0 | 0 | 0 | 0 | 0 | 0 | 0 | 0 | 0 | 0 | 0 | 0 | 0 | 0 | 0 | 0 | 0 | 0 | 0 | 0 | 0 | 0 | 0
F5_Commercial_OR - Health_New_Water Heating_Natural Gas_Water Heater - Temperature Setback_A_Achievable Economic RVT Potential | F5 | Commercial | OR - Health | New | Water Heating | Natural Gas | Water Heater - Temperature Setback | A | Incremental Summer Peak Savings (MW) | Achievable Economic RVT Potential | 0 | 0 | 0 | 0 | 0 | 0 | 0 | 0 | 0 | 0 | 0 | 0 | 0 | 0 | 0 | 0 | 0 | 0 | 0 | 0 | 0 | 0 | 0 | 0 | 0 | 0 | 0
F6_Commercial_OR - Health_New_Water Heating_Natural Gas_Water Heater - Temperature Setback_A_Achievable Economic RVT Potential | F6 | Commercial | OR - Health | New | Water Heating | Natural Gas | Water Heater - Temperature Setback | A | Incremental Winter Peak Savings (MW) | Achievable Economic RVT Potential | 0 | 0 | 0 | 0 | 0 | 0 | 0 | 0 | 0 | 0 | 0 | 0 | 0 | 0 | 0 | 0 | 0 | 0 | 0 | 0 | 0 | 0 | 0 | 0 | 0 | 0 | 0
F7_Commercial_OR - Health_New_Water Heating_Natural Gas_Water Heater - Temperature Setback_A_Achievable Economic RVT Potential | F7 | Commercial | OR - Health | New | Water Heating | Natural Gas | Water Heater - Temperature Setback | A | Cumulative Energy Savings (MWh or mTherms) | Achievable Economic RVT Potential | 0 | 0 | 0 | 0 | 0 | 0 | 0 | 0 | 0 | 0 | 0 | 0 | 0 | 0 | 0 | 0 | 0 | 0 | 0 | 0 | 0 | 0 | 0 | 0 | 0 | 0 | 0
F8_Commercial_OR - Health_New_Water Heating_Natural Gas_Water Heater - Temperature Setback_A_Achievable Economic RVT Potential | F8 | Commercial | OR - Health | New | Water Heating | Natural Gas | Water Heater - Temperature Setback | A | Cumulative Summer Peak Savings (MW) | Achievable Economic RVT Potential | 0 | 0 | 0 | 0 | 0 | 0 | 0 | 0 | 0 | 0 | 0 | 0 | 0 | 0 | 0 | 0 | 0 | 0 | 0 | 0 | 0 | 0 | 0 | 0 | 0 | 0 | 0
F9_Commercial_OR - Health_New_Water Heating_Natural Gas_Water Heater - Temperature Setback_A_Achievable Economic RVT Potential | F9 | Commercial | OR - Health | New | Water Heating | Natural Gas | Water Heater - Temperature Setback | A | Cumulative Winter Peak Savings (MW) | Achievable Economic RVT Potential | 0 | 0 | 0 | 0 | 0 | 0 | 0 | 0 | 0 | 0 | 0 | 0 | 0 | 0 | 0 | 0 | 0 | 0 | 0 | 0 | 0 | 0 | 0 | 0 | 0 | 0 | 0
F10_Commercial_OR - Health_New_Water Heating_Natural Gas_Water Heater - Temperature Setback_A_Achievable Economic RVT Potential | F10 | Commercial | OR - Health | New | Water Heating | Natural Gas | Water Heater - Temperature Setback | A | Purchases (Incremental) | Achievable Economic RVT Potential | 0 | 0 | 0 | 0 | 0 | 0 | 0 | 0 | 0 | 0 | 0 | 0 | 0 | 0 | 0 | 0 | 0 | 0 | 0 | 0 | 0 | 0 | 0 | 0 | 0 | 0 | 0
F11_Commercial_OR - Health_New_Water Heating_Natural Gas_Water Heater - Temperature Setback_A_Achievable Economic RVT Potential | F11 | Commercial | OR - Health | New | Water Heating | Natural Gas | Water Heater - Temperature Setback | A | Purchases (Cumulative) | Achievable Economic RVT Potential | 0 | 0 | 0 | 0 | 0 | 0 | 0 | 0 | 0 | 0 | 0 | 0 | 0 | 0 | 0 | 0 | 0 | 0 | 0 | 0 | 0 | 0 | 0 | 0 | 0 | 0 | 0
F1_Commercial_OR - Health_New_Water Heating_Natural Gas_Water Heater - Faucet Aerators_A_Achievable Economic RVT Potential | F1 | Commercial | OR - Health | New | Water Heating | Natural Gas | Water Heater - Faucet Aerators | A | Integrated Unit Energy Savings (kWh or therms) | Achievable Economic RVT Potential | 0 | 0 | 0 | 0 | 0 | 0 | 0 | 0 | 0 | 0 | 0 | 0 | 0 | 0 | 0 | 0 | 0 | 0 | 0 | 0 | 0 | 0 | 0 | 0 | 0 | 0 | 0
F2_Commercial_OR - Health_New_Water Heating_Natural Gas_Water Heater - Faucet Aerators_A_Achievable Economic RVT Potential | F2 | Commercial | OR - Health | New | Water Heating | Natural Gas | Water Heater - Faucet Aerators | A | Integrated Unit Summer Peak Savings (kW) | Achievable Economic RVT Potential | 0 | 0 | 0 | 0 | 0 | 0 | 0 | 0 | 0 | 0 | 0 | 0 | 0 | 0 | 0 | 0 | 0 | 0 | 0 | 0 | 0 | 0 | 0 | 0 | 0 | 0 | 0
F3_Commercial_OR - Health_New_Water Heating_Natural Gas_Water Heater - Faucet Aerators_A_Achievable Economic RVT Potential | F3 | Commercial | OR - Health | New | Water Heating | Natural Gas | Water Heater - Faucet Aerators | A | Integrated Unit Winter Peak Savings (kW) | Achievable Economic RVT Potential | 0 | 0 | 0 | 0 | 0 | 0 | 0 | 0 | 0 | 0 | 0 | 0 | 0 | 0 | 0 | 0 | 0 | 0 | 0 | 0 | 0 | 0 | 0 | 0 | 0 | 0 | 0
F4_Commercial_OR - Health_New_Water Heating_Natural Gas_Water Heater - Faucet Aerators_A_Achievable Economic RVT Potential | F4 | Commercial | OR - Health | New | Water Heating | Natural Gas | Water Heater - Faucet Aerators | A | Incremental Energy Savings (MWh or mTherms) | Achievable Economic RVT Potential | 0 | 0 | 0 | 0 | 0 | 0 | 0 | 0 | 0 | 0 | 0 | 0 | 0 | 0 | 0 | 0 | 0 | 0 | 0 | 0 | 0 | 0 | 0 | 0 | 0 | 0 | 0
F5_Commercial_OR - Health_New_Water Heating_Natural Gas_Water Heater - Faucet Aerators_A_Achievable Economic RVT Potential | F5 | Commercial | OR - Health | New | Water Heating | Natural Gas | Water Heater - Faucet Aerators | A | Incremental Summer Peak Savings (MW) | Achievable Economic RVT Potential | 0 | 0 | 0 | 0 | 0 | 0 | 0 | 0 | 0 | 0 | 0 | 0 | 0 | 0 | 0 | 0 | 0 | 0 | 0 | 0 | 0 | 0 | 0 | 0 | 0 | 0 | 0
F6_Commercial_OR - Health_New_Water Heating_Natural Gas_Water Heater - Faucet Aerators_A_Achievable Economic RVT Potential | F6 | Commercial | OR - Health | New | Water Heating | Natural Gas | Water Heater - Faucet Aerators | A | Incremental Winter Peak Savings (MW) | Achievable Economic RVT Potential | 0 | 0 | 0 | 0 | 0 | 0 | 0 | 0 | 0 | 0 | 0 | 0 | 0 | 0 | 0 | 0 | 0 | 0 | 0 | 0 | 0 | 0 | 0 | 0 | 0 | 0 | 0
F7_Commercial_OR - Health_New_Water Heating_Natural Gas_Water Heater - Faucet Aerators_A_Achievable Economic RVT Potential | F7 | Commercial | OR - Health | New | Water Heating | Natural Gas | Water Heater - Faucet Aerators | A | Cumulative Energy Savings (MWh or mTherms) | Achievable Economic RVT Potential | 0 | 0 | 0 | 0 | 0 | 0 | 0 | 0 | 0 | 0 | 0 | 0 | 0 | 0 | 0 | 0 | 0 | 0 | 0 | 0 | 0 | 0 | 0 | 0 | 0 | 0 | 0
F8_Commercial_OR - Health_New_Water Heating_Natural Gas_Water Heater - Faucet Aerators_A_Achievable Economic RVT Potential | F8 | Commercial | OR - Health | New | Water Heating | Natural Gas | Water Heater - Faucet Aerators | A | Cumulative Summer Peak Savings (MW) | Achievable Economic RVT Potential | 0 | 0 | 0 | 0 | 0 | 0 | 0 | 0 | 0 | 0 | 0 | 0 | 0 | 0 | 0 | 0 | 0 | 0 | 0 | 0 | 0 | 0 | 0 | 0 | 0 | 0 | 0
F9_Commercial_OR - Health_New_Water Heating_Natural Gas_Water Heater - Faucet Aerators_A_Achievable Economic RVT Potential | F9 | Commercial | OR - Health | New | Water Heating | Natural Gas | Water Heater - Faucet Aerators | A | Cumulative Winter Peak Savings (MW) | Achievable Economic RVT Potential | 0 | 0 | 0 | 0 | 0 | 0 | 0 | 0 | 0 | 0 | 0 | 0 | 0 | 0 | 0 | 0 | 0 | 0 | 0 | 0 | 0 | 0 | 0 | 0 | 0 | 0 | 0
F10_Commercial_OR - Health_New_Water Heating_Natural Gas_Water Heater - Faucet Aerators_A_Achievable Economic RVT Potential | F10 | Commercial | OR - Health | New | Water Heating | Natural Gas | Water Heater - Faucet Aerators | A | Purchases (Incremental) | Achievable Economic RVT Potential | 0 | 0 | 0 | 0 | 0 | 0 | 0 | 0 | 0 | 0 | 0 | 0 | 0 | 0 | 0 | 0 | 0 | 0 | 0 | 0 | 0 | 0 | 0 | 0 | 0 | 0 | 0
F11_Commercial_OR - Health_New_Water Heating_Natural Gas_Water Heater - Faucet Aerators_A_Achievable Economic RVT Potential | F11 | Commercial | OR - Health | New | Water Heating | Natural Gas | Water Heater - Faucet Aerators | A | Purchases (Cumulative) | Achievable Economic RVT Potential | 0 | 0 | 0 | 0 | 0 | 0 | 0 | 0 | 0 | 0 | 0 | 0 | 0 | 0 | 0 | 0 | 0 | 0 | 0 | 0 | 0 | 0 | 0 | 0 | 0 | 0 | 0
F1_Commercial_OR - Health_New_Water Heating_Natural Gas_Water Heater - Low-Flow Showerheads_A_Achievable Economic RVT Potential | F1 | Commercial | OR - Health | New | Water Heating | Natural Gas | Water Heater - Low-Flow Showerheads | A | Integrated Unit Energy Savings (kWh or therms) | Achievable Economic RVT Potential | 0 | 0 | 0 | 0 | 0 | 0 | 0 | 0 | 0 | 0 | 0 | 0 | 0 | 0 | 0 | 0 | 0 | 0 | 0 | 0 | 0 | 0 | 0 | 0 | 0 | 0 | 0
F2_Commercial_OR - Health_New_Water Heating_Natural Gas_Water Heater - Low-Flow Showerheads_A_Achievable Economic RVT Potential | F2 | Commercial | OR - Health | New | Water Heating | Natural Gas | Water Heater - Low-Flow Showerheads | A | Integrated Unit Summer Peak Savings (kW) | Achievable Economic RVT Potential | 0 | 0 | 0 | 0 | 0 | 0 | 0 | 0 | 0 | 0 | 0 | 0 | 0 | 0 | 0 | 0 | 0 | 0 | 0 | 0 | 0 | 0 | 0 | 0 | 0 | 0 | 0
F3_Commercial_OR - Health_New_Water Heating_Natural Gas_Water Heater - Low-Flow Showerheads_A_Achievable Economic RVT Potential | F3 | Commercial | OR - Health | New | Water Heating | Natural Gas | Water Heater - Low-Flow Showerheads | A | Integrated Unit Winter Peak Savings (kW) | Achievable Economic RVT Potential | 0 | 0 | 0 | 0 | 0 | 0 | 0 | 0 | 0 | 0 | 0 | 0 | 0 | 0 | 0 | 0 | 0 | 0 | 0 | 0 | 0 | 0 | 0 | 0 | 0 | 0 | 0
F4_Commercial_OR - Health_New_Water Heating_Natural Gas_Water Heater - Low-Flow Showerheads_A_Achievable Economic RVT Potential | F4 | Commercial | OR - Health | New | Water Heating | Natural Gas | Water Heater - Low-Flow Showerheads | A | Incremental Energy Savings (MWh or mTherms) | Achievable Economic RVT Potential | 0 | 0 | 0 | 0 | 0 | 0 | 0 | 0 | 0 | 0 | 0 | 0 | 0 | 0 | 0 | 0 | 0 | 0 | 0 | 0 | 0 | 0 | 0 | 0 | 0 | 0 | 0
F5_Commercial_OR - Health_New_Water Heating_Natural Gas_Water Heater - Low-Flow Showerheads_A_Achievable Economic RVT Potential | F5 | Commercial | OR - Health | New | Water Heating | Natural Gas | Water Heater - Low-Flow Showerheads | A | Incremental Summer Peak Savings (MW) | Achievable Economic RVT Potential | 0 | 0 | 0 | 0 | 0 | 0 | 0 | 0 | 0 | 0 | 0 | 0 | 0 | 0 | 0 | 0 | 0 | 0 | 0 | 0 | 0 | 0 | 0 | 0 | 0 | 0 | 0
F6_Commercial_OR - Health_New_Water Heating_Natural Gas_Water Heater - Low-Flow Showerheads_A_Achievable Economic RVT Potential | F6 | Commercial | OR - Health | New | Water Heating | Natural Gas | Water Heater - Low-Flow Showerheads | A | Incremental Winter Peak Savings (MW) | Achievable Economic RVT Potential | 0 | 0 | 0 | 0 | 0 | 0 | 0 | 0 | 0 | 0 | 0 | 0 | 0 | 0 | 0 | 0 | 0 | 0 | 0 | 0 | 0 | 0 | 0 | 0 | 0 | 0 | 0
F7_Commercial_OR - Health_New_Water Heating_Natural Gas_Water Heater - Low-Flow Showerheads_A_Achievable Economic RVT Potential | F7 | Commercial | OR - Health | New | Water Heating | Natural Gas | Water Heater - Low-Flow Showerheads | A | Cumulative Energy Savings (MWh or mTherms) | Achievable Economic RVT Potential | 0 | 0 | 0 | 0 | 0 | 0 | 0 | 0 | 0 | 0 | 0 | 0 | 0 | 0 | 0 | 0 | 0 | 0 | 0 | 0 | 0 | 0 | 0 | 0 | 0 | 0 | 0
F8_Commercial_OR - Health_New_Water Heating_Natural Gas_Water Heater - Low-Flow Showerheads_A_Achievable Economic RVT Potential | F8 | Commercial | OR - Health | New | Water Heating | Natural Gas | Water Heater - Low-Flow Showerheads | A | Cumulative Summer Peak Savings (MW) | Achievable Economic RVT Potential | 0 | 0 | 0 | 0 | 0 | 0 | 0 | 0 | 0 | 0 | 0 | 0 | 0 | 0 | 0 | 0 | 0 | 0 | 0 | 0 | 0 | 0 | 0 | 0 | 0 | 0 | 0
F9_Commercial_OR - Health_New_Water Heating_Natural Gas_Water Heater - Low-Flow Showerheads_A_Achievable Economic RVT Potential | F9 | Commercial | OR - Health | New | Water Heating | Natural Gas | Water Heater - Low-Flow Showerheads | A | Cumulative Winter Peak Savings (MW) | Achievable Economic RVT Potential | 0 | 0 | 0 | 0 | 0 | 0 | 0 | 0 | 0 | 0 | 0 | 0 | 0 | 0 | 0 | 0 | 0 | 0 | 0 | 0 | 0 | 0 | 0 | 0 | 0 | 0 | 0
F10_Commercial_OR - Health_New_Water Heating_Natural Gas_Water Heater - Low-Flow Showerheads_A_Achievable Economic RVT Potential | F10 | Commercial | OR - Health | New | Water Heating | Natural Gas | Water Heater - Low-Flow Showerheads | A | Purchases (Incremental) | Achievable Economic RVT Potential | 0 | 0 | 0 | 0 | 0 | 0 | 0 | 0 | 0 | 0 | 0 | 0 | 0 | 0 | 0 | 0 | 0 | 0 | 0 | 0 | 0 | 0 | 0 | 0 | 0 | 0 | 0
F11_Commercial_OR - Health_New_Water Heating_Natural Gas_Water Heater - Low-Flow Showerheads_A_Achievable Economic RVT Potential | F11 | Commercial | OR - Health | New | Water Heating | Natural Gas | Water Heater - Low-Flow Showerheads | A | Purchases (Cumulative) | Achievable Economic RVT Potential | 0 | 0 | 0 | 0 | 0 | 0 | 0 | 0 | 0 | 0 | 0 | 0 | 0 | 0 | 0 | 0 | 0 | 0 | 0 | 0 | 0 | 0 | 0 | 0 | 0 | 0 | 0
F1_Commercial_OR - Health_New_Water Heating_Natural Gas_Water Heater - Tank Blanket/Insulation_A_Achievable Economic RVT Potential | F1 | Commercial | OR - Health | New | Water Heating | Natural Gas | Water Heater - Tank Blanket/Insulation | A | Integrated Unit Energy Savings (kWh or therms) | Achievable Economic RVT Potential | 0 | 0 | 0 | 0 | 0 | 0 | 0 | 0 | 0 | 0 | 0 | 0 | 0 | 0 | 0 | 0 | 0 | 0 | 0 | 0 | 0 | 0 | 0 | 0 | 0 | 0 | 0
F2_Commercial_OR - Health_New_Water Heating_Natural Gas_Water Heater - Tank Blanket/Insulation_A_Achievable Economic RVT Potential | F2 | Commercial | OR - Health | New | Water Heating | Natural Gas | Water Heater - Tank Blanket/Insulation | A | Integrated Unit Summer Peak Savings (kW) | Achievable Economic RVT Potential | 0 | 0 | 0 | 0 | 0 | 0 | 0 | 0 | 0 | 0 | 0 | 0 | 0 | 0 | 0 | 0 | 0 | 0 | 0 | 0 | 0 | 0 | 0 | 0 | 0 | 0 | 0
F3_Commercial_OR - Health_New_Water Heating_Natural Gas_Water Heater - Tank Blanket/Insulation_A_Achievable Economic RVT Potential | F3 | Commercial | OR - Health | New | Water Heating | Natural Gas | Water Heater - Tank Blanket/Insulation | A | Integrated Unit Winter Peak Savings (kW) | Achievable Economic RVT Potential | 0 | 0 | 0 | 0 | 0 | 0 | 0 | 0 | 0 | 0 | 0 | 0 | 0 | 0 | 0 | 0 | 0 | 0 | 0 | 0 | 0 | 0 | 0 | 0 | 0 | 0 | 0
F4_Commercial_OR - Health_New_Water Heating_Natural Gas_Water Heater - Tank Blanket/Insulation_A_Achievable Economic RVT Potential | F4 | Commercial | OR - Health | New | Water Heating | Natural Gas | Water Heater - Tank Blanket/Insulation | A | Incremental Energy Savings (MWh or mTherms) | Achievable Economic RVT Potential | 0 | 0 | 0 | 0 | 0 | 0 | 0 | 0 | 0 | 0 | 0 | 0 | 0 | 0 | 0 | 0 | 0 | 0 | 0 | 0 | 0 | 0 | 0 | 0 | 0 | 0 | 0
F5_Commercial_OR - Health_New_Water Heating_Natural Gas_Water Heater - Tank Blanket/Insulation_A_Achievable Economic RVT Potential | F5 | Commercial | OR - Health | New | Water Heating | Natural Gas | Water Heater - Tank Blanket/Insulation | A | Incremental Summer Peak Savings (MW) | Achievable Economic RVT Potential | 0 | 0 | 0 | 0 | 0 | 0 | 0 | 0 | 0 | 0 | 0 | 0 | 0 | 0 | 0 | 0 | 0 | 0 | 0 | 0 | 0 | 0 | 0 | 0 | 0 | 0 | 0
F6_Commercial_OR - Health_New_Water Heating_Natural Gas_Water Heater - Tank Blanket/Insulation_A_Achievable Economic RVT Potential | F6 | Commercial | OR - Health | New | Water Heating | Natural Gas | Water Heater - Tank Blanket/Insulation | A | Incremental Winter Peak Savings (MW) | Achievable Economic RVT Potential | 0 | 0 | 0 | 0 | 0 | 0 | 0 | 0 | 0 | 0 | 0 | 0 | 0 | 0 | 0 | 0 | 0 | 0 | 0 | 0 | 0 | 0 | 0 | 0 | 0 | 0 | 0
F7_Commercial_OR - Health_New_Water Heating_Natural Gas_Water Heater - Tank Blanket/Insulation_A_Achievable Economic RVT Potential | F7 | Commercial | OR - Health | New | Water Heating | Natural Gas | Water Heater - Tank Blanket/Insulation | A | Cumulative Energy Savings (MWh or mTherms) | Achievable Economic RVT Potential | 0 | 0 | 0 | 0 | 0 | 0 | 0 | 0 | 0 | 0 | 0 | 0 | 0 | 0 | 0 | 0 | 0 | 0 | 0 | 0 | 0 | 0 | 0 | 0 | 0 | 0 | 0
F8_Commercial_OR - Health_New_Water Heating_Natural Gas_Water Heater - Tank Blanket/Insulation_A_Achievable Economic RVT Potential | F8 | Commercial | OR - Health | New | Water Heating | Natural Gas | Water Heater - Tank Blanket/Insulation | A | Cumulative Summer Peak Savings (MW) | Achievable Economic RVT Potential | 0 | 0 | 0 | 0 | 0 | 0 | 0 | 0 | 0 | 0 | 0 | 0 | 0 | 0 | 0 | 0 | 0 | 0 | 0 | 0 | 0 | 0 | 0 | 0 | 0 | 0 | 0
F9_Commercial_OR - Health_New_Water Heating_Natural Gas_Water Heater - Tank Blanket/Insulation_A_Achievable Economic RVT Potential | F9 | Commercial | OR - Health | New | Water Heating | Natural Gas | Water Heater - Tank Blanket/Insulation | A | Cumulative Winter Peak Savings (MW) | Achievable Economic RVT Potential | 0 | 0 | 0 | 0 | 0 | 0 | 0 | 0 | 0 | 0 | 0 | 0 | 0 | 0 | 0 | 0 | 0 | 0 | 0 | 0 | 0 | 0 | 0 | 0 | 0 | 0 | 0
F10_Commercial_OR - Health_New_Water Heating_Natural Gas_Water Heater - Tank Blanket/Insulation_A_Achievable Economic RVT Potential | F10 | Commercial | OR - Health | New | Water Heating | Natural Gas | Water Heater - Tank Blanket/Insulation | A | Purchases (Incremental) | Achievable Economic RVT Potential | 0 | 0 | 0 | 0 | 0 | 0 | 0 | 0 | 0 | 0 | 0 | 0 | 0 | 0 | 0 | 0 | 0 | 0 | 0 | 0 | 0 | 0 | 0 | 0 | 0 | 0 | 0
F11_Commercial_OR - Health_New_Water Heating_Natural Gas_Water Heater - Tank Blanket/Insulation_A_Achievable Economic RVT Potential | F11 | Commercial | OR - Health | New | Water Heating | Natural Gas | Water Heater - Tank Blanket/Insulation | A | Purchases (Cumulative) | Achievable Economic RVT Potential | 0 | 0 | 0 | 0 | 0 | 0 | 0 | 0 | 0 | 0 | 0 | 0 | 0 | 0 | 0 | 0 | 0 | 0 | 0 | 0 | 0 | 0 | 0 | 0 | 0 | 0 | 0
F1_Commercial_OR - Health_New_Water Heating_Natural Gas_Water Heater - Drainwater Heat Recovery_A_Achievable Economic RVT Potential | F1 | Commercial | OR - Health | New | Water Heating | Natural Gas | Water Heater - Drainwater Heat Recovery | A | Integrated Unit Energy Savings (kWh or therms) | Achievable Economic RVT Potential | 0 | 0 | 0 | 0 | 0 | 0 | 0 | 0 | 0 | 0 | 0 | 0 | 0 | 0 | 0 | 0 | 0 | 0 | 0 | 0 | 0 | 0 | 0 | 0 | 0 | 0 | 0
F2_Commercial_OR - Health_New_Water Heating_Natural Gas_Water Heater - Drainwater Heat Recovery_A_Achievable Economic RVT Potential | F2 | Commercial | OR - Health | New | Water Heating | Natural Gas | Water Heater - Drainwater Heat Recovery | A | Integrated Unit Summer Peak Savings (kW) | Achievable Economic RVT Potential | 0 | 0 | 0 | 0 | 0 | 0 | 0 | 0 | 0 | 0 | 0 | 0 | 0 | 0 | 0 | 0 | 0 | 0 | 0 | 0 | 0 | 0 | 0 | 0 | 0 | 0 | 0
F3_Commercial_OR - Health_New_Water Heating_Natural Gas_Water Heater - Drainwater Heat Recovery_A_Achievable Economic RVT Potential | F3 | Commercial | OR - Health | New | Water Heating | Natural Gas | Water Heater - Drainwater Heat Recovery | A | Integrated Unit Winter Peak Savings (kW) | Achievable Economic RVT Potential | 0 | 0 | 0 | 0 | 0 | 0 | 0 | 0 | 0 | 0 | 0 | 0 | 0 | 0 | 0 | 0 | 0 | 0 | 0 | 0 | 0 | 0 | 0 | 0 | 0 | 0 | 0
F4_Commercial_OR - Health_New_Water Heating_Natural Gas_Water Heater - Drainwater Heat Recovery_A_Achievable Economic RVT Potential | F4 | Commercial | OR - Health | New | Water Heating | Natural Gas | Water Heater - Drainwater Heat Recovery | A | Incremental Energy Savings (MWh or mTherms) | Achievable Economic RVT Potential | 0 | 0 | 0 | 0 | 0 | 0 | 0 | 0 | 0 | 0 | 0 | 0 | 0 | 0 | 0 | 0 | 0 | 0 | 0 | 0 | 0 | 0 | 0 | 0 | 0 | 0 | 0
F5_Commercial_OR - Health_New_Water Heating_Natural Gas_Water Heater - Drainwater Heat Recovery_A_Achievable Economic RVT Potential | F5 | Commercial | OR - Health | New | Water Heating | Natural Gas | Water Heater - Drainwater Heat Recovery | A | Incremental Summer Peak Savings (MW) | Achievable Economic RVT Potential | 0 | 0 | 0 | 0 | 0 | 0 | 0 | 0 | 0 | 0 | 0 | 0 | 0 | 0 | 0 | 0 | 0 | 0 | 0 | 0 | 0 | 0 | 0 | 0 | 0 | 0 | 0
F6_Commercial_OR - Health_New_Water Heating_Natural Gas_Water Heater - Drainwater Heat Recovery_A_Achievable Economic RVT Potential | F6 | Commercial | OR - Health | New | Water Heating | Natural Gas | Water Heater - Drainwater Heat Recovery | A | Incremental Winter Peak Savings (MW) | Achievable Economic RVT Potential | 0 | 0 | 0 | 0 | 0 | 0 | 0 | 0 | 0 | 0 | 0 | 0 | 0 | 0 | 0 | 0 | 0 | 0 | 0 | 0 | 0 | 0 | 0 | 0 | 0 | 0 | 0
F7_Commercial_OR - Health_New_Water Heating_Natural Gas_Water Heater - Drainwater Heat Recovery_A_Achievable Economic RVT Potential | F7 | Commercial | OR - Health | New | Water Heating | Natural Gas | Water Heater - Drainwater Heat Recovery | A | Cumulative Energy Savings (MWh or mTherms) | Achievable Economic RVT Potential | 0 | 0 | 0 | 0 | 0 | 0 | 0 | 0 | 0 | 0 | 0 | 0 | 0 | 0 | 0 | 0 | 0 | 0 | 0 | 0 | 0 | 0 | 0 | 0 | 0 | 0 | 0
F8_Commercial_OR - Health_New_Water Heating_Natural Gas_Water Heater - Drainwater Heat Recovery_A_Achievable Economic RVT Potential | F8 | Commercial | OR - Health | New | Water Heating | Natural Gas | Water Heater - Drainwater Heat Recovery | A | Cumulative Summer Peak Savings (MW) | Achievable Economic RVT Potential | 0 | 0 | 0 | 0 | 0 | 0 | 0 | 0 | 0 | 0 | 0 | 0 | 0 | 0 | 0 | 0 | 0 | 0 | 0 | 0 | 0 | 0 | 0 | 0 | 0 | 0 | 0
F9_Commercial_OR - Health_New_Water Heating_Natural Gas_Water Heater - Drainwater Heat Recovery_A_Achievable Economic RVT Potential | F9 | Commercial | OR - Health | New | Water Heating | Natural Gas | Water Heater - Drainwater Heat Recovery | A | Cumulative Winter Peak Savings (MW) | Achievable Economic RVT Potential | 0 | 0 | 0 | 0 | 0 | 0 | 0 | 0 | 0 | 0 | 0 | 0 | 0 | 0 | 0 | 0 | 0 | 0 | 0 | 0 | 0 | 0 | 0 | 0 | 0 | 0 | 0
F10_Commercial_OR - Health_New_Water Heating_Natural Gas_Water Heater - Drainwater Heat Recovery_A_Achievable Economic RVT Potential | F10 | Commercial | OR - Health | New | Water Heating | Natural Gas | Water Heater - Drainwater Heat Recovery | A | Purchases (Incremental) | Achievable Economic RVT Potential | 0 | 0 | 0 | 0 | 0 | 0 | 0 | 0 | 0 | 0 | 0 | 0 | 0 | 0 | 0 | 0 | 0 | 0 | 0 | 0 | 0 | 0 | 0 | 0 | 0 | 0 | 0
F11_Commercial_OR - Health_New_Water Heating_Natural Gas_Water Heater - Drainwater Heat Recovery_A_Achievable Economic RVT Potential | F11 | Commercial | OR - Health | New | Water Heating | Natural Gas | Water Heater - Drainwater Heat Recovery | A | Purchases (Cumulative) | Achievable Economic RVT Potential | 0 | 0 | 0 | 0 | 0 | 0 | 0 | 0 | 0 | 0 | 0 | 0 | 0 | 0 | 0 | 0 | 0 | 0 | 0 | 0 | 0 | 0 | 0 | 0 | 0 | 0 | 0
F1_Commercial_OR - Health_New_Water Heating_Natural Gas_Water Heater - Circulation Pump Controls_A_Achievable Economic RVT Potential | F1 | Commercial | OR - Health | New | Water Heating | Natural Gas | Water Heater - Circulation Pump Controls | A | Integrated Unit Energy Savings (kWh or therms) | Achievable Economic RVT Potential | 0 | 0 | 0 | 0 | 0 | 0 | 0 | 0 | 0 | 0 | 0 | 0 | 0 | 0 | 0 | 0 | 0 | 0 | 0 | 0 | 0 | 0 | 0 | 0 | 0 | 0 | 0
F2_Commercial_OR - Health_New_Water Heating_Natural Gas_Water Heater - Circulation Pump Controls_A_Achievable Economic RVT Potential | F2 | Commercial | OR - Health | New | Water Heating | Natural Gas | Water Heater - Circulation Pump Controls | A | Integrated Unit Summer Peak Savings (kW) | Achievable Economic RVT Potential | 0 | 0 | 0 | 0 | 0 | 0 | 0 | 0 | 0 | 0 | 0 | 0 | 0 | 0 | 0 | 0 | 0 | 0 | 0 | 0 | 0 | 0 | 0 | 0 | 0 | 0 | 0
F3_Commercial_OR - Health_New_Water Heating_Natural Gas_Water Heater - Circulation Pump Controls_A_Achievable Economic RVT Potential | F3 | Commercial | OR - Health | New | Water Heating | Natural Gas | Water Heater - Circulation Pump Controls | A | Integrated Unit Winter Peak Savings (kW) | Achievable Economic RVT Potential | 0 | 0 | 0 | 0 | 0 | 0 | 0 | 0 | 0 | 0 | 0 | 0 | 0 | 0 | 0 | 0 | 0 | 0 | 0 | 0 | 0 | 0 | 0 | 0 | 0 | 0 | 0
F4_Commercial_OR - Health_New_Water Heating_Natural Gas_Water Heater - Circulation Pump Controls_A_Achievable Economic RVT Potential | F4 | Commercial | OR - Health | New | Water Heating | Natural Gas | Water Heater - Circulation Pump Controls | A | Incremental Energy Savings (MWh or mTherms) | Achievable Economic RVT Potential | 0 | 0 | 0 | 0 | 0 | 0 | 0 | 0 | 0 | 0 | 0 | 0 | 0 | 0 | 0 | 0 | 0 | 0 | 0 | 0 | 0 | 0 | 0 | 0 | 0 | 0 | 0
F5_Commercial_OR - Health_New_Water Heating_Natural Gas_Water Heater - Circulation Pump Controls_A_Achievable Economic RVT Potential | F5 | Commercial | OR - Health | New | Water Heating | Natural Gas | Water Heater - Circulation Pump Controls | A | Incremental Summer Peak Savings (MW) | Achievable Economic RVT Potential | 0 | 0 | 0 | 0 | 0 | 0 | 0 | 0 | 0 | 0 | 0 | 0 | 0 | 0 | 0 | 0 | 0 | 0 | 0 | 0 | 0 | 0 | 0 | 0 | 0 | 0 | 0
F6_Commercial_OR - Health_New_Water Heating_Natural Gas_Water Heater - Circulation Pump Controls_A_Achievable Economic RVT Potential | F6 | Commercial | OR - Health | New | Water Heating | Natural Gas | Water Heater - Circulation Pump Controls | A | Incremental Winter Peak Savings (MW) | Achievable Economic RVT Potential | 0 | 0 | 0 | 0 | 0 | 0 | 0 | 0 | 0 | 0 | 0 | 0 | 0 | 0 | 0 | 0 | 0 | 0 | 0 | 0 | 0 | 0 | 0 | 0 | 0 | 0 | 0
F7_Commercial_OR - Health_New_Water Heating_Natural Gas_Water Heater - Circulation Pump Controls_A_Achievable Economic RVT Potential | F7 | Commercial | OR - Health | New | Water Heating | Natural Gas | Water Heater - Circulation Pump Controls | A | Cumulative Energy Savings (MWh or mTherms) | Achievable Economic RVT Potential | 0 | 0 | 0 | 0 | 0 | 0 | 0 | 0 | 0 | 0 | 0 | 0 | 0 | 0 | 0 | 0 | 0 | 0 | 0 | 0 | 0 | 0 | 0 | 0 | 0 | 0 | 0
F8_Commercial_OR - Health_New_Water Heating_Natural Gas_Water Heater - Circulation Pump Controls_A_Achievable Economic RVT Potential | F8 | Commercial | OR - Health | New | Water Heating | Natural Gas | Water Heater - Circulation Pump Controls | A | Cumulative Summer Peak Savings (MW) | Achievable Economic RVT Potential | 0 | 0 | 0 | 0 | 0 | 0 | 0 | 0 | 0 | 0 | 0 | 0 | 0 | 0 | 0 | 0 | 0 | 0 | 0 | 0 | 0 | 0 | 0 | 0 | 0 | 0 | 0
F9_Commercial_OR - Health_New_Water Heating_Natural Gas_Water Heater - Circulation Pump Controls_A_Achievable Economic RVT Potential | F9 | Commercial | OR - Health | New | Water Heating | Natural Gas | Water Heater - Circulation Pump Controls | A | Cumulative Winter Peak Savings (MW) | Achievable Economic RVT Potential | 0 | 0 | 0 | 0 | 0 | 0 | 0 | 0 | 0 | 0 | 0 | 0 | 0 | 0 | 0 | 0 | 0 | 0 | 0 | 0 | 0 | 0 | 0 | 0 | 0 | 0 | 0
F10_Commercial_OR - Health_New_Water Heating_Natural Gas_Water Heater - Circulation Pump Controls_A_Achievable Economic RVT Potential | F10 | Commercial | OR - Health | New | Water Heating | Natural Gas | Water Heater - Circulation Pump Controls | A | Purchases (Incremental) | Achievable Economic RVT Potential | 0 | 0 | 0 | 0 | 0 | 0 | 0 | 0 | 0 | 0 | 0 | 0 | 0 | 0 | 0 | 0 | 0 | 0 | 0 | 0 | 0 | 0 | 0 | 0 | 0 | 0 | 0
F11_Commercial_OR - Health_New_Water Heating_Natural Gas_Water Heater - Circulation Pump Controls_A_Achievable Economic RVT Potential | F11 | Commercial | OR - Health | New | Water Heating | Natural Gas | Water Heater - Circulation Pump Controls | A | Purchases (Cumulative) | Achievable Economic RVT Potential | 0 | 0 | 0 | 0 | 0 | 0 | 0 | 0 | 0 | 0 | 0 | 0 | 0 | 0 | 0 | 0 | 0 | 0 | 0 | 0 | 0 | 0 | 0 | 0 | 0 | 0 | 0
F1_Commercial_OR - Health_New_Water Heating_Natural Gas_Water Heater - Pipe Insulation_A_Achievable Economic RVT Potential | F1 | Commercial | OR - Health | New | Water Heating | Natural Gas | Water Heater - Pipe Insulation | A | Integrated Unit Energy Savings (kWh or therms) | Achievable Economic RVT Potential | 0 | 0 | 0 | 0 | 0 | 0 | 0 | 0 | 0 | 0 | 0 | 0 | 0 | 0 | 0 | 0 | 0 | 0 | 0 | 0 | 0 | 0 | 0 | 0 | 0 | 0 | 0
F2_Commercial_OR - Health_New_Water Heating_Natural Gas_Water Heater - Pipe Insulation_A_Achievable Economic RVT Potential | F2 | Commercial | OR - Health | New | Water Heating | Natural Gas | Water Heater - Pipe Insulation | A | Integrated Unit Summer Peak Savings (kW) | Achievable Economic RVT Potential | 0 | 0 | 0 | 0 | 0 | 0 | 0 | 0 | 0 | 0 | 0 | 0 | 0 | 0 | 0 | 0 | 0 | 0 | 0 | 0 | 0 | 0 | 0 | 0 | 0 | 0 | 0
F3_Commercial_OR - Health_New_Water Heating_Natural Gas_Water Heater - Pipe Insulation_A_Achievable Economic RVT Potential | F3 | Commercial | OR - Health | New | Water Heating | Natural Gas | Water Heater - Pipe Insulation | A | Integrated Unit Winter Peak Savings (kW) | Achievable Economic RVT Potential | 0 | 0 | 0 | 0 | 0 | 0 | 0 | 0 | 0 | 0 | 0 | 0 | 0 | 0 | 0 | 0 | 0 | 0 | 0 | 0 | 0 | 0 | 0 | 0 | 0 | 0 | 0
F4_Commercial_OR - Health_New_Water Heating_Natural Gas_Water Heater - Pipe Insulation_A_Achievable Economic RVT Potential | F4 | Commercial | OR - Health | New | Water Heating | Natural Gas | Water Heater - Pipe Insulation | A | Incremental Energy Savings (MWh or mTherms) | Achievable Economic RVT Potential | 0 | 0 | 0 | 0 | 0 | 0 | 0 | 0 | 0 | 0 | 0 | 0 | 0 | 0 | 0 | 0 | 0 | 0 | 0 | 0 | 0 | 0 | 0 | 0 | 0 | 0 | 0
F5_Commercial_OR - Health_New_Water Heating_Natural Gas_Water Heater - Pipe Insulation_A_Achievable Economic RVT Potential | F5 | Commercial | OR - Health | New | Water Heating | Natural Gas | Water Heater - Pipe Insulation | A | Incremental Summer Peak Savings (MW) | Achievable Economic RVT Potential | 0 | 0 | 0 | 0 | 0 | 0 | 0 | 0 | 0 | 0 | 0 | 0 | 0 | 0 | 0 | 0 | 0 | 0 | 0 | 0 | 0 | 0 | 0 | 0 | 0 | 0 | 0
F6_Commercial_OR - Health_New_Water Heating_Natural Gas_Water Heater - Pipe Insulation_A_Achievable Economic RVT Potential | F6 | Commercial | OR - Health | New | Water Heating | Natural Gas | Water Heater - Pipe Insulation | A | Incremental Winter Peak Savings (MW) | Achievable Economic RVT Potential | 0 | 0 | 0 | 0 | 0 | 0 | 0 | 0 | 0 | 0 | 0 | 0 | 0 | 0 | 0 | 0 | 0 | 0 | 0 | 0 | 0 | 0 | 0 | 0 | 0 | 0 | 0
F7_Commercial_OR - Health_New_Water Heating_Natural Gas_Water Heater - Pipe Insulation_A_Achievable Economic RVT Potential | F7 | Commercial | OR - Health | New | Water Heating | Natural Gas | Water Heater - Pipe Insulation | A | Cumulative Energy Savings (MWh or mTherms) | Achievable Economic RVT Potential | 0 | 0 | 0 | 0 | 0 | 0 | 0 | 0 | 0 | 0 | 0 | 0 | 0 | 0 | 0 | 0 | 0 | 0 | 0 | 0 | 0 | 0 | 0 | 0 | 0 | 0 | 0
F8_Commercial_OR - Health_New_Water Heating_Natural Gas_Water Heater - Pipe Insulation_A_Achievable Economic RVT Potential | F8 | Commercial | OR - Health | New | Water Heating | Natural Gas | Water Heater - Pipe Insulation | A | Cumulative Summer Peak Savings (MW) | Achievable Economic RVT Potential | 0 | 0 | 0 | 0 | 0 | 0 | 0 | 0 | 0 | 0 | 0 | 0 | 0 | 0 | 0 | 0 | 0 | 0 | 0 | 0 | 0 | 0 | 0 | 0 | 0 | 0 | 0
F9_Commercial_OR - Health_New_Water Heating_Natural Gas_Water Heater - Pipe Insulation_A_Achievable Economic RVT Potential | F9 | Commercial | OR - Health | New | Water Heating | Natural Gas | Water Heater - Pipe Insulation | A | Cumulative Winter Peak Savings (MW) | Achievable Economic RVT Potential | 0 | 0 | 0 | 0 | 0 | 0 | 0 | 0 | 0 | 0 | 0 | 0 | 0 | 0 | 0 | 0 | 0 | 0 | 0 | 0 | 0 | 0 | 0 | 0 | 0 | 0 | 0
F10_Commercial_OR - Health_New_Water Heating_Natural Gas_Water Heater - Pipe Insulation_A_Achievable Economic RVT Potential | F10 | Commercial | OR - Health | New | Water Heating | Natural Gas | Water Heater - Pipe Insulation | A | Purchases (Incremental) | Achievable Economic RVT Potential | 0 | 0 | 0 | 0 | 0 | 0 | 0 | 0 | 0 | 0 | 0 | 0 | 0 | 0 | 0 | 0 | 0 | 0 | 0 | 0 | 0 | 0 | 0 | 0 | 0 | 0 | 0
F11_Commercial_OR - Health_New_Water Heating_Natural Gas_Water Heater - Pipe Insulation_A_Achievable Economic RVT Potential | F11 | Commercial | OR - Health | New | Water Heating | Natural Gas | Water Heater - Pipe Insulation | A | Purchases (Cumulative) | Achievable Economic RVT Potential | 0 | 0 | 0 | 0 | 0 | 0 | 0 | 0 | 0 | 0 | 0 | 0 | 0 | 0 | 0 | 0 | 0 | 0 | 0 | 0 | 0 | 0 | 0 | 0 | 0 | 0 | 0
F1_Commercial_OR - Health_New_Water Heating_Natural Gas_Water Heater - Motion Control Faucet_A_Achievable Economic RVT Potential | F1 | Commercial | OR - Health | New | Water Heating | Natural Gas | Water Heater - Motion Control Faucet | A | Integrated Unit Energy Savings (kWh or therms) | Achievable Economic RVT Potential | 0 | 0 | 0 | 0 | 0 | 0 | 0 | 0 | 0 | 0 | 0 | 0 | 0 | 0 | 0 | 0 | 0 | 0 | 0 | 0 | 0 | 0 | 0 | 0 | 0 | 0 | 0
F2_Commercial_OR - Health_New_Water Heating_Natural Gas_Water Heater - Motion Control Faucet_A_Achievable Economic RVT Potential | F2 | Commercial | OR - Health | New | Water Heating | Natural Gas | Water Heater - Motion Control Faucet | A | Integrated Unit Summer Peak Savings (kW) | Achievable Economic RVT Potential | 0 | 0 | 0 | 0 | 0 | 0 | 0 | 0 | 0 | 0 | 0 | 0 | 0 | 0 | 0 | 0 | 0 | 0 | 0 | 0 | 0 | 0 | 0 | 0 | 0 | 0 | 0
F3_Commercial_OR - Health_New_Water Heating_Natural Gas_Water Heater - Motion Control Faucet_A_Achievable Economic RVT Potential | F3 | Commercial | OR - Health | New | Water Heating | Natural Gas | Water Heater - Motion Control Faucet | A | Integrated Unit Winter Peak Savings (kW) | Achievable Economic RVT Potential | 0 | 0 | 0 | 0 | 0 | 0 | 0 | 0 | 0 | 0 | 0 | 0 | 0 | 0 | 0 | 0 | 0 | 0 | 0 | 0 | 0 | 0 | 0 | 0 | 0 | 0 | 0
F4_Commercial_OR - Health_New_Water Heating_Natural Gas_Water Heater - Motion Control Faucet_A_Achievable Economic RVT Potential | F4 | Commercial | OR - Health | New | Water Heating | Natural Gas | Water Heater - Motion Control Faucet | A | Incremental Energy Savings (MWh or mTherms) | Achievable Economic RVT Potential | 0 | 0 | 0 | 0 | 0 | 0 | 0 | 0 | 0 | 0 | 0 | 0 | 0 | 0 | 0 | 0 | 0 | 0 | 0 | 0 | 0 | 0 | 0 | 0 | 0 | 0 | 0
F5_Commercial_OR - Health_New_Water Heating_Natural Gas_Water Heater - Motion Control Faucet_A_Achievable Economic RVT Potential | F5 | Commercial | OR - Health | New | Water Heating | Natural Gas | Water Heater - Motion Control Faucet | A | Incremental Summer Peak Savings (MW) | Achievable Economic RVT Potential | 0 | 0 | 0 | 0 | 0 | 0 | 0 | 0 | 0 | 0 | 0 | 0 | 0 | 0 | 0 | 0 | 0 | 0 | 0 | 0 | 0 | 0 | 0 | 0 | 0 | 0 | 0
F6_Commercial_OR - Health_New_Water Heating_Natural Gas_Water Heater - Motion Control Faucet_A_Achievable Economic RVT Potential | F6 | Commercial | OR - Health | New | Water Heating | Natural Gas | Water Heater - Motion Control Faucet | A | Incremental Winter Peak Savings (MW) | Achievable Economic RVT Potential | 0 | 0 | 0 | 0 | 0 | 0 | 0 | 0 | 0 | 0 | 0 | 0 | 0 | 0 | 0 | 0 | 0 | 0 | 0 | 0 | 0 | 0 | 0 | 0 | 0 | 0 | 0
F7_Commercial_OR - Health_New_Water Heating_Natural Gas_Water Heater - Motion Control Faucet_A_Achievable Economic RVT Potential | F7 | Commercial | OR - Health | New | Water Heating | Natural Gas | Water Heater - Motion Control Faucet | A | Cumulative Energy Savings (MWh or mTherms) | Achievable Economic RVT Potential | 0 | 0 | 0 | 0 | 0 | 0 | 0 | 0 | 0 | 0 | 0 | 0 | 0 | 0 | 0 | 0 | 0 | 0 | 0 | 0 | 0 | 0 | 0 | 0 | 0 | 0 | 0
F8_Commercial_OR - Health_New_Water Heating_Natural Gas_Water Heater - Motion Control Faucet_A_Achievable Economic RVT Potential | F8 | Commercial | OR - Health | New | Water Heating | Natural Gas | Water Heater - Motion Control Faucet | A | Cumulative Summer Peak Savings (MW) | Achievable Economic RVT Potential | 0 | 0 | 0 | 0 | 0 | 0 | 0 | 0 | 0 | 0 | 0 | 0 | 0 | 0 | 0 | 0 | 0 | 0 | 0 | 0 | 0 | 0 | 0 | 0 | 0 | 0 | 0
F9_Commercial_OR - Health_New_Water Heating_Natural Gas_Water Heater - Motion Control Faucet_A_Achievable Economic RVT Potential | F9 | Commercial | OR - Health | New | Water Heating | Natural Gas | Water Heater - Motion Control Faucet | A | Cumulative Winter Peak Savings (MW) | Achievable Economic RVT Potential | 0 | 0 | 0 | 0 | 0 | 0 | 0 | 0 | 0 | 0 | 0 | 0 | 0 | 0 | 0 | 0 | 0 | 0 | 0 | 0 | 0 | 0 | 0 | 0 | 0 | 0 | 0
F10_Commercial_OR - Health_New_Water Heating_Natural Gas_Water Heater - Motion Control Faucet_A_Achievable Economic RVT Potential | F10 | Commercial | OR - Health | New | Water Heating | Natural Gas | Water Heater - Motion Control Faucet | A | Purchases (Incremental) | Achievable Economic RVT Potential | 0 | 0 | 0 | 0 | 0 | 0 | 0 | 0 | 0 | 0 | 0 | 0 | 0 | 0 | 0 | 0 | 0 | 0 | 0 | 0 | 0 | 0 | 0 | 0 | 0 | 0 | 0
F11_Commercial_OR - Health_New_Water Heating_Natural Gas_Water Heater - Motion Control Faucet_A_Achievable Economic RVT Potential | F11 | Commercial | OR - Health | New | Water Heating | Natural Gas | Water Heater - Motion Control Faucet | A | Purchases (Cumulative) | Achievable Economic RVT Potential | 0 | 0 | 0 | 0 | 0 | 0 | 0 | 0 | 0 | 0 | 0 | 0 | 0 | 0 | 0 | 0 | 0 | 0 | 0 | 0 | 0 | 0 | 0 | 0 | 0 | 0 | 0
F1_Commercial_OR - Health_New_Water Heating_Natural Gas_Water Heater - Solar System_A_Achievable Economic RVT Potential | F1 | Commercial | OR - Health | New | Water Heating | Natural Gas | Water Heater - Solar System | A | Integrated Unit Energy Savings (kWh or therms) | Achievable Economic RVT Potential | 0 | 0 | 0 | 0 | 0 | 0 | 0 | 0 | 0 | 0 | 0 | 0 | 0 | 0 | 0 | 0 | 0 | 0 | 0 | 0 | 0 | 0 | 0 | 0 | 0 | 0 | 0
F2_Commercial_OR - Health_New_Water Heating_Natural Gas_Water Heater - Solar System_A_Achievable Economic RVT Potential | F2 | Commercial | OR - Health | New | Water Heating | Natural Gas | Water Heater - Solar System | A | Integrated Unit Summer Peak Savings (kW) | Achievable Economic RVT Potential | 0 | 0 | 0 | 0 | 0 | 0 | 0 | 0 | 0 | 0 | 0 | 0 | 0 | 0 | 0 | 0 | 0 | 0 | 0 | 0 | 0 | 0 | 0 | 0 | 0 | 0 | 0
F3_Commercial_OR - Health_New_Water Heating_Natural Gas_Water Heater - Solar System_A_Achievable Economic RVT Potential | F3 | Commercial | OR - Health | New | Water Heating | Natural Gas | Water Heater - Solar System | A | Integrated Unit Winter Peak Savings (kW) | Achievable Economic RVT Potential | 0 | 0 | 0 | 0 | 0 | 0 | 0 | 0 | 0 | 0 | 0 | 0 | 0 | 0 | 0 | 0 | 0 | 0 | 0 | 0 | 0 | 0 | 0 | 0 | 0 | 0 | 0
F4_Commercial_OR - Health_New_Water Heating_Natural Gas_Water Heater - Solar System_A_Achievable Economic RVT Potential | F4 | Commercial | OR - Health | New | Water Heating | Natural Gas | Water Heater - Solar System | A | Incremental Energy Savings (MWh or mTherms) | Achievable Economic RVT Potential | 0 | 0 | 0 | 0 | 0 | 0 | 0 | 0 | 0 | 0 | 0 | 0 | 0 | 0 | 0 | 0 | 0 | 0 | 0 | 0 | 0 | 0 | 0 | 0 | 0 | 0 | 0
F5_Commercial_OR - Health_New_Water Heating_Natural Gas_Water Heater - Solar System_A_Achievable Economic RVT Potential | F5 | Commercial | OR - Health | New | Water Heating | Natural Gas | Water Heater - Solar System | A | Incremental Summer Peak Savings (MW) | Achievable Economic RVT Potential | 0 | 0 | 0 | 0 | 0 | 0 | 0 | 0 | 0 | 0 | 0 | 0 | 0 | 0 | 0 | 0 | 0 | 0 | 0 | 0 | 0 | 0 | 0 | 0 | 0 | 0 | 0
F6_Commercial_OR - Health_New_Water Heating_Natural Gas_Water Heater - Solar System_A_Achievable Economic RVT Potential | F6 | Commercial | OR - Health | New | Water Heating | Natural Gas | Water Heater - Solar System | A | Incremental Winter Peak Savings (MW) | Achievable Economic RVT Potential | 0 | 0 | 0 | 0 | 0 | 0 | 0 | 0 | 0 | 0 | 0 | 0 | 0 | 0 | 0 | 0 | 0 | 0 | 0 | 0 | 0 | 0 | 0 | 0 | 0 | 0 | 0
F7_Commercial_OR - Health_New_Water Heating_Natural Gas_Water Heater - Solar System_A_Achievable Economic RVT Potential | F7 | Commercial | OR - Health | New | Water Heating | Natural Gas | Water Heater - Solar System | A | Cumulative Energy Savings (MWh or mTherms) | Achievable Economic RVT Potential | 0 | 0 | 0 | 0 | 0 | 0 | 0 | 0 | 0 | 0 | 0 | 0 | 0 | 0 | 0 | 0 | 0 | 0 | 0 | 0 | 0 | 0 | 0 | 0 | 0 | 0 | 0
F8_Commercial_OR - Health_New_Water Heating_Natural Gas_Water Heater - Solar System_A_Achievable Economic RVT Potential | F8 | Commercial | OR - Health | New | Water Heating | Natural Gas | Water Heater - Solar System | A | Cumulative Summer Peak Savings (MW) | Achievable Economic RVT Potential | 0 | 0 | 0 | 0 | 0 | 0 | 0 | 0 | 0 | 0 | 0 | 0 | 0 | 0 | 0 | 0 | 0 | 0 | 0 | 0 | 0 | 0 | 0 | 0 | 0 | 0 | 0
F9_Commercial_OR - Health_New_Water Heating_Natural Gas_Water Heater - Solar System_A_Achievable Economic RVT Potential | F9 | Commercial | OR - Health | New | Water Heating | Natural Gas | Water Heater - Solar System | A | Cumulative Winter Peak Savings (MW) | Achievable Economic RVT Potential | 0 | 0 | 0 | 0 | 0 | 0 | 0 | 0 | 0 | 0 | 0 | 0 | 0 | 0 | 0 | 0 | 0 | 0 | 0 | 0 | 0 | 0 | 0 | 0 | 0 | 0 | 0
F10_Commercial_OR - Health_New_Water Heating_Natural Gas_Water Heater - Solar System_A_Achievable Economic RVT Potential | F10 | Commercial | OR - Health | New | Water Heating | Natural Gas | Water Heater - Solar System | A | Purchases (Incremental) | Achievable Economic RVT Potential | 0 | 0 | 0 | 0 | 0 | 0 | 0 | 0 | 0 | 0 | 0 | 0 | 0 | 0 | 0 | 0 | 0 | 0 | 0 | 0 | 0 | 0 | 0 | 0 | 0 | 0 | 0
F11_Commercial_OR - Health_New_Water Heating_Natural Gas_Water Heater - Solar System_A_Achievable Economic RVT Potential | F11 | Commercial | OR - Health | New | Water Heating | Natural Gas | Water Heater - Solar System | A | Purchases (Cumulative) | Achievable Economic RVT Potential | 0 | 0 | 0 | 0 | 0 | 0 | 0 | 0 | 0 | 0 | 0 | 0 | 0 | 0 | 0 | 0 | 0 | 0 | 0 | 0 | 0 | 0 | 0 | 0 | 0 | 0 | 0
F1_Commercial_OR - Health_New_Water Heating_Natural Gas_Commercial Laundry - Ozone Treatment_A_Achievable Economic RVT Potential | F1 | Commercial | OR - Health | New | Water Heating | Natural Gas | Commercial Laundry - Ozone Treatment | A | Integrated Unit Energy Savings (kWh or therms) | Achievable Economic RVT Potential | 0 | 0 | 0 | 0 | 0 | 0 | 0 | 0 | 0 | 0 | 0 | 0 | 0 | 0 | 0 | 0 | 0 | 0 | 0 | 0 | 0 | 0 | 0 | 0 | 0 | 0 | 0
F2_Commercial_OR - Health_New_Water Heating_Natural Gas_Commercial Laundry - Ozone Treatment_A_Achievable Economic RVT Potential | F2 | Commercial | OR - Health | New | Water Heating | Natural Gas | Commercial Laundry - Ozone Treatment | A | Integrated Unit Summer Peak Savings (kW) | Achievable Economic RVT Potential | 0 | 0 | 0 | 0 | 0 | 0 | 0 | 0 | 0 | 0 | 0 | 0 | 0 | 0 | 0 | 0 | 0 | 0 | 0 | 0 | 0 | 0 | 0 | 0 | 0 | 0 | 0
F3_Commercial_OR - Health_New_Water Heating_Natural Gas_Commercial Laundry - Ozone Treatment_A_Achievable Economic RVT Potential | F3 | Commercial | OR - Health | New | Water Heating | Natural Gas | Commercial Laundry - Ozone Treatment | A | Integrated Unit Winter Peak Savings (kW) | Achievable Economic RVT Potential | 0 | 0 | 0 | 0 | 0 | 0 | 0 | 0 | 0 | 0 | 0 | 0 | 0 | 0 | 0 | 0 | 0 | 0 | 0 | 0 | 0 | 0 | 0 | 0 | 0 | 0 | 0
F4_Commercial_OR - Health_New_Water Heating_Natural Gas_Commercial Laundry - Ozone Treatment_A_Achievable Economic RVT Potential | F4 | Commercial | OR - Health | New | Water Heating | Natural Gas | Commercial Laundry - Ozone Treatment | A | Incremental Energy Savings (MWh or mTherms) | Achievable Economic RVT Potential | 0 | 0 | 0 | 0 | 0 | 0 | 0 | 0 | 0 | 0 | 0 | 0 | 0 | 0 | 0 | 0 | 0 | 0 | 0 | 0 | 0 | 0 | 0 | 0 | 0 | 0 | 0
F5_Commercial_OR - Health_New_Water Heating_Natural Gas_Commercial Laundry - Ozone Treatment_A_Achievable Economic RVT Potential | F5 | Commercial | OR - Health | New | Water Heating | Natural Gas | Commercial Laundry - Ozone Treatment | A | Incremental Summer Peak Savings (MW) | Achievable Economic RVT Potential | 0 | 0 | 0 | 0 | 0 | 0 | 0 | 0 | 0 | 0 | 0 | 0 | 0 | 0 | 0 | 0 | 0 | 0 | 0 | 0 | 0 | 0 | 0 | 0 | 0 | 0 | 0
F6_Commercial_OR - Health_New_Water Heating_Natural Gas_Commercial Laundry - Ozone Treatment_A_Achievable Economic RVT Potential | F6 | Commercial | OR - Health | New | Water Heating | Natural Gas | Commercial Laundry - Ozone Treatment | A | Incremental Winter Peak Savings (MW) | Achievable Economic RVT Potential | 0 | 0 | 0 | 0 | 0 | 0 | 0 | 0 | 0 | 0 | 0 | 0 | 0 | 0 | 0 | 0 | 0 | 0 | 0 | 0 | 0 | 0 | 0 | 0 | 0 | 0 | 0
F7_Commercial_OR - Health_New_Water Heating_Natural Gas_Commercial Laundry - Ozone Treatment_A_Achievable Economic RVT Potential | F7 | Commercial | OR - Health | New | Water Heating | Natural Gas | Commercial Laundry - Ozone Treatment | A | Cumulative Energy Savings (MWh or mTherms) | Achievable Economic RVT Potential | 0 | 0 | 0 | 0 | 0 | 0 | 0 | 0 | 0 | 0 | 0 | 0 | 0 | 0 | 0 | 0 | 0 | 0 | 0 | 0 | 0 | 0 | 0 | 0 | 0 | 0 | 0
F8_Commercial_OR - Health_New_Water Heating_Natural Gas_Commercial Laundry - Ozone Treatment_A_Achievable Economic RVT Potential | F8 | Commercial | OR - Health | New | Water Heating | Natural Gas | Commercial Laundry - Ozone Treatment | A | Cumulative Summer Peak Savings (MW) | Achievable Economic RVT Potential | 0 | 0 | 0 | 0 | 0 | 0 | 0 | 0 | 0 | 0 | 0 | 0 | 0 | 0 | 0 | 0 | 0 | 0 | 0 | 0 | 0 | 0 | 0 | 0 | 0 | 0 | 0
F9_Commercial_OR - Health_New_Water Heating_Natural Gas_Commercial Laundry - Ozone Treatment_A_Achievable Economic RVT Potential | F9 | Commercial | OR - Health | New | Water Heating | Natural Gas | Commercial Laundry - Ozone Treatment | A | Cumulative Winter Peak Savings (MW) | Achievable Economic RVT Potential | 0 | 0 | 0 | 0 | 0 | 0 | 0 | 0 | 0 | 0 | 0 | 0 | 0 | 0 | 0 | 0 | 0 | 0 | 0 | 0 | 0 | 0 | 0 | 0 | 0 | 0 | 0
F10_Commercial_OR - Health_New_Water Heating_Natural Gas_Commercial Laundry - Ozone Treatment_A_Achievable Economic RVT Potential | F10 | Commercial | OR - Health | New | Water Heating | Natural Gas | Commercial Laundry - Ozone Treatment | A | Purchases (Incremental) | Achievable Economic RVT Potential | 0 | 0 | 0 | 0 | 0 | 0 | 0 | 0 | 0 | 0 | 0 | 0 | 0 | 0 | 0 | 0 | 0 | 0 | 0 | 0 | 0 | 0 | 0 | 0 | 0 | 0 | 0
F11_Commercial_OR - Health_New_Water Heating_Natural Gas_Commercial Laundry - Ozone Treatment_A_Achievable Economic RVT Potential | F11 | Commercial | OR - Health | New | Water Heating | Natural Gas | Commercial Laundry - Ozone Treatment | A | Purchases (Cumulative) | Achievable Economic RVT Potential | 0 | 0 | 0 | 0 | 0 | 0 | 0 | 0 | 0 | 0 | 0 | 0 | 0 | 0 | 0 | 0 | 0 | 0 | 0 | 0 | 0 | 0 | 0 | 0 | 0 | 0 | 0
F1_Commercial_OR - Health_New_Water Heating_Natural Gas_Commercial Laundry - ENERGY STAR Washer_A_Achievable Economic RVT Potential | F1 | Commercial | OR - Health | New | Water Heating | Natural Gas | Commercial Laundry - ENERGY STAR Washer | A | Integrated Unit Energy Savings (kWh or therms) | Achievable Economic RVT Potential | 0 | 0 | 0 | 0 | 0 | 0 | 0 | 0 | 0 | 0 | 0 | 0 | 0 | 0 | 0 | 0 | 0 | 0 | 0 | 0 | 0 | 0 | 0 | 0 | 0 | 0 | 0
F2_Commercial_OR - Health_New_Water Heating_Natural Gas_Commercial Laundry - ENERGY STAR Washer_A_Achievable Economic RVT Potential | F2 | Commercial | OR - Health | New | Water Heating | Natural Gas | Commercial Laundry - ENERGY STAR Washer | A | Integrated Unit Summer Peak Savings (kW) | Achievable Economic RVT Potential | 0 | 0 | 0 | 0 | 0 | 0 | 0 | 0 | 0 | 0 | 0 | 0 | 0 | 0 | 0 | 0 | 0 | 0 | 0 | 0 | 0 | 0 | 0 | 0 | 0 | 0 | 0
F3_Commercial_OR - Health_New_Water Heating_Natural Gas_Commercial Laundry - ENERGY STAR Washer_A_Achievable Economic RVT Potential | F3 | Commercial | OR - Health | New | Water Heating | Natural Gas | Commercial Laundry - ENERGY STAR Washer | A | Integrated Unit Winter Peak Savings (kW) | Achievable Economic RVT Potential | 0 | 0 | 0 | 0 | 0 | 0 | 0 | 0 | 0 | 0 | 0 | 0 | 0 | 0 | 0 | 0 | 0 | 0 | 0 | 0 | 0 | 0 | 0 | 0 | 0 | 0 | 0
F4_Commercial_OR - Health_New_Water Heating_Natural Gas_Commercial Laundry - ENERGY STAR Washer_A_Achievable Economic RVT Potential | F4 | Commercial | OR - Health | New | Water Heating | Natural Gas | Commercial Laundry - ENERGY STAR Washer | A | Incremental Energy Savings (MWh or mTherms) | Achievable Economic RVT Potential | 0 | 0 | 0 | 0 | 0 | 0 | 0 | 0 | 0 | 0 | 0 | 0 | 0 | 0 | 0 | 0 | 0 | 0 | 0 | 0 | 0 | 0 | 0 | 0 | 0 | 0 | 0
F5_Commercial_OR - Health_New_Water Heating_Natural Gas_Commercial Laundry - ENERGY STAR Washer_A_Achievable Economic RVT Potential | F5 | Commercial | OR - Health | New | Water Heating | Natural Gas | Commercial Laundry - ENERGY STAR Washer | A | Incremental Summer Peak Savings (MW) | Achievable Economic RVT Potential | 0 | 0 | 0 | 0 | 0 | 0 | 0 | 0 | 0 | 0 | 0 | 0 | 0 | 0 | 0 | 0 | 0 | 0 | 0 | 0 | 0 | 0 | 0 | 0 | 0 | 0 | 0
F6_Commercial_OR - Health_New_Water Heating_Natural Gas_Commercial Laundry - ENERGY STAR Washer_A_Achievable Economic RVT Potential | F6 | Commercial | OR - Health | New | Water Heating | Natural Gas | Commercial Laundry - ENERGY STAR Washer | A | Incremental Winter Peak Savings (MW) | Achievable Economic RVT Potential | 0 | 0 | 0 | 0 | 0 | 0 | 0 | 0 | 0 | 0 | 0 | 0 | 0 | 0 | 0 | 0 | 0 | 0 | 0 | 0 | 0 | 0 | 0 | 0 | 0 | 0 | 0
F7_Commercial_OR - Health_New_Water Heating_Natural Gas_Commercial Laundry - ENERGY STAR Washer_A_Achievable Economic RVT Potential | F7 | Commercial | OR - Health | New | Water Heating | Natural Gas | Commercial Laundry - ENERGY STAR Washer | A | Cumulative Energy Savings (MWh or mTherms) | Achievable Economic RVT Potential | 0 | 0 | 0 | 0 | 0 | 0 | 0 | 0 | 0 | 0 | 0 | 0 | 0 | 0 | 0 | 0 | 0 | 0 | 0 | 0 | 0 | 0 | 0 | 0 | 0 | 0 | 0
F8_Commercial_OR - Health_New_Water Heating_Natural Gas_Commercial Laundry - ENERGY STAR Washer_A_Achievable Economic RVT Potential | F8 | Commercial | OR - Health | New | Water Heating | Natural Gas | Commercial Laundry - ENERGY STAR Washer | A | Cumulative Summer Peak Savings (MW) | Achievable Economic RVT Potential | 0 | 0 | 0 | 0 | 0 | 0 | 0 | 0 | 0 | 0 | 0 | 0 | 0 | 0 | 0 | 0 | 0 | 0 | 0 | 0 | 0 | 0 | 0 | 0 | 0 | 0 | 0
F9_Commercial_OR - Health_New_Water Heating_Natural Gas_Commercial Laundry - ENERGY STAR Washer_A_Achievable Economic RVT Potential | F9 | Commercial | OR - Health | New | Water Heating | Natural Gas | Commercial Laundry - ENERGY STAR Washer | A | Cumulative Winter Peak Savings (MW) | Achievable Economic RVT Potential | 0 | 0 | 0 | 0 | 0 | 0 | 0 | 0 | 0 | 0 | 0 | 0 | 0 | 0 | 0 | 0 | 0 | 0 | 0 | 0 | 0 | 0 | 0 | 0 | 0 | 0 | 0
F10_Commercial_OR - Health_New_Water Heating_Natural Gas_Commercial Laundry - ENERGY STAR Washer_A_Achievable Economic RVT Potential | F10 | Commercial | OR - Health | New | Water Heating | Natural Gas | Commercial Laundry - ENERGY STAR Washer | A | Purchases (Incremental) | Achievable Economic RVT Potential | 0 | 0 | 0 | 0 | 0 | 0 | 0 | 0 | 0 | 0 | 0 | 0 | 0 | 0 | 0 | 0 | 0 | 0 | 0 | 0 | 0 | 0 | 0 | 0 | 0 | 0 | 0
F11_Commercial_OR - Health_New_Water Heating_Natural Gas_Commercial Laundry - ENERGY STAR Washer_A_Achievable Economic RVT Potential | F11 | Commercial | OR - Health | New | Water Heating | Natural Gas | Commercial Laundry - ENERGY STAR Washer | A | Purchases (Cumulative) | Achievable Economic RVT Potential | 0 | 0 | 0 | 0 | 0 | 0 | 0 | 0 | 0 | 0 | 0 | 0 | 0 | 0 | 0 | 0 | 0 | 0 | 0 | 0 | 0 | 0 | 0 | 0 | 0 | 0 | 0
F1_Commercial_OR - Health_New_Water Heating_Natural Gas_Water Heater - Efficient Dishwasher_A_Achievable Economic RVT Potential | F1 | Commercial | OR - Health | New | Water Heating | Natural Gas | Water Heater - Efficient Dishwasher | A | Integrated Unit Energy Savings (kWh or therms) | Achievable Economic RVT Potential | 0 | 0 | 0 | 0 | 0 | 0 | 0 | 0 | 0 | 0 | 0 | 0 | 0 | 0 | 0 | 0 | 0 | 0 | 0 | 0 | 0 | 0 | 0 | 0 | 0 | 0 | 0
F2_Commercial_OR - Health_New_Water Heating_Natural Gas_Water Heater - Efficient Dishwasher_A_Achievable Economic RVT Potential | F2 | Commercial | OR - Health | New | Water Heating | Natural Gas | Water Heater - Efficient Dishwasher | A | Integrated Unit Summer Peak Savings (kW) | Achievable Economic RVT Potential | 0 | 0 | 0 | 0 | 0 | 0 | 0 | 0 | 0 | 0 | 0 | 0 | 0 | 0 | 0 | 0 | 0 | 0 | 0 | 0 | 0 | 0 | 0 | 0 | 0 | 0 | 0
F3_Commercial_OR - Health_New_Water Heating_Natural Gas_Water Heater - Efficient Dishwasher_A_Achievable Economic RVT Potential | F3 | Commercial | OR - Health | New | Water Heating | Natural Gas | Water Heater - Efficient Dishwasher | A | Integrated Unit Winter Peak Savings (kW) | Achievable Economic RVT Potential | 0 | 0 | 0 | 0 | 0 | 0 | 0 | 0 | 0 | 0 | 0 | 0 | 0 | 0 | 0 | 0 | 0 | 0 | 0 | 0 | 0 | 0 | 0 | 0 | 0 | 0 | 0
F4_Commercial_OR - Health_New_Water Heating_Natural Gas_Water Heater - Efficient Dishwasher_A_Achievable Economic RVT Potential | F4 | Commercial | OR - Health | New | Water Heating | Natural Gas | Water Heater - Efficient Dishwasher | A | Incremental Energy Savings (MWh or mTherms) | Achievable Economic RVT Potential | 0 | 0 | 0 | 0 | 0 | 0 | 0 | 0 | 0 | 0 | 0 | 0 | 0 | 0 | 0 | 0 | 0 | 0 | 0 | 0 | 0 | 0 | 0 | 0 | 0 | 0 | 0
F5_Commercial_OR - Health_New_Water Heating_Natural Gas_Water Heater - Efficient Dishwasher_A_Achievable Economic RVT Potential | F5 | Commercial | OR - Health | New | Water Heating | Natural Gas | Water Heater - Efficient Dishwasher | A | Incremental Summer Peak Savings (MW) | Achievable Economic RVT Potential | 0 | 0 | 0 | 0 | 0 | 0 | 0 | 0 | 0 | 0 | 0 | 0 | 0 | 0 | 0 | 0 | 0 | 0 | 0 | 0 | 0 | 0 | 0 | 0 | 0 | 0 | 0
F6_Commercial_OR - Health_New_Water Heating_Natural Gas_Water Heater - Efficient Dishwasher_A_Achievable Economic RVT Potential | F6 | Commercial | OR - Health | New | Water Heating | Natural Gas | Water Heater - Efficient Dishwasher | A | Incremental Winter Peak Savings (MW) | Achievable Economic RVT Potential | 0 | 0 | 0 | 0 | 0 | 0 | 0 | 0 | 0 | 0 | 0 | 0 | 0 | 0 | 0 | 0 | 0 | 0 | 0 | 0 | 0 | 0 | 0 | 0 | 0 | 0 | 0
F7_Commercial_OR - Health_New_Water Heating_Natural Gas_Water Heater - Efficient Dishwasher_A_Achievable Economic RVT Potential | F7 | Commercial | OR - Health | New | Water Heating | Natural Gas | Water Heater - Efficient Dishwasher | A | Cumulative Energy Savings (MWh or mTherms) | Achievable Economic RVT Potential | 0 | 0 | 0 | 0 | 0 | 0 | 0 | 0 | 0 | 0 | 0 | 0 | 0 | 0 | 0 | 0 | 0 | 0 | 0 | 0 | 0 | 0 | 0 | 0 | 0 | 0 | 0
F8_Commercial_OR - Health_New_Water Heating_Natural Gas_Water Heater - Efficient Dishwasher_A_Achievable Economic RVT Potential | F8 | Commercial | OR - Health | New | Water Heating | Natural Gas | Water Heater - Efficient Dishwasher | A | Cumulative Summer Peak Savings (MW) | Achievable Economic RVT Potential | 0 | 0 | 0 | 0 | 0 | 0 | 0 | 0 | 0 | 0 | 0 | 0 | 0 | 0 | 0 | 0 | 0 | 0 | 0 | 0 | 0 | 0 | 0 | 0 | 0 | 0 | 0
F9_Commercial_OR - Health_New_Water Heating_Natural Gas_Water Heater - Efficient Dishwasher_A_Achievable Economic RVT Potential | F9 | Commercial | OR - Health | New | Water Heating | Natural Gas | Water Heater - Efficient Dishwasher | A | Cumulative Winter Peak Savings (MW) | Achievable Economic RVT Potential | 0 | 0 | 0 | 0 | 0 | 0 | 0 | 0 | 0 | 0 | 0 | 0 | 0 | 0 | 0 | 0 | 0 | 0 | 0 | 0 | 0 | 0 | 0 | 0 | 0 | 0 | 0
F10_Commercial_OR - Health_New_Water Heating_Natural Gas_Water Heater - Efficient Dishwasher_A_Achievable Economic RVT Potential | F10 | Commercial | OR - Health | New | Water Heating | Natural Gas | Water Heater - Efficient Dishwasher | A | Purchases (Incremental) | Achievable Economic RVT Potential | 0 | 0 | 0 | 0 | 0 | 0 | 0 | 0 | 0 | 0 | 0 | 0 | 0 | 0 | 0 | 0 | 0 | 0 | 0 | 0 | 0 | 0 | 0 | 0 | 0 | 0 | 0
F11_Commercial_OR - Health_New_Water Heating_Natural Gas_Water Heater - Efficient Dishwasher_A_Achievable Economic RVT Potential | F11 | Commercial | OR - Health | New | Water Heating | Natural Gas | Water Heater - Efficient Dishwasher | A | Purchases (Cumulative) | Achievable Economic RVT Potential | 0 | 0 | 0 | 0 | 0 | 0 | 0 | 0 | 0 | 0 | 0 | 0 | 0 | 0 | 0 | 0 | 0 | 0 | 0 | 0 | 0 | 0 | 0 | 0 | 0 | 0 | 0
F1_Commercial_OR - Health_New_Water Heating_Natural Gas_Commercial Laundry - Alternative Dry-Cleaning Methods_A_Achievable Economic RVT Potential | F1 | Commercial | OR - Health | New | Water Heating | Natural Gas | Commercial Laundry - Alternative Dry-Cleaning Methods | A | Integrated Unit Energy Savings (kWh or therms) | Achievable Economic RVT Potential | 0 | 0 | 0 | 0 | 0 | 0 | 0 | 0 | 0 | 0 | 0 | 0 | 0 | 0 | 0 | 0 | 0 | 0 | 0 | 0 | 0 | 0 | 0 | 0 | 0 | 0 | 0
F2_Commercial_OR - Health_New_Water Heating_Natural Gas_Commercial Laundry - Alternative Dry-Cleaning Methods_A_Achievable Economic RVT Potential | F2 | Commercial | OR - Health | New | Water Heating | Natural Gas | Commercial Laundry - Alternative Dry-Cleaning Methods | A | Integrated Unit Summer Peak Savings (kW) | Achievable Economic RVT Potential | 0 | 0 | 0 | 0 | 0 | 0 | 0 | 0 | 0 | 0 | 0 | 0 | 0 | 0 | 0 | 0 | 0 | 0 | 0 | 0 | 0 | 0 | 0 | 0 | 0 | 0 | 0
F3_Commercial_OR - Health_New_Water Heating_Natural Gas_Commercial Laundry - Alternative Dry-Cleaning Methods_A_Achievable Economic RVT Potential | F3 | Commercial | OR - Health | New | Water Heating | Natural Gas | Commercial Laundry - Alternative Dry-Cleaning Methods | A | Integrated Unit Winter Peak Savings (kW) | Achievable Economic RVT Potential | 0 | 0 | 0 | 0 | 0 | 0 | 0 | 0 | 0 | 0 | 0 | 0 | 0 | 0 | 0 | 0 | 0 | 0 | 0 | 0 | 0 | 0 | 0 | 0 | 0 | 0 | 0
F4_Commercial_OR - Health_New_Water Heating_Natural Gas_Commercial Laundry - Alternative Dry-Cleaning Methods_A_Achievable Economic RVT Potential | F4 | Commercial | OR - Health | New | Water Heating | Natural Gas | Commercial Laundry - Alternative Dry-Cleaning Methods | A | Incremental Energy Savings (MWh or mTherms) | Achievable Economic RVT Potential | 0 | 0 | 0 | 0 | 0 | 0 | 0 | 0 | 0 | 0 | 0 | 0 | 0 | 0 | 0 | 0 | 0 | 0 | 0 | 0 | 0 | 0 | 0 | 0 | 0 | 0 | 0
F5_Commercial_OR - Health_New_Water Heating_Natural Gas_Commercial Laundry - Alternative Dry-Cleaning Methods_A_Achievable Economic RVT Potential | F5 | Commercial | OR - Health | New | Water Heating | Natural Gas | Commercial Laundry - Alternative Dry-Cleaning Methods | A | Incremental Summer Peak Savings (MW) | Achievable Economic RVT Potential | 0 | 0 | 0 | 0 | 0 | 0 | 0 | 0 | 0 | 0 | 0 | 0 | 0 | 0 | 0 | 0 | 0 | 0 | 0 | 0 | 0 | 0 | 0 | 0 | 0 | 0 | 0
F6_Commercial_OR - Health_New_Water Heating_Natural Gas_Commercial Laundry - Alternative Dry-Cleaning Methods_A_Achievable Economic RVT Potential | F6 | Commercial | OR - Health | New | Water Heating | Natural Gas | Commercial Laundry - Alternative Dry-Cleaning Methods | A | Incremental Winter Peak Savings (MW) | Achievable Economic RVT Potential | 0 | 0 | 0 | 0 | 0 | 0 | 0 | 0 | 0 | 0 | 0 | 0 | 0 | 0 | 0 | 0 | 0 | 0 | 0 | 0 | 0 | 0 | 0 | 0 | 0 | 0 | 0
F7_Commercial_OR - Health_New_Water Heating_Natural Gas_Commercial Laundry - Alternative Dry-Cleaning Methods_A_Achievable Economic RVT Potential | F7 | Commercial | OR - Health | New | Water Heating | Natural Gas | Commercial Laundry - Alternative Dry-Cleaning Methods | A | Cumulative Energy Savings (MWh or mTherms) | Achievable Economic RVT Potential | 0 | 0 | 0 | 0 | 0 | 0 | 0 | 0 | 0 | 0 | 0 | 0 | 0 | 0 | 0 | 0 | 0 | 0 | 0 | 0 | 0 | 0 | 0 | 0 | 0 | 0 | 0
F8_Commercial_OR - Health_New_Water Heating_Natural Gas_Commercial Laundry - Alternative Dry-Cleaning Methods_A_Achievable Economic RVT Potential | F8 | Commercial | OR - Health | New | Water Heating | Natural Gas | Commercial Laundry - Alternative Dry-Cleaning Methods | A | Cumulative Summer Peak Savings (MW) | Achievable Economic RVT Potential | 0 | 0 | 0 | 0 | 0 | 0 | 0 | 0 | 0 | 0 | 0 | 0 | 0 | 0 | 0 | 0 | 0 | 0 | 0 | 0 | 0 | 0 | 0 | 0 | 0 | 0 | 0
F9_Commercial_OR - Health_New_Water Heating_Natural Gas_Commercial Laundry - Alternative Dry-Cleaning Methods_A_Achievable Economic RVT Potential | F9 | Commercial | OR - Health | New | Water Heating | Natural Gas | Commercial Laundry - Alternative Dry-Cleaning Methods | A | Cumulative Winter Peak Savings (MW) | Achievable Economic RVT Potential | 0 | 0 | 0 | 0 | 0 | 0 | 0 | 0 | 0 | 0 | 0 | 0 | 0 | 0 | 0 | 0 | 0 | 0 | 0 | 0 | 0 | 0 | 0 | 0 | 0 | 0 | 0
F10_Commercial_OR - Health_New_Water Heating_Natural Gas_Commercial Laundry - Alternative Dry-Cleaning Methods_A_Achievable Economic RVT Potential | F10 | Commercial | OR - Health | New | Water Heating | Natural Gas | Commercial Laundry - Alternative Dry-Cleaning Methods | A | Purchases (Incremental) | Achievable Economic RVT Potential | 0 | 0 | 0 | 0 | 0 | 0 | 0 | 0 | 0 | 0 | 0 | 0 | 0 | 0 | 0 | 0 | 0 | 0 | 0 | 0 | 0 | 0 | 0 | 0 | 0 | 0 | 0
F11_Commercial_OR - Health_New_Water Heating_Natural Gas_Commercial Laundry - Alternative Dry-Cleaning Methods_A_Achievable Economic RVT Potential | F11 | Commercial | OR - Health | New | Water Heating | Natural Gas | Commercial Laundry - Alternative Dry-Cleaning Methods | A | Purchases (Cumulative) | Achievable Economic RVT Potential | 0 | 0 | 0 | 0 | 0 | 0 | 0 | 0 | 0 | 0 | 0 | 0 | 0 | 0 | 0 | 0 | 0 | 0 | 0 | 0 | 0 | 0 | 0 | 0 | 0 | 0 | 0
F1_Commercial_OR - Health_New_Space Heating_Natural Gas_Advanced Kitchen Ventilation Controls_A_Achievable Economic RVT Potential | F1 | Commercial | OR - Health | New | Space Heating | Natural Gas | Advanced Kitchen Ventilation Controls | A | Integrated Unit Energy Savings (kWh or therms) | Achievable Economic RVT Potential | 0 | 0 | 0 | 0 | 0 | 0 | 0 | 0 | 0 | 0 | 0 | 0 | 0 | 0 | 0 | 0 | 0 | 0 | 0 | 0 | 0 | 0 | 0 | 0 | 0 | 0 | 0
F2_Commercial_OR - Health_New_Space Heating_Natural Gas_Advanced Kitchen Ventilation Controls_A_Achievable Economic RVT Potential | F2 | Commercial | OR - Health | New | Space Heating | Natural Gas | Advanced Kitchen Ventilation Controls | A | Integrated Unit Summer Peak Savings (kW) | Achievable Economic RVT Potential | 0 | 0 | 0 | 0 | 0 | 0 | 0 | 0 | 0 | 0 | 0 | 0 | 0 | 0 | 0 | 0 | 0 | 0 | 0 | 0 | 0 | 0 | 0 | 0 | 0 | 0 | 0
F3_Commercial_OR - Health_New_Space Heating_Natural Gas_Advanced Kitchen Ventilation Controls_A_Achievable Economic RVT Potential | F3 | Commercial | OR - Health | New | Space Heating | Natural Gas | Advanced Kitchen Ventilation Controls | A | Integrated Unit Winter Peak Savings (kW) | Achievable Economic RVT Potential | 0 | 0 | 0 | 0 | 0 | 0 | 0 | 0 | 0 | 0 | 0 | 0 | 0 | 0 | 0 | 0 | 0 | 0 | 0 | 0 | 0 | 0 | 0 | 0 | 0 | 0 | 0
F4_Commercial_OR - Health_New_Space Heating_Natural Gas_Advanced Kitchen Ventilation Controls_A_Achievable Economic RVT Potential | F4 | Commercial | OR - Health | New | Space Heating | Natural Gas | Advanced Kitchen Ventilation Controls | A | Incremental Energy Savings (MWh or mTherms) | Achievable Economic RVT Potential | 0 | 0 | 0 | 0 | 0 | 0 | 0 | 0 | 0 | 0 | 0 | 0 | 0 | 0 | 0 | 0 | 0 | 0 | 0 | 0 | 0 | 0 | 0 | 0 | 0 | 0 | 0
F5_Commercial_OR - Health_New_Space Heating_Natural Gas_Advanced Kitchen Ventilation Controls_A_Achievable Economic RVT Potential | F5 | Commercial | OR - Health | New | Space Heating | Natural Gas | Advanced Kitchen Ventilation Controls | A | Incremental Summer Peak Savings (MW) | Achievable Economic RVT Potential | 0 | 0 | 0 | 0 | 0 | 0 | 0 | 0 | 0 | 0 | 0 | 0 | 0 | 0 | 0 | 0 | 0 | 0 | 0 | 0 | 0 | 0 | 0 | 0 | 0 | 0 | 0
F6_Commercial_OR - Health_New_Space Heating_Natural Gas_Advanced Kitchen Ventilation Controls_A_Achievable Economic RVT Potential | F6 | Commercial | OR - Health | New | Space Heating | Natural Gas | Advanced Kitchen Ventilation Controls | A | Incremental Winter Peak Savings (MW) | Achievable Economic RVT Potential | 0 | 0 | 0 | 0 | 0 | 0 | 0 | 0 | 0 | 0 | 0 | 0 | 0 | 0 | 0 | 0 | 0 | 0 | 0 | 0 | 0 | 0 | 0 | 0 | 0 | 0 | 0
F7_Commercial_OR - Health_New_Space Heating_Natural Gas_Advanced Kitchen Ventilation Controls_A_Achievable Economic RVT Potential | F7 | Commercial | OR - Health | New | Space Heating | Natural Gas | Advanced Kitchen Ventilation Controls | A | Cumulative Energy Savings (MWh or mTherms) | Achievable Economic RVT Potential | 0 | 0 | 0 | 0 | 0 | 0 | 0 | 0 | 0 | 0 | 0 | 0 | 0 | 0 | 0 | 0 | 0 | 0 | 0 | 0 | 0 | 0 | 0 | 0 | 0 | 0 | 0
F8_Commercial_OR - Health_New_Space Heating_Natural Gas_Advanced Kitchen Ventilation Controls_A_Achievable Economic RVT Potential | F8 | Commercial | OR - Health | New | Space Heating | Natural Gas | Advanced Kitchen Ventilation Controls | A | Cumulative Summer Peak Savings (MW) | Achievable Economic RVT Potential | 0 | 0 | 0 | 0 | 0 | 0 | 0 | 0 | 0 | 0 | 0 | 0 | 0 | 0 | 0 | 0 | 0 | 0 | 0 | 0 | 0 | 0 | 0 | 0 | 0 | 0 | 0
F9_Commercial_OR - Health_New_Space Heating_Natural Gas_Advanced Kitchen Ventilation Controls_A_Achievable Economic RVT Potential | F9 | Commercial | OR - Health | New | Space Heating | Natural Gas | Advanced Kitchen Ventilation Controls | A | Cumulative Winter Peak Savings (MW) | Achievable Economic RVT Potential | 0 | 0 | 0 | 0 | 0 | 0 | 0 | 0 | 0 | 0 | 0 | 0 | 0 | 0 | 0 | 0 | 0 | 0 | 0 | 0 | 0 | 0 | 0 | 0 | 0 | 0 | 0
F10_Commercial_OR - Health_New_Space Heating_Natural Gas_Advanced Kitchen Ventilation Controls_A_Achievable Economic RVT Potential | F10 | Commercial | OR - Health | New | Space Heating | Natural Gas | Advanced Kitchen Ventilation Controls | A | Purchases (Incremental) | Achievable Economic RVT Potential | 0 | 0 | 0 | 0 | 0 | 0 | 0 | 0 | 0 | 0 | 0 | 0 | 0 | 0 | 0 | 0 | 0 | 0 | 0 | 0 | 0 | 0 | 0 | 0 | 0 | 0 | 0
F11_Commercial_OR - Health_New_Space Heating_Natural Gas_Advanced Kitchen Ventilation Controls_A_Achievable Economic RVT Potential | F11 | Commercial | OR - Health | New | Space Heating | Natural Gas | Advanced Kitchen Ventilation Controls | A | Purchases (Cumulative) | Achievable Economic RVT Potential | 0 | 0 | 0 | 0 | 0 | 0 | 0 | 0 | 0 | 0 | 0 | 0 | 0 | 0 | 0 | 0 | 0 | 0 | 0 | 0 | 0 | 0 | 0 | 0 | 0 | 0 | 0
F1_Commercial_OR - Health_New_Space Heating_Natural Gas_Infiltration Control - Loading Dock Sealing_A_Achievable Economic RVT Potential | F1 | Commercial | OR - Health | New | Space Heating | Natural Gas | Infiltration Control - Loading Dock Sealing | A | Integrated Unit Energy Savings (kWh or therms) | Achievable Economic RVT Potential | 0 | 0 | 0 | 0 | 0 | 0 | 0 | 0 | 0 | 0 | 0 | 0 | 0 | 0 | 0 | 0 | 0 | 0 | 0 | 0 | 0 | 0 | 0 | 0 | 0 | 0 | 0
F2_Commercial_OR - Health_New_Space Heating_Natural Gas_Infiltration Control - Loading Dock Sealing_A_Achievable Economic RVT Potential | F2 | Commercial | OR - Health | New | Space Heating | Natural Gas | Infiltration Control - Loading Dock Sealing | A | Integrated Unit Summer Peak Savings (kW) | Achievable Economic RVT Potential | 0 | 0 | 0 | 0 | 0 | 0 | 0 | 0 | 0 | 0 | 0 | 0 | 0 | 0 | 0 | 0 | 0 | 0 | 0 | 0 | 0 | 0 | 0 | 0 | 0 | 0 | 0
F3_Commercial_OR - Health_New_Space Heating_Natural Gas_Infiltration Control - Loading Dock Sealing_A_Achievable Economic RVT Potential | F3 | Commercial | OR - Health | New | Space Heating | Natural Gas | Infiltration Control - Loading Dock Sealing | A | Integrated Unit Winter Peak Savings (kW) | Achievable Economic RVT Potential | 0 | 0 | 0 | 0 | 0 | 0 | 0 | 0 | 0 | 0 | 0 | 0 | 0 | 0 | 0 | 0 | 0 | 0 | 0 | 0 | 0 | 0 | 0 | 0 | 0 | 0 | 0
F4_Commercial_OR - Health_New_Space Heating_Natural Gas_Infiltration Control - Loading Dock Sealing_A_Achievable Economic RVT Potential | F4 | Commercial | OR - Health | New | Space Heating | Natural Gas | Infiltration Control - Loading Dock Sealing | A | Incremental Energy Savings (MWh or mTherms) | Achievable Economic RVT Potential | 0 | 0 | 0 | 0 | 0 | 0 | 0 | 0 | 0 | 0 | 0 | 0 | 0 | 0 | 0 | 0 | 0 | 0 | 0 | 0 | 0 | 0 | 0 | 0 | 0 | 0 | 0
F5_Commercial_OR - Health_New_Space Heating_Natural Gas_Infiltration Control - Loading Dock Sealing_A_Achievable Economic RVT Potential | F5 | Commercial | OR - Health | New | Space Heating | Natural Gas | Infiltration Control - Loading Dock Sealing | A | Incremental Summer Peak Savings (MW) | Achievable Economic RVT Potential | 0 | 0 | 0 | 0 | 0 | 0 | 0 | 0 | 0 | 0 | 0 | 0 | 0 | 0 | 0 | 0 | 0 | 0 | 0 | 0 | 0 | 0 | 0 | 0 | 0 | 0 | 0
F6_Commercial_OR - Health_New_Space Heating_Natural Gas_Infiltration Control - Loading Dock Sealing_A_Achievable Economic RVT Potential | F6 | Commercial | OR - Health | New | Space Heating | Natural Gas | Infiltration Control - Loading Dock Sealing | A | Incremental Winter Peak Savings (MW) | Achievable Economic RVT Potential | 0 | 0 | 0 | 0 | 0 | 0 | 0 | 0 | 0 | 0 | 0 | 0 | 0 | 0 | 0 | 0 | 0 | 0 | 0 | 0 | 0 | 0 | 0 | 0 | 0 | 0 | 0
F7_Commercial_OR - Health_New_Space Heating_Natural Gas_Infiltration Control - Loading Dock Sealing_A_Achievable Economic RVT Potential | F7 | Commercial | OR - Health | New | Space Heating | Natural Gas | Infiltration Control - Loading Dock Sealing | A | Cumulative Energy Savings (MWh or mTherms) | Achievable Economic RVT Potential | 0 | 0 | 0 | 0 | 0 | 0 | 0 | 0 | 0 | 0 | 0 | 0 | 0 | 0 | 0 | 0 | 0 | 0 | 0 | 0 | 0 | 0 | 0 | 0 | 0 | 0 | 0
F8_Commercial_OR - Health_New_Space Heating_Natural Gas_Infiltration Control - Loading Dock Sealing_A_Achievable Economic RVT Potential | F8 | Commercial | OR - Health | New | Space Heating | Natural Gas | Infiltration Control - Loading Dock Sealing | A | Cumulative Summer Peak Savings (MW) | Achievable Economic RVT Potential | 0 | 0 | 0 | 0 | 0 | 0 | 0 | 0 | 0 | 0 | 0 | 0 | 0 | 0 | 0 | 0 | 0 | 0 | 0 | 0 | 0 | 0 | 0 | 0 | 0 | 0 | 0
F9_Commercial_OR - Health_New_Space Heating_Natural Gas_Infiltration Control - Loading Dock Sealing_A_Achievable Economic RVT Potential | F9 | Commercial | OR - Health | New | Space Heating | Natural Gas | Infiltration Control - Loading Dock Sealing | A | Cumulative Winter Peak Savings (MW) | Achievable Economic RVT Potential | 0 | 0 | 0 | 0 | 0 | 0 | 0 | 0 | 0 | 0 | 0 | 0 | 0 | 0 | 0 | 0 | 0 | 0 | 0 | 0 | 0 | 0 | 0 | 0 | 0 | 0 | 0
F10_Commercial_OR - Health_New_Space Heating_Natural Gas_Infiltration Control - Loading Dock Sealing_A_Achievable Economic RVT Potential | F10 | Commercial | OR - Health | New | Space Heating | Natural Gas | Infiltration Control - Loading Dock Sealing | A | Purchases (Incremental) | Achievable Economic RVT Potential | 0 | 0 | 0 | 0 | 0 | 0 | 0 | 0 | 0 | 0 | 0 | 0 | 0 | 0 | 0 | 0 | 0 | 0 | 0 | 0 | 0 | 0 | 0 | 0 | 0 | 0 | 0
F11_Commercial_OR - Health_New_Space Heating_Natural Gas_Infiltration Control - Loading Dock Sealing_A_Achievable Economic RVT Potential | F11 | Commercial | OR - Health | New | Space Heating | Natural Gas | Infiltration Control - Loading Dock Sealing | A | Purchases (Cumulative) | Achievable Economic RVT Potential | 0 | 0 | 0 | 0 | 0 | 0 | 0 | 0 | 0 | 0 | 0 | 0 | 0 | 0 | 0 | 0 | 0 | 0 | 0 | 0 | 0 | 0 | 0 | 0 | 0 | 0 | 0
F1_Commercial_OR - Health_New_Space Heating_Natural Gas_Greenhouse Heat Curtain_A_Achievable Economic RVT Potential | F1 | Commercial | OR - Health | New | Space Heating | Natural Gas | Greenhouse Heat Curtain | A | Integrated Unit Energy Savings (kWh or therms) | Achievable Economic RVT Potential | 0 | 0 | 0 | 0 | 0 | 0 | 0 | 0 | 0 | 0 | 0 | 0 | 0 | 0 | 0 | 0 | 0 | 0 | 0 | 0 | 0 | 0 | 0 | 0 | 0 | 0 | 0
F2_Commercial_OR - Health_New_Space Heating_Natural Gas_Greenhouse Heat Curtain_A_Achievable Economic RVT Potential | F2 | Commercial | OR - Health | New | Space Heating | Natural Gas | Greenhouse Heat Curtain | A | Integrated Unit Summer Peak Savings (kW) | Achievable Economic RVT Potential | 0 | 0 | 0 | 0 | 0 | 0 | 0 | 0 | 0 | 0 | 0 | 0 | 0 | 0 | 0 | 0 | 0 | 0 | 0 | 0 | 0 | 0 | 0 | 0 | 0 | 0 | 0
F3_Commercial_OR - Health_New_Space Heating_Natural Gas_Greenhouse Heat Curtain_A_Achievable Economic RVT Potential | F3 | Commercial | OR - Health | New | Space Heating | Natural Gas | Greenhouse Heat Curtain | A | Integrated Unit Winter Peak Savings (kW) | Achievable Economic RVT Potential | 0 | 0 | 0 | 0 | 0 | 0 | 0 | 0 | 0 | 0 | 0 | 0 | 0 | 0 | 0 | 0 | 0 | 0 | 0 | 0 | 0 | 0 | 0 | 0 | 0 | 0 | 0
F4_Commercial_OR - Health_New_Space Heating_Natural Gas_Greenhouse Heat Curtain_A_Achievable Economic RVT Potential | F4 | Commercial | OR - Health | New | Space Heating | Natural Gas | Greenhouse Heat Curtain | A | Incremental Energy Savings (MWh or mTherms) | Achievable Economic RVT Potential | 0 | 0 | 0 | 0 | 0 | 0 | 0 | 0 | 0 | 0 | 0 | 0 | 0 | 0 | 0 | 0 | 0 | 0 | 0 | 0 | 0 | 0 | 0 | 0 | 0 | 0 | 0
F5_Commercial_OR - Health_New_Space Heating_Natural Gas_Greenhouse Heat Curtain_A_Achievable Economic RVT Potential | F5 | Commercial | OR - Health | New | Space Heating | Natural Gas | Greenhouse Heat Curtain | A | Incremental Summer Peak Savings (MW) | Achievable Economic RVT Potential | 0 | 0 | 0 | 0 | 0 | 0 | 0 | 0 | 0 | 0 | 0 | 0 | 0 | 0 | 0 | 0 | 0 | 0 | 0 | 0 | 0 | 0 | 0 | 0 | 0 | 0 | 0
F6_Commercial_OR - Health_New_Space Heating_Natural Gas_Greenhouse Heat Curtain_A_Achievable Economic RVT Potential | F6 | Commercial | OR - Health | New | Space Heating | Natural Gas | Greenhouse Heat Curtain | A | Incremental Winter Peak Savings (MW) | Achievable Economic RVT Potential | 0 | 0 | 0 | 0 | 0 | 0 | 0 | 0 | 0 | 0 | 0 | 0 | 0 | 0 | 0 | 0 | 0 | 0 | 0 | 0 | 0 | 0 | 0 | 0 | 0 | 0 | 0
F7_Commercial_OR - Health_New_Space Heating_Natural Gas_Greenhouse Heat Curtain_A_Achievable Economic RVT Potential | F7 | Commercial | OR - Health | New | Space Heating | Natural Gas | Greenhouse Heat Curtain | A | Cumulative Energy Savings (MWh or mTherms) | Achievable Economic RVT Potential | 0 | 0 | 0 | 0 | 0 | 0 | 0 | 0 | 0 | 0 | 0 | 0 | 0 | 0 | 0 | 0 | 0 | 0 | 0 | 0 | 0 | 0 | 0 | 0 | 0 | 0 | 0
F8_Commercial_OR - Health_New_Space Heating_Natural Gas_Greenhouse Heat Curtain_A_Achievable Economic RVT Potential | F8 | Commercial | OR - Health | New | Space Heating | Natural Gas | Greenhouse Heat Curtain | A | Cumulative Summer Peak Savings (MW) | Achievable Economic RVT Potential | 0 | 0 | 0 | 0 | 0 | 0 | 0 | 0 | 0 | 0 | 0 | 0 | 0 | 0 | 0 | 0 | 0 | 0 | 0 | 0 | 0 | 0 | 0 | 0 | 0 | 0 | 0
F9_Commercial_OR - Health_New_Space Heating_Natural Gas_Greenhouse Heat Curtain_A_Achievable Economic RVT Potential | F9 | Commercial | OR - Health | New | Space Heating | Natural Gas | Greenhouse Heat Curtain | A | Cumulative Winter Peak Savings (MW) | Achievable Economic RVT Potential | 0 | 0 | 0 | 0 | 0 | 0 | 0 | 0 | 0 | 0 | 0 | 0 | 0 | 0 | 0 | 0 | 0 | 0 | 0 | 0 | 0 | 0 | 0 | 0 | 0 | 0 | 0
F10_Commercial_OR - Health_New_Space Heating_Natural Gas_Greenhouse Heat Curtain_A_Achievable Economic RVT Potential | F10 | Commercial | OR - Health | New | Space Heating | Natural Gas | Greenhouse Heat Curtain | A | Purchases (Incremental) | Achievable Economic RVT Potential | 0 | 0 | 0 | 0 | 0 | 0 | 0 | 0 | 0 | 0 | 0 | 0 | 0 | 0 | 0 | 0 | 0 | 0 | 0 | 0 | 0 | 0 | 0 | 0 | 0 | 0 | 0
F11_Commercial_OR - Health_New_Space Heating_Natural Gas_Greenhouse Heat Curtain_A_Achievable Economic RVT Potential | F11 | Commercial | OR - Health | New | Space Heating | Natural Gas | Greenhouse Heat Curtain | A | Purchases (Cumulative) | Achievable Economic RVT Potential | 0 | 0 | 0 | 0 | 0 | 0 | 0 | 0 | 0 | 0 | 0 | 0 | 0 | 0 | 0 | 0 | 0 | 0 | 0 | 0 | 0 | 0 | 0 | 0 | 0 | 0 | 0
F1_Commercial_OR - Health_New_Space Heating_Natural Gas_Ventilation - Parking Garages, Demand Controlled_A_Achievable Economic RVT Potential | F1 | Commercial | OR - Health | New | Space Heating | Natural Gas | Ventilation - Parking Garages, Demand Controlled | A | Integrated Unit Energy Savings (kWh or therms) | Achievable Economic RVT Potential | 0 | 0 | 0 | 0 | 0 | 0 | 0 | 0 | 0 | 0 | 0 | 0 | 0 | 0 | 0 | 0 | 0 | 0 | 0 | 0 | 0 | 0 | 0 | 0 | 0 | 0 | 0
F2_Commercial_OR - Health_New_Space Heating_Natural Gas_Ventilation - Parking Garages, Demand Controlled_A_Achievable Economic RVT Potential | F2 | Commercial | OR - Health | New | Space Heating | Natural Gas | Ventilation - Parking Garages, Demand Controlled | A | Integrated Unit Summer Peak Savings (kW) | Achievable Economic RVT Potential | 0 | 0 | 0 | 0 | 0 | 0 | 0 | 0 | 0 | 0 | 0 | 0 | 0 | 0 | 0 | 0 | 0 | 0 | 0 | 0 | 0 | 0 | 0 | 0 | 0 | 0 | 0
F3_Commercial_OR - Health_New_Space Heating_Natural Gas_Ventilation - Parking Garages, Demand Controlled_A_Achievable Economic RVT Potential | F3 | Commercial | OR - Health | New | Space Heating | Natural Gas | Ventilation - Parking Garages, Demand Controlled | A | Integrated Unit Winter Peak Savings (kW) | Achievable Economic RVT Potential | 0 | 0 | 0 | 0 | 0 | 0 | 0 | 0 | 0 | 0 | 0 | 0 | 0 | 0 | 0 | 0 | 0 | 0 | 0 | 0 | 0 | 0 | 0 | 0 | 0 | 0 | 0
F4_Commercial_OR - Health_New_Space Heating_Natural Gas_Ventilation - Parking Garages, Demand Controlled_A_Achievable Economic RVT Potential | F4 | Commercial | OR - Health | New | Space Heating | Natural Gas | Ventilation - Parking Garages, Demand Controlled | A | Incremental Energy Savings (MWh or mTherms) | Achievable Economic RVT Potential | 0 | 0 | 0 | 0 | 0 | 0 | 0 | 0 | 0 | 0 | 0 | 0 | 0 | 0 | 0 | 0 | 0 | 0 | 0 | 0 | 0 | 0 | 0 | 0 | 0 | 0 | 0
F5_Commercial_OR - Health_New_Space Heating_Natural Gas_Ventilation - Parking Garages, Demand Controlled_A_Achievable Economic RVT Potential | F5 | Commercial | OR - Health | New | Space Heating | Natural Gas | Ventilation - Parking Garages, Demand Controlled | A | Incremental Summer Peak Savings (MW) | Achievable Economic RVT Potential | 0 | 0 | 0 | 0 | 0 | 0 | 0 | 0 | 0 | 0 | 0 | 0 | 0 | 0 | 0 | 0 | 0 | 0 | 0 | 0 | 0 | 0 | 0 | 0 | 0 | 0 | 0
F6_Commercial_OR - Health_New_Space Heating_Natural Gas_Ventilation - Parking Garages, Demand Controlled_A_Achievable Economic RVT Potential | F6 | Commercial | OR - Health | New | Space Heating | Natural Gas | Ventilation - Parking Garages, Demand Controlled | A | Incremental Winter Peak Savings (MW) | Achievable Economic RVT Potential | 0 | 0 | 0 | 0 | 0 | 0 | 0 | 0 | 0 | 0 | 0 | 0 | 0 | 0 | 0 | 0 | 0 | 0 | 0 | 0 | 0 | 0 | 0 | 0 | 0 | 0 | 0
F7_Commercial_OR - Health_New_Space Heating_Natural Gas_Ventilation - Parking Garages, Demand Controlled_A_Achievable Economic RVT Potential | F7 | Commercial | OR - Health | New | Space Heating | Natural Gas | Ventilation - Parking Garages, Demand Controlled | A | Cumulative Energy Savings (MWh or mTherms) | Achievable Economic RVT Potential | 0 | 0 | 0 | 0 | 0 | 0 | 0 | 0 | 0 | 0 | 0 | 0 | 0 | 0 | 0 | 0 | 0 | 0 | 0 | 0 | 0 | 0 | 0 | 0 | 0 | 0 | 0
F8_Commercial_OR - Health_New_Space Heating_Natural Gas_Ventilation - Parking Garages, Demand Controlled_A_Achievable Economic RVT Potential | F8 | Commercial | OR - Health | New | Space Heating | Natural Gas | Ventilation - Parking Garages, Demand Controlled | A | Cumulative Summer Peak Savings (MW) | Achievable Economic RVT Potential | 0 | 0 | 0 | 0 | 0 | 0 | 0 | 0 | 0 | 0 | 0 | 0 | 0 | 0 | 0 | 0 | 0 | 0 | 0 | 0 | 0 | 0 | 0 | 0 | 0 | 0 | 0
F9_Commercial_OR - Health_New_Space Heating_Natural Gas_Ventilation - Parking Garages, Demand Controlled_A_Achievable Economic RVT Potential | F9 | Commercial | OR - Health | New | Space Heating | Natural Gas | Ventilation - Parking Garages, Demand Controlled | A | Cumulative Winter Peak Savings (MW) | Achievable Economic RVT Potential | 0 | 0 | 0 | 0 | 0 | 0 | 0 | 0 | 0 | 0 | 0 | 0 | 0 | 0 | 0 | 0 | 0 | 0 | 0 | 0 | 0 | 0 | 0 | 0 | 0 | 0 | 0
F10_Commercial_OR - Health_New_Space Heating_Natural Gas_Ventilation - Parking Garages, Demand Controlled_A_Achievable Economic RVT Potential | F10 | Commercial | OR - Health | New | Space Heating | Natural Gas | Ventilation - Parking Garages, Demand Controlled | A | Purchases (Incremental) | Achievable Economic RVT Potential | 0 | 0 | 0 | 0 | 0 | 0 | 0 | 0 | 0 | 0 | 0 | 0 | 0 | 0 | 0 | 0 | 0 | 0 | 0 | 0 | 0 | 0 | 0 | 0 | 0 | 0 | 0
F11_Commercial_OR - Health_New_Space Heating_Natural Gas_Ventilation - Parking Garages, Demand Controlled_A_Achievable Economic RVT Potential | F11 | Commercial | OR - Health | New | Space Heating | Natural Gas | Ventilation - Parking Garages, Demand Controlled | A | Purchases (Cumulative) | Achievable Economic RVT Potential | 0 | 0 | 0 | 0 | 0 | 0 | 0 | 0 | 0 | 0 | 0 | 0 | 0 | 0 | 0 | 0 | 0 | 0 | 0 | 0 | 0 | 0 | 0 | 0 | 0 | 0 | 0
F1_Commercial_OR - Health_New_Miscellaneous_Natural Gas_Pool Heater - Night Covers_A_Achievable Economic RVT Potential | F1 | Commercial | OR - Health | New | Miscellaneous | Natural Gas | Pool Heater - Night Covers | A | Integrated Unit Energy Savings (kWh or therms) | Achievable Economic RVT Potential | 0 | 0 | 0 | 0 | 0 | 0 | 0 | 0 | 0 | 0 | 0 | 0 | 0 | 0 | 0 | 0 | 0 | 0 | 0 | 0 | 0 | 0 | 0 | 0 | 0 | 0 | 0
F2_Commercial_OR - Health_New_Miscellaneous_Natural Gas_Pool Heater - Night Covers_A_Achievable Economic RVT Potential | F2 | Commercial | OR - Health | New | Miscellaneous | Natural Gas | Pool Heater - Night Covers | A | Integrated Unit Summer Peak Savings (kW) | Achievable Economic RVT Potential | 0 | 0 | 0 | 0 | 0 | 0 | 0 | 0 | 0 | 0 | 0 | 0 | 0 | 0 | 0 | 0 | 0 | 0 | 0 | 0 | 0 | 0 | 0 | 0 | 0 | 0 | 0
F3_Commercial_OR - Health_New_Miscellaneous_Natural Gas_Pool Heater - Night Covers_A_Achievable Economic RVT Potential | F3 | Commercial | OR - Health | New | Miscellaneous | Natural Gas | Pool Heater - Night Covers | A | Integrated Unit Winter Peak Savings (kW) | Achievable Economic RVT Potential | 0 | 0 | 0 | 0 | 0 | 0 | 0 | 0 | 0 | 0 | 0 | 0 | 0 | 0 | 0 | 0 | 0 | 0 | 0 | 0 | 0 | 0 | 0 | 0 | 0 | 0 | 0
F4_Commercial_OR - Health_New_Miscellaneous_Natural Gas_Pool Heater - Night Covers_A_Achievable Economic RVT Potential | F4 | Commercial | OR - Health | New | Miscellaneous | Natural Gas | Pool Heater - Night Covers | A | Incremental Energy Savings (MWh or mTherms) | Achievable Economic RVT Potential | 0 | 0 | 0 | 0 | 0 | 0 | 0 | 0 | 0 | 0 | 0 | 0 | 0 | 0 | 0 | 0 | 0 | 0 | 0 | 0 | 0 | 0 | 0 | 0 | 0 | 0 | 0
F5_Commercial_OR - Health_New_Miscellaneous_Natural Gas_Pool Heater - Night Covers_A_Achievable Economic RVT Potential | F5 | Commercial | OR - Health | New | Miscellaneous | Natural Gas | Pool Heater - Night Covers | A | Incremental Summer Peak Savings (MW) | Achievable Economic RVT Potential | 0 | 0 | 0 | 0 | 0 | 0 | 0 | 0 | 0 | 0 | 0 | 0 | 0 | 0 | 0 | 0 | 0 | 0 | 0 | 0 | 0 | 0 | 0 | 0 | 0 | 0 | 0
F6_Commercial_OR - Health_New_Miscellaneous_Natural Gas_Pool Heater - Night Covers_A_Achievable Economic RVT Potential | F6 | Commercial | OR - Health | New | Miscellaneous | Natural Gas | Pool Heater - Night Covers | A | Incremental Winter Peak Savings (MW) | Achievable Economic RVT Potential | 0 | 0 | 0 | 0 | 0 | 0 | 0 | 0 | 0 | 0 | 0 | 0 | 0 | 0 | 0 | 0 | 0 | 0 | 0 | 0 | 0 | 0 | 0 | 0 | 0 | 0 | 0
F7_Commercial_OR - Health_New_Miscellaneous_Natural Gas_Pool Heater - Night Covers_A_Achievable Economic RVT Potential | F7 | Commercial | OR - Health | New | Miscellaneous | Natural Gas | Pool Heater - Night Covers | A | Cumulative Energy Savings (MWh or mTherms) | Achievable Economic RVT Potential | 0 | 0 | 0 | 0 | 0 | 0 | 0 | 0 | 0 | 0 | 0 | 0 | 0 | 0 | 0 | 0 | 0 | 0 | 0 | 0 | 0 | 0 | 0 | 0 | 0 | 0 | 0
F8_Commercial_OR - Health_New_Miscellaneous_Natural Gas_Pool Heater - Night Covers_A_Achievable Economic RVT Potential | F8 | Commercial | OR - Health | New | Miscellaneous | Natural Gas | Pool Heater - Night Covers | A | Cumulative Summer Peak Savings (MW) | Achievable Economic RVT Potential | 0 | 0 | 0 | 0 | 0 | 0 | 0 | 0 | 0 | 0 | 0 | 0 | 0 | 0 | 0 | 0 | 0 | 0 | 0 | 0 | 0 | 0 | 0 | 0 | 0 | 0 | 0
F9_Commercial_OR - Health_New_Miscellaneous_Natural Gas_Pool Heater - Night Covers_A_Achievable Economic RVT Potential | F9 | Commercial | OR - Health | New | Miscellaneous | Natural Gas | Pool Heater - Night Covers | A | Cumulative Winter Peak Savings (MW) | Achievable Economic RVT Potential | 0 | 0 | 0 | 0 | 0 | 0 | 0 | 0 | 0 | 0 | 0 | 0 | 0 | 0 | 0 | 0 | 0 | 0 | 0 | 0 | 0 | 0 | 0 | 0 | 0 | 0 | 0
F10_Commercial_OR - Health_New_Miscellaneous_Natural Gas_Pool Heater - Night Covers_A_Achievable Economic RVT Potential | F10 | Commercial | OR - Health | New | Miscellaneous | Natural Gas | Pool Heater - Night Covers | A | Purchases (Incremental) | Achievable Economic RVT Potential | 0 | 0 | 0 | 0 | 0 | 0 | 0 | 0 | 0 | 0 | 0 | 0 | 0 | 0 | 0 | 0 | 0 | 0 | 0 | 0 | 0 | 0 | 0 | 0 | 0 | 0 | 0
F11_Commercial_OR - Health_New_Miscellaneous_Natural Gas_Pool Heater - Night Covers_A_Achievable Economic RVT Potential | F11 | Commercial | OR - Health | New | Miscellaneous | Natural Gas | Pool Heater - Night Covers | A | Purchases (Cumulative) | Achievable Economic RVT Potential | 0 | 0 | 0 | 0 | 0 | 0 | 0 | 0 | 0 | 0 | 0 | 0 | 0 | 0 | 0 | 0 | 0 | 0 | 0 | 0 | 0 | 0 | 0 | 0 | 0 | 0 | 0
F1_Commercial_OR - Health_New_Space Heating_Natural Gas_Advanced New Construction Designs_A_Achievable Economic RVT Potential | F1 | Commercial | OR - Health | New | Space Heating | Natural Gas | Advanced New Construction Designs | A | Integrated Unit Energy Savings (kWh or therms) | Achievable Economic RVT Potential | 0 | 0 | 0 | 0 | 0 | 0 | 0 | 0 | 0 | 0 | 0 | 0 | 0 | 0 | 0 | 0 | 0 | 0 | 0 | 0 | 0 | 0 | 0 | 0 | 0 | 0 | 0
F2_Commercial_OR - Health_New_Space Heating_Natural Gas_Advanced New Construction Designs_A_Achievable Economic RVT Potential | F2 | Commercial | OR - Health | New | Space Heating | Natural Gas | Advanced New Construction Designs | A | Integrated Unit Summer Peak Savings (kW) | Achievable Economic RVT Potential | 0 | 0 | 0 | 0 | 0 | 0 | 0 | 0 | 0 | 0 | 0 | 0 | 0 | 0 | 0 | 0 | 0 | 0 | 0 | 0 | 0 | 0 | 0 | 0 | 0 | 0 | 0
F3_Commercial_OR - Health_New_Space Heating_Natural Gas_Advanced New Construction Designs_A_Achievable Economic RVT Potential | F3 | Commercial | OR - Health | New | Space Heating | Natural Gas | Advanced New Construction Designs | A | Integrated Unit Winter Peak Savings (kW) | Achievable Economic RVT Potential | 0 | 0 | 0 | 0 | 0 | 0 | 0 | 0 | 0 | 0 | 0 | 0 | 0 | 0 | 0 | 0 | 0 | 0 | 0 | 0 | 0 | 0 | 0 | 0 | 0 | 0 | 0
F4_Commercial_OR - Health_New_Space Heating_Natural Gas_Advanced New Construction Designs_A_Achievable Economic RVT Potential | F4 | Commercial | OR - Health | New | Space Heating | Natural Gas | Advanced New Construction Designs | A | Incremental Energy Savings (MWh or mTherms) | Achievable Economic RVT Potential | 0 | 0 | 0 | 0 | 0 | 0 | 0 | 0 | 0 | 0 | 0 | 0 | 0 | 0 | 0 | 0 | 0 | 0 | 0 | 0 | 0 | 0 | 0 | 0 | 0 | 0 | 0
F5_Commercial_OR - Health_New_Space Heating_Natural Gas_Advanced New Construction Designs_A_Achievable Economic RVT Potential | F5 | Commercial | OR - Health | New | Space Heating | Natural Gas | Advanced New Construction Designs | A | Incremental Summer Peak Savings (MW) | Achievable Economic RVT Potential | 0 | 0 | 0 | 0 | 0 | 0 | 0 | 0 | 0 | 0 | 0 | 0 | 0 | 0 | 0 | 0 | 0 | 0 | 0 | 0 | 0 | 0 | 0 | 0 | 0 | 0 | 0
F6_Commercial_OR - Health_New_Space Heating_Natural Gas_Advanced New Construction Designs_A_Achievable Economic RVT Potential | F6 | Commercial | OR - Health | New | Space Heating | Natural Gas | Advanced New Construction Designs | A | Incremental Winter Peak Savings (MW) | Achievable Economic RVT Potential | 0 | 0 | 0 | 0 | 0 | 0 | 0 | 0 | 0 | 0 | 0 | 0 | 0 | 0 | 0 | 0 | 0 | 0 | 0 | 0 | 0 | 0 | 0 | 0 | 0 | 0 | 0
F7_Commercial_OR - Health_New_Space Heating_Natural Gas_Advanced New Construction Designs_A_Achievable Economic RVT Potential | F7 | Commercial | OR - Health | New | Space Heating | Natural Gas | Advanced New Construction Designs | A | Cumulative Energy Savings (MWh or mTherms) | Achievable Economic RVT Potential | 0 | 0 | 0 | 0 | 0 | 0 | 0 | 0 | 0 | 0 | 0 | 0 | 0 | 0 | 0 | 0 | 0 | 0 | 0 | 0 | 0 | 0 | 0 | 0 | 0 | 0 | 0
F8_Commercial_OR - Health_New_Space Heating_Natural Gas_Advanced New Construction Designs_A_Achievable Economic RVT Potential | F8 | Commercial | OR - Health | New | Space Heating | Natural Gas | Advanced New Construction Designs | A | Cumulative Summer Peak Savings (MW) | Achievable Economic RVT Potential | 0 | 0 | 0 | 0 | 0 | 0 | 0 | 0 | 0 | 0 | 0 | 0 | 0 | 0 | 0 | 0 | 0 | 0 | 0 | 0 | 0 | 0 | 0 | 0 | 0 | 0 | 0
F9_Commercial_OR - Health_New_Space Heating_Natural Gas_Advanced New Construction Designs_A_Achievable Economic RVT Potential | F9 | Commercial | OR - Health | New | Space Heating | Natural Gas | Advanced New Construction Designs | A | Cumulative Winter Peak Savings (MW) | Achievable Economic RVT Potential | 0 | 0 | 0 | 0 | 0 | 0 | 0 | 0 | 0 | 0 | 0 | 0 | 0 | 0 | 0 | 0 | 0 | 0 | 0 | 0 | 0 | 0 | 0 | 0 | 0 | 0 | 0
F10_Commercial_OR - Health_New_Space Heating_Natural Gas_Advanced New Construction Designs_A_Achievable Economic RVT Potential | F10 | Commercial | OR - Health | New | Space Heating | Natural Gas | Advanced New Construction Designs | A | Purchases (Incremental) | Achievable Economic RVT Potential | 0 | 0 | 0 | 0 | 0 | 0 | 0 | 0 | 0 | 0 | 0 | 0 | 0 | 0 | 0 | 0 | 0 | 0 | 0 | 0 | 0 | 0 | 0 | 0 | 0 | 0 | 0
F11_Commercial_OR - Health_New_Space Heating_Natural Gas_Advanced New Construction Designs_A_Achievable Economic RVT Potential | F11 | Commercial | OR - Health | New | Space Heating | Natural Gas | Advanced New Construction Designs | A | Purchases (Cumulative) | Achievable Economic RVT Potential | 0 | 0 | 0 | 0 | 0 | 0 | 0 | 0 | 0 | 0 | 0 | 0 | 0 | 0 | 0 | 0 | 0 | 0 | 0 | 0 | 0 | 0 | 0 | 0 | 0 | 0 | 0
F1_Commercial_OR - Health_New_Water Heating_Natural Gas_Advanced New Construction Designs_A_Achievable Economic RVT Potential | F1 | Commercial | OR - Health | New | Water Heating | Natural Gas | Advanced New Construction Designs | A | Integrated Unit Energy Savings (kWh or therms) | Achievable Economic RVT Potential | 0 | 0 | 0 | 0 | 0 | 0 | 0 | 0 | 0 | 0 | 0 | 0 | 0 | 0 | 0 | 0 | 0 | 0 | 0 | 0 | 0 | 0 | 0 | 0 | 0 | 0 | 0
F2_Commercial_OR - Health_New_Water Heating_Natural Gas_Advanced New Construction Designs_A_Achievable Economic RVT Potential | F2 | Commercial | OR - Health | New | Water Heating | Natural Gas | Advanced New Construction Designs | A | Integrated Unit Summer Peak Savings (kW) | Achievable Economic RVT Potential | 0 | 0 | 0 | 0 | 0 | 0 | 0 | 0 | 0 | 0 | 0 | 0 | 0 | 0 | 0 | 0 | 0 | 0 | 0 | 0 | 0 | 0 | 0 | 0 | 0 | 0 | 0
F3_Commercial_OR - Health_New_Water Heating_Natural Gas_Advanced New Construction Designs_A_Achievable Economic RVT Potential | F3 | Commercial | OR - Health | New | Water Heating | Natural Gas | Advanced New Construction Designs | A | Integrated Unit Winter Peak Savings (kW) | Achievable Economic RVT Potential | 0 | 0 | 0 | 0 | 0 | 0 | 0 | 0 | 0 | 0 | 0 | 0 | 0 | 0 | 0 | 0 | 0 | 0 | 0 | 0 | 0 | 0 | 0 | 0 | 0 | 0 | 0
F4_Commercial_OR - Health_New_Water Heating_Natural Gas_Advanced New Construction Designs_A_Achievable Economic RVT Potential | F4 | Commercial | OR - Health | New | Water Heating | Natural Gas | Advanced New Construction Designs | A | Incremental Energy Savings (MWh or mTherms) | Achievable Economic RVT Potential | 0 | 0 | 0 | 0 | 0 | 0 | 0 | 0 | 0 | 0 | 0 | 0 | 0 | 0 | 0 | 0 | 0 | 0 | 0 | 0 | 0 | 0 | 0 | 0 | 0 | 0 | 0
F5_Commercial_OR - Health_New_Water Heating_Natural Gas_Advanced New Construction Designs_A_Achievable Economic RVT Potential | F5 | Commercial | OR - Health | New | Water Heating | Natural Gas | Advanced New Construction Designs | A | Incremental Summer Peak Savings (MW) | Achievable Economic RVT Potential | 0 | 0 | 0 | 0 | 0 | 0 | 0 | 0 | 0 | 0 | 0 | 0 | 0 | 0 | 0 | 0 | 0 | 0 | 0 | 0 | 0 | 0 | 0 | 0 | 0 | 0 | 0
F6_Commercial_OR - Health_New_Water Heating_Natural Gas_Advanced New Construction Designs_A_Achievable Economic RVT Potential | F6 | Commercial | OR - Health | New | Water Heating | Natural Gas | Advanced New Construction Designs | A | Incremental Winter Peak Savings (MW) | Achievable Economic RVT Potential | 0 | 0 | 0 | 0 | 0 | 0 | 0 | 0 | 0 | 0 | 0 | 0 | 0 | 0 | 0 | 0 | 0 | 0 | 0 | 0 | 0 | 0 | 0 | 0 | 0 | 0 | 0
F7_Commercial_OR - Health_New_Water Heating_Natural Gas_Advanced New Construction Designs_A_Achievable Economic RVT Potential | F7 | Commercial | OR - Health | New | Water Heating | Natural Gas | Advanced New Construction Designs | A | Cumulative Energy Savings (MWh or mTherms) | Achievable Economic RVT Potential | 0 | 0 | 0 | 0 | 0 | 0 | 0 | 0 | 0 | 0 | 0 | 0 | 0 | 0 | 0 | 0 | 0 | 0 | 0 | 0 | 0 | 0 | 0 | 0 | 0 | 0 | 0
F8_Commercial_OR - Health_New_Water Heating_Natural Gas_Advanced New Construction Designs_A_Achievable Economic RVT Potential | F8 | Commercial | OR - Health | New | Water Heating | Natural Gas | Advanced New Construction Designs | A | Cumulative Summer Peak Savings (MW) | Achievable Economic RVT Potential | 0 | 0 | 0 | 0 | 0 | 0 | 0 | 0 | 0 | 0 | 0 | 0 | 0 | 0 | 0 | 0 | 0 | 0 | 0 | 0 | 0 | 0 | 0 | 0 | 0 | 0 | 0
F9_Commercial_OR - Health_New_Water Heating_Natural Gas_Advanced New Construction Designs_A_Achievable Economic RVT Potential | F9 | Commercial | OR - Health | New | Water Heating | Natural Gas | Advanced New Construction Designs | A | Cumulative Winter Peak Savings (MW) | Achievable Economic RVT Potential | 0 | 0 | 0 | 0 | 0 | 0 | 0 | 0 | 0 | 0 | 0 | 0 | 0 | 0 | 0 | 0 | 0 | 0 | 0 | 0 | 0 | 0 | 0 | 0 | 0 | 0 | 0
F10_Commercial_OR - Health_New_Water Heating_Natural Gas_Advanced New Construction Designs_A_Achievable Economic RVT Potential | F10 | Commercial | OR - Health | New | Water Heating | Natural Gas | Advanced New Construction Designs | A | Purchases (Incremental) | Achievable Economic RVT Potential | 0 | 0 | 0 | 0 | 0 | 0 | 0 | 0 | 0 | 0 | 0 | 0 | 0 | 0 | 0 | 0 | 0 | 0 | 0 | 0 | 0 | 0 | 0 | 0 | 0 | 0 | 0
F11_Commercial_OR - Health_New_Water Heating_Natural Gas_Advanced New Construction Designs_A_Achievable Economic RVT Potential | F11 | Commercial | OR - Health | New | Water Heating | Natural Gas | Advanced New Construction Designs | A | Purchases (Cumulative) | Achievable Economic RVT Potential | 0 | 0 | 0 | 0 | 0 | 0 | 0 | 0 | 0 | 0 | 0 | 0 | 0 | 0 | 0 | 0 | 0 | 0 | 0 | 0 | 0 | 0 | 0 | 0 | 0 | 0 | 0
F1_Commercial_OR - Health_New_Space Heating_Natural Gas_Strategic Energy Management_A_Achievable Economic RVT Potential | F1 | Commercial | OR - Health | New | Space Heating | Natural Gas | Strategic Energy Management | A | Integrated Unit Energy Savings (kWh or therms) | Achievable Economic RVT Potential | 0 | 0 | 0 | 0 | 0 | 0 | 0 | 0 | 0 | 0 | 0 | 0 | 0 | 0 | 0 | 0 | 0 | 0 | 0 | 0 | 0 | 0 | 0 | 0 | 0 | 0 | 0
F2_Commercial_OR - Health_New_Space Heating_Natural Gas_Strategic Energy Management_A_Achievable Economic RVT Potential | F2 | Commercial | OR - Health | New | Space Heating | Natural Gas | Strategic Energy Management | A | Integrated Unit Summer Peak Savings (kW) | Achievable Economic RVT Potential | 0 | 0 | 0 | 0 | 0 | 0 | 0 | 0 | 0 | 0 | 0 | 0 | 0 | 0 | 0 | 0 | 0 | 0 | 0 | 0 | 0 | 0 | 0 | 0 | 0 | 0 | 0
F3_Commercial_OR - Health_New_Space Heating_Natural Gas_Strategic Energy Management_A_Achievable Economic RVT Potential | F3 | Commercial | OR - Health | New | Space Heating | Natural Gas | Strategic Energy Management | A | Integrated Unit Winter Peak Savings (kW) | Achievable Economic RVT Potential | 0 | 0 | 0 | 0 | 0 | 0 | 0 | 0 | 0 | 0 | 0 | 0 | 0 | 0 | 0 | 0 | 0 | 0 | 0 | 0 | 0 | 0 | 0 | 0 | 0 | 0 | 0
F4_Commercial_OR - Health_New_Space Heating_Natural Gas_Strategic Energy Management_A_Achievable Economic RVT Potential | F4 | Commercial | OR - Health | New | Space Heating | Natural Gas | Strategic Energy Management | A | Incremental Energy Savings (MWh or mTherms) | Achievable Economic RVT Potential | 0 | 0 | 0 | 0 | 0 | 0 | 0 | 0 | 0 | 0 | 0 | 0 | 0 | 0 | 0 | 0 | 0 | 0 | 0 | 0 | 0 | 0 | 0 | 0 | 0 | 0 | 0
F5_Commercial_OR - Health_New_Space Heating_Natural Gas_Strategic Energy Management_A_Achievable Economic RVT Potential | F5 | Commercial | OR - Health | New | Space Heating | Natural Gas | Strategic Energy Management | A | Incremental Summer Peak Savings (MW) | Achievable Economic RVT Potential | 0 | 0 | 0 | 0 | 0 | 0 | 0 | 0 | 0 | 0 | 0 | 0 | 0 | 0 | 0 | 0 | 0 | 0 | 0 | 0 | 0 | 0 | 0 | 0 | 0 | 0 | 0
F6_Commercial_OR - Health_New_Space Heating_Natural Gas_Strategic Energy Management_A_Achievable Economic RVT Potential | F6 | Commercial | OR - Health | New | Space Heating | Natural Gas | Strategic Energy Management | A | Incremental Winter Peak Savings (MW) | Achievable Economic RVT Potential | 0 | 0 | 0 | 0 | 0 | 0 | 0 | 0 | 0 | 0 | 0 | 0 | 0 | 0 | 0 | 0 | 0 | 0 | 0 | 0 | 0 | 0 | 0 | 0 | 0 | 0 | 0
F7_Commercial_OR - Health_New_Space Heating_Natural Gas_Strategic Energy Management_A_Achievable Economic RVT Potential | F7 | Commercial | OR - Health | New | Space Heating | Natural Gas | Strategic Energy Management | A | Cumulative Energy Savings (MWh or mTherms) | Achievable Economic RVT Potential | 0 | 0 | 0 | 0 | 0 | 0 | 0 | 0 | 0 | 0 | 0 | 0 | 0 | 0 | 0 | 0 | 0 | 0 | 0 | 0 | 0 | 0 | 0 | 0 | 0 | 0 | 0
F8_Commercial_OR - Health_New_Space Heating_Natural Gas_Strategic Energy Management_A_Achievable Economic RVT Potential | F8 | Commercial | OR - Health | New | Space Heating | Natural Gas | Strategic Energy Management | A | Cumulative Summer Peak Savings (MW) | Achievable Economic RVT Potential | 0 | 0 | 0 | 0 | 0 | 0 | 0 | 0 | 0 | 0 | 0 | 0 | 0 | 0 | 0 | 0 | 0 | 0 | 0 | 0 | 0 | 0 | 0 | 0 | 0 | 0 | 0
F9_Commercial_OR - Health_New_Space Heating_Natural Gas_Strategic Energy Management_A_Achievable Economic RVT Potential | F9 | Commercial | OR - Health | New | Space Heating | Natural Gas | Strategic Energy Management | A | Cumulative Winter Peak Savings (MW) | Achievable Economic RVT Potential | 0 | 0 | 0 | 0 | 0 | 0 | 0 | 0 | 0 | 0 | 0 | 0 | 0 | 0 | 0 | 0 | 0 | 0 | 0 | 0 | 0 | 0 | 0 | 0 | 0 | 0 | 0
F10_Commercial_OR - Health_New_Space Heating_Natural Gas_Strategic Energy Management_A_Achievable Economic RVT Potential | F10 | Commercial | OR - Health | New | Space Heating | Natural Gas | Strategic Energy Management | A | Purchases (Incremental) | Achievable Economic RVT Potential | 0 | 0 | 0 | 0 | 0 | 0 | 0 | 0 | 0 | 0 | 0 | 0 | 0 | 0 | 0 | 0 | 0 | 0 | 0 | 0 | 0 | 0 | 0 | 0 | 0 | 0 | 0
F11_Commercial_OR - Health_New_Space Heating_Natural Gas_Strategic Energy Management_A_Achievable Economic RVT Potential | F11 | Commercial | OR - Health | New | Space Heating | Natural Gas | Strategic Energy Management | A | Purchases (Cumulative) | Achievable Economic RVT Potential | 0 | 0 | 0 | 0 | 0 | 0 | 0 | 0 | 0 | 0 | 0 | 0 | 0 | 0 | 0 | 0 | 0 | 0 | 0 | 0 | 0 | 0 | 0 | 0 | 0 | 0 | 0
F1_Commercial_OR - Health_New_Water Heating_Natural Gas_Strategic Energy Management_A_Achievable Economic RVT Potential | F1 | Commercial | OR - Health | New | Water Heating | Natural Gas | Strategic Energy Management | A | Integrated Unit Energy Savings (kWh or therms) | Achievable Economic RVT Potential | 0 | 0 | 0 | 0 | 0 | 0 | 0 | 0 | 0 | 0 | 0 | 0 | 0 | 0 | 0 | 0 | 0 | 0 | 0 | 0 | 0 | 0 | 0 | 0 | 0 | 0 | 0
F2_Commercial_OR - Health_New_Water Heating_Natural Gas_Strategic Energy Management_A_Achievable Economic RVT Potential | F2 | Commercial | OR - Health | New | Water Heating | Natural Gas | Strategic Energy Management | A | Integrated Unit Summer Peak Savings (kW) | Achievable Economic RVT Potential | 0 | 0 | 0 | 0 | 0 | 0 | 0 | 0 | 0 | 0 | 0 | 0 | 0 | 0 | 0 | 0 | 0 | 0 | 0 | 0 | 0 | 0 | 0 | 0 | 0 | 0 | 0
F3_Commercial_OR - Health_New_Water Heating_Natural Gas_Strategic Energy Management_A_Achievable Economic RVT Potential | F3 | Commercial | OR - Health | New | Water Heating | Natural Gas | Strategic Energy Management | A | Integrated Unit Winter Peak Savings (kW) | Achievable Economic RVT Potential | 0 | 0 | 0 | 0 | 0 | 0 | 0 | 0 | 0 | 0 | 0 | 0 | 0 | 0 | 0 | 0 | 0 | 0 | 0 | 0 | 0 | 0 | 0 | 0 | 0 | 0 | 0
F4_Commercial_OR - Health_New_Water Heating_Natural Gas_Strategic Energy Management_A_Achievable Economic RVT Potential | F4 | Commercial | OR - Health | New | Water Heating | Natural Gas | Strategic Energy Management | A | Incremental Energy Savings (MWh or mTherms) | Achievable Economic RVT Potential | 0 | 0 | 0 | 0 | 0 | 0 | 0 | 0 | 0 | 0 | 0 | 0 | 0 | 0 | 0 | 0 | 0 | 0 | 0 | 0 | 0 | 0 | 0 | 0 | 0 | 0 | 0
F5_Commercial_OR - Health_New_Water Heating_Natural Gas_Strategic Energy Management_A_Achievable Economic RVT Potential | F5 | Commercial | OR - Health | New | Water Heating | Natural Gas | Strategic Energy Management | A | Incremental Summer Peak Savings (MW) | Achievable Economic RVT Potential | 0 | 0 | 0 | 0 | 0 | 0 | 0 | 0 | 0 | 0 | 0 | 0 | 0 | 0 | 0 | 0 | 0 | 0 | 0 | 0 | 0 | 0 | 0 | 0 | 0 | 0 | 0
F6_Commercial_OR - Health_New_Water Heating_Natural Gas_Strategic Energy Management_A_Achievable Economic RVT Potential | F6 | Commercial | OR - Health | New | Water Heating | Natural Gas | Strategic Energy Management | A | Incremental Winter Peak Savings (MW) | Achievable Economic RVT Potential | 0 | 0 | 0 | 0 | 0 | 0 | 0 | 0 | 0 | 0 | 0 | 0 | 0 | 0 | 0 | 0 | 0 | 0 | 0 | 0 | 0 | 0 | 0 | 0 | 0 | 0 | 0
F7_Commercial_OR - Health_New_Water Heating_Natural Gas_Strategic Energy Management_A_Achievable Economic RVT Potential | F7 | Commercial | OR - Health | New | Water Heating | Natural Gas | Strategic Energy Management | A | Cumulative Energy Savings (MWh or mTherms) | Achievable Economic RVT Potential | 0 | 0 | 0 | 0 | 0 | 0 | 0 | 0 | 0 | 0 | 0 | 0 | 0 | 0 | 0 | 0 | 0 | 0 | 0 | 0 | 0 | 0 | 0 | 0 | 0 | 0 | 0
F8_Commercial_OR - Health_New_Water Heating_Natural Gas_Strategic Energy Management_A_Achievable Economic RVT Potential | F8 | Commercial | OR - Health | New | Water Heating | Natural Gas | Strategic Energy Management | A | Cumulative Summer Peak Savings (MW) | Achievable Economic RVT Potential | 0 | 0 | 0 | 0 | 0 | 0 | 0 | 0 | 0 | 0 | 0 | 0 | 0 | 0 | 0 | 0 | 0 | 0 | 0 | 0 | 0 | 0 | 0 | 0 | 0 | 0 | 0
F9_Commercial_OR - Health_New_Water Heating_Natural Gas_Strategic Energy Management_A_Achievable Economic RVT Potential | F9 | Commercial | OR - Health | New | Water Heating | Natural Gas | Strategic Energy Management | A | Cumulative Winter Peak Savings (MW) | Achievable Economic RVT Potential | 0 | 0 | 0 | 0 | 0 | 0 | 0 | 0 | 0 | 0 | 0 | 0 | 0 | 0 | 0 | 0 | 0 | 0 | 0 | 0 | 0 | 0 | 0 | 0 | 0 | 0 | 0
F10_Commercial_OR - Health_New_Water Heating_Natural Gas_Strategic Energy Management_A_Achievable Economic RVT Potential | F10 | Commercial | OR - Health | New | Water Heating | Natural Gas | Strategic Energy Management | A | Purchases (Incremental) | Achievable Economic RVT Potential | 0 | 0 | 0 | 0 | 0 | 0 | 0 | 0 | 0 | 0 | 0 | 0 | 0 | 0 | 0 | 0 | 0 | 0 | 0 | 0 | 0 | 0 | 0 | 0 | 0 | 0 | 0
F11_Commercial_OR - Health_New_Water Heating_Natural Gas_Strategic Energy Management_A_Achievable Economic RVT Potential | F11 | Commercial | OR - Health | New | Water Heating | Natural Gas | Strategic Energy Management | A | Purchases (Cumulative) | Achievable Economic RVT Potential | 0 | 0 | 0 | 0 | 0 | 0 | 0 | 0 | 0 | 0 | 0 | 0 | 0 | 0 | 0 | 0 | 0 | 0 | 0 | 0 | 0 | 0 | 0 | 0 | 0 | 0 | 0
F1_Commercial_OR - Health_New_Space Heating_Natural Gas_Retrocommissioning_A_Achievable Economic RVT Potential | F1 | Commercial | OR - Health | New | Space Heating | Natural Gas | Retrocommissioning | A | Integrated Unit Energy Savings (kWh or therms) | Achievable Economic RVT Potential | 0 | 0 | 0 | 0 | 0 | 0 | 0 | 0 | 0 | 0 | 0 | 0 | 0 | 0 | 0 | 0 | 0 | 0 | 0 | 0 | 0 | 0 | 0 | 0 | 0 | 0 | 0
F2_Commercial_OR - Health_New_Space Heating_Natural Gas_Retrocommissioning_A_Achievable Economic RVT Potential | F2 | Commercial | OR - Health | New | Space Heating | Natural Gas | Retrocommissioning | A | Integrated Unit Summer Peak Savings (kW) | Achievable Economic RVT Potential | 0 | 0 | 0 | 0 | 0 | 0 | 0 | 0 | 0 | 0 | 0 | 0 | 0 | 0 | 0 | 0 | 0 | 0 | 0 | 0 | 0 | 0 | 0 | 0 | 0 | 0 | 0
F3_Commercial_OR - Health_New_Space Heating_Natural Gas_Retrocommissioning_A_Achievable Economic RVT Potential | F3 | Commercial | OR - Health | New | Space Heating | Natural Gas | Retrocommissioning | A | Integrated Unit Winter Peak Savings (kW) | Achievable Economic RVT Potential | 0 | 0 | 0 | 0 | 0 | 0 | 0 | 0 | 0 | 0 | 0 | 0 | 0 | 0 | 0 | 0 | 0 | 0 | 0 | 0 | 0 | 0 | 0 | 0 | 0 | 0 | 0
F4_Commercial_OR - Health_New_Space Heating_Natural Gas_Retrocommissioning_A_Achievable Economic RVT Potential | F4 | Commercial | OR - Health | New | Space Heating | Natural Gas | Retrocommissioning | A | Incremental Energy Savings (MWh or mTherms) | Achievable Economic RVT Potential | 0 | 0 | 0 | 0 | 0 | 0 | 0 | 0 | 0 | 0 | 0 | 0 | 0 | 0 | 0 | 0 | 0 | 0 | 0 | 0 | 0 | 0 | 0 | 0 | 0 | 0 | 0
F5_Commercial_OR - Health_New_Space Heating_Natural Gas_Retrocommissioning_A_Achievable Economic RVT Potential | F5 | Commercial | OR - Health | New | Space Heating | Natural Gas | Retrocommissioning | A | Incremental Summer Peak Savings (MW) | Achievable Economic RVT Potential | 0 | 0 | 0 | 0 | 0 | 0 | 0 | 0 | 0 | 0 | 0 | 0 | 0 | 0 | 0 | 0 | 0 | 0 | 0 | 0 | 0 | 0 | 0 | 0 | 0 | 0 | 0
F6_Commercial_OR - Health_New_Space Heating_Natural Gas_Retrocommissioning_A_Achievable Economic RVT Potential | F6 | Commercial | OR - Health | New | Space Heating | Natural Gas | Retrocommissioning | A | Incremental Winter Peak Savings (MW) | Achievable Economic RVT Potential | 0 | 0 | 0 | 0 | 0 | 0 | 0 | 0 | 0 | 0 | 0 | 0 | 0 | 0 | 0 | 0 | 0 | 0 | 0 | 0 | 0 | 0 | 0 | 0 | 0 | 0 | 0
F7_Commercial_OR - Health_New_Space Heating_Natural Gas_Retrocommissioning_A_Achievable Economic RVT Potential | F7 | Commercial | OR - Health | New | Space Heating | Natural Gas | Retrocommissioning | A | Cumulative Energy Savings (MWh or mTherms) | Achievable Economic RVT Potential | 0 | 0 | 0 | 0 | 0 | 0 | 0 | 0 | 0 | 0 | 0 | 0 | 0 | 0 | 0 | 0 | 0 | 0 | 0 | 0 | 0 | 0 | 0 | 0 | 0 | 0 | 0
F8_Commercial_OR - Health_New_Space Heating_Natural Gas_Retrocommissioning_A_Achievable Economic RVT Potential | F8 | Commercial | OR - Health | New | Space Heating | Natural Gas | Retrocommissioning | A | Cumulative Summer Peak Savings (MW) | Achievable Economic RVT Potential | 0 | 0 | 0 | 0 | 0 | 0 | 0 | 0 | 0 | 0 | 0 | 0 | 0 | 0 | 0 | 0 | 0 | 0 | 0 | 0 | 0 | 0 | 0 | 0 | 0 | 0 | 0
F9_Commercial_OR - Health_New_Space Heating_Natural Gas_Retrocommissioning_A_Achievable Economic RVT Potential | F9 | Commercial | OR - Health | New | Space Heating | Natural Gas | Retrocommissioning | A | Cumulative Winter Peak Savings (MW) | Achievable Economic RVT Potential | 0 | 0 | 0 | 0 | 0 | 0 | 0 | 0 | 0 | 0 | 0 | 0 | 0 | 0 | 0 | 0 | 0 | 0 | 0 | 0 | 0 | 0 | 0 | 0 | 0 | 0 | 0
F10_Commercial_OR - Health_New_Space Heating_Natural Gas_Retrocommissioning_A_Achievable Economic RVT Potential | F10 | Commercial | OR - Health | New | Space Heating | Natural Gas | Retrocommissioning | A | Purchases (Incremental) | Achievable Economic RVT Potential | 0 | 0 | 0 | 0 | 0 | 0 | 0 | 0 | 0 | 0 | 0 | 0 | 0 | 0 | 0 | 0 | 0 | 0 | 0 | 0 | 0 | 0 | 0 | 0 | 0 | 0 | 0
F11_Commercial_OR - Health_New_Space Heating_Natural Gas_Retrocommissioning_A_Achievable Economic RVT Potential | F11 | Commercial | OR - Health | New | Space Heating | Natural Gas | Retrocommissioning | A | Purchases (Cumulative) | Achievable Economic RVT Potential | 0 | 0 | 0 | 0 | 0 | 0 | 0 | 0 | 0 | 0 | 0 | 0 | 0 | 0 | 0 | 0 | 0 | 0 | 0 | 0 | 0 | 0 | 0 | 0 | 0 | 0 | 0
F1_Commercial_OR - Health_New_Water Heating_Natural Gas_Retrocommissioning_A_Achievable Economic RVT Potential | F1 | Commercial | OR - Health | New | Water Heating | Natural Gas | Retrocommissioning | A | Integrated Unit Energy Savings (kWh or therms) | Achievable Economic RVT Potential | 0 | 0 | 0 | 0 | 0 | 0 | 0 | 0 | 0 | 0 | 0 | 0 | 0 | 0 | 0 | 0 | 0 | 0 | 0 | 0 | 0 | 0 | 0 | 0 | 0 | 0 | 0
F2_Commercial_OR - Health_New_Water Heating_Natural Gas_Retrocommissioning_A_Achievable Economic RVT Potential | F2 | Commercial | OR - Health | New | Water Heating | Natural Gas | Retrocommissioning | A | Integrated Unit Summer Peak Savings (kW) | Achievable Economic RVT Potential | 0 | 0 | 0 | 0 | 0 | 0 | 0 | 0 | 0 | 0 | 0 | 0 | 0 | 0 | 0 | 0 | 0 | 0 | 0 | 0 | 0 | 0 | 0 | 0 | 0 | 0 | 0
F3_Commercial_OR - Health_New_Water Heating_Natural Gas_Retrocommissioning_A_Achievable Economic RVT Potential | F3 | Commercial | OR - Health | New | Water Heating | Natural Gas | Retrocommissioning | A | Integrated Unit Winter Peak Savings (kW) | Achievable Economic RVT Potential | 0 | 0 | 0 | 0 | 0 | 0 | 0 | 0 | 0 | 0 | 0 | 0 | 0 | 0 | 0 | 0 | 0 | 0 | 0 | 0 | 0 | 0 | 0 | 0 | 0 | 0 | 0
F4_Commercial_OR - Health_New_Water Heating_Natural Gas_Retrocommissioning_A_Achievable Economic RVT Potential | F4 | Commercial | OR - Health | New | Water Heating | Natural Gas | Retrocommissioning | A | Incremental Energy Savings (MWh or mTherms) | Achievable Economic RVT Potential | 0 | 0 | 0 | 0 | 0 | 0 | 0 | 0 | 0 | 0 | 0 | 0 | 0 | 0 | 0 | 0 | 0 | 0 | 0 | 0 | 0 | 0 | 0 | 0 | 0 | 0 | 0
F5_Commercial_OR - Health_New_Water Heating_Natural Gas_Retrocommissioning_A_Achievable Economic RVT Potential | F5 | Commercial | OR - Health | New | Water Heating | Natural Gas | Retrocommissioning | A | Incremental Summer Peak Savings (MW) | Achievable Economic RVT Potential | 0 | 0 | 0 | 0 | 0 | 0 | 0 | 0 | 0 | 0 | 0 | 0 | 0 | 0 | 0 | 0 | 0 | 0 | 0 | 0 | 0 | 0 | 0 | 0 | 0 | 0 | 0
F6_Commercial_OR - Health_New_Water Heating_Natural Gas_Retrocommissioning_A_Achievable Economic RVT Potential | F6 | Commercial | OR - Health | New | Water Heating | Natural Gas | Retrocommissioning | A | Incremental Winter Peak Savings (MW) | Achievable Economic RVT Potential | 0 | 0 | 0 | 0 | 0 | 0 | 0 | 0 | 0 | 0 | 0 | 0 | 0 | 0 | 0 | 0 | 0 | 0 | 0 | 0 | 0 | 0 | 0 | 0 | 0 | 0 | 0
F7_Commercial_OR - Health_New_Water Heating_Natural Gas_Retrocommissioning_A_Achievable Economic RVT Potential | F7 | Commercial | OR - Health | New | Water Heating | Natural Gas | Retrocommissioning | A | Cumulative Energy Savings (MWh or mTherms) | Achievable Economic RVT Potential | 0 | 0 | 0 | 0 | 0 | 0 | 0 | 0 | 0 | 0 | 0 | 0 | 0 | 0 | 0 | 0 | 0 | 0 | 0 | 0 | 0 | 0 | 0 | 0 | 0 | 0 | 0
F8_Commercial_OR - Health_New_Water Heating_Natural Gas_Retrocommissioning_A_Achievable Economic RVT Potential | F8 | Commercial | OR - Health | New | Water Heating | Natural Gas | Retrocommissioning | A | Cumulative Summer Peak Savings (MW) | Achievable Economic RVT Potential | 0 | 0 | 0 | 0 | 0 | 0 | 0 | 0 | 0 | 0 | 0 | 0 | 0 | 0 | 0 | 0 | 0 | 0 | 0 | 0 | 0 | 0 | 0 | 0 | 0 | 0 | 0
F9_Commercial_OR - Health_New_Water Heating_Natural Gas_Retrocommissioning_A_Achievable Economic RVT Potential | F9 | Commercial | OR - Health | New | Water Heating | Natural Gas | Retrocommissioning | A | Cumulative Winter Peak Savings (MW) | Achievable Economic RVT Potential | 0 | 0 | 0 | 0 | 0 | 0 | 0 | 0 | 0 | 0 | 0 | 0 | 0 | 0 | 0 | 0 | 0 | 0 | 0 | 0 | 0 | 0 | 0 | 0 | 0 | 0 | 0
F10_Commercial_OR - Health_New_Water Heating_Natural Gas_Retrocommissioning_A_Achievable Economic RVT Potential | F10 | Commercial | OR - Health | New | Water Heating | Natural Gas | Retrocommissioning | A | Purchases (Incremental) | Achievable Economic RVT Potential | 0 | 0 | 0 | 0 | 0 | 0 | 0 | 0 | 0 | 0 | 0 | 0 | 0 | 0 | 0 | 0 | 0 | 0 | 0 | 0 | 0 | 0 | 0 | 0 | 0 | 0 | 0
F11_Commercial_OR - Health_New_Water Heating_Natural Gas_Retrocommissioning_A_Achievable Economic RVT Potential | F11 | Commercial | OR - Health | New | Water Heating | Natural Gas | Retrocommissioning | A | Purchases (Cumulative) | Achievable Economic RVT Potential | 0 | 0 | 0 | 0 | 0 | 0 | 0 | 0 | 0 | 0 | 0 | 0 | 0 | 0 | 0 | 0 | 0 | 0 | 0 | 0 | 0 | 0 | 0 | 0 | 0 | 0 | 0
F1_Commercial_Interruptible - Health_Existing_Space Heating_Natural Gas_Insulation - Ceiling_A_Achievable Economic RVT Potential | F1 | Commercial | Interruptible - Health | Existing | Space Heating | Natural Gas | Insulation - Ceiling | A | Integrated Unit Energy Savings (kWh or therms) | Achievable Economic RVT Potential | 0 | 0 | 0.12529 | 0.12441 | 0.12342 | 0.12233 | 0.12111 | 0.11971 | 0.11812 | 0.11631 | 0.11428 | 0.11206 | 0.10971 | 0.1073 | 0.10495 | 0.10275 | 0.10079 | 0.09927 | 0.098204 | 0.097379 | 0.096861 | 0.096413 | 0.096286 | 0.09617 | 0.096064 | 0.095968 | 0.09588
F2_Commercial_Interruptible - Health_Existing_Space Heating_Natural Gas_Insulation - Ceiling_A_Achievable Economic RVT Potential | F2 | Commercial | Interruptible - Health | Existing | Space Heating | Natural Gas | Insulation - Ceiling | A | Integrated Unit Summer Peak Savings (kW) | Achievable Economic RVT Potential | 0 | 0 | 0 | 0 | 0 | 0 | 0 | 0 | 0 | 0 | 0 | 0 | 0 | 0 | 0 | 0 | 0 | 0 | 0 | 0 | 0 | 0 | 0 | 0 | 0 | 0 | 0
F3_Commercial_Interruptible - Health_Existing_Space Heating_Natural Gas_Insulation - Ceiling_A_Achievable Economic RVT Potential | F3 | Commercial | Interruptible - Health | Existing | Space Heating | Natural Gas | Insulation - Ceiling | A | Integrated Unit Winter Peak Savings (kW) | Achievable Economic RVT Potential | 0 | 0 | 0 | 0 | 0 | 0 | 0 | 0 | 0 | 0 | 0 | 0 | 0 | 0 | 0 | 0 | 0 | 0 | 0 | 0 | 0 | 0 | 0 | 0 | 0 | 0 | 0
F4_Commercial_Interruptible - Health_Existing_Space Heating_Natural Gas_Insulation - Ceiling_A_Achievable Economic RVT Potential | F4 | Commercial | Interruptible - Health | Existing | Space Heating | Natural Gas | Insulation - Ceiling | A | Incremental Energy Savings (MWh or mTherms) | Achievable Economic RVT Potential | 0 | 0 | 0 | 0 | 0 | 0 | 0 | 0 | 0 | 0 | 0 | 0 | 0 | 0 | 0 | 0 | 0 | 0 | 0 | 0 | 0 | 0 | 0 | 0 | 0 | 0 | 0
F5_Commercial_Interruptible - Health_Existing_Space Heating_Natural Gas_Insulation - Ceiling_A_Achievable Economic RVT Potential | F5 | Commercial | Interruptible - Health | Existing | Space Heating | Natural Gas | Insulation - Ceiling | A | Incremental Summer Peak Savings (MW) | Achievable Economic RVT Potential | 0 | 0 | 0 | 0 | 0 | 0 | 0 | 0 | 0 | 0 | 0 | 0 | 0 | 0 | 0 | 0 | 0 | 0 | 0 | 0 | 0 | 0 | 0 | 0 | 0 | 0 | 0
F6_Commercial_Interruptible - Health_Existing_Space Heating_Natural Gas_Insulation - Ceiling_A_Achievable Economic RVT Potential | F6 | Commercial | Interruptible - Health | Existing | Space Heating | Natural Gas | Insulation - Ceiling | A | Incremental Winter Peak Savings (MW) | Achievable Economic RVT Potential | 0 | 0 | 0 | 0 | 0 | 0 | 0 | 0 | 0 | 0 | 0 | 0 | 0 | 0 | 0 | 0 | 0 | 0 | 0 | 0 | 0 | 0 | 0 | 0 | 0 | 0 | 0
F7_Commercial_Interruptible - Health_Existing_Space Heating_Natural Gas_Insulation - Ceiling_A_Achievable Economic RVT Potential | F7 | Commercial | Interruptible - Health | Existing | Space Heating | Natural Gas | Insulation - Ceiling | A | Cumulative Energy Savings (MWh or mTherms) | Achievable Economic RVT Potential | 0 | 0 | 0 | 0 | 0 | 0 | 0 | 0 | 0 | 0 | 0 | 0 | 0 | 0 | 0 | 0 | 0 | 0 | 0 | 0 | 0 | 0 | 0 | 0 | 0 | 0 | 0
F8_Commercial_Interruptible - Health_Existing_Space Heating_Natural Gas_Insulation - Ceiling_A_Achievable Economic RVT Potential | F8 | Commercial | Interruptible - Health | Existing | Space Heating | Natural Gas | Insulation - Ceiling | A | Cumulative Summer Peak Savings (MW) | Achievable Economic RVT Potential | 0 | 0 | 0 | 0 | 0 | 0 | 0 | 0 | 0 | 0 | 0 | 0 | 0 | 0 | 0 | 0 | 0 | 0 | 0 | 0 | 0 | 0 | 0 | 0 | 0 | 0 | 0
F9_Commercial_Interruptible - Health_Existing_Space Heating_Natural Gas_Insulation - Ceiling_A_Achievable Economic RVT Potential | F9 | Commercial | Interruptible - Health | Existing | Space Heating | Natural Gas | Insulation - Ceiling | A | Cumulative Winter Peak Savings (MW) | Achievable Economic RVT Potential | 0 | 0 | 0 | 0 | 0 | 0 | 0 | 0 | 0 | 0 | 0 | 0 | 0 | 0 | 0 | 0 | 0 | 0 | 0 | 0 | 0 | 0 | 0 | 0 | 0 | 0 | 0
F10_Commercial_Interruptible - Health_Existing_Space Heating_Natural Gas_Insulation - Ceiling_A_Achievable Economic RVT Potential | F10 | Commercial | Interruptible - Health | Existing | Space Heating | Natural Gas | Insulation - Ceiling | A | Purchases (Incremental) | Achievable Economic RVT Potential | 0 | 0 | 0 | 0 | 0 | 0 | 0 | 0 | 0 | 0 | 0 | 0 | 0 | 0 | 0 | 0 | 0 | 0 | 0 | 0 | 0 | 0 | 0 | 0 | 0 | 0 | 0
F11_Commercial_Interruptible - Health_Existing_Space Heating_Natural Gas_Insulation - Ceiling_A_Achievable Economic RVT Potential | F11 | Commercial | Interruptible - Health | Existing | Space Heating | Natural Gas | Insulation - Ceiling | A | Purchases (Cumulative) | Achievable Economic RVT Potential | 0 | 0 | 0 | 0 | 0 | 0 | 0 | 0 | 0 | 0 | 0 | 0 | 0 | 0 | 0 | 0 | 0 | 0 | 0 | 0 | 0 | 0 | 0 | 0 | 0 | 0 | 0
F1_Commercial_Interruptible - Health_Existing_Space Heating_Natural Gas_Insulation - Ducting_A_Achievable Economic RVT Potential | F1 | Commercial | Interruptible - Health | Existing | Space Heating | Natural Gas | Insulation - Ducting | A | Integrated Unit Energy Savings (kWh or therms) | Achievable Economic RVT Potential | 0 | 0 | 0 | 0 | 0 | 0 | 0 | 0 | 0 | 0 | 0 | 0 | 0 | 0 | 0 | 0 | 0 | 0 | 0 | 0 | 0 | 0 | 0 | 0 | 0 | 0 | 0
F2_Commercial_Interruptible - Health_Existing_Space Heating_Natural Gas_Insulation - Ducting_A_Achievable Economic RVT Potential | F2 | Commercial | Interruptible - Health | Existing | Space Heating | Natural Gas | Insulation - Ducting | A | Integrated Unit Summer Peak Savings (kW) | Achievable Economic RVT Potential | 0 | 0 | 0 | 0 | 0 | 0 | 0 | 0 | 0 | 0 | 0 | 0 | 0 | 0 | 0 | 0 | 0 | 0 | 0 | 0 | 0 | 0 | 0 | 0 | 0 | 0 | 0
F3_Commercial_Interruptible - Health_Existing_Space Heating_Natural Gas_Insulation - Ducting_A_Achievable Economic RVT Potential | F3 | Commercial | Interruptible - Health | Existing | Space Heating | Natural Gas | Insulation - Ducting | A | Integrated Unit Winter Peak Savings (kW) | Achievable Economic RVT Potential | 0 | 0 | 0 | 0 | 0 | 0 | 0 | 0 | 0 | 0 | 0 | 0 | 0 | 0 | 0 | 0 | 0 | 0 | 0 | 0 | 0 | 0 | 0 | 0 | 0 | 0 | 0
F4_Commercial_Interruptible - Health_Existing_Space Heating_Natural Gas_Insulation - Ducting_A_Achievable Economic RVT Potential | F4 | Commercial | Interruptible - Health | Existing | Space Heating | Natural Gas | Insulation - Ducting | A | Incremental Energy Savings (MWh or mTherms) | Achievable Economic RVT Potential | 0 | 0 | 0 | 0 | 0 | 0 | 0 | 0 | 0 | 0 | 0 | 0 | 0 | 0 | 0 | 0 | 0 | 0 | 0 | 0 | 0 | 0 | 0 | 0 | 0 | 0 | 0
F5_Commercial_Interruptible - Health_Existing_Space Heating_Natural Gas_Insulation - Ducting_A_Achievable Economic RVT Potential | F5 | Commercial | Interruptible - Health | Existing | Space Heating | Natural Gas | Insulation - Ducting | A | Incremental Summer Peak Savings (MW) | Achievable Economic RVT Potential | 0 | 0 | 0 | 0 | 0 | 0 | 0 | 0 | 0 | 0 | 0 | 0 | 0 | 0 | 0 | 0 | 0 | 0 | 0 | 0 | 0 | 0 | 0 | 0 | 0 | 0 | 0
F6_Commercial_Interruptible - Health_Existing_Space Heating_Natural Gas_Insulation - Ducting_A_Achievable Economic RVT Potential | F6 | Commercial | Interruptible - Health | Existing | Space Heating | Natural Gas | Insulation - Ducting | A | Incremental Winter Peak Savings (MW) | Achievable Economic RVT Potential | 0 | 0 | 0 | 0 | 0 | 0 | 0 | 0 | 0 | 0 | 0 | 0 | 0 | 0 | 0 | 0 | 0 | 0 | 0 | 0 | 0 | 0 | 0 | 0 | 0 | 0 | 0
F7_Commercial_Interruptible - Health_Existing_Space Heating_Natural Gas_Insulation - Ducting_A_Achievable Economic RVT Potential | F7 | Commercial | Interruptible - Health | Existing | Space Heating | Natural Gas | Insulation - Ducting | A | Cumulative Energy Savings (MWh or mTherms) | Achievable Economic RVT Potential | 0 | 0 | 0 | 0 | 0 | 0 | 0 | 0 | 0 | 0 | 0 | 0 | 0 | 0 | 0 | 0 | 0 | 0 | 0 | 0 | 0 | 0 | 0 | 0 | 0 | 0 | 0
F8_Commercial_Interruptible - Health_Existing_Space Heating_Natural Gas_Insulation - Ducting_A_Achievable Economic RVT Potential | F8 | Commercial | Interruptible - Health | Existing | Space Heating | Natural Gas | Insulation - Ducting | A | Cumulative Summer Peak Savings (MW) | Achievable Economic RVT Potential | 0 | 0 | 0 | 0 | 0 | 0 | 0 | 0 | 0 | 0 | 0 | 0 | 0 | 0 | 0 | 0 | 0 | 0 | 0 | 0 | 0 | 0 | 0 | 0 | 0 | 0 | 0
F9_Commercial_Interruptible - Health_Existing_Space Heating_Natural Gas_Insulation - Ducting_A_Achievable Economic RVT Potential | F9 | Commercial | Interruptible - Health | Existing | Space Heating | Natural Gas | Insulation - Ducting | A | Cumulative Winter Peak Savings (MW) | Achievable Economic RVT Potential | 0 | 0 | 0 | 0 | 0 | 0 | 0 | 0 | 0 | 0 | 0 | 0 | 0 | 0 | 0 | 0 | 0 | 0 | 0 | 0 | 0 | 0 | 0 | 0 | 0 | 0 | 0
F10_Commercial_Interruptible - Health_Existing_Space Heating_Natural Gas_Insulation - Ducting_A_Achievable Economic RVT Potential | F10 | Commercial | Interruptible - Health | Existing | Space Heating | Natural Gas | Insulation - Ducting | A | Purchases (Incremental) | Achievable Economic RVT Potential | 0 | 0 | 0 | 0 | 0 | 0 | 0 | 0 | 0 | 0 | 0 | 0 | 0 | 0 | 0 | 0 | 0 | 0 | 0 | 0 | 0 | 0 | 0 | 0 | 0 | 0 | 0
F11_Commercial_Interruptible - Health_Existing_Space Heating_Natural Gas_Insulation - Ducting_A_Achievable Economic RVT Potential | F11 | Commercial | Interruptible - Health | Existing | Space Heating | Natural Gas | Insulation - Ducting | A | Purchases (Cumulative) | Achievable Economic RVT Potential | 0 | 0 | 0 | 0 | 0 | 0 | 0 | 0 | 0 | 0 | 0 | 0 | 0 | 0 | 0 | 0 | 0 | 0 | 0 | 0 | 0 | 0 | 0 | 0 | 0 | 0 | 0
F1_Commercial_Interruptible - Health_Existing_Space Heating_Natural Gas_Insulation - Wall Cavity_A_Achievable Economic RVT Potential | F1 | Commercial | Interruptible - Health | Existing | Space Heating | Natural Gas | Insulation - Wall Cavity | A | Integrated Unit Energy Savings (kWh or therms) | Achievable Economic RVT Potential | 0 | 0 | 0.20076 | 0.19979 | 0.19876 | 0.19768 | 0.19653 | 0.19529 | 0.19393 | 0.19246 | 0.19086 | 0.18915 | 0.18736 | 0.18554 | 0.18374 | 0.18204 | 0.18049 | 0.17923 | 0.17826 | 0.17746 | 0.17686 | 0.17633 | 0.17609 | 0.17588 | 0.17569 | 0.17551 | 0.17535
F2_Commercial_Interruptible - Health_Existing_Space Heating_Natural Gas_Insulation - Wall Cavity_A_Achievable Economic RVT Potential | F2 | Commercial | Interruptible - Health | Existing | Space Heating | Natural Gas | Insulation - Wall Cavity | A | Integrated Unit Summer Peak Savings (kW) | Achievable Economic RVT Potential | 0 | 0 | 0 | 0 | 0 | 0 | 0 | 0 | 0 | 0 | 0 | 0 | 0 | 0 | 0 | 0 | 0 | 0 | 0 | 0 | 0 | 0 | 0 | 0 | 0 | 0 | 0
F3_Commercial_Interruptible - Health_Existing_Space Heating_Natural Gas_Insulation - Wall Cavity_A_Achievable Economic RVT Potential | F3 | Commercial | Interruptible - Health | Existing | Space Heating | Natural Gas | Insulation - Wall Cavity | A | Integrated Unit Winter Peak Savings (kW) | Achievable Economic RVT Potential | 0 | 0 | 0 | 0 | 0 | 0 | 0 | 0 | 0 | 0 | 0 | 0 | 0 | 0 | 0 | 0 | 0 | 0 | 0 | 0 | 0 | 0 | 0 | 0 | 0 | 0 | 0
F4_Commercial_Interruptible - Health_Existing_Space Heating_Natural Gas_Insulation - Wall Cavity_A_Achievable Economic RVT Potential | F4 | Commercial | Interruptible - Health | Existing | Space Heating | Natural Gas | Insulation - Wall Cavity | A | Incremental Energy Savings (MWh or mTherms) | Achievable Economic RVT Potential | 0 | 0 | 0 | 0 | 0 | 0 | 0 | 0 | 0 | 0 | 0 | 0 | 0 | 0 | 0 | 0 | 0 | 0 | 0 | 0 | 0 | 0 | 0 | 0 | 0 | 0 | 0
F5_Commercial_Interruptible - Health_Existing_Space Heating_Natural Gas_Insulation - Wall Cavity_A_Achievable Economic RVT Potential | F5 | Commercial | Interruptible - Health | Existing | Space Heating | Natural Gas | Insulation - Wall Cavity | A | Incremental Summer Peak Savings (MW) | Achievable Economic RVT Potential | 0 | 0 | 0 | 0 | 0 | 0 | 0 | 0 | 0 | 0 | 0 | 0 | 0 | 0 | 0 | 0 | 0 | 0 | 0 | 0 | 0 | 0 | 0 | 0 | 0 | 0 | 0
F6_Commercial_Interruptible - Health_Existing_Space Heating_Natural Gas_Insulation - Wall Cavity_A_Achievable Economic RVT Potential | F6 | Commercial | Interruptible - Health | Existing | Space Heating | Natural Gas | Insulation - Wall Cavity | A | Incremental Winter Peak Savings (MW) | Achievable Economic RVT Potential | 0 | 0 | 0 | 0 | 0 | 0 | 0 | 0 | 0 | 0 | 0 | 0 | 0 | 0 | 0 | 0 | 0 | 0 | 0 | 0 | 0 | 0 | 0 | 0 | 0 | 0 | 0
F7_Commercial_Interruptible - Health_Existing_Space Heating_Natural Gas_Insulation - Wall Cavity_A_Achievable Economic RVT Potential | F7 | Commercial | Interruptible - Health | Existing | Space Heating | Natural Gas | Insulation - Wall Cavity | A | Cumulative Energy Savings (MWh or mTherms) | Achievable Economic RVT Potential | 0 | 0 | 0 | 0 | 0 | 0 | 0 | 0 | 0 | 0 | 0 | 0 | 0 | 0 | 0 | 0 | 0 | 0 | 0 | 0 | 0 | 0 | 0 | 0 | 0 | 0 | 0
F8_Commercial_Interruptible - Health_Existing_Space Heating_Natural Gas_Insulation - Wall Cavity_A_Achievable Economic RVT Potential | F8 | Commercial | Interruptible - Health | Existing | Space Heating | Natural Gas | Insulation - Wall Cavity | A | Cumulative Summer Peak Savings (MW) | Achievable Economic RVT Potential | 0 | 0 | 0 | 0 | 0 | 0 | 0 | 0 | 0 | 0 | 0 | 0 | 0 | 0 | 0 | 0 | 0 | 0 | 0 | 0 | 0 | 0 | 0 | 0 | 0 | 0 | 0
F9_Commercial_Interruptible - Health_Existing_Space Heating_Natural Gas_Insulation - Wall Cavity_A_Achievable Economic RVT Potential | F9 | Commercial | Interruptible - Health | Existing | Space Heating | Natural Gas | Insulation - Wall Cavity | A | Cumulative Winter Peak Savings (MW) | Achievable Economic RVT Potential | 0 | 0 | 0 | 0 | 0 | 0 | 0 | 0 | 0 | 0 | 0 | 0 | 0 | 0 | 0 | 0 | 0 | 0 | 0 | 0 | 0 | 0 | 0 | 0 | 0 | 0 | 0
F10_Commercial_Interruptible - Health_Existing_Space Heating_Natural Gas_Insulation - Wall Cavity_A_Achievable Economic RVT Potential | F10 | Commercial | Interruptible - Health | Existing | Space Heating | Natural Gas | Insulation - Wall Cavity | A | Purchases (Incremental) | Achievable Economic RVT Potential | 0 | 0 | 0 | 0 | 0 | 0 | 0 | 0 | 0 | 0 | 0 | 0 | 0 | 0 | 0 | 0 | 0 | 0 | 0 | 0 | 0 | 0 | 0 | 0 | 0 | 0 | 0
F11_Commercial_Interruptible - Health_Existing_Space Heating_Natural Gas_Insulation - Wall Cavity_A_Achievable Economic RVT Potential | F11 | Commercial | Interruptible - Health | Existing | Space Heating | Natural Gas | Insulation - Wall Cavity | A | Purchases (Cumulative) | Achievable Economic RVT Potential | 0 | 0 | 0 | 0 | 0 | 0 | 0 | 0 | 0 | 0 | 0 | 0 | 0 | 0 | 0 | 0 | 0 | 0 | 0 | 0 | 0 | 0 | 0 | 0 | 0 | 0 | 0
F1_Commercial_Interruptible - Health_Existing_Space Heating_Natural Gas_Green Roof - Vegetated Rooftop_A_Achievable Economic RVT Potential | F1 | Commercial | Interruptible - Health | Existing | Space Heating | Natural Gas | Green Roof - Vegetated Rooftop | A | Integrated Unit Energy Savings (kWh or therms) | Achievable Economic RVT Potential | 0 | 0 | 0.007113 | 0.0070107 | 0.0068987 | 0.0067859 | 0.0066701 | 0.0065446 | 0.0064057 | 0.0062543 | 0.0060922 | 0.0059231 | 0.0057529 | 0.0055852 | 0.0054244 | 0.005275 | 0.0051424 | 0.0050371 | 0.0049598 | 0.0048977 | 0.0048548 | 0.0048163 | 0.0048099 | 0.0048041 | 0.0047988 | 0.004794 | 0.0047896
F2_Commercial_Interruptible - Health_Existing_Space Heating_Natural Gas_Green Roof - Vegetated Rooftop_A_Achievable Economic RVT Potential | F2 | Commercial | Interruptible - Health | Existing | Space Heating | Natural Gas | Green Roof - Vegetated Rooftop | A | Integrated Unit Summer Peak Savings (kW) | Achievable Economic RVT Potential | 0 | 0 | 0 | 0 | 0 | 0 | 0 | 0 | 0 | 0 | 0 | 0 | 0 | 0 | 0 | 0 | 0 | 0 | 0 | 0 | 0 | 0 | 0 | 0 | 0 | 0 | 0
F3_Commercial_Interruptible - Health_Existing_Space Heating_Natural Gas_Green Roof - Vegetated Rooftop_A_Achievable Economic RVT Potential | F3 | Commercial | Interruptible - Health | Existing | Space Heating | Natural Gas | Green Roof - Vegetated Rooftop | A | Integrated Unit Winter Peak Savings (kW) | Achievable Economic RVT Potential | 0 | 0 | 0 | 0 | 0 | 0 | 0 | 0 | 0 | 0 | 0 | 0 | 0 | 0 | 0 | 0 | 0 | 0 | 0 | 0 | 0 | 0 | 0 | 0 | 0 | 0 | 0
F4_Commercial_Interruptible - Health_Existing_Space Heating_Natural Gas_Green Roof - Vegetated Rooftop_A_Achievable Economic RVT Potential | F4 | Commercial | Interruptible - Health | Existing | Space Heating | Natural Gas | Green Roof - Vegetated Rooftop | A | Incremental Energy Savings (MWh or mTherms) | Achievable Economic RVT Potential | 0 | 0 | 0 | 0 | 0 | 0 | 0 | 0 | 0 | 0 | 0 | 0 | 0 | 0 | 0 | 0 | 0 | 0 | 0 | 0 | 0 | 0 | 0 | 0 | 0 | 0 | 0
F5_Commercial_Interruptible - Health_Existing_Space Heating_Natural Gas_Green Roof - Vegetated Rooftop_A_Achievable Economic RVT Potential | F5 | Commercial | Interruptible - Health | Existing | Space Heating | Natural Gas | Green Roof - Vegetated Rooftop | A | Incremental Summer Peak Savings (MW) | Achievable Economic RVT Potential | 0 | 0 | 0 | 0 | 0 | 0 | 0 | 0 | 0 | 0 | 0 | 0 | 0 | 0 | 0 | 0 | 0 | 0 | 0 | 0 | 0 | 0 | 0 | 0 | 0 | 0 | 0
F6_Commercial_Interruptible - Health_Existing_Space Heating_Natural Gas_Green Roof - Vegetated Rooftop_A_Achievable Economic RVT Potential | F6 | Commercial | Interruptible - Health | Existing | Space Heating | Natural Gas | Green Roof - Vegetated Rooftop | A | Incremental Winter Peak Savings (MW) | Achievable Economic RVT Potential | 0 | 0 | 0 | 0 | 0 | 0 | 0 | 0 | 0 | 0 | 0 | 0 | 0 | 0 | 0 | 0 | 0 | 0 | 0 | 0 | 0 | 0 | 0 | 0 | 0 | 0 | 0
F7_Commercial_Interruptible - Health_Existing_Space Heating_Natural Gas_Green Roof - Vegetated Rooftop_A_Achievable Economic RVT Potential | F7 | Commercial | Interruptible - Health | Existing | Space Heating | Natural Gas | Green Roof - Vegetated Rooftop | A | Cumulative Energy Savings (MWh or mTherms) | Achievable Economic RVT Potential | 0 | 0 | 0 | 0 | 0 | 0 | 0 | 0 | 0 | 0 | 0 | 0 | 0 | 0 | 0 | 0 | 0 | 0 | 0 | 0 | 0 | 0 | 0 | 0 | 0 | 0 | 0
F8_Commercial_Interruptible - Health_Existing_Space Heating_Natural Gas_Green Roof - Vegetated Rooftop_A_Achievable Economic RVT Potential | F8 | Commercial | Interruptible - Health | Existing | Space Heating | Natural Gas | Green Roof - Vegetated Rooftop | A | Cumulative Summer Peak Savings (MW) | Achievable Economic RVT Potential | 0 | 0 | 0 | 0 | 0 | 0 | 0 | 0 | 0 | 0 | 0 | 0 | 0 | 0 | 0 | 0 | 0 | 0 | 0 | 0 | 0 | 0 | 0 | 0 | 0 | 0 | 0
F9_Commercial_Interruptible - Health_Existing_Space Heating_Natural Gas_Green Roof - Vegetated Rooftop_A_Achievable Economic RVT Potential | F9 | Commercial | Interruptible - Health | Existing | Space Heating | Natural Gas | Green Roof - Vegetated Rooftop | A | Cumulative Winter Peak Savings (MW) | Achievable Economic RVT Potential | 0 | 0 | 0 | 0 | 0 | 0 | 0 | 0 | 0 | 0 | 0 | 0 | 0 | 0 | 0 | 0 | 0 | 0 | 0 | 0 | 0 | 0 | 0 | 0 | 0 | 0 | 0
F10_Commercial_Interruptible - Health_Existing_Space Heating_Natural Gas_Green Roof - Vegetated Rooftop_A_Achievable Economic RVT Potential | F10 | Commercial | Interruptible - Health | Existing | Space Heating | Natural Gas | Green Roof - Vegetated Rooftop | A | Purchases (Incremental) | Achievable Economic RVT Potential | 0 | 0 | 0 | 0 | 0 | 0 | 0 | 0 | 0 | 0 | 0 | 0 | 0 | 0 | 0 | 0 | 0 | 0 | 0 | 0 | 0 | 0 | 0 | 0 | 0 | 0 | 0
F11_Commercial_Interruptible - Health_Existing_Space Heating_Natural Gas_Green Roof - Vegetated Rooftop_A_Achievable Economic RVT Potential | F11 | Commercial | Interruptible - Health | Existing | Space Heating | Natural Gas | Green Roof - Vegetated Rooftop | A | Purchases (Cumulative) | Achievable Economic RVT Potential | 0 | 0 | 0 | 0 | 0 | 0 | 0 | 0 | 0 | 0 | 0 | 0 | 0 | 0 | 0 | 0 | 0 | 0 | 0 | 0 | 0 | 0 | 0 | 0 | 0 | 0 | 0
F1_Commercial_Interruptible - Health_Existing_Space Heating_Natural Gas_Ducting - Repair and Sealing_A_Achievable Economic RVT Potential | F1 | Commercial | Interruptible - Health | Existing | Space Heating | Natural Gas | Ducting - Repair and Sealing | A | Integrated Unit Energy Savings (kWh or therms) | Achievable Economic RVT Potential | 0 | 0 | 0.20433 | 0.20325 | 0.20206 | 0.20078 | 0.19936 | 0.19777 | 0.19599 | 0.194 | 0.19178 | 0.18937 | 0.18681 | 0.18419 | 0.18161 | 0.17918 | 0.177 | 0.17524 | 0.17394 | 0.1729 | 0.17217 | 0.17154 | 0.17131 | 0.1711 | 0.17092 | 0.17075 | 0.17059
F2_Commercial_Interruptible - Health_Existing_Space Heating_Natural Gas_Ducting - Repair and Sealing_A_Achievable Economic RVT Potential | F2 | Commercial | Interruptible - Health | Existing | Space Heating | Natural Gas | Ducting - Repair and Sealing | A | Integrated Unit Summer Peak Savings (kW) | Achievable Economic RVT Potential | 0 | 0 | 0 | 0 | 0 | 0 | 0 | 0 | 0 | 0 | 0 | 0 | 0 | 0 | 0 | 0 | 0 | 0 | 0 | 0 | 0 | 0 | 0 | 0 | 0 | 0 | 0
F3_Commercial_Interruptible - Health_Existing_Space Heating_Natural Gas_Ducting - Repair and Sealing_A_Achievable Economic RVT Potential | F3 | Commercial | Interruptible - Health | Existing | Space Heating | Natural Gas | Ducting - Repair and Sealing | A | Integrated Unit Winter Peak Savings (kW) | Achievable Economic RVT Potential | 0 | 0 | 0 | 0 | 0 | 0 | 0 | 0 | 0 | 0 | 0 | 0 | 0 | 0 | 0 | 0 | 0 | 0 | 0 | 0 | 0 | 0 | 0 | 0 | 0 | 0 | 0
F4_Commercial_Interruptible - Health_Existing_Space Heating_Natural Gas_Ducting - Repair and Sealing_A_Achievable Economic RVT Potential | F4 | Commercial | Interruptible - Health | Existing | Space Heating | Natural Gas | Ducting - Repair and Sealing | A | Incremental Energy Savings (MWh or mTherms) | Achievable Economic RVT Potential | 0 | 0 | 0 | 0 | 0 | 0 | 0 | 0 | 0 | 0 | 0 | 0 | 0 | 0 | 0 | 0 | 0 | 0 | 0 | 0 | 0 | 0 | 0 | 0 | 0 | 0 | 0
F5_Commercial_Interruptible - Health_Existing_Space Heating_Natural Gas_Ducting - Repair and Sealing_A_Achievable Economic RVT Potential | F5 | Commercial | Interruptible - Health | Existing | Space Heating | Natural Gas | Ducting - Repair and Sealing | A | Incremental Summer Peak Savings (MW) | Achievable Economic RVT Potential | 0 | 0 | 0 | 0 | 0 | 0 | 0 | 0 | 0 | 0 | 0 | 0 | 0 | 0 | 0 | 0 | 0 | 0 | 0 | 0 | 0 | 0 | 0 | 0 | 0 | 0 | 0
F6_Commercial_Interruptible - Health_Existing_Space Heating_Natural Gas_Ducting - Repair and Sealing_A_Achievable Economic RVT Potential | F6 | Commercial | Interruptible - Health | Existing | Space Heating | Natural Gas | Ducting - Repair and Sealing | A | Incremental Winter Peak Savings (MW) | Achievable Economic RVT Potential | 0 | 0 | 0 | 0 | 0 | 0 | 0 | 0 | 0 | 0 | 0 | 0 | 0 | 0 | 0 | 0 | 0 | 0 | 0 | 0 | 0 | 0 | 0 | 0 | 0 | 0 | 0
F7_Commercial_Interruptible - Health_Existing_Space Heating_Natural Gas_Ducting - Repair and Sealing_A_Achievable Economic RVT Potential | F7 | Commercial | Interruptible - Health | Existing | Space Heating | Natural Gas | Ducting - Repair and Sealing | A | Cumulative Energy Savings (MWh or mTherms) | Achievable Economic RVT Potential | 0 | 0 | 0 | 0 | 0 | 0 | 0 | 0 | 0 | 0 | 0 | 0 | 0 | 0 | 0 | 0 | 0 | 0 | 0 | 0 | 0 | 0 | 0 | 0 | 0 | 0 | 0
F8_Commercial_Interruptible - Health_Existing_Space Heating_Natural Gas_Ducting - Repair and Sealing_A_Achievable Economic RVT Potential | F8 | Commercial | Interruptible - Health | Existing | Space Heating | Natural Gas | Ducting - Repair and Sealing | A | Cumulative Summer Peak Savings (MW) | Achievable Economic RVT Potential | 0 | 0 | 0 | 0 | 0 | 0 | 0 | 0 | 0 | 0 | 0 | 0 | 0 | 0 | 0 | 0 | 0 | 0 | 0 | 0 | 0 | 0 | 0 | 0 | 0 | 0 | 0
F9_Commercial_Interruptible - Health_Existing_Space Heating_Natural Gas_Ducting - Repair and Sealing_A_Achievable Economic RVT Potential | F9 | Commercial | Interruptible - Health | Existing | Space Heating | Natural Gas | Ducting - Repair and Sealing | A | Cumulative Winter Peak Savings (MW) | Achievable Economic RVT Potential | 0 | 0 | 0 | 0 | 0 | 0 | 0 | 0 | 0 | 0 | 0 | 0 | 0 | 0 | 0 | 0 | 0 | 0 | 0 | 0 | 0 | 0 | 0 | 0 | 0 | 0 | 0
F10_Commercial_Interruptible - Health_Existing_Space Heating_Natural Gas_Ducting - Repair and Sealing_A_Achievable Economic RVT Potential | F10 | Commercial | Interruptible - Health | Existing | Space Heating | Natural Gas | Ducting - Repair and Sealing | A | Purchases (Incremental) | Achievable Economic RVT Potential | 0 | 0 | 0 | 0 | 0 | 0 | 0 | 0 | 0 | 0 | 0 | 0 | 0 | 0 | 0 | 0 | 0 | 0 | 0 | 0 | 0 | 0 | 0 | 0 | 0 | 0 | 0
F11_Commercial_Interruptible - Health_Existing_Space Heating_Natural Gas_Ducting - Repair and Sealing_A_Achievable Economic RVT Potential | F11 | Commercial | Interruptible - Health | Existing | Space Heating | Natural Gas | Ducting - Repair and Sealing | A | Purchases (Cumulative) | Achievable Economic RVT Potential | 0 | 0 | 0 | 0 | 0 | 0 | 0 | 0 | 0 | 0 | 0 | 0 | 0 | 0 | 0 | 0 | 0 | 0 | 0 | 0 | 0 | 0 | 0 | 0 | 0 | 0 | 0
F1_Commercial_Interruptible - Health_Existing_Space Heating_Natural Gas_Windows - High Efficiency Glazing_A_Achievable Economic RVT Potential | F1 | Commercial | Interruptible - Health | Existing | Space Heating | Natural Gas | Windows - High Efficiency Glazing | A | Integrated Unit Energy Savings (kWh or therms) | Achievable Economic RVT Potential | 0 | 0 | 4.0829 | 4.0547 | 4.0232 | 3.9889 | 3.9507 | 3.9077 | 3.8591 | 3.8043 | 3.7434 | 3.6769 | 3.6066 | 3.5347 | 3.4642 | 3.3981 | 3.3391 | 3.2932 | 3.2612 | 3.2363 | 3.2204 | 3.2066 | 3.2024 | 3.1985 | 3.195 | 3.1918 | 3.1889
F2_Commercial_Interruptible - Health_Existing_Space Heating_Natural Gas_Windows - High Efficiency Glazing_A_Achievable Economic RVT Potential | F2 | Commercial | Interruptible - Health | Existing | Space Heating | Natural Gas | Windows - High Efficiency Glazing | A | Integrated Unit Summer Peak Savings (kW) | Achievable Economic RVT Potential | 0 | 0 | 0 | 0 | 0 | 0 | 0 | 0 | 0 | 0 | 0 | 0 | 0 | 0 | 0 | 0 | 0 | 0 | 0 | 0 | 0 | 0 | 0 | 0 | 0 | 0 | 0
F3_Commercial_Interruptible - Health_Existing_Space Heating_Natural Gas_Windows - High Efficiency Glazing_A_Achievable Economic RVT Potential | F3 | Commercial | Interruptible - Health | Existing | Space Heating | Natural Gas | Windows - High Efficiency Glazing | A | Integrated Unit Winter Peak Savings (kW) | Achievable Economic RVT Potential | 0 | 0 | 0 | 0 | 0 | 0 | 0 | 0 | 0 | 0 | 0 | 0 | 0 | 0 | 0 | 0 | 0 | 0 | 0 | 0 | 0 | 0 | 0 | 0 | 0 | 0 | 0
F4_Commercial_Interruptible - Health_Existing_Space Heating_Natural Gas_Windows - High Efficiency Glazing_A_Achievable Economic RVT Potential | F4 | Commercial | Interruptible - Health | Existing | Space Heating | Natural Gas | Windows - High Efficiency Glazing | A | Incremental Energy Savings (MWh or mTherms) | Achievable Economic RVT Potential | 0 | 0 | 0 | 0 | 0 | 0 | 0 | 0 | 0 | 0 | 0 | 0 | 0 | 0 | 0 | 0 | 0 | 0 | 0 | 0 | 0 | 0 | 0 | 0 | 0 | 0 | 0
F5_Commercial_Interruptible - Health_Existing_Space Heating_Natural Gas_Windows - High Efficiency Glazing_A_Achievable Economic RVT Potential | F5 | Commercial | Interruptible - Health | Existing | Space Heating | Natural Gas | Windows - High Efficiency Glazing | A | Incremental Summer Peak Savings (MW) | Achievable Economic RVT Potential | 0 | 0 | 0 | 0 | 0 | 0 | 0 | 0 | 0 | 0 | 0 | 0 | 0 | 0 | 0 | 0 | 0 | 0 | 0 | 0 | 0 | 0 | 0 | 0 | 0 | 0 | 0
F6_Commercial_Interruptible - Health_Existing_Space Heating_Natural Gas_Windows - High Efficiency Glazing_A_Achievable Economic RVT Potential | F6 | Commercial | Interruptible - Health | Existing | Space Heating | Natural Gas | Windows - High Efficiency Glazing | A | Incremental Winter Peak Savings (MW) | Achievable Economic RVT Potential | 0 | 0 | 0 | 0 | 0 | 0 | 0 | 0 | 0 | 0 | 0 | 0 | 0 | 0 | 0 | 0 | 0 | 0 | 0 | 0 | 0 | 0 | 0 | 0 | 0 | 0 | 0
F7_Commercial_Interruptible - Health_Existing_Space Heating_Natural Gas_Windows - High Efficiency Glazing_A_Achievable Economic RVT Potential | F7 | Commercial | Interruptible - Health | Existing | Space Heating | Natural Gas | Windows - High Efficiency Glazing | A | Cumulative Energy Savings (MWh or mTherms) | Achievable Economic RVT Potential | 0 | 0 | 0 | 0 | 0 | 0 | 0 | 0 | 0 | 0 | 0 | 0 | 0 | 0 | 0 | 0 | 0 | 0 | 0 | 0 | 0 | 0 | 0 | 0 | 0 | 0 | 0
F8_Commercial_Interruptible - Health_Existing_Space Heating_Natural Gas_Windows - High Efficiency Glazing_A_Achievable Economic RVT Potential | F8 | Commercial | Interruptible - Health | Existing | Space Heating | Natural Gas | Windows - High Efficiency Glazing | A | Cumulative Summer Peak Savings (MW) | Achievable Economic RVT Potential | 0 | 0 | 0 | 0 | 0 | 0 | 0 | 0 | 0 | 0 | 0 | 0 | 0 | 0 | 0 | 0 | 0 | 0 | 0 | 0 | 0 | 0 | 0 | 0 | 0 | 0 | 0
F9_Commercial_Interruptible - Health_Existing_Space Heating_Natural Gas_Windows - High Efficiency Glazing_A_Achievable Economic RVT Potential | F9 | Commercial | Interruptible - Health | Existing | Space Heating | Natural Gas | Windows - High Efficiency Glazing | A | Cumulative Winter Peak Savings (MW) | Achievable Economic RVT Potential | 0 | 0 | 0 | 0 | 0 | 0 | 0 | 0 | 0 | 0 | 0 | 0 | 0 | 0 | 0 | 0 | 0 | 0 | 0 | 0 | 0 | 0 | 0 | 0 | 0 | 0 | 0
F10_Commercial_Interruptible - Health_Existing_Space Heating_Natural Gas_Windows - High Efficiency Glazing_A_Achievable Economic RVT Potential | F10 | Commercial | Interruptible - Health | Existing | Space Heating | Natural Gas | Windows - High Efficiency Glazing | A | Purchases (Incremental) | Achievable Economic RVT Potential | 0 | 0 | 0 | 0 | 0 | 0 | 0 | 0 | 0 | 0 | 0 | 0 | 0 | 0 | 0 | 0 | 0 | 0 | 0 | 0 | 0 | 0 | 0 | 0 | 0 | 0 | 0
F11_Commercial_Interruptible - Health_Existing_Space Heating_Natural Gas_Windows - High Efficiency Glazing_A_Achievable Economic RVT Potential | F11 | Commercial | Interruptible - Health | Existing | Space Heating | Natural Gas | Windows - High Efficiency Glazing | A | Purchases (Cumulative) | Achievable Economic RVT Potential | 0 | 0 | 0 | 0 | 0 | 0 | 0 | 0 | 0 | 0 | 0 | 0 | 0 | 0 | 0 | 0 | 0 | 0 | 0 | 0 | 0 | 0 | 0 | 0 | 0 | 0 | 0
F1_Commercial_Interruptible - Health_Existing_Space Heating_Natural Gas_Windows - Secondary Glazing Systems_A_Achievable Economic RVT Potential | F1 | Commercial | Interruptible - Health | Existing | Space Heating | Natural Gas | Windows - Secondary Glazing Systems | A | Integrated Unit Energy Savings (kWh or therms) | Achievable Economic RVT Potential | 0 | 0 | 11.017 | 10.9661 | 10.9155 | 10.8654 | 10.8158 | 10.7668 | 10.7182 | 10.6703 | 10.623 | 10.5764 | 10.5309 | 10.4864 | 10.4433 | 10.4017 | 10.362 | 10.329 | 10.3029 | 10.2785 | 10.2555 | 10.2339 | 10.2205 | 10.2082 | 10.197 | 10.1868 | 10.1775
F2_Commercial_Interruptible - Health_Existing_Space Heating_Natural Gas_Windows - Secondary Glazing Systems_A_Achievable Economic RVT Potential | F2 | Commercial | Interruptible - Health | Existing | Space Heating | Natural Gas | Windows - Secondary Glazing Systems | A | Integrated Unit Summer Peak Savings (kW) | Achievable Economic RVT Potential | 0 | 0 | 0 | 0 | 0 | 0 | 0 | 0 | 0 | 0 | 0 | 0 | 0 | 0 | 0 | 0 | 0 | 0 | 0 | 0 | 0 | 0 | 0 | 0 | 0 | 0 | 0
F3_Commercial_Interruptible - Health_Existing_Space Heating_Natural Gas_Windows - Secondary Glazing Systems_A_Achievable Economic RVT Potential | F3 | Commercial | Interruptible - Health | Existing | Space Heating | Natural Gas | Windows - Secondary Glazing Systems | A | Integrated Unit Winter Peak Savings (kW) | Achievable Economic RVT Potential | 0 | 0 | 0 | 0 | 0 | 0 | 0 | 0 | 0 | 0 | 0 | 0 | 0 | 0 | 0 | 0 | 0 | 0 | 0 | 0 | 0 | 0 | 0 | 0 | 0 | 0 | 0
F4_Commercial_Interruptible - Health_Existing_Space Heating_Natural Gas_Windows - Secondary Glazing Systems_A_Achievable Economic RVT Potential | F4 | Commercial | Interruptible - Health | Existing | Space Heating | Natural Gas | Windows - Secondary Glazing Systems | A | Incremental Energy Savings (MWh or mTherms) | Achievable Economic RVT Potential | 0 | 0 | 0.0010268 | 0.00029593 | 0.003371 | 0.0088787 | 0.020362 | 0.041578 | 0.076587 | 0.12813 | 0.19514 | 0.27017 | 0.33862 | 0.38159 | 0.3832 | 0.33917 | 0.26119 | 0.17252 | 0.09614 | 0.051485 | 0.015293 | 0.0097672 | 0 | 0 | 0 | 0 | 0
F5_Commercial_Interruptible - Health_Existing_Space Heating_Natural Gas_Windows - Secondary Glazing Systems_A_Achievable Economic RVT Potential | F5 | Commercial | Interruptible - Health | Existing | Space Heating | Natural Gas | Windows - Secondary Glazing Systems | A | Incremental Summer Peak Savings (MW) | Achievable Economic RVT Potential | 0 | 0 | 0 | 0 | 0 | 0 | 0 | 0 | 0 | 0 | 0 | 0 | 0 | 0 | 0 | 0 | 0 | 0 | 0 | 0 | 0 | 0 | 0 | 0 | 0 | 0 | 0
F6_Commercial_Interruptible - Health_Existing_Space Heating_Natural Gas_Windows - Secondary Glazing Systems_A_Achievable Economic RVT Potential | F6 | Commercial | Interruptible - Health | Existing | Space Heating | Natural Gas | Windows - Secondary Glazing Systems | A | Incremental Winter Peak Savings (MW) | Achievable Economic RVT Potential | 0 | 0 | 0 | 0 | 0 | 0 | 0 | 0 | 0 | 0 | 0 | 0 | 0 | 0 | 0 | 0 | 0 | 0 | 0 | 0 | 0 | 0 | 0 | 0 | 0 | 0 | 0
F7_Commercial_Interruptible - Health_Existing_Space Heating_Natural Gas_Windows - Secondary Glazing Systems_A_Achievable Economic RVT Potential | F7 | Commercial | Interruptible - Health | Existing | Space Heating | Natural Gas | Windows - Secondary Glazing Systems | A | Cumulative Energy Savings (MWh or mTherms) | Achievable Economic RVT Potential | 0 | 0 | 0.0010268 | 0.001318 | 0.004683 | 0.01354 | 0.033841 | 0.075265 | 0.15151 | 0.27897 | 0.47287 | 0.74098 | 1.0764 | 1.4534 | 1.8307 | 2.1625 | 2.4155 | 2.5803 | 2.6699 | 2.7151 | 2.7243 | 2.7283 | 2.7248 | 2.7215 | 2.7185 | 2.7158 | 2.7133
F8_Commercial_Interruptible - Health_Existing_Space Heating_Natural Gas_Windows - Secondary Glazing Systems_A_Achievable Economic RVT Potential | F8 | Commercial | Interruptible - Health | Existing | Space Heating | Natural Gas | Windows - Secondary Glazing Systems | A | Cumulative Summer Peak Savings (MW) | Achievable Economic RVT Potential | 0 | 0 | 0 | 0 | 0 | 0 | 0 | 0 | 0 | 0 | 0 | 0 | 0 | 0 | 0 | 0 | 0 | 0 | 0 | 0 | 0 | 0 | 0 | 0 | 0 | 0 | 0
F9_Commercial_Interruptible - Health_Existing_Space Heating_Natural Gas_Windows - Secondary Glazing Systems_A_Achievable Economic RVT Potential | F9 | Commercial | Interruptible - Health | Existing | Space Heating | Natural Gas | Windows - Secondary Glazing Systems | A | Cumulative Winter Peak Savings (MW) | Achievable Economic RVT Potential | 0 | 0 | 0 | 0 | 0 | 0 | 0 | 0 | 0 | 0 | 0 | 0 | 0 | 0 | 0 | 0 | 0 | 0 | 0 | 0 | 0 | 0 | 0 | 0 | 0 | 0 | 0
F10_Commercial_Interruptible - Health_Existing_Space Heating_Natural Gas_Windows - Secondary Glazing Systems_A_Achievable Economic RVT Potential | F10 | Commercial | Interruptible - Health | Existing | Space Heating | Natural Gas | Windows - Secondary Glazing Systems | A | Purchases (Incremental) | Achievable Economic RVT Potential | 0 | 0 | 0.093203 | 0.026986 | 0.30883 | 0.81715 | 1.8826 | 3.8617 | 7.1455 | 12.0084 | 18.3697 | 25.545 | 32.1544 | 36.389 | 36.6935 | 32.6067 | 25.2061 | 16.7023 | 9.3313 | 5.009 | 1.4912 | 0.95439 | 0 | 0 | 0 | 0 | 0
F11_Commercial_Interruptible - Health_Existing_Space Heating_Natural Gas_Windows - Secondary Glazing Systems_A_Achievable Economic RVT Potential | F11 | Commercial | Interruptible - Health | Existing | Space Heating | Natural Gas | Windows - Secondary Glazing Systems | A | Purchases (Cumulative) | Achievable Economic RVT Potential | 0 | 0 | 0.093203 | 0.12019 | 0.42902 | 1.2462 | 3.1288 | 6.9905 | 14.136 | 26.1444 | 44.5141 | 70.0591 | 102.2135 | 138.6026 | 175.2961 | 207.9028 | 233.109 | 249.8112 | 259.1425 | 264.1515 | 265.6427 | 266.5971 | 266.5971 | 266.5971 | 266.5971 | 266.5971 | 266.5971
F1_Commercial_Interruptible - Health_Existing_Space Heating_Natural Gas_HVAC - Energy Recovery Ventilator_A_Achievable Economic RVT Potential | F1 | Commercial | Interruptible - Health | Existing | Space Heating | Natural Gas | HVAC - Energy Recovery Ventilator | A | Integrated Unit Energy Savings (kWh or therms) | Achievable Economic RVT Potential | 0 | 0 | 0.15306 | 0.15198 | 0.15073 | 0.14932 | 0.14771 | 0.14586 | 0.1437 | 0.14123 | 0.13845 | 0.13539 | 0.13213 | 0.12881 | 0.12556 | 0.12254 | 0.11987 | 0.1178 | 0.11633 | 0.11521 | 0.11452 | 0.11393 | 0.11378 | 0.11364 | 0.11352 | 0.1134 | 0.1133
F2_Commercial_Interruptible - Health_Existing_Space Heating_Natural Gas_HVAC - Energy Recovery Ventilator_A_Achievable Economic RVT Potential | F2 | Commercial | Interruptible - Health | Existing | Space Heating | Natural Gas | HVAC - Energy Recovery Ventilator | A | Integrated Unit Summer Peak Savings (kW) | Achievable Economic RVT Potential | 0 | 0 | 0 | 0 | 0 | 0 | 0 | 0 | 0 | 0 | 0 | 0 | 0 | 0 | 0 | 0 | 0 | 0 | 0 | 0 | 0 | 0 | 0 | 0 | 0 | 0 | 0
F3_Commercial_Interruptible - Health_Existing_Space Heating_Natural Gas_HVAC - Energy Recovery Ventilator_A_Achievable Economic RVT Potential | F3 | Commercial | Interruptible - Health | Existing | Space Heating | Natural Gas | HVAC - Energy Recovery Ventilator | A | Integrated Unit Winter Peak Savings (kW) | Achievable Economic RVT Potential | 0 | 0 | 0 | 0 | 0 | 0 | 0 | 0 | 0 | 0 | 0 | 0 | 0 | 0 | 0 | 0 | 0 | 0 | 0 | 0 | 0 | 0 | 0 | 0 | 0 | 0 | 0
F4_Commercial_Interruptible - Health_Existing_Space Heating_Natural Gas_HVAC - Energy Recovery Ventilator_A_Achievable Economic RVT Potential | F4 | Commercial | Interruptible - Health | Existing | Space Heating | Natural Gas | HVAC - Energy Recovery Ventilator | A | Incremental Energy Savings (MWh or mTherms) | Achievable Economic RVT Potential | 0 | 0 | 0 | 0 | 0 | 0 | 0 | 0 | 0 | 0 | 0 | 0 | 0 | 0 | 0 | 0 | 0 | 0 | 0 | 0 | 0 | 0 | 0 | 0 | 0 | 0 | 0
F5_Commercial_Interruptible - Health_Existing_Space Heating_Natural Gas_HVAC - Energy Recovery Ventilator_A_Achievable Economic RVT Potential | F5 | Commercial | Interruptible - Health | Existing | Space Heating | Natural Gas | HVAC - Energy Recovery Ventilator | A | Incremental Summer Peak Savings (MW) | Achievable Economic RVT Potential | 0 | 0 | 0 | 0 | 0 | 0 | 0 | 0 | 0 | 0 | 0 | 0 | 0 | 0 | 0 | 0 | 0 | 0 | 0 | 0 | 0 | 0 | 0 | 0 | 0 | 0 | 0
F6_Commercial_Interruptible - Health_Existing_Space Heating_Natural Gas_HVAC - Energy Recovery Ventilator_A_Achievable Economic RVT Potential | F6 | Commercial | Interruptible - Health | Existing | Space Heating | Natural Gas | HVAC - Energy Recovery Ventilator | A | Incremental Winter Peak Savings (MW) | Achievable Economic RVT Potential | 0 | 0 | 0 | 0 | 0 | 0 | 0 | 0 | 0 | 0 | 0 | 0 | 0 | 0 | 0 | 0 | 0 | 0 | 0 | 0 | 0 | 0 | 0 | 0 | 0 | 0 | 0
F7_Commercial_Interruptible - Health_Existing_Space Heating_Natural Gas_HVAC - Energy Recovery Ventilator_A_Achievable Economic RVT Potential | F7 | Commercial | Interruptible - Health | Existing | Space Heating | Natural Gas | HVAC - Energy Recovery Ventilator | A | Cumulative Energy Savings (MWh or mTherms) | Achievable Economic RVT Potential | 0 | 0 | 0 | 0 | 0 | 0 | 0 | 0 | 0 | 0 | 0 | 0 | 0 | 0 | 0 | 0 | 0 | 0 | 0 | 0 | 0 | 0 | 0 | 0 | 0 | 0 | 0
F8_Commercial_Interruptible - Health_Existing_Space Heating_Natural Gas_HVAC - Energy Recovery Ventilator_A_Achievable Economic RVT Potential | F8 | Commercial | Interruptible - Health | Existing | Space Heating | Natural Gas | HVAC - Energy Recovery Ventilator | A | Cumulative Summer Peak Savings (MW) | Achievable Economic RVT Potential | 0 | 0 | 0 | 0 | 0 | 0 | 0 | 0 | 0 | 0 | 0 | 0 | 0 | 0 | 0 | 0 | 0 | 0 | 0 | 0 | 0 | 0 | 0 | 0 | 0 | 0 | 0
F9_Commercial_Interruptible - Health_Existing_Space Heating_Natural Gas_HVAC - Energy Recovery Ventilator_A_Achievable Economic RVT Potential | F9 | Commercial | Interruptible - Health | Existing | Space Heating | Natural Gas | HVAC - Energy Recovery Ventilator | A | Cumulative Winter Peak Savings (MW) | Achievable Economic RVT Potential | 0 | 0 | 0 | 0 | 0 | 0 | 0 | 0 | 0 | 0 | 0 | 0 | 0 | 0 | 0 | 0 | 0 | 0 | 0 | 0 | 0 | 0 | 0 | 0 | 0 | 0 | 0
F10_Commercial_Interruptible - Health_Existing_Space Heating_Natural Gas_HVAC - Energy Recovery Ventilator_A_Achievable Economic RVT Potential | F10 | Commercial | Interruptible - Health | Existing | Space Heating | Natural Gas | HVAC - Energy Recovery Ventilator | A | Purchases (Incremental) | Achievable Economic RVT Potential | 0 | 0 | 0 | 0 | 0 | 0 | 0 | 0 | 0 | 0 | 0 | 0 | 0 | 0 | 0 | 0 | 0 | 0 | 0 | 0 | 0 | 0 | 0 | 0 | 0 | 0 | 0
F11_Commercial_Interruptible - Health_Existing_Space Heating_Natural Gas_HVAC - Energy Recovery Ventilator_A_Achievable Economic RVT Potential | F11 | Commercial | Interruptible - Health | Existing | Space Heating | Natural Gas | HVAC - Energy Recovery Ventilator | A | Purchases (Cumulative) | Achievable Economic RVT Potential | 0 | 0 | 0 | 0 | 0 | 0 | 0 | 0 | 0 | 0 | 0 | 0 | 0 | 0 | 0 | 0 | 0 | 0 | 0 | 0 | 0 | 0 | 0 | 0 | 0 | 0 | 0
F1_Commercial_Interruptible - Health_Existing_Space Heating_Natural Gas_Building Shell - Air Sealing (Infiltration Control)_A_Achievable Economic RVT Potential | F1 | Commercial | Interruptible - Health | Existing | Space Heating | Natural Gas | Building Shell - Air Sealing (Infiltration Control) | A | Integrated Unit Energy Savings (kWh or therms) | Achievable Economic RVT Potential | 0 | 0 | 24.9657 | 24.8894 | 24.8141 | 24.7399 | 24.667 | 24.5956 | 24.5258 | 24.4579 | 24.3919 | 24.3282 | 24.2668 | 24.208 | 24.1518 | 24.0984 | 24.048 | 24.0006 | 23.9564 | 23.9155 | 23.8779 | 23.8436 | 23.8123 | 23.7838 | 23.7578 | 23.7342 | 23.7126
F2_Commercial_Interruptible - Health_Existing_Space Heating_Natural Gas_Building Shell - Air Sealing (Infiltration Control)_A_Achievable Economic RVT Potential | F2 | Commercial | Interruptible - Health | Existing | Space Heating | Natural Gas | Building Shell - Air Sealing (Infiltration Control) | A | Integrated Unit Summer Peak Savings (kW) | Achievable Economic RVT Potential | 0 | 0 | 0 | 0 | 0 | 0 | 0 | 0 | 0 | 0 | 0 | 0 | 0 | 0 | 0 | 0 | 0 | 0 | 0 | 0 | 0 | 0 | 0 | 0 | 0 | 0 | 0
F3_Commercial_Interruptible - Health_Existing_Space Heating_Natural Gas_Building Shell - Air Sealing (Infiltration Control)_A_Achievable Economic RVT Potential | F3 | Commercial | Interruptible - Health | Existing | Space Heating | Natural Gas | Building Shell - Air Sealing (Infiltration Control) | A | Integrated Unit Winter Peak Savings (kW) | Achievable Economic RVT Potential | 0 | 0 | 0 | 0 | 0 | 0 | 0 | 0 | 0 | 0 | 0 | 0 | 0 | 0 | 0 | 0 | 0 | 0 | 0 | 0 | 0 | 0 | 0 | 0 | 0 | 0 | 0
F4_Commercial_Interruptible - Health_Existing_Space Heating_Natural Gas_Building Shell - Air Sealing (Infiltration Control)_A_Achievable Economic RVT Potential | F4 | Commercial | Interruptible - Health | Existing | Space Heating | Natural Gas | Building Shell - Air Sealing (Infiltration Control) | A | Incremental Energy Savings (MWh or mTherms) | Achievable Economic RVT Potential | 0 | 0 | 4.3401e-05 | 1.2528e-05 | 0.00014294 | 0.00037708 | 0.00086619 | 0.0017716 | 0.0032688 | 0.0054782 | 0.0083576 | 0.011592 | 0.014512 | 0.016419 | 0.016391 | 0.014289 | 0.010462 | 0.0057483 | 0.0009767 | 0 | 0 | 0 | 0 | 0 | 0 | 0 | 0
F5_Commercial_Interruptible - Health_Existing_Space Heating_Natural Gas_Building Shell - Air Sealing (Infiltration Control)_A_Achievable Economic RVT Potential | F5 | Commercial | Interruptible - Health | Existing | Space Heating | Natural Gas | Building Shell - Air Sealing (Infiltration Control) | A | Incremental Summer Peak Savings (MW) | Achievable Economic RVT Potential | 0 | 0 | 0 | 0 | 0 | 0 | 0 | 0 | 0 | 0 | 0 | 0 | 0 | 0 | 0 | 0 | 0 | 0 | 0 | 0 | 0 | 0 | 0 | 0 | 0 | 0 | 0
F6_Commercial_Interruptible - Health_Existing_Space Heating_Natural Gas_Building Shell - Air Sealing (Infiltration Control)_A_Achievable Economic RVT Potential | F6 | Commercial | Interruptible - Health | Existing | Space Heating | Natural Gas | Building Shell - Air Sealing (Infiltration Control) | A | Incremental Winter Peak Savings (MW) | Achievable Economic RVT Potential | 0 | 0 | 0 | 0 | 0 | 0 | 0 | 0 | 0 | 0 | 0 | 0 | 0 | 0 | 0 | 0 | 0 | 0 | 0 | 0 | 0 | 0 | 0 | 0 | 0 | 0 | 0
F7_Commercial_Interruptible - Health_Existing_Space Heating_Natural Gas_Building Shell - Air Sealing (Infiltration Control)_A_Achievable Economic RVT Potential | F7 | Commercial | Interruptible - Health | Existing | Space Heating | Natural Gas | Building Shell - Air Sealing (Infiltration Control) | A | Cumulative Energy Savings (MWh or mTherms) | Achievable Economic RVT Potential | 0 | 0 | 4.3401e-05 | 5.5797e-05 | 0.00019857 | 0.00057505 | 0.0014395 | 0.003207 | 0.0064667 | 0.011927 | 0.020252 | 0.031791 | 0.046223 | 0.062529 | 0.078775 | 0.09289 | 0.10316 | 0.1087 | 0.10948 | 0.10929 | 0.10912 | 0.10896 | 0.10882 | 0.10869 | 0.10857 | 0.10846 | 0.10836
F8_Commercial_Interruptible - Health_Existing_Space Heating_Natural Gas_Building Shell - Air Sealing (Infiltration Control)_A_Achievable Economic RVT Potential | F8 | Commercial | Interruptible - Health | Existing | Space Heating | Natural Gas | Building Shell - Air Sealing (Infiltration Control) | A | Cumulative Summer Peak Savings (MW) | Achievable Economic RVT Potential | 0 | 0 | 0 | 0 | 0 | 0 | 0 | 0 | 0 | 0 | 0 | 0 | 0 | 0 | 0 | 0 | 0 | 0 | 0 | 0 | 0 | 0 | 0 | 0 | 0 | 0 | 0
F9_Commercial_Interruptible - Health_Existing_Space Heating_Natural Gas_Building Shell - Air Sealing (Infiltration Control)_A_Achievable Economic RVT Potential | F9 | Commercial | Interruptible - Health | Existing | Space Heating | Natural Gas | Building Shell - Air Sealing (Infiltration Control) | A | Cumulative Winter Peak Savings (MW) | Achievable Economic RVT Potential | 0 | 0 | 0 | 0 | 0 | 0 | 0 | 0 | 0 | 0 | 0 | 0 | 0 | 0 | 0 | 0 | 0 | 0 | 0 | 0 | 0 | 0 | 0 | 0 | 0 | 0 | 0
F10_Commercial_Interruptible - Health_Existing_Space Heating_Natural Gas_Building Shell - Air Sealing (Infiltration Control)_A_Achievable Economic RVT Potential | F10 | Commercial | Interruptible - Health | Existing | Space Heating | Natural Gas | Building Shell - Air Sealing (Infiltration Control) | A | Purchases (Incremental) | Achievable Economic RVT Potential | 0 | 0 | 0.0017384 | 0.00050335 | 0.0057604 | 0.015242 | 0.035115 | 0.07203 | 0.13328 | 0.22398 | 0.34264 | 0.47647 | 0.59802 | 0.67824 | 0.67866 | 0.59295 | 0.43504 | 0.23951 | 0.04077 | 0 | 0 | 0 | 0 | 0 | 0 | 0 | 0
F11_Commercial_Interruptible - Health_Existing_Space Heating_Natural Gas_Building Shell - Air Sealing (Infiltration Control)_A_Achievable Economic RVT Potential | F11 | Commercial | Interruptible - Health | Existing | Space Heating | Natural Gas | Building Shell - Air Sealing (Infiltration Control) | A | Purchases (Cumulative) | Achievable Economic RVT Potential | 0 | 0 | 0.0017384 | 0.0022418 | 0.0080022 | 0.023244 | 0.058359 | 0.13039 | 0.26367 | 0.48765 | 0.83029 | 1.3068 | 1.9048 | 2.583 | 3.2617 | 3.8546 | 4.2897 | 4.5292 | 4.5699 | 4.5699 | 4.5699 | 4.5699 | 4.5699 | 4.5699 | 4.5699 | 4.5699 | 4.5699
F1_Commercial_Interruptible - Health_Existing_Space Heating_Natural Gas_Ventilation - Demand Controlled_A_Achievable Economic RVT Potential | F1 | Commercial | Interruptible - Health | Existing | Space Heating | Natural Gas | Ventilation - Demand Controlled | A | Integrated Unit Energy Savings (kWh or therms) | Achievable Economic RVT Potential | 0 | 0 | 0.037631 | 0.037294 | 0.036915 | 0.036501 | 0.036038 | 0.035516 | 0.034925 | 0.034258 | 0.033517 | 0.032712 | 0.031864 | 0.031012 | 0.03019 | 0.029424 | 0.028745 | 0.028209 | 0.027821 | 0.027516 | 0.027315 | 0.027137 | 0.027101 | 0.027068 | 0.027039 | 0.027012 | 0.026987
F2_Commercial_Interruptible - Health_Existing_Space Heating_Natural Gas_Ventilation - Demand Controlled_A_Achievable Economic RVT Potential | F2 | Commercial | Interruptible - Health | Existing | Space Heating | Natural Gas | Ventilation - Demand Controlled | A | Integrated Unit Summer Peak Savings (kW) | Achievable Economic RVT Potential | 0 | 0 | 0 | 0 | 0 | 0 | 0 | 0 | 0 | 0 | 0 | 0 | 0 | 0 | 0 | 0 | 0 | 0 | 0 | 0 | 0 | 0 | 0 | 0 | 0 | 0 | 0
F3_Commercial_Interruptible - Health_Existing_Space Heating_Natural Gas_Ventilation - Demand Controlled_A_Achievable Economic RVT Potential | F3 | Commercial | Interruptible - Health | Existing | Space Heating | Natural Gas | Ventilation - Demand Controlled | A | Integrated Unit Winter Peak Savings (kW) | Achievable Economic RVT Potential | 0 | 0 | 0 | 0 | 0 | 0 | 0 | 0 | 0 | 0 | 0 | 0 | 0 | 0 | 0 | 0 | 0 | 0 | 0 | 0 | 0 | 0 | 0 | 0 | 0 | 0 | 0
F4_Commercial_Interruptible - Health_Existing_Space Heating_Natural Gas_Ventilation - Demand Controlled_A_Achievable Economic RVT Potential | F4 | Commercial | Interruptible - Health | Existing | Space Heating | Natural Gas | Ventilation - Demand Controlled | A | Incremental Energy Savings (MWh or mTherms) | Achievable Economic RVT Potential | 0 | 0 | 0 | 0 | 0 | 0 | 0 | 0 | 0 | 0 | 0 | 0 | 0 | 0 | 0 | 0 | 0 | 0 | 0 | 0 | 0 | 0 | 0 | 0 | 0 | 0 | 0
F5_Commercial_Interruptible - Health_Existing_Space Heating_Natural Gas_Ventilation - Demand Controlled_A_Achievable Economic RVT Potential | F5 | Commercial | Interruptible - Health | Existing | Space Heating | Natural Gas | Ventilation - Demand Controlled | A | Incremental Summer Peak Savings (MW) | Achievable Economic RVT Potential | 0 | 0 | 0 | 0 | 0 | 0 | 0 | 0 | 0 | 0 | 0 | 0 | 0 | 0 | 0 | 0 | 0 | 0 | 0 | 0 | 0 | 0 | 0 | 0 | 0 | 0 | 0
F6_Commercial_Interruptible - Health_Existing_Space Heating_Natural Gas_Ventilation - Demand Controlled_A_Achievable Economic RVT Potential | F6 | Commercial | Interruptible - Health | Existing | Space Heating | Natural Gas | Ventilation - Demand Controlled | A | Incremental Winter Peak Savings (MW) | Achievable Economic RVT Potential | 0 | 0 | 0 | 0 | 0 | 0 | 0 | 0 | 0 | 0 | 0 | 0 | 0 | 0 | 0 | 0 | 0 | 0 | 0 | 0 | 0 | 0 | 0 | 0 | 0 | 0 | 0
F7_Commercial_Interruptible - Health_Existing_Space Heating_Natural Gas_Ventilation - Demand Controlled_A_Achievable Economic RVT Potential | F7 | Commercial | Interruptible - Health | Existing | Space Heating | Natural Gas | Ventilation - Demand Controlled | A | Cumulative Energy Savings (MWh or mTherms) | Achievable Economic RVT Potential | 0 | 0 | 0 | 0 | 0 | 0 | 0 | 0 | 0 | 0 | 0 | 0 | 0 | 0 | 0 | 0 | 0 | 0 | 0 | 0 | 0 | 0 | 0 | 0 | 0 | 0 | 0
F8_Commercial_Interruptible - Health_Existing_Space Heating_Natural Gas_Ventilation - Demand Controlled_A_Achievable Economic RVT Potential | F8 | Commercial | Interruptible - Health | Existing | Space Heating | Natural Gas | Ventilation - Demand Controlled | A | Cumulative Summer Peak Savings (MW) | Achievable Economic RVT Potential | 0 | 0 | 0 | 0 | 0 | 0 | 0 | 0 | 0 | 0 | 0 | 0 | 0 | 0 | 0 | 0 | 0 | 0 | 0 | 0 | 0 | 0 | 0 | 0 | 0 | 0 | 0
F9_Commercial_Interruptible - Health_Existing_Space Heating_Natural Gas_Ventilation - Demand Controlled_A_Achievable Economic RVT Potential | F9 | Commercial | Interruptible - Health | Existing | Space Heating | Natural Gas | Ventilation - Demand Controlled | A | Cumulative Winter Peak Savings (MW) | Achievable Economic RVT Potential | 0 | 0 | 0 | 0 | 0 | 0 | 0 | 0 | 0 | 0 | 0 | 0 | 0 | 0 | 0 | 0 | 0 | 0 | 0 | 0 | 0 | 0 | 0 | 0 | 0 | 0 | 0
F10_Commercial_Interruptible - Health_Existing_Space Heating_Natural Gas_Ventilation - Demand Controlled_A_Achievable Economic RVT Potential | F10 | Commercial | Interruptible - Health | Existing | Space Heating | Natural Gas | Ventilation - Demand Controlled | A | Purchases (Incremental) | Achievable Economic RVT Potential | 0 | 0 | 0 | 0 | 0 | 0 | 0 | 0 | 0 | 0 | 0 | 0 | 0 | 0 | 0 | 0 | 0 | 0 | 0 | 0 | 0 | 0 | 0 | 0 | 0 | 0 | 0
F11_Commercial_Interruptible - Health_Existing_Space Heating_Natural Gas_Ventilation - Demand Controlled_A_Achievable Economic RVT Potential | F11 | Commercial | Interruptible - Health | Existing | Space Heating | Natural Gas | Ventilation - Demand Controlled | A | Purchases (Cumulative) | Achievable Economic RVT Potential | 0 | 0 | 0 | 0 | 0 | 0 | 0 | 0 | 0 | 0 | 0 | 0 | 0 | 0 | 0 | 0 | 0 | 0 | 0 | 0 | 0 | 0 | 0 | 0 | 0 | 0 | 0
F1_Commercial_Interruptible - Health_Existing_Space Heating_Natural Gas_HVAC - Dedicated Outdoor Air System (DOAS)_A_Achievable Economic RVT Potential | F1 | Commercial | Interruptible - Health | Existing | Space Heating | Natural Gas | HVAC - Dedicated Outdoor Air System (DOAS) | A | Integrated Unit Energy Savings (kWh or therms) | Achievable Economic RVT Potential | 0 | 0 | -0.032687 | -0.032587 | -0.032489 | -0.032392 | -0.032296 | -0.032203 | -0.032111 | -0.032022 | -0.031936 | -0.031853 | -0.031772 | -0.031695 | -0.031622 | -0.031552 | -0.031486 | -0.031424 | -0.031366 | -0.031312 | -0.031263 | -0.031218 | -0.031177 | -0.03114 | -0.031106 | -0.031075 | -0.031047
F2_Commercial_Interruptible - Health_Existing_Space Heating_Natural Gas_HVAC - Dedicated Outdoor Air System (DOAS)_A_Achievable Economic RVT Potential | F2 | Commercial | Interruptible - Health | Existing | Space Heating | Natural Gas | HVAC - Dedicated Outdoor Air System (DOAS) | A | Integrated Unit Summer Peak Savings (kW) | Achievable Economic RVT Potential | 0 | 0 | 0 | 0 | 0 | 0 | 0 | 0 | 0 | 0 | 0 | 0 | 0 | 0 | 0 | 0 | 0 | 0 | 0 | 0 | 0 | 0 | 0 | 0 | 0 | 0 | 0
F3_Commercial_Interruptible - Health_Existing_Space Heating_Natural Gas_HVAC - Dedicated Outdoor Air System (DOAS)_A_Achievable Economic RVT Potential | F3 | Commercial | Interruptible - Health | Existing | Space Heating | Natural Gas | HVAC - Dedicated Outdoor Air System (DOAS) | A | Integrated Unit Winter Peak Savings (kW) | Achievable Economic RVT Potential | 0 | 0 | 0 | 0 | 0 | 0 | 0 | 0 | 0 | 0 | 0 | 0 | 0 | 0 | 0 | 0 | 0 | 0 | 0 | 0 | 0 | 0 | 0 | 0 | 0 | 0 | 0
F4_Commercial_Interruptible - Health_Existing_Space Heating_Natural Gas_HVAC - Dedicated Outdoor Air System (DOAS)_A_Achievable Economic RVT Potential | F4 | Commercial | Interruptible - Health | Existing | Space Heating | Natural Gas | HVAC - Dedicated Outdoor Air System (DOAS) | A | Incremental Energy Savings (MWh or mTherms) | Achievable Economic RVT Potential | 0 | 0 | 0 | 0 | 0 | 0 | 0 | 0 | 0 | 0 | 0 | 0 | 0 | 0 | 0 | 0 | 0 | 0 | 0 | 0 | 0 | 0 | 0 | 0 | 0 | 0 | 0
F5_Commercial_Interruptible - Health_Existing_Space Heating_Natural Gas_HVAC - Dedicated Outdoor Air System (DOAS)_A_Achievable Economic RVT Potential | F5 | Commercial | Interruptible - Health | Existing | Space Heating | Natural Gas | HVAC - Dedicated Outdoor Air System (DOAS) | A | Incremental Summer Peak Savings (MW) | Achievable Economic RVT Potential | 0 | 0 | 0 | 0 | 0 | 0 | 0 | 0 | 0 | 0 | 0 | 0 | 0 | 0 | 0 | 0 | 0 | 0 | 0 | 0 | 0 | 0 | 0 | 0 | 0 | 0 | 0
F6_Commercial_Interruptible - Health_Existing_Space Heating_Natural Gas_HVAC - Dedicated Outdoor Air System (DOAS)_A_Achievable Economic RVT Potential | F6 | Commercial | Interruptible - Health | Existing | Space Heating | Natural Gas | HVAC - Dedicated Outdoor Air System (DOAS) | A | Incremental Winter Peak Savings (MW) | Achievable Economic RVT Potential | 0 | 0 | 0 | 0 | 0 | 0 | 0 | 0 | 0 | 0 | 0 | 0 | 0 | 0 | 0 | 0 | 0 | 0 | 0 | 0 | 0 | 0 | 0 | 0 | 0 | 0 | 0
F7_Commercial_Interruptible - Health_Existing_Space Heating_Natural Gas_HVAC - Dedicated Outdoor Air System (DOAS)_A_Achievable Economic RVT Potential | F7 | Commercial | Interruptible - Health | Existing | Space Heating | Natural Gas | HVAC - Dedicated Outdoor Air System (DOAS) | A | Cumulative Energy Savings (MWh or mTherms) | Achievable Economic RVT Potential | 0 | 0 | 0 | 0 | 0 | 0 | 0 | 0 | 0 | 0 | 0 | 0 | 0 | 0 | 0 | 0 | 0 | 0 | 0 | 0 | 0 | 0 | 0 | 0 | 0 | 0 | 0
F8_Commercial_Interruptible - Health_Existing_Space Heating_Natural Gas_HVAC - Dedicated Outdoor Air System (DOAS)_A_Achievable Economic RVT Potential | F8 | Commercial | Interruptible - Health | Existing | Space Heating | Natural Gas | HVAC - Dedicated Outdoor Air System (DOAS) | A | Cumulative Summer Peak Savings (MW) | Achievable Economic RVT Potential | 0 | 0 | 0 | 0 | 0 | 0 | 0 | 0 | 0 | 0 | 0 | 0 | 0 | 0 | 0 | 0 | 0 | 0 | 0 | 0 | 0 | 0 | 0 | 0 | 0 | 0 | 0
F9_Commercial_Interruptible - Health_Existing_Space Heating_Natural Gas_HVAC - Dedicated Outdoor Air System (DOAS)_A_Achievable Economic RVT Potential | F9 | Commercial | Interruptible - Health | Existing | Space Heating | Natural Gas | HVAC - Dedicated Outdoor Air System (DOAS) | A | Cumulative Winter Peak Savings (MW) | Achievable Economic RVT Potential | 0 | 0 | 0 | 0 | 0 | 0 | 0 | 0 | 0 | 0 | 0 | 0 | 0 | 0 | 0 | 0 | 0 | 0 | 0 | 0 | 0 | 0 | 0 | 0 | 0 | 0 | 0
F10_Commercial_Interruptible - Health_Existing_Space Heating_Natural Gas_HVAC - Dedicated Outdoor Air System (DOAS)_A_Achievable Economic RVT Potential | F10 | Commercial | Interruptible - Health | Existing | Space Heating | Natural Gas | HVAC - Dedicated Outdoor Air System (DOAS) | A | Purchases (Incremental) | Achievable Economic RVT Potential | 0 | 0 | 0 | 0 | 0 | 0 | 0 | 0 | 0 | 0 | 0 | 0 | 0 | 0 | 0 | 0 | 0 | 0 | 0 | 0 | 0 | 0 | 0 | 0 | 0 | 0 | 0
F11_Commercial_Interruptible - Health_Existing_Space Heating_Natural Gas_HVAC - Dedicated Outdoor Air System (DOAS)_A_Achievable Economic RVT Potential | F11 | Commercial | Interruptible - Health | Existing | Space Heating | Natural Gas | HVAC - Dedicated Outdoor Air System (DOAS) | A | Purchases (Cumulative) | Achievable Economic RVT Potential | 0 | 0 | 0 | 0 | 0 | 0 | 0 | 0 | 0 | 0 | 0 | 0 | 0 | 0 | 0 | 0 | 0 | 0 | 0 | 0 | 0 | 0 | 0 | 0 | 0 | 0 | 0
F1_Commercial_Interruptible - Health_Existing_Space Heating_Natural Gas_Destratification Fans (HVLS)_A_Achievable Economic RVT Potential | F1 | Commercial | Interruptible - Health | Existing | Space Heating | Natural Gas | Destratification Fans (HVLS) | A | Integrated Unit Energy Savings (kWh or therms) | Achievable Economic RVT Potential | 0 | 0 | 762.3321 | 754.7596 | 746.1595 | 736.6963 | 726.1215 | 714.1437 | 700.6469 | 685.6253 | 669.2161 | 651.7409 | 634.0343 | 616.5515 | 599.7777 | 584.2162 | 570.4626 | 559.6189 | 551.7764 | 545.6087 | 541.5652 | 538.0013 | 537.2904 | 536.6423 | 536.0516 | 535.5129 | 535.0219
F2_Commercial_Interruptible - Health_Existing_Space Heating_Natural Gas_Destratification Fans (HVLS)_A_Achievable Economic RVT Potential | F2 | Commercial | Interruptible - Health | Existing | Space Heating | Natural Gas | Destratification Fans (HVLS) | A | Integrated Unit Summer Peak Savings (kW) | Achievable Economic RVT Potential | 0 | 0 | 0 | 0 | 0 | 0 | 0 | 0 | 0 | 0 | 0 | 0 | 0 | 0 | 0 | 0 | 0 | 0 | 0 | 0 | 0 | 0 | 0 | 0 | 0 | 0 | 0
F3_Commercial_Interruptible - Health_Existing_Space Heating_Natural Gas_Destratification Fans (HVLS)_A_Achievable Economic RVT Potential | F3 | Commercial | Interruptible - Health | Existing | Space Heating | Natural Gas | Destratification Fans (HVLS) | A | Integrated Unit Winter Peak Savings (kW) | Achievable Economic RVT Potential | 0 | 0 | 0 | 0 | 0 | 0 | 0 | 0 | 0 | 0 | 0 | 0 | 0 | 0 | 0 | 0 | 0 | 0 | 0 | 0 | 0 | 0 | 0 | 0 | 0 | 0 | 0
F4_Commercial_Interruptible - Health_Existing_Space Heating_Natural Gas_Destratification Fans (HVLS)_A_Achievable Economic RVT Potential | F4 | Commercial | Interruptible - Health | Existing | Space Heating | Natural Gas | Destratification Fans (HVLS) | A | Incremental Energy Savings (MWh or mTherms) | Achievable Economic RVT Potential | 0 | 0 | 0 | 0 | 0 | 0 | 0 | 0 | 0 | 0 | 0 | 0 | 0 | 0 | 0 | 0 | 0 | 0 | 0 | 0 | 0 | 0 | 0 | 0 | 0 | 0 | 0
F5_Commercial_Interruptible - Health_Existing_Space Heating_Natural Gas_Destratification Fans (HVLS)_A_Achievable Economic RVT Potential | F5 | Commercial | Interruptible - Health | Existing | Space Heating | Natural Gas | Destratification Fans (HVLS) | A | Incremental Summer Peak Savings (MW) | Achievable Economic RVT Potential | 0 | 0 | 0 | 0 | 0 | 0 | 0 | 0 | 0 | 0 | 0 | 0 | 0 | 0 | 0 | 0 | 0 | 0 | 0 | 0 | 0 | 0 | 0 | 0 | 0 | 0 | 0
F6_Commercial_Interruptible - Health_Existing_Space Heating_Natural Gas_Destratification Fans (HVLS)_A_Achievable Economic RVT Potential | F6 | Commercial | Interruptible - Health | Existing | Space Heating | Natural Gas | Destratification Fans (HVLS) | A | Incremental Winter Peak Savings (MW) | Achievable Economic RVT Potential | 0 | 0 | 0 | 0 | 0 | 0 | 0 | 0 | 0 | 0 | 0 | 0 | 0 | 0 | 0 | 0 | 0 | 0 | 0 | 0 | 0 | 0 | 0 | 0 | 0 | 0 | 0
F7_Commercial_Interruptible - Health_Existing_Space Heating_Natural Gas_Destratification Fans (HVLS)_A_Achievable Economic RVT Potential | F7 | Commercial | Interruptible - Health | Existing | Space Heating | Natural Gas | Destratification Fans (HVLS) | A | Cumulative Energy Savings (MWh or mTherms) | Achievable Economic RVT Potential | 0 | 0 | 0 | 0 | 0 | 0 | 0 | 0 | 0 | 0 | 0 | 0 | 0 | 0 | 0 | 0 | 0 | 0 | 0 | 0 | 0 | 0 | 0 | 0 | 0 | 0 | 0
F8_Commercial_Interruptible - Health_Existing_Space Heating_Natural Gas_Destratification Fans (HVLS)_A_Achievable Economic RVT Potential | F8 | Commercial | Interruptible - Health | Existing | Space Heating | Natural Gas | Destratification Fans (HVLS) | A | Cumulative Summer Peak Savings (MW) | Achievable Economic RVT Potential | 0 | 0 | 0 | 0 | 0 | 0 | 0 | 0 | 0 | 0 | 0 | 0 | 0 | 0 | 0 | 0 | 0 | 0 | 0 | 0 | 0 | 0 | 0 | 0 | 0 | 0 | 0
F9_Commercial_Interruptible - Health_Existing_Space Heating_Natural Gas_Destratification Fans (HVLS)_A_Achievable Economic RVT Potential | F9 | Commercial | Interruptible - Health | Existing | Space Heating | Natural Gas | Destratification Fans (HVLS) | A | Cumulative Winter Peak Savings (MW) | Achievable Economic RVT Potential | 0 | 0 | 0 | 0 | 0 | 0 | 0 | 0 | 0 | 0 | 0 | 0 | 0 | 0 | 0 | 0 | 0 | 0 | 0 | 0 | 0 | 0 | 0 | 0 | 0 | 0 | 0
F10_Commercial_Interruptible - Health_Existing_Space Heating_Natural Gas_Destratification Fans (HVLS)_A_Achievable Economic RVT Potential | F10 | Commercial | Interruptible - Health | Existing | Space Heating | Natural Gas | Destratification Fans (HVLS) | A | Purchases (Incremental) | Achievable Economic RVT Potential | 0 | 0 | 0 | 0 | 0 | 0 | 0 | 0 | 0 | 0 | 0 | 0 | 0 | 0 | 0 | 0 | 0 | 0 | 0 | 0 | 0 | 0 | 0 | 0 | 0 | 0 | 0
F11_Commercial_Interruptible - Health_Existing_Space Heating_Natural Gas_Destratification Fans (HVLS)_A_Achievable Economic RVT Potential | F11 | Commercial | Interruptible - Health | Existing | Space Heating | Natural Gas | Destratification Fans (HVLS) | A | Purchases (Cumulative) | Achievable Economic RVT Potential | 0 | 0 | 0 | 0 | 0 | 0 | 0 | 0 | 0 | 0 | 0 | 0 | 0 | 0 | 0 | 0 | 0 | 0 | 0 | 0 | 0 | 0 | 0 | 0 | 0 | 0 | 0
F1_Commercial_Interruptible - Health_Existing_Space Heating_Natural Gas_Gas Boiler - Maintenance_A_Achievable Economic RVT Potential | F1 | Commercial | Interruptible - Health | Existing | Space Heating | Natural Gas | Gas Boiler - Maintenance | A | Integrated Unit Energy Savings (kWh or therms) | Achievable Economic RVT Potential | 0 | 0 | 0.17071 | 0.16826 | 0.16558 | 0.16289 | 0.16012 | 0.15713 | 0.15382 | 0.15021 | 0.14635 | 0.14231 | 0.13825 | 0.13425 | 0.13041 | 0.12685 | 0.12368 | 0.12118 | 0.11934 | 0.11787 | 0.11686 | 0.11595 | 0.11581 | 0.11569 | 0.11557 | 0.11547 | 0.11538
F2_Commercial_Interruptible - Health_Existing_Space Heating_Natural Gas_Gas Boiler - Maintenance_A_Achievable Economic RVT Potential | F2 | Commercial | Interruptible - Health | Existing | Space Heating | Natural Gas | Gas Boiler - Maintenance | A | Integrated Unit Summer Peak Savings (kW) | Achievable Economic RVT Potential | 0 | 0 | 0 | 0 | 0 | 0 | 0 | 0 | 0 | 0 | 0 | 0 | 0 | 0 | 0 | 0 | 0 | 0 | 0 | 0 | 0 | 0 | 0 | 0 | 0 | 0 | 0
F3_Commercial_Interruptible - Health_Existing_Space Heating_Natural Gas_Gas Boiler - Maintenance_A_Achievable Economic RVT Potential | F3 | Commercial | Interruptible - Health | Existing | Space Heating | Natural Gas | Gas Boiler - Maintenance | A | Integrated Unit Winter Peak Savings (kW) | Achievable Economic RVT Potential | 0 | 0 | 0 | 0 | 0 | 0 | 0 | 0 | 0 | 0 | 0 | 0 | 0 | 0 | 0 | 0 | 0 | 0 | 0 | 0 | 0 | 0 | 0 | 0 | 0 | 0 | 0
F4_Commercial_Interruptible - Health_Existing_Space Heating_Natural Gas_Gas Boiler - Maintenance_A_Achievable Economic RVT Potential | F4 | Commercial | Interruptible - Health | Existing | Space Heating | Natural Gas | Gas Boiler - Maintenance | A | Incremental Energy Savings (MWh or mTherms) | Achievable Economic RVT Potential | 0 | 0 | 0 | 0 | 0 | 0 | 0 | 0 | 0 | 0 | 0 | 0 | 0 | 0 | 0 | 0 | 0 | 0 | 0 | 0 | 0 | 0 | 0 | 0 | 0 | 0 | 0
F5_Commercial_Interruptible - Health_Existing_Space Heating_Natural Gas_Gas Boiler - Maintenance_A_Achievable Economic RVT Potential | F5 | Commercial | Interruptible - Health | Existing | Space Heating | Natural Gas | Gas Boiler - Maintenance | A | Incremental Summer Peak Savings (MW) | Achievable Economic RVT Potential | 0 | 0 | 0 | 0 | 0 | 0 | 0 | 0 | 0 | 0 | 0 | 0 | 0 | 0 | 0 | 0 | 0 | 0 | 0 | 0 | 0 | 0 | 0 | 0 | 0 | 0 | 0
F6_Commercial_Interruptible - Health_Existing_Space Heating_Natural Gas_Gas Boiler - Maintenance_A_Achievable Economic RVT Potential | F6 | Commercial | Interruptible - Health | Existing | Space Heating | Natural Gas | Gas Boiler - Maintenance | A | Incremental Winter Peak Savings (MW) | Achievable Economic RVT Potential | 0 | 0 | 0 | 0 | 0 | 0 | 0 | 0 | 0 | 0 | 0 | 0 | 0 | 0 | 0 | 0 | 0 | 0 | 0 | 0 | 0 | 0 | 0 | 0 | 0 | 0 | 0
F7_Commercial_Interruptible - Health_Existing_Space Heating_Natural Gas_Gas Boiler - Maintenance_A_Achievable Economic RVT Potential | F7 | Commercial | Interruptible - Health | Existing | Space Heating | Natural Gas | Gas Boiler - Maintenance | A | Cumulative Energy Savings (MWh or mTherms) | Achievable Economic RVT Potential | 0 | 0 | 0 | 0 | 0 | 0 | 0 | 0 | 0 | 0 | 0 | 0 | 0 | 0 | 0 | 0 | 0 | 0 | 0 | 0 | 0 | 0 | 0 | 0 | 0 | 0 | 0
F8_Commercial_Interruptible - Health_Existing_Space Heating_Natural Gas_Gas Boiler - Maintenance_A_Achievable Economic RVT Potential | F8 | Commercial | Interruptible - Health | Existing | Space Heating | Natural Gas | Gas Boiler - Maintenance | A | Cumulative Summer Peak Savings (MW) | Achievable Economic RVT Potential | 0 | 0 | 0 | 0 | 0 | 0 | 0 | 0 | 0 | 0 | 0 | 0 | 0 | 0 | 0 | 0 | 0 | 0 | 0 | 0 | 0 | 0 | 0 | 0 | 0 | 0 | 0
F9_Commercial_Interruptible - Health_Existing_Space Heating_Natural Gas_Gas Boiler - Maintenance_A_Achievable Economic RVT Potential | F9 | Commercial | Interruptible - Health | Existing | Space Heating | Natural Gas | Gas Boiler - Maintenance | A | Cumulative Winter Peak Savings (MW) | Achievable Economic RVT Potential | 0 | 0 | 0 | 0 | 0 | 0 | 0 | 0 | 0 | 0 | 0 | 0 | 0 | 0 | 0 | 0 | 0 | 0 | 0 | 0 | 0 | 0 | 0 | 0 | 0 | 0 | 0
F10_Commercial_Interruptible - Health_Existing_Space Heating_Natural Gas_Gas Boiler - Maintenance_A_Achievable Economic RVT Potential | F10 | Commercial | Interruptible - Health | Existing | Space Heating | Natural Gas | Gas Boiler - Maintenance | A | Purchases (Incremental) | Achievable Economic RVT Potential | 0 | 0 | 0 | 0 | 0 | 0 | 0 | 0 | 0 | 0 | 0 | 0 | 0 | 0 | 0 | 0 | 0 | 0 | 0 | 0 | 0 | 0 | 0 | 0 | 0 | 0 | 0
F11_Commercial_Interruptible - Health_Existing_Space Heating_Natural Gas_Gas Boiler - Maintenance_A_Achievable Economic RVT Potential | F11 | Commercial | Interruptible - Health | Existing | Space Heating | Natural Gas | Gas Boiler - Maintenance | A | Purchases (Cumulative) | Achievable Economic RVT Potential | 0 | 0 | 0 | 0 | 0 | 0 | 0 | 0 | 0 | 0 | 0 | 0 | 0 | 0 | 0 | 0 | 0 | 0 | 0 | 0 | 0 | 0 | 0 | 0 | 0 | 0 | 0
F1_Commercial_Interruptible - Health_Existing_Space Heating_Natural Gas_Gas Furnace - Maintenance_A_Achievable Economic RVT Potential | F1 | Commercial | Interruptible - Health | Existing | Space Heating | Natural Gas | Gas Furnace - Maintenance | A | Integrated Unit Energy Savings (kWh or therms) | Achievable Economic RVT Potential | 0 | 0 | 0.068092 | 0.06708 | 0.065952 | 0.064796 | 0.063594 | 0.062281 | 0.060828 | 0.059245 | 0.057556 | 0.055799 | 0.054034 | 0.052298 | 0.050635 | 0.049088 | 0.047708 | 0.046592 | 0.045745 | 0.045051 | 0.044544 | 0.044086 | 0.043931 | 0.043787 | 0.043654 | 0.043532 | 0.043419
F2_Commercial_Interruptible - Health_Existing_Space Heating_Natural Gas_Gas Furnace - Maintenance_A_Achievable Economic RVT Potential | F2 | Commercial | Interruptible - Health | Existing | Space Heating | Natural Gas | Gas Furnace - Maintenance | A | Integrated Unit Summer Peak Savings (kW) | Achievable Economic RVT Potential | 0 | 0 | 0 | 0 | 0 | 0 | 0 | 0 | 0 | 0 | 0 | 0 | 0 | 0 | 0 | 0 | 0 | 0 | 0 | 0 | 0 | 0 | 0 | 0 | 0 | 0 | 0
F3_Commercial_Interruptible - Health_Existing_Space Heating_Natural Gas_Gas Furnace - Maintenance_A_Achievable Economic RVT Potential | F3 | Commercial | Interruptible - Health | Existing | Space Heating | Natural Gas | Gas Furnace - Maintenance | A | Integrated Unit Winter Peak Savings (kW) | Achievable Economic RVT Potential | 0 | 0 | 0 | 0 | 0 | 0 | 0 | 0 | 0 | 0 | 0 | 0 | 0 | 0 | 0 | 0 | 0 | 0 | 0 | 0 | 0 | 0 | 0 | 0 | 0 | 0 | 0
F4_Commercial_Interruptible - Health_Existing_Space Heating_Natural Gas_Gas Furnace - Maintenance_A_Achievable Economic RVT Potential | F4 | Commercial | Interruptible - Health | Existing | Space Heating | Natural Gas | Gas Furnace - Maintenance | A | Incremental Energy Savings (MWh or mTherms) | Achievable Economic RVT Potential | 0 | 0 | 0 | 0 | 0 | 0 | 0 | 0 | 0 | 0 | 0 | 0 | 0 | 0 | 0 | 0 | 0 | 0 | 0 | 0 | 0 | 0 | 0 | 0 | 0 | 0 | 0
F5_Commercial_Interruptible - Health_Existing_Space Heating_Natural Gas_Gas Furnace - Maintenance_A_Achievable Economic RVT Potential | F5 | Commercial | Interruptible - Health | Existing | Space Heating | Natural Gas | Gas Furnace - Maintenance | A | Incremental Summer Peak Savings (MW) | Achievable Economic RVT Potential | 0 | 0 | 0 | 0 | 0 | 0 | 0 | 0 | 0 | 0 | 0 | 0 | 0 | 0 | 0 | 0 | 0 | 0 | 0 | 0 | 0 | 0 | 0 | 0 | 0 | 0 | 0
F6_Commercial_Interruptible - Health_Existing_Space Heating_Natural Gas_Gas Furnace - Maintenance_A_Achievable Economic RVT Potential | F6 | Commercial | Interruptible - Health | Existing | Space Heating | Natural Gas | Gas Furnace - Maintenance | A | Incremental Winter Peak Savings (MW) | Achievable Economic RVT Potential | 0 | 0 | 0 | 0 | 0 | 0 | 0 | 0 | 0 | 0 | 0 | 0 | 0 | 0 | 0 | 0 | 0 | 0 | 0 | 0 | 0 | 0 | 0 | 0 | 0 | 0 | 0
F7_Commercial_Interruptible - Health_Existing_Space Heating_Natural Gas_Gas Furnace - Maintenance_A_Achievable Economic RVT Potential | F7 | Commercial | Interruptible - Health | Existing | Space Heating | Natural Gas | Gas Furnace - Maintenance | A | Cumulative Energy Savings (MWh or mTherms) | Achievable Economic RVT Potential | 0 | 0 | 0 | 0 | 0 | 0 | 0 | 0 | 0 | 0 | 0 | 0 | 0 | 0 | 0 | 0 | 0 | 0 | 0 | 0 | 0 | 0 | 0 | 0 | 0 | 0 | 0
F8_Commercial_Interruptible - Health_Existing_Space Heating_Natural Gas_Gas Furnace - Maintenance_A_Achievable Economic RVT Potential | F8 | Commercial | Interruptible - Health | Existing | Space Heating | Natural Gas | Gas Furnace - Maintenance | A | Cumulative Summer Peak Savings (MW) | Achievable Economic RVT Potential | 0 | 0 | 0 | 0 | 0 | 0 | 0 | 0 | 0 | 0 | 0 | 0 | 0 | 0 | 0 | 0 | 0 | 0 | 0 | 0 | 0 | 0 | 0 | 0 | 0 | 0 | 0
F9_Commercial_Interruptible - Health_Existing_Space Heating_Natural Gas_Gas Furnace - Maintenance_A_Achievable Economic RVT Potential | F9 | Commercial | Interruptible - Health | Existing | Space Heating | Natural Gas | Gas Furnace - Maintenance | A | Cumulative Winter Peak Savings (MW) | Achievable Economic RVT Potential | 0 | 0 | 0 | 0 | 0 | 0 | 0 | 0 | 0 | 0 | 0 | 0 | 0 | 0 | 0 | 0 | 0 | 0 | 0 | 0 | 0 | 0 | 0 | 0 | 0 | 0 | 0
F10_Commercial_Interruptible - Health_Existing_Space Heating_Natural Gas_Gas Furnace - Maintenance_A_Achievable Economic RVT Potential | F10 | Commercial | Interruptible - Health | Existing | Space Heating | Natural Gas | Gas Furnace - Maintenance | A | Purchases (Incremental) | Achievable Economic RVT Potential | 0 | 0 | 0 | 0 | 0 | 0 | 0 | 0 | 0 | 0 | 0 | 0 | 0 | 0 | 0 | 0 | 0 | 0 | 0 | 0 | 0 | 0 | 0 | 0 | 0 | 0 | 0
F11_Commercial_Interruptible - Health_Existing_Space Heating_Natural Gas_Gas Furnace - Maintenance_A_Achievable Economic RVT Potential | F11 | Commercial | Interruptible - Health | Existing | Space Heating | Natural Gas | Gas Furnace - Maintenance | A | Purchases (Cumulative) | Achievable Economic RVT Potential | 0 | 0 | 0 | 0 | 0 | 0 | 0 | 0 | 0 | 0 | 0 | 0 | 0 | 0 | 0 | 0 | 0 | 0 | 0 | 0 | 0 | 0 | 0 | 0 | 0 | 0 | 0
F1_Commercial_Interruptible - Health_Existing_Space Heating_Natural Gas_Gas Boiler - Hot Water Reset_A_Achievable Economic RVT Potential | F1 | Commercial | Interruptible - Health | Existing | Space Heating | Natural Gas | Gas Boiler - Hot Water Reset | A | Integrated Unit Energy Savings (kWh or therms) | Achievable Economic RVT Potential | 0 | 0 | 305.4216 | 304.2186 | 303.0317 | 301.8636 | 300.7146 | 299.5852 | 298.4755 | 297.3859 | 296.3175 | 295.2719 | 294.2554 | 293.2667 | 292.3163 | 291.4084 | 290.5487 | 289.8731 | 289.3904 | 288.948 | 288.542 | 288.1729 | 287.8373 | 287.5322 | 287.2549 | 287.0027 | 286.7735
F2_Commercial_Interruptible - Health_Existing_Space Heating_Natural Gas_Gas Boiler - Hot Water Reset_A_Achievable Economic RVT Potential | F2 | Commercial | Interruptible - Health | Existing | Space Heating | Natural Gas | Gas Boiler - Hot Water Reset | A | Integrated Unit Summer Peak Savings (kW) | Achievable Economic RVT Potential | 0 | 0 | 0 | 0 | 0 | 0 | 0 | 0 | 0 | 0 | 0 | 0 | 0 | 0 | 0 | 0 | 0 | 0 | 0 | 0 | 0 | 0 | 0 | 0 | 0 | 0 | 0
F3_Commercial_Interruptible - Health_Existing_Space Heating_Natural Gas_Gas Boiler - Hot Water Reset_A_Achievable Economic RVT Potential | F3 | Commercial | Interruptible - Health | Existing | Space Heating | Natural Gas | Gas Boiler - Hot Water Reset | A | Integrated Unit Winter Peak Savings (kW) | Achievable Economic RVT Potential | 0 | 0 | 0 | 0 | 0 | 0 | 0 | 0 | 0 | 0 | 0 | 0 | 0 | 0 | 0 | 0 | 0 | 0 | 0 | 0 | 0 | 0 | 0 | 0 | 0 | 0 | 0
F4_Commercial_Interruptible - Health_Existing_Space Heating_Natural Gas_Gas Boiler - Hot Water Reset_A_Achievable Economic RVT Potential | F4 | Commercial | Interruptible - Health | Existing | Space Heating | Natural Gas | Gas Boiler - Hot Water Reset | A | Incremental Energy Savings (MWh or mTherms) | Achievable Economic RVT Potential | 0 | 0 | 0 | 0 | 0 | 0 | 0 | 0 | 0 | 0 | 0 | 0 | 0 | 0 | 0 | 0 | 0 | 0 | 0 | 0 | 0 | 0 | 0 | 0 | 0 | 0 | 0
F5_Commercial_Interruptible - Health_Existing_Space Heating_Natural Gas_Gas Boiler - Hot Water Reset_A_Achievable Economic RVT Potential | F5 | Commercial | Interruptible - Health | Existing | Space Heating | Natural Gas | Gas Boiler - Hot Water Reset | A | Incremental Summer Peak Savings (MW) | Achievable Economic RVT Potential | 0 | 0 | 0 | 0 | 0 | 0 | 0 | 0 | 0 | 0 | 0 | 0 | 0 | 0 | 0 | 0 | 0 | 0 | 0 | 0 | 0 | 0 | 0 | 0 | 0 | 0 | 0
F6_Commercial_Interruptible - Health_Existing_Space Heating_Natural Gas_Gas Boiler - Hot Water Reset_A_Achievable Economic RVT Potential | F6 | Commercial | Interruptible - Health | Existing | Space Heating | Natural Gas | Gas Boiler - Hot Water Reset | A | Incremental Winter Peak Savings (MW) | Achievable Economic RVT Potential | 0 | 0 | 0 | 0 | 0 | 0 | 0 | 0 | 0 | 0 | 0 | 0 | 0 | 0 | 0 | 0 | 0 | 0 | 0 | 0 | 0 | 0 | 0 | 0 | 0 | 0 | 0
F7_Commercial_Interruptible - Health_Existing_Space Heating_Natural Gas_Gas Boiler - Hot Water Reset_A_Achievable Economic RVT Potential | F7 | Commercial | Interruptible - Health | Existing | Space Heating | Natural Gas | Gas Boiler - Hot Water Reset | A | Cumulative Energy Savings (MWh or mTherms) | Achievable Economic RVT Potential | 0 | 0 | 0 | 0 | 0 | 0 | 0 | 0 | 0 | 0 | 0 | 0 | 0 | 0 | 0 | 0 | 0 | 0 | 0 | 0 | 0 | 0 | 0 | 0 | 0 | 0 | 0
F8_Commercial_Interruptible - Health_Existing_Space Heating_Natural Gas_Gas Boiler - Hot Water Reset_A_Achievable Economic RVT Potential | F8 | Commercial | Interruptible - Health | Existing | Space Heating | Natural Gas | Gas Boiler - Hot Water Reset | A | Cumulative Summer Peak Savings (MW) | Achievable Economic RVT Potential | 0 | 0 | 0 | 0 | 0 | 0 | 0 | 0 | 0 | 0 | 0 | 0 | 0 | 0 | 0 | 0 | 0 | 0 | 0 | 0 | 0 | 0 | 0 | 0 | 0 | 0 | 0
F9_Commercial_Interruptible - Health_Existing_Space Heating_Natural Gas_Gas Boiler - Hot Water Reset_A_Achievable Economic RVT Potential | F9 | Commercial | Interruptible - Health | Existing | Space Heating | Natural Gas | Gas Boiler - Hot Water Reset | A | Cumulative Winter Peak Savings (MW) | Achievable Economic RVT Potential | 0 | 0 | 0 | 0 | 0 | 0 | 0 | 0 | 0 | 0 | 0 | 0 | 0 | 0 | 0 | 0 | 0 | 0 | 0 | 0 | 0 | 0 | 0 | 0 | 0 | 0 | 0
F10_Commercial_Interruptible - Health_Existing_Space Heating_Natural Gas_Gas Boiler - Hot Water Reset_A_Achievable Economic RVT Potential | F10 | Commercial | Interruptible - Health | Existing | Space Heating | Natural Gas | Gas Boiler - Hot Water Reset | A | Purchases (Incremental) | Achievable Economic RVT Potential | 0 | 0 | 0 | 0 | 0 | 0 | 0 | 0 | 0 | 0 | 0 | 0 | 0 | 0 | 0 | 0 | 0 | 0 | 0 | 0 | 0 | 0 | 0 | 0 | 0 | 0 | 0
F11_Commercial_Interruptible - Health_Existing_Space Heating_Natural Gas_Gas Boiler - Hot Water Reset_A_Achievable Economic RVT Potential | F11 | Commercial | Interruptible - Health | Existing | Space Heating | Natural Gas | Gas Boiler - Hot Water Reset | A | Purchases (Cumulative) | Achievable Economic RVT Potential | 0 | 0 | 0 | 0 | 0 | 0 | 0 | 0 | 0 | 0 | 0 | 0 | 0 | 0 | 0 | 0 | 0 | 0 | 0 | 0 | 0 | 0 | 0 | 0 | 0 | 0 | 0
F1_Commercial_Interruptible - Health_Existing_Space Heating_Natural Gas_Gas Boiler - Steam Trap Replacement_A_Achievable Economic RVT Potential | F1 | Commercial | Interruptible - Health | Existing | Space Heating | Natural Gas | Gas Boiler - Steam Trap Replacement | A | Integrated Unit Energy Savings (kWh or therms) | Achievable Economic RVT Potential | 0 | 0 | 79.556 | 79.1793 | 78.7796 | 78.361 | 77.9156 | 77.435 | 76.9119 | 76.3411 | 75.7217 | 75.0582 | 74.3632 | 73.654 | 72.9563 | 72.2961 | 71.6974 | 71.2092 | 70.8392 | 70.5345 | 70.3073 | 70.1058 | 70.024 | 69.9497 | 69.8821 | 69.8207 | 69.7648
F2_Commercial_Interruptible - Health_Existing_Space Heating_Natural Gas_Gas Boiler - Steam Trap Replacement_A_Achievable Economic RVT Potential | F2 | Commercial | Interruptible - Health | Existing | Space Heating | Natural Gas | Gas Boiler - Steam Trap Replacement | A | Integrated Unit Summer Peak Savings (kW) | Achievable Economic RVT Potential | 0 | 0 | 0 | 0 | 0 | 0 | 0 | 0 | 0 | 0 | 0 | 0 | 0 | 0 | 0 | 0 | 0 | 0 | 0 | 0 | 0 | 0 | 0 | 0 | 0 | 0 | 0
F3_Commercial_Interruptible - Health_Existing_Space Heating_Natural Gas_Gas Boiler - Steam Trap Replacement_A_Achievable Economic RVT Potential | F3 | Commercial | Interruptible - Health | Existing | Space Heating | Natural Gas | Gas Boiler - Steam Trap Replacement | A | Integrated Unit Winter Peak Savings (kW) | Achievable Economic RVT Potential | 0 | 0 | 0 | 0 | 0 | 0 | 0 | 0 | 0 | 0 | 0 | 0 | 0 | 0 | 0 | 0 | 0 | 0 | 0 | 0 | 0 | 0 | 0 | 0 | 0 | 0 | 0
F4_Commercial_Interruptible - Health_Existing_Space Heating_Natural Gas_Gas Boiler - Steam Trap Replacement_A_Achievable Economic RVT Potential | F4 | Commercial | Interruptible - Health | Existing | Space Heating | Natural Gas | Gas Boiler - Steam Trap Replacement | A | Incremental Energy Savings (MWh or mTherms) | Achievable Economic RVT Potential | 0 | 0 | 0 | 0 | 0 | 0 | 0 | 0 | 0 | 0 | 0 | 0 | 0 | 0 | 0 | 0 | 0 | 0 | 0 | 0 | 0 | 0 | 0 | 0 | 0 | 0 | 0
F5_Commercial_Interruptible - Health_Existing_Space Heating_Natural Gas_Gas Boiler - Steam Trap Replacement_A_Achievable Economic RVT Potential | F5 | Commercial | Interruptible - Health | Existing | Space Heating | Natural Gas | Gas Boiler - Steam Trap Replacement | A | Incremental Summer Peak Savings (MW) | Achievable Economic RVT Potential | 0 | 0 | 0 | 0 | 0 | 0 | 0 | 0 | 0 | 0 | 0 | 0 | 0 | 0 | 0 | 0 | 0 | 0 | 0 | 0 | 0 | 0 | 0 | 0 | 0 | 0 | 0
F6_Commercial_Interruptible - Health_Existing_Space Heating_Natural Gas_Gas Boiler - Steam Trap Replacement_A_Achievable Economic RVT Potential | F6 | Commercial | Interruptible - Health | Existing | Space Heating | Natural Gas | Gas Boiler - Steam Trap Replacement | A | Incremental Winter Peak Savings (MW) | Achievable Economic RVT Potential | 0 | 0 | 0 | 0 | 0 | 0 | 0 | 0 | 0 | 0 | 0 | 0 | 0 | 0 | 0 | 0 | 0 | 0 | 0 | 0 | 0 | 0 | 0 | 0 | 0 | 0 | 0
F7_Commercial_Interruptible - Health_Existing_Space Heating_Natural Gas_Gas Boiler - Steam Trap Replacement_A_Achievable Economic RVT Potential | F7 | Commercial | Interruptible - Health | Existing | Space Heating | Natural Gas | Gas Boiler - Steam Trap Replacement | A | Cumulative Energy Savings (MWh or mTherms) | Achievable Economic RVT Potential | 0 | 0 | 0 | 0 | 0 | 0 | 0 | 0 | 0 | 0 | 0 | 0 | 0 | 0 | 0 | 0 | 0 | 0 | 0 | 0 | 0 | 0 | 0 | 0 | 0 | 0 | 0
F8_Commercial_Interruptible - Health_Existing_Space Heating_Natural Gas_Gas Boiler - Steam Trap Replacement_A_Achievable Economic RVT Potential | F8 | Commercial | Interruptible - Health | Existing | Space Heating | Natural Gas | Gas Boiler - Steam Trap Replacement | A | Cumulative Summer Peak Savings (MW) | Achievable Economic RVT Potential | 0 | 0 | 0 | 0 | 0 | 0 | 0 | 0 | 0 | 0 | 0 | 0 | 0 | 0 | 0 | 0 | 0 | 0 | 0 | 0 | 0 | 0 | 0 | 0 | 0 | 0 | 0
F9_Commercial_Interruptible - Health_Existing_Space Heating_Natural Gas_Gas Boiler - Steam Trap Replacement_A_Achievable Economic RVT Potential | F9 | Commercial | Interruptible - Health | Existing | Space Heating | Natural Gas | Gas Boiler - Steam Trap Replacement | A | Cumulative Winter Peak Savings (MW) | Achievable Economic RVT Potential | 0 | 0 | 0 | 0 | 0 | 0 | 0 | 0 | 0 | 0 | 0 | 0 | 0 | 0 | 0 | 0 | 0 | 0 | 0 | 0 | 0 | 0 | 0 | 0 | 0 | 0 | 0
F10_Commercial_Interruptible - Health_Existing_Space Heating_Natural Gas_Gas Boiler - Steam Trap Replacement_A_Achievable Economic RVT Potential | F10 | Commercial | Interruptible - Health | Existing | Space Heating | Natural Gas | Gas Boiler - Steam Trap Replacement | A | Purchases (Incremental) | Achievable Economic RVT Potential | 0 | 0 | 0 | 0 | 0 | 0 | 0 | 0 | 0 | 0 | 0 | 0 | 0 | 0 | 0 | 0 | 0 | 0 | 0 | 0 | 0 | 0 | 0 | 0 | 0 | 0 | 0
F11_Commercial_Interruptible - Health_Existing_Space Heating_Natural Gas_Gas Boiler - Steam Trap Replacement_A_Achievable Economic RVT Potential | F11 | Commercial | Interruptible - Health | Existing | Space Heating | Natural Gas | Gas Boiler - Steam Trap Replacement | A | Purchases (Cumulative) | Achievable Economic RVT Potential | 0 | 0 | 0 | 0 | 0 | 0 | 0 | 0 | 0 | 0 | 0 | 0 | 0 | 0 | 0 | 0 | 0 | 0 | 0 | 0 | 0 | 0 | 0 | 0 | 0 | 0 | 0
F1_Commercial_Interruptible - Health_Existing_Space Heating_Natural Gas_Gas Boiler - High Turndown Burner_A_Achievable Economic RVT Potential | F1 | Commercial | Interruptible - Health | Existing | Space Heating | Natural Gas | Gas Boiler - High Turndown Burner | A | Integrated Unit Energy Savings (kWh or therms) | Achievable Economic RVT Potential | 0 | 0 | 0.28528 | 0.28255 | 0.27947 | 0.27609 | 0.27233 | 0.26808 | 0.26329 | 0.25794 | 0.25208 | 0.24579 | 0.23938 | 0.23303 | 0.2269 | 0.2212 | 0.21613 | 0.21215 | 0.20927 | 0.20702 | 0.20553 | 0.20423 | 0.20399 | 0.20377 | 0.20357 | 0.2034 | 0.20323
F2_Commercial_Interruptible - Health_Existing_Space Heating_Natural Gas_Gas Boiler - High Turndown Burner_A_Achievable Economic RVT Potential | F2 | Commercial | Interruptible - Health | Existing | Space Heating | Natural Gas | Gas Boiler - High Turndown Burner | A | Integrated Unit Summer Peak Savings (kW) | Achievable Economic RVT Potential | 0 | 0 | 0 | 0 | 0 | 0 | 0 | 0 | 0 | 0 | 0 | 0 | 0 | 0 | 0 | 0 | 0 | 0 | 0 | 0 | 0 | 0 | 0 | 0 | 0 | 0 | 0
F3_Commercial_Interruptible - Health_Existing_Space Heating_Natural Gas_Gas Boiler - High Turndown Burner_A_Achievable Economic RVT Potential | F3 | Commercial | Interruptible - Health | Existing | Space Heating | Natural Gas | Gas Boiler - High Turndown Burner | A | Integrated Unit Winter Peak Savings (kW) | Achievable Economic RVT Potential | 0 | 0 | 0 | 0 | 0 | 0 | 0 | 0 | 0 | 0 | 0 | 0 | 0 | 0 | 0 | 0 | 0 | 0 | 0 | 0 | 0 | 0 | 0 | 0 | 0 | 0 | 0
F4_Commercial_Interruptible - Health_Existing_Space Heating_Natural Gas_Gas Boiler - High Turndown Burner_A_Achievable Economic RVT Potential | F4 | Commercial | Interruptible - Health | Existing | Space Heating | Natural Gas | Gas Boiler - High Turndown Burner | A | Incremental Energy Savings (MWh or mTherms) | Achievable Economic RVT Potential | 0 | 0 | 0 | 0 | 0 | 0 | 0 | 0 | 0 | 0 | 0 | 0 | 0 | 0 | 0 | 0 | 0 | 0 | 0 | 0 | 0 | 0 | 0 | 0 | 0 | 0 | 0
F5_Commercial_Interruptible - Health_Existing_Space Heating_Natural Gas_Gas Boiler - High Turndown Burner_A_Achievable Economic RVT Potential | F5 | Commercial | Interruptible - Health | Existing | Space Heating | Natural Gas | Gas Boiler - High Turndown Burner | A | Incremental Summer Peak Savings (MW) | Achievable Economic RVT Potential | 0 | 0 | 0 | 0 | 0 | 0 | 0 | 0 | 0 | 0 | 0 | 0 | 0 | 0 | 0 | 0 | 0 | 0 | 0 | 0 | 0 | 0 | 0 | 0 | 0 | 0 | 0
F6_Commercial_Interruptible - Health_Existing_Space Heating_Natural Gas_Gas Boiler - High Turndown Burner_A_Achievable Economic RVT Potential | F6 | Commercial | Interruptible - Health | Existing | Space Heating | Natural Gas | Gas Boiler - High Turndown Burner | A | Incremental Winter Peak Savings (MW) | Achievable Economic RVT Potential | 0 | 0 | 0 | 0 | 0 | 0 | 0 | 0 | 0 | 0 | 0 | 0 | 0 | 0 | 0 | 0 | 0 | 0 | 0 | 0 | 0 | 0 | 0 | 0 | 0 | 0 | 0
F7_Commercial_Interruptible - Health_Existing_Space Heating_Natural Gas_Gas Boiler - High Turndown Burner_A_Achievable Economic RVT Potential | F7 | Commercial | Interruptible - Health | Existing | Space Heating | Natural Gas | Gas Boiler - High Turndown Burner | A | Cumulative Energy Savings (MWh or mTherms) | Achievable Economic RVT Potential | 0 | 0 | 0 | 0 | 0 | 0 | 0 | 0 | 0 | 0 | 0 | 0 | 0 | 0 | 0 | 0 | 0 | 0 | 0 | 0 | 0 | 0 | 0 | 0 | 0 | 0 | 0
F8_Commercial_Interruptible - Health_Existing_Space Heating_Natural Gas_Gas Boiler - High Turndown Burner_A_Achievable Economic RVT Potential | F8 | Commercial | Interruptible - Health | Existing | Space Heating | Natural Gas | Gas Boiler - High Turndown Burner | A | Cumulative Summer Peak Savings (MW) | Achievable Economic RVT Potential | 0 | 0 | 0 | 0 | 0 | 0 | 0 | 0 | 0 | 0 | 0 | 0 | 0 | 0 | 0 | 0 | 0 | 0 | 0 | 0 | 0 | 0 | 0 | 0 | 0 | 0 | 0
F9_Commercial_Interruptible - Health_Existing_Space Heating_Natural Gas_Gas Boiler - High Turndown Burner_A_Achievable Economic RVT Potential | F9 | Commercial | Interruptible - Health | Existing | Space Heating | Natural Gas | Gas Boiler - High Turndown Burner | A | Cumulative Winter Peak Savings (MW) | Achievable Economic RVT Potential | 0 | 0 | 0 | 0 | 0 | 0 | 0 | 0 | 0 | 0 | 0 | 0 | 0 | 0 | 0 | 0 | 0 | 0 | 0 | 0 | 0 | 0 | 0 | 0 | 0 | 0 | 0
F10_Commercial_Interruptible - Health_Existing_Space Heating_Natural Gas_Gas Boiler - High Turndown Burner_A_Achievable Economic RVT Potential | F10 | Commercial | Interruptible - Health | Existing | Space Heating | Natural Gas | Gas Boiler - High Turndown Burner | A | Purchases (Incremental) | Achievable Economic RVT Potential | 0 | 0 | 0 | 0 | 0 | 0 | 0 | 0 | 0 | 0 | 0 | 0 | 0 | 0 | 0 | 0 | 0 | 0 | 0 | 0 | 0 | 0 | 0 | 0 | 0 | 0 | 0
F11_Commercial_Interruptible - Health_Existing_Space Heating_Natural Gas_Gas Boiler - High Turndown Burner_A_Achievable Economic RVT Potential | F11 | Commercial | Interruptible - Health | Existing | Space Heating | Natural Gas | Gas Boiler - High Turndown Burner | A | Purchases (Cumulative) | Achievable Economic RVT Potential | 0 | 0 | 0 | 0 | 0 | 0 | 0 | 0 | 0 | 0 | 0 | 0 | 0 | 0 | 0 | 0 | 0 | 0 | 0 | 0 | 0 | 0 | 0 | 0 | 0 | 0 | 0
F1_Commercial_Interruptible - Health_Existing_Space Heating_Natural Gas_Gas Boiler - Burner Control Optimization_A_Achievable Economic RVT Potential | F1 | Commercial | Interruptible - Health | Existing | Space Heating | Natural Gas | Gas Boiler - Burner Control Optimization | A | Integrated Unit Energy Savings (kWh or therms) | Achievable Economic RVT Potential | 0 | 0 | 0.08271 | 0.081892 | 0.080968 | 0.079955 | 0.078825 | 0.077549 | 0.076113 | 0.074518 | 0.072776 | 0.070922 | 0.069045 | 0.067193 | 0.065415 | 0.063764 | 0.062305 | 0.061156 | 0.060327 | 0.059676 | 0.059249 | 0.058873 | 0.058804 | 0.058741 | 0.058684 | 0.058632 | 0.058585
F2_Commercial_Interruptible - Health_Existing_Space Heating_Natural Gas_Gas Boiler - Burner Control Optimization_A_Achievable Economic RVT Potential | F2 | Commercial | Interruptible - Health | Existing | Space Heating | Natural Gas | Gas Boiler - Burner Control Optimization | A | Integrated Unit Summer Peak Savings (kW) | Achievable Economic RVT Potential | 0 | 0 | 0 | 0 | 0 | 0 | 0 | 0 | 0 | 0 | 0 | 0 | 0 | 0 | 0 | 0 | 0 | 0 | 0 | 0 | 0 | 0 | 0 | 0 | 0 | 0 | 0
F3_Commercial_Interruptible - Health_Existing_Space Heating_Natural Gas_Gas Boiler - Burner Control Optimization_A_Achievable Economic RVT Potential | F3 | Commercial | Interruptible - Health | Existing | Space Heating | Natural Gas | Gas Boiler - Burner Control Optimization | A | Integrated Unit Winter Peak Savings (kW) | Achievable Economic RVT Potential | 0 | 0 | 0 | 0 | 0 | 0 | 0 | 0 | 0 | 0 | 0 | 0 | 0 | 0 | 0 | 0 | 0 | 0 | 0 | 0 | 0 | 0 | 0 | 0 | 0 | 0 | 0
F4_Commercial_Interruptible - Health_Existing_Space Heating_Natural Gas_Gas Boiler - Burner Control Optimization_A_Achievable Economic RVT Potential | F4 | Commercial | Interruptible - Health | Existing | Space Heating | Natural Gas | Gas Boiler - Burner Control Optimization | A | Incremental Energy Savings (MWh or mTherms) | Achievable Economic RVT Potential | 0 | 0 | 0 | 0 | 0 | 0 | 0 | 0 | 0 | 0 | 0 | 0 | 0 | 0 | 0 | 0 | 0 | 0 | 0 | 0 | 0 | 0 | 0 | 0 | 0 | 0 | 0
F5_Commercial_Interruptible - Health_Existing_Space Heating_Natural Gas_Gas Boiler - Burner Control Optimization_A_Achievable Economic RVT Potential | F5 | Commercial | Interruptible - Health | Existing | Space Heating | Natural Gas | Gas Boiler - Burner Control Optimization | A | Incremental Summer Peak Savings (MW) | Achievable Economic RVT Potential | 0 | 0 | 0 | 0 | 0 | 0 | 0 | 0 | 0 | 0 | 0 | 0 | 0 | 0 | 0 | 0 | 0 | 0 | 0 | 0 | 0 | 0 | 0 | 0 | 0 | 0 | 0
F6_Commercial_Interruptible - Health_Existing_Space Heating_Natural Gas_Gas Boiler - Burner Control Optimization_A_Achievable Economic RVT Potential | F6 | Commercial | Interruptible - Health | Existing | Space Heating | Natural Gas | Gas Boiler - Burner Control Optimization | A | Incremental Winter Peak Savings (MW) | Achievable Economic RVT Potential | 0 | 0 | 0 | 0 | 0 | 0 | 0 | 0 | 0 | 0 | 0 | 0 | 0 | 0 | 0 | 0 | 0 | 0 | 0 | 0 | 0 | 0 | 0 | 0 | 0 | 0 | 0
F7_Commercial_Interruptible - Health_Existing_Space Heating_Natural Gas_Gas Boiler - Burner Control Optimization_A_Achievable Economic RVT Potential | F7 | Commercial | Interruptible - Health | Existing | Space Heating | Natural Gas | Gas Boiler - Burner Control Optimization | A | Cumulative Energy Savings (MWh or mTherms) | Achievable Economic RVT Potential | 0 | 0 | 0 | 0 | 0 | 0 | 0 | 0 | 0 | 0 | 0 | 0 | 0 | 0 | 0 | 0 | 0 | 0 | 0 | 0 | 0 | 0 | 0 | 0 | 0 | 0 | 0
F8_Commercial_Interruptible - Health_Existing_Space Heating_Natural Gas_Gas Boiler - Burner Control Optimization_A_Achievable Economic RVT Potential | F8 | Commercial | Interruptible - Health | Existing | Space Heating | Natural Gas | Gas Boiler - Burner Control Optimization | A | Cumulative Summer Peak Savings (MW) | Achievable Economic RVT Potential | 0 | 0 | 0 | 0 | 0 | 0 | 0 | 0 | 0 | 0 | 0 | 0 | 0 | 0 | 0 | 0 | 0 | 0 | 0 | 0 | 0 | 0 | 0 | 0 | 0 | 0 | 0
F9_Commercial_Interruptible - Health_Existing_Space Heating_Natural Gas_Gas Boiler - Burner Control Optimization_A_Achievable Economic RVT Potential | F9 | Commercial | Interruptible - Health | Existing | Space Heating | Natural Gas | Gas Boiler - Burner Control Optimization | A | Cumulative Winter Peak Savings (MW) | Achievable Economic RVT Potential | 0 | 0 | 0 | 0 | 0 | 0 | 0 | 0 | 0 | 0 | 0 | 0 | 0 | 0 | 0 | 0 | 0 | 0 | 0 | 0 | 0 | 0 | 0 | 0 | 0 | 0 | 0
F10_Commercial_Interruptible - Health_Existing_Space Heating_Natural Gas_Gas Boiler - Burner Control Optimization_A_Achievable Economic RVT Potential | F10 | Commercial | Interruptible - Health | Existing | Space Heating | Natural Gas | Gas Boiler - Burner Control Optimization | A | Purchases (Incremental) | Achievable Economic RVT Potential | 0 | 0 | 0 | 0 | 0 | 0 | 0 | 0 | 0 | 0 | 0 | 0 | 0 | 0 | 0 | 0 | 0 | 0 | 0 | 0 | 0 | 0 | 0 | 0 | 0 | 0 | 0
F11_Commercial_Interruptible - Health_Existing_Space Heating_Natural Gas_Gas Boiler - Burner Control Optimization_A_Achievable Economic RVT Potential | F11 | Commercial | Interruptible - Health | Existing | Space Heating | Natural Gas | Gas Boiler - Burner Control Optimization | A | Purchases (Cumulative) | Achievable Economic RVT Potential | 0 | 0 | 0 | 0 | 0 | 0 | 0 | 0 | 0 | 0 | 0 | 0 | 0 | 0 | 0 | 0 | 0 | 0 | 0 | 0 | 0 | 0 | 0 | 0 | 0 | 0 | 0
F1_Commercial_Interruptible - Health_Existing_Space Heating_Natural Gas_Gas Boiler - Stack Economizer_A_Achievable Economic RVT Potential | F1 | Commercial | Interruptible - Health | Existing | Space Heating | Natural Gas | Gas Boiler - Stack Economizer | A | Integrated Unit Energy Savings (kWh or therms) | Achievable Economic RVT Potential | 0 | 0 | 0.27342 | 0.27009 | 0.26638 | 0.26234 | 0.25789 | 0.25307 | 0.24774 | 0.24192 | 0.2357 | 0.2292 | 0.22266 | 0.21621 | 0.21003 | 0.20429 | 0.1992 | 0.19516 | 0.1922 | 0.18983 | 0.1882 | 0.18674 | 0.18652 | 0.18632 | 0.18614 | 0.18597 | 0.18582
F2_Commercial_Interruptible - Health_Existing_Space Heating_Natural Gas_Gas Boiler - Stack Economizer_A_Achievable Economic RVT Potential | F2 | Commercial | Interruptible - Health | Existing | Space Heating | Natural Gas | Gas Boiler - Stack Economizer | A | Integrated Unit Summer Peak Savings (kW) | Achievable Economic RVT Potential | 0 | 0 | 0 | 0 | 0 | 0 | 0 | 0 | 0 | 0 | 0 | 0 | 0 | 0 | 0 | 0 | 0 | 0 | 0 | 0 | 0 | 0 | 0 | 0 | 0 | 0 | 0
F3_Commercial_Interruptible - Health_Existing_Space Heating_Natural Gas_Gas Boiler - Stack Economizer_A_Achievable Economic RVT Potential | F3 | Commercial | Interruptible - Health | Existing | Space Heating | Natural Gas | Gas Boiler - Stack Economizer | A | Integrated Unit Winter Peak Savings (kW) | Achievable Economic RVT Potential | 0 | 0 | 0 | 0 | 0 | 0 | 0 | 0 | 0 | 0 | 0 | 0 | 0 | 0 | 0 | 0 | 0 | 0 | 0 | 0 | 0 | 0 | 0 | 0 | 0 | 0 | 0
F4_Commercial_Interruptible - Health_Existing_Space Heating_Natural Gas_Gas Boiler - Stack Economizer_A_Achievable Economic RVT Potential | F4 | Commercial | Interruptible - Health | Existing | Space Heating | Natural Gas | Gas Boiler - Stack Economizer | A | Incremental Energy Savings (MWh or mTherms) | Achievable Economic RVT Potential | 0 | 0 | 0 | 0 | 0 | 0 | 0 | 0 | 0 | 0 | 0 | 0 | 0 | 0 | 0 | 0 | 0 | 0 | 0 | 0 | 0 | 0 | 0 | 0 | 0 | 0 | 0
F5_Commercial_Interruptible - Health_Existing_Space Heating_Natural Gas_Gas Boiler - Stack Economizer_A_Achievable Economic RVT Potential | F5 | Commercial | Interruptible - Health | Existing | Space Heating | Natural Gas | Gas Boiler - Stack Economizer | A | Incremental Summer Peak Savings (MW) | Achievable Economic RVT Potential | 0 | 0 | 0 | 0 | 0 | 0 | 0 | 0 | 0 | 0 | 0 | 0 | 0 | 0 | 0 | 0 | 0 | 0 | 0 | 0 | 0 | 0 | 0 | 0 | 0 | 0 | 0
F6_Commercial_Interruptible - Health_Existing_Space Heating_Natural Gas_Gas Boiler - Stack Economizer_A_Achievable Economic RVT Potential | F6 | Commercial | Interruptible - Health | Existing | Space Heating | Natural Gas | Gas Boiler - Stack Economizer | A | Incremental Winter Peak Savings (MW) | Achievable Economic RVT Potential | 0 | 0 | 0 | 0 | 0 | 0 | 0 | 0 | 0 | 0 | 0 | 0 | 0 | 0 | 0 | 0 | 0 | 0 | 0 | 0 | 0 | 0 | 0 | 0 | 0 | 0 | 0
F7_Commercial_Interruptible - Health_Existing_Space Heating_Natural Gas_Gas Boiler - Stack Economizer_A_Achievable Economic RVT Potential | F7 | Commercial | Interruptible - Health | Existing | Space Heating | Natural Gas | Gas Boiler - Stack Economizer | A | Cumulative Energy Savings (MWh or mTherms) | Achievable Economic RVT Potential | 0 | 0 | 0 | 0 | 0 | 0 | 0 | 0 | 0 | 0 | 0 | 0 | 0 | 0 | 0 | 0 | 0 | 0 | 0 | 0 | 0 | 0 | 0 | 0 | 0 | 0 | 0
F8_Commercial_Interruptible - Health_Existing_Space Heating_Natural Gas_Gas Boiler - Stack Economizer_A_Achievable Economic RVT Potential | F8 | Commercial | Interruptible - Health | Existing | Space Heating | Natural Gas | Gas Boiler - Stack Economizer | A | Cumulative Summer Peak Savings (MW) | Achievable Economic RVT Potential | 0 | 0 | 0 | 0 | 0 | 0 | 0 | 0 | 0 | 0 | 0 | 0 | 0 | 0 | 0 | 0 | 0 | 0 | 0 | 0 | 0 | 0 | 0 | 0 | 0 | 0 | 0
F9_Commercial_Interruptible - Health_Existing_Space Heating_Natural Gas_Gas Boiler - Stack Economizer_A_Achievable Economic RVT Potential | F9 | Commercial | Interruptible - Health | Existing | Space Heating | Natural Gas | Gas Boiler - Stack Economizer | A | Cumulative Winter Peak Savings (MW) | Achievable Economic RVT Potential | 0 | 0 | 0 | 0 | 0 | 0 | 0 | 0 | 0 | 0 | 0 | 0 | 0 | 0 | 0 | 0 | 0 | 0 | 0 | 0 | 0 | 0 | 0 | 0 | 0 | 0 | 0
F10_Commercial_Interruptible - Health_Existing_Space Heating_Natural Gas_Gas Boiler - Stack Economizer_A_Achievable Economic RVT Potential | F10 | Commercial | Interruptible - Health | Existing | Space Heating | Natural Gas | Gas Boiler - Stack Economizer | A | Purchases (Incremental) | Achievable Economic RVT Potential | 0 | 0 | 0 | 0 | 0 | 0 | 0 | 0 | 0 | 0 | 0 | 0 | 0 | 0 | 0 | 0 | 0 | 0 | 0 | 0 | 0 | 0 | 0 | 0 | 0 | 0 | 0
F11_Commercial_Interruptible - Health_Existing_Space Heating_Natural Gas_Gas Boiler - Stack Economizer_A_Achievable Economic RVT Potential | F11 | Commercial | Interruptible - Health | Existing | Space Heating | Natural Gas | Gas Boiler - Stack Economizer | A | Purchases (Cumulative) | Achievable Economic RVT Potential | 0 | 0 | 0 | 0 | 0 | 0 | 0 | 0 | 0 | 0 | 0 | 0 | 0 | 0 | 0 | 0 | 0 | 0 | 0 | 0 | 0 | 0 | 0 | 0 | 0 | 0 | 0
F1_Commercial_Interruptible - Health_Existing_Space Heating_Natural Gas_Gas Boiler - Thermostatic Radiator Valves_A_Achievable Economic RVT Potential | F1 | Commercial | Interruptible - Health | Existing | Space Heating | Natural Gas | Gas Boiler - Thermostatic Radiator Valves | A | Integrated Unit Energy Savings (kWh or therms) | Achievable Economic RVT Potential | 0 | 0 | 16.7466 | 16.6571 | 16.554 | 16.4393 | 16.3088 | 16.1582 | 15.9843 | 15.7846 | 15.5586 | 15.3093 | 15.0431 | 14.7694 | 14.5006 | 14.2493 | 14.0264 | 13.8479 | 13.7162 | 13.6137 | 13.5494 | 13.4934 | 13.4776 | 13.4633 | 13.4503 | 13.4385 | 13.4277
F2_Commercial_Interruptible - Health_Existing_Space Heating_Natural Gas_Gas Boiler - Thermostatic Radiator Valves_A_Achievable Economic RVT Potential | F2 | Commercial | Interruptible - Health | Existing | Space Heating | Natural Gas | Gas Boiler - Thermostatic Radiator Valves | A | Integrated Unit Summer Peak Savings (kW) | Achievable Economic RVT Potential | 0 | 0 | 0 | 0 | 0 | 0 | 0 | 0 | 0 | 0 | 0 | 0 | 0 | 0 | 0 | 0 | 0 | 0 | 0 | 0 | 0 | 0 | 0 | 0 | 0 | 0 | 0
F3_Commercial_Interruptible - Health_Existing_Space Heating_Natural Gas_Gas Boiler - Thermostatic Radiator Valves_A_Achievable Economic RVT Potential | F3 | Commercial | Interruptible - Health | Existing | Space Heating | Natural Gas | Gas Boiler - Thermostatic Radiator Valves | A | Integrated Unit Winter Peak Savings (kW) | Achievable Economic RVT Potential | 0 | 0 | 0 | 0 | 0 | 0 | 0 | 0 | 0 | 0 | 0 | 0 | 0 | 0 | 0 | 0 | 0 | 0 | 0 | 0 | 0 | 0 | 0 | 0 | 0 | 0 | 0
F4_Commercial_Interruptible - Health_Existing_Space Heating_Natural Gas_Gas Boiler - Thermostatic Radiator Valves_A_Achievable Economic RVT Potential | F4 | Commercial | Interruptible - Health | Existing | Space Heating | Natural Gas | Gas Boiler - Thermostatic Radiator Valves | A | Incremental Energy Savings (MWh or mTherms) | Achievable Economic RVT Potential | 0 | 0 | 0 | 0 | 0 | 0 | 0 | 0 | 0 | 0 | 0 | 0 | 0 | 0 | 0 | 0 | 0 | 0 | 0 | 0 | 0 | 0 | 0 | 0 | 0 | 0 | 0
F5_Commercial_Interruptible - Health_Existing_Space Heating_Natural Gas_Gas Boiler - Thermostatic Radiator Valves_A_Achievable Economic RVT Potential | F5 | Commercial | Interruptible - Health | Existing | Space Heating | Natural Gas | Gas Boiler - Thermostatic Radiator Valves | A | Incremental Summer Peak Savings (MW) | Achievable Economic RVT Potential | 0 | 0 | 0 | 0 | 0 | 0 | 0 | 0 | 0 | 0 | 0 | 0 | 0 | 0 | 0 | 0 | 0 | 0 | 0 | 0 | 0 | 0 | 0 | 0 | 0 | 0 | 0
F6_Commercial_Interruptible - Health_Existing_Space Heating_Natural Gas_Gas Boiler - Thermostatic Radiator Valves_A_Achievable Economic RVT Potential | F6 | Commercial | Interruptible - Health | Existing | Space Heating | Natural Gas | Gas Boiler - Thermostatic Radiator Valves | A | Incremental Winter Peak Savings (MW) | Achievable Economic RVT Potential | 0 | 0 | 0 | 0 | 0 | 0 | 0 | 0 | 0 | 0 | 0 | 0 | 0 | 0 | 0 | 0 | 0 | 0 | 0 | 0 | 0 | 0 | 0 | 0 | 0 | 0 | 0
F7_Commercial_Interruptible - Health_Existing_Space Heating_Natural Gas_Gas Boiler - Thermostatic Radiator Valves_A_Achievable Economic RVT Potential | F7 | Commercial | Interruptible - Health | Existing | Space Heating | Natural Gas | Gas Boiler - Thermostatic Radiator Valves | A | Cumulative Energy Savings (MWh or mTherms) | Achievable Economic RVT Potential | 0 | 0 | 0 | 0 | 0 | 0 | 0 | 0 | 0 | 0 | 0 | 0 | 0 | 0 | 0 | 0 | 0 | 0 | 0 | 0 | 0 | 0 | 0 | 0 | 0 | 0 | 0
F8_Commercial_Interruptible - Health_Existing_Space Heating_Natural Gas_Gas Boiler - Thermostatic Radiator Valves_A_Achievable Economic RVT Potential | F8 | Commercial | Interruptible - Health | Existing | Space Heating | Natural Gas | Gas Boiler - Thermostatic Radiator Valves | A | Cumulative Summer Peak Savings (MW) | Achievable Economic RVT Potential | 0 | 0 | 0 | 0 | 0 | 0 | 0 | 0 | 0 | 0 | 0 | 0 | 0 | 0 | 0 | 0 | 0 | 0 | 0 | 0 | 0 | 0 | 0 | 0 | 0 | 0 | 0